Kittitas CountyManufactured - Highly ImpactedWater Heat GT 55 Gal1New | Kittitas CountyManufactured - Highly ImpactedWater Heat GT 55 GalNew | Kittitas County | Manufactured - Highly Impacted | Water Heat GT 55 Gal | 1 | Below Standard Water Heater > 55 GAL - EF 0.52 | New | Water Heater - Below Standard | Below Standard Water Heater > 55 GAL - EF 0.52 | Below Standard Water Heater > 55 GAL - EF 0.52 | per Home | 7 | Assuming half the measure life for below standard equipment. Based on RTF workbook ResGasWH_v1_2 | 165.2509 | 165.2509 | Using measure description efficiency metrics to adjust loads from RTF/2021P workbooks to consumptions. | Using measure description efficiency metrics to adjust loads from RTF/2021P workbooks to consumptions. | 0 | 0 | NA | NA | 0 | 0 | 0 | 0 | 0 | 0 | 0 | Baseline is equal to efficient case | Baseline is equal to efficient case | Baseline is equal to efficient case | 0 | 0 | No applicable non-energy benefits | No applicable non-energy benefits | 100% | Equipment 100% technically feasible within end use | System | System
Kittitas CountySingle FamilyWater Heat GT 55 Gal2Existing | Kittitas CountySingle FamilyWater Heat GT 55 GalExisting | Kittitas County | Single Family | Water Heat GT 55 Gal | 2 | Federal Standard 2015 Condensing Water Heater > 55 GAL - EF 0.74 | Existing | Water Heater - Federal Standard 2015 Condensing | Federal Standard 2015 Condensing Water Heater > 55 GAL - EF 0.74 | Federal Standard 2015 Condensing Water Heater > 55 GAL - EF 0.74 | per Home | 13 | Based on RTF workbook ResGasWH_v1_2 | 153.6415 | 153.6415 | Using measure description efficiency metrics to adjust loads from RTF/2021P workbooks to consumptions. | Using measure description efficiency metrics to adjust loads from RTF/2021P workbooks to consumptions. | 0 | 0 | NA | NA | 0 | 0 | 0 | 985.5502 | 960.201 | 0 | 0 | Baseline is equal to efficient case | Baseline is equal to efficient case | Baseline is equal to efficient case | 0 | 0 | No applicable non-energy benefits | No applicable non-energy benefits | 100% | Equipment 100% technically feasible within end use | System | System
Kittitas CountySingle FamilyWater Heat GT 55 Gal2New | Kittitas CountySingle FamilyWater Heat GT 55 GalNew | Kittitas County | Single Family | Water Heat GT 55 Gal | 2 | Federal Standard 2015 Condensing Water Heater > 55 GAL - EF 0.74 | New | Water Heater - Federal Standard 2015 Condensing | Federal Standard 2015 Condensing Water Heater > 55 GAL - EF 0.74 | Federal Standard 2015 Condensing Water Heater > 55 GAL - EF 0.74 | per Home | 13 | Based on RTF workbook ResGasWH_v1_2 | 153.6415 | 153.6415 | Using measure description efficiency metrics to adjust loads from RTF/2021P workbooks to consumptions. | Using measure description efficiency metrics to adjust loads from RTF/2021P workbooks to consumptions. | 0 | 0 | NA | NA | 0 | 0 | 0 | 985.5502 | 960.201 | 0 | 0 | Baseline is equal to efficient case | Baseline is equal to efficient case | Baseline is equal to efficient case | 0 | 0 | No applicable non-energy benefits | No applicable non-energy benefits | 100% | Equipment 100% technically feasible within end use | System | System
Kittitas CountySingle Family - Highly ImpactedWater Heat GT 55 Gal2Existing | Kittitas CountySingle Family - Highly ImpactedWater Heat GT 55 GalExisting | Kittitas County | Single Family - Highly Impacted | Water Heat GT 55 Gal | 2 | Federal Standard 2015 Condensing Water Heater > 55 GAL - EF 0.74 | Existing | Water Heater - Federal Standard 2015 Condensing | Federal Standard 2015 Condensing Water Heater > 55 GAL - EF 0.74 | Federal Standard 2015 Condensing Water Heater > 55 GAL - EF 0.74 | per Home | 13 | Based on RTF workbook ResGasWH_v1_2 | 134.228 | 134.228 | Using measure description efficiency metrics to adjust loads from RTF/2021P workbooks to consumptions. | Using measure description efficiency metrics to adjust loads from RTF/2021P workbooks to consumptions. | 0 | 0 | NA | NA | 0 | 0 | 0 | 985.5502 | 960.201 | 0 | 0 | Baseline is equal to efficient case | Baseline is equal to efficient case | Baseline is equal to efficient case | 0 | 0 | No applicable non-energy benefits | No applicable non-energy benefits | 100% | Equipment 100% technically feasible within end use | System | System
Kittitas CountySingle Family - Highly ImpactedWater Heat GT 55 Gal2New | Kittitas CountySingle Family - Highly ImpactedWater Heat GT 55 GalNew | Kittitas County | Single Family - Highly Impacted | Water Heat GT 55 Gal | 2 | Federal Standard 2015 Condensing Water Heater > 55 GAL - EF 0.74 | New | Water Heater - Federal Standard 2015 Condensing | Federal Standard 2015 Condensing Water Heater > 55 GAL - EF 0.74 | Federal Standard 2015 Condensing Water Heater > 55 GAL - EF 0.74 | per Home | 13 | Based on RTF workbook ResGasWH_v1_2 | 134.228 | 134.228 | Using measure description efficiency metrics to adjust loads from RTF/2021P workbooks to consumptions. | Using measure description efficiency metrics to adjust loads from RTF/2021P workbooks to consumptions. | 0 | 0 | NA | NA | 0 | 0 | 0 | 985.5502 | 960.201 | 0 | 0 | Baseline is equal to efficient case | Baseline is equal to efficient case | Baseline is equal to efficient case | 0 | 0 | No applicable non-energy benefits | No applicable non-energy benefits | 100% | Equipment 100% technically feasible within end use | System | System
Kittitas CountyMultifamilyWater Heat GT 55 Gal2Existing | Kittitas CountyMultifamilyWater Heat GT 55 GalExisting | Kittitas County | Multifamily | Water Heat GT 55 Gal | 2 | Federal Standard 2015 Condensing Water Heater > 55 GAL - EF 0.74 | Existing | Water Heater - Federal Standard 2015 Condensing | Federal Standard 2015 Condensing Water Heater > 55 GAL - EF 0.74 | Federal Standard 2015 Condensing Water Heater > 55 GAL - EF 0.74 | per Home | 13 | Based on RTF workbook ResGasWH_v1_2 | 109.1193 | 109.1193 | Using measure description efficiency metrics to adjust loads from RTF/2021P workbooks to consumptions. | Using measure description efficiency metrics to adjust loads from RTF/2021P workbooks to consumptions. | 0 | 0 | NA | NA | 0 | 0 | 0 | 985.5502 | 960.201 | 0 | 0 | Baseline is equal to efficient case | Baseline is equal to efficient case | Baseline is equal to efficient case | 0 | 0 | No applicable non-energy benefits | No applicable non-energy benefits | 100% | Equipment 100% technically feasible within end use | System | System
Kittitas CountyMultifamilyWater Heat GT 55 Gal2New | Kittitas CountyMultifamilyWater Heat GT 55 GalNew | Kittitas County | Multifamily | Water Heat GT 55 Gal | 2 | Federal Standard 2015 Condensing Water Heater > 55 GAL - EF 0.74 | New | Water Heater - Federal Standard 2015 Condensing | Federal Standard 2015 Condensing Water Heater > 55 GAL - EF 0.74 | Federal Standard 2015 Condensing Water Heater > 55 GAL - EF 0.74 | per Home | 13 | Based on RTF workbook ResGasWH_v1_2 | 109.1193 | 109.1193 | Using measure description efficiency metrics to adjust loads from RTF/2021P workbooks to consumptions. | Using measure description efficiency metrics to adjust loads from RTF/2021P workbooks to consumptions. | 0 | 0 | NA | NA | 0 | 0 | 0 | 985.5502 | 960.201 | 0 | 0 | Baseline is equal to efficient case | Baseline is equal to efficient case | Baseline is equal to efficient case | 0 | 0 | No applicable non-energy benefits | No applicable non-energy benefits | 100% | Equipment 100% technically feasible within end use | System | System
Kittitas CountyMultifamily - Highly ImpactedWater Heat GT 55 Gal2Existing | Kittitas CountyMultifamily - Highly ImpactedWater Heat GT 55 GalExisting | Kittitas County | Multifamily - Highly Impacted | Water Heat GT 55 Gal | 2 | Federal Standard 2015 Condensing Water Heater > 55 GAL - EF 0.74 | Existing | Water Heater - Federal Standard 2015 Condensing | Federal Standard 2015 Condensing Water Heater > 55 GAL - EF 0.74 | Federal Standard 2015 Condensing Water Heater > 55 GAL - EF 0.74 | per Home | 13 | Based on RTF workbook ResGasWH_v1_2 | 122.8421 | 122.8421 | Using measure description efficiency metrics to adjust loads from RTF/2021P workbooks to consumptions. | Using measure description efficiency metrics to adjust loads from RTF/2021P workbooks to consumptions. | 0 | 0 | NA | NA | 0 | 0 | 0 | 985.5502 | 960.201 | 0 | 0 | Baseline is equal to efficient case | Baseline is equal to efficient case | Baseline is equal to efficient case | 0 | 0 | No applicable non-energy benefits | No applicable non-energy benefits | 100% | Equipment 100% technically feasible within end use | System | System
Kittitas CountyMultifamily - Highly ImpactedWater Heat GT 55 Gal2New | Kittitas CountyMultifamily - Highly ImpactedWater Heat GT 55 GalNew | Kittitas County | Multifamily - Highly Impacted | Water Heat GT 55 Gal | 2 | Federal Standard 2015 Condensing Water Heater > 55 GAL - EF 0.74 | New | Water Heater - Federal Standard 2015 Condensing | Federal Standard 2015 Condensing Water Heater > 55 GAL - EF 0.74 | Federal Standard 2015 Condensing Water Heater > 55 GAL - EF 0.74 | per Home | 13 | Based on RTF workbook ResGasWH_v1_2 | 122.8421 | 122.8421 | Using measure description efficiency metrics to adjust loads from RTF/2021P workbooks to consumptions. | Using measure description efficiency metrics to adjust loads from RTF/2021P workbooks to consumptions. | 0 | 0 | NA | NA | 0 | 0 | 0 | 985.5502 | 960.201 | 0 | 0 | Baseline is equal to efficient case | Baseline is equal to efficient case | Baseline is equal to efficient case | 0 | 0 | No applicable non-energy benefits | No applicable non-energy benefits | 100% | Equipment 100% technically feasible within end use | System | System
Kittitas CountyManufacturedWater Heat GT 55 Gal2Existing | Kittitas CountyManufacturedWater Heat GT 55 GalExisting | Kittitas County | Manufactured | Water Heat GT 55 Gal | 2 | Federal Standard 2015 Condensing Water Heater > 55 GAL - EF 0.74 | Existing | Water Heater - Federal Standard 2015 Condensing | Federal Standard 2015 Condensing Water Heater > 55 GAL - EF 0.74 | Federal Standard 2015 Condensing Water Heater > 55 GAL - EF 0.74 | per Home | 13 | Based on RTF workbook ResGasWH_v1_2 | 136.1937 | 136.1937 | Using measure description efficiency metrics to adjust loads from RTF/2021P workbooks to consumptions. | Using measure description efficiency metrics to adjust loads from RTF/2021P workbooks to consumptions. | 0 | 0 | NA | NA | 0 | 0 | 0 | 985.5502 | 960.201 | 0 | 0 | Baseline is equal to efficient case | Baseline is equal to efficient case | Baseline is equal to efficient case | 0 | 0 | No applicable non-energy benefits | No applicable non-energy benefits | 100% | Equipment 100% technically feasible within end use | System | System
Kittitas CountyManufacturedWater Heat GT 55 Gal2New | Kittitas CountyManufacturedWater Heat GT 55 GalNew | Kittitas County | Manufactured | Water Heat GT 55 Gal | 2 | Federal Standard 2015 Condensing Water Heater > 55 GAL - EF 0.74 | New | Water Heater - Federal Standard 2015 Condensing | Federal Standard 2015 Condensing Water Heater > 55 GAL - EF 0.74 | Federal Standard 2015 Condensing Water Heater > 55 GAL - EF 0.74 | per Home | 13 | Based on RTF workbook ResGasWH_v1_2 | 136.1937 | 136.1937 | Using measure description efficiency metrics to adjust loads from RTF/2021P workbooks to consumptions. | Using measure description efficiency metrics to adjust loads from RTF/2021P workbooks to consumptions. | 0 | 0 | NA | NA | 0 | 0 | 0 | 985.5502 | 960.201 | 0 | 0 | Baseline is equal to efficient case | Baseline is equal to efficient case | Baseline is equal to efficient case | 0 | 0 | No applicable non-energy benefits | No applicable non-energy benefits | 100% | Equipment 100% technically feasible within end use | System | System
Kittitas CountyManufactured - Highly ImpactedWater Heat GT 55 Gal2Existing | Kittitas CountyManufactured - Highly ImpactedWater Heat GT 55 GalExisting | Kittitas County | Manufactured - Highly Impacted | Water Heat GT 55 Gal | 2 | Federal Standard 2015 Condensing Water Heater > 55 GAL - EF 0.74 | Existing | Water Heater - Federal Standard 2015 Condensing | Federal Standard 2015 Condensing Water Heater > 55 GAL - EF 0.74 | Federal Standard 2015 Condensing Water Heater > 55 GAL - EF 0.74 | per Home | 13 | Based on RTF workbook ResGasWH_v1_2 | 116.1222 | 116.1222 | Using measure description efficiency metrics to adjust loads from RTF/2021P workbooks to consumptions. | Using measure description efficiency metrics to adjust loads from RTF/2021P workbooks to consumptions. | 0 | 0 | NA | NA | 0 | 0 | 0 | 985.5502 | 960.201 | 0 | 0 | Baseline is equal to efficient case | Baseline is equal to efficient case | Baseline is equal to efficient case | 0 | 0 | No applicable non-energy benefits | No applicable non-energy benefits | 100% | Equipment 100% technically feasible within end use | System | System
Kittitas CountyManufactured - Highly ImpactedWater Heat GT 55 Gal2New | Kittitas CountyManufactured - Highly ImpactedWater Heat GT 55 GalNew | Kittitas County | Manufactured - Highly Impacted | Water Heat GT 55 Gal | 2 | Federal Standard 2015 Condensing Water Heater > 55 GAL - EF 0.74 | New | Water Heater - Federal Standard 2015 Condensing | Federal Standard 2015 Condensing Water Heater > 55 GAL - EF 0.74 | Federal Standard 2015 Condensing Water Heater > 55 GAL - EF 0.74 | per Home | 13 | Based on RTF workbook ResGasWH_v1_2 | 116.1222 | 116.1222 | Using measure description efficiency metrics to adjust loads from RTF/2021P workbooks to consumptions. | Using measure description efficiency metrics to adjust loads from RTF/2021P workbooks to consumptions. | 0 | 0 | NA | NA | 0 | 0 | 0 | 985.5502 | 960.201 | 0 | 0 | Baseline is equal to efficient case | Baseline is equal to efficient case | Baseline is equal to efficient case | 0 | 0 | No applicable non-energy benefits | No applicable non-energy benefits | 100% | Equipment 100% technically feasible within end use | System | System
Kittitas CountySingle FamilyWater Heat GT 55 Gal3Existing | Kittitas CountySingle FamilyWater Heat GT 55 GalExisting | Kittitas County | Single Family | Water Heat GT 55 Gal | 3 | Market Standard Water Heater > 55 GAL | Existing | Water Heater - Market Standard | Market Standard Water Heater > 55 GAL | Market Standard Water Heater > 55 GAL | per Home | 13 | Based on RTF workbook ResGasWH_v1_2 | 147.1385 | 147.1385 | Using measure description efficiency metrics to adjust loads from RTF/2021P workbooks to consumptions. | Using measure description efficiency metrics to adjust loads from RTF/2021P workbooks to consumptions. | 0 | 0 | NA | NA | 0 | 0 | 0 | 0 | 0 | 0 | 0 | Baseline is equal to efficient case | Baseline is equal to efficient case | Baseline is equal to efficient case | 0 | 0 | No applicable non-energy benefits | No applicable non-energy benefits | 100% | Equipment 100% technically feasible within end use | System | System
Kittitas CountySingle FamilyWater Heat GT 55 Gal3New | Kittitas CountySingle FamilyWater Heat GT 55 GalNew | Kittitas County | Single Family | Water Heat GT 55 Gal | 3 | Market Standard Water Heater > 55 GAL | New | Water Heater - Market Standard | Market Standard Water Heater > 55 GAL | Market Standard Water Heater > 55 GAL | per Home | 13 | Based on RTF workbook ResGasWH_v1_2 | 147.1385 | 147.1385 | Using measure description efficiency metrics to adjust loads from RTF/2021P workbooks to consumptions. | Using measure description efficiency metrics to adjust loads from RTF/2021P workbooks to consumptions. | 0 | 0 | NA | NA | 0 | 0 | 0 | 0 | 0 | 0 | 0 | Baseline is equal to efficient case | Baseline is equal to efficient case | Baseline is equal to efficient case | 0 | 0 | No applicable non-energy benefits | No applicable non-energy benefits | 100% | Equipment 100% technically feasible within end use | System | System
Kittitas CountySingle Family - Highly ImpactedWater Heat GT 55 Gal3Existing | Kittitas CountySingle Family - Highly ImpactedWater Heat GT 55 GalExisting | Kittitas County | Single Family - Highly Impacted | Water Heat GT 55 Gal | 3 | Market Standard Water Heater > 55 GAL | Existing | Water Heater - Market Standard | Market Standard Water Heater > 55 GAL | Market Standard Water Heater > 55 GAL | per Home | 13 | Based on RTF workbook ResGasWH_v1_2 | 128.5467 | 128.5467 | Using measure description efficiency metrics to adjust loads from RTF/2021P workbooks to consumptions. | Using measure description efficiency metrics to adjust loads from RTF/2021P workbooks to consumptions. | 0 | 0 | NA | NA | 0 | 0 | 0 | 0 | 0 | 0 | 0 | Baseline is equal to efficient case | Baseline is equal to efficient case | Baseline is equal to efficient case | 0 | 0 | No applicable non-energy benefits | No applicable non-energy benefits | 100% | Equipment 100% technically feasible within end use | System | System
Kittitas CountySingle Family - Highly ImpactedWater Heat GT 55 Gal3New | Kittitas CountySingle Family - Highly ImpactedWater Heat GT 55 GalNew | Kittitas County | Single Family - Highly Impacted | Water Heat GT 55 Gal | 3 | Market Standard Water Heater > 55 GAL | New | Water Heater - Market Standard | Market Standard Water Heater > 55 GAL | Market Standard Water Heater > 55 GAL | per Home | 13 | Based on RTF workbook ResGasWH_v1_2 | 128.5467 | 128.5467 | Using measure description efficiency metrics to adjust loads from RTF/2021P workbooks to consumptions. | Using measure description efficiency metrics to adjust loads from RTF/2021P workbooks to consumptions. | 0 | 0 | NA | NA | 0 | 0 | 0 | 0 | 0 | 0 | 0 | Baseline is equal to efficient case | Baseline is equal to efficient case | Baseline is equal to efficient case | 0 | 0 | No applicable non-energy benefits | No applicable non-energy benefits | 100% | Equipment 100% technically feasible within end use | System | System
Kittitas CountyMultifamilyWater Heat GT 55 Gal3Existing | Kittitas CountyMultifamilyWater Heat GT 55 GalExisting | Kittitas County | Multifamily | Water Heat GT 55 Gal | 3 | Market Standard Water Heater > 55 GAL | Existing | Water Heater - Market Standard | Market Standard Water Heater > 55 GAL | Market Standard Water Heater > 55 GAL | per Home | 13 | Based on RTF workbook ResGasWH_v1_2 | 104.5008 | 104.5008 | Using measure description efficiency metrics to adjust loads from RTF/2021P workbooks to consumptions. | Using measure description efficiency metrics to adjust loads from RTF/2021P workbooks to consumptions. | 0 | 0 | NA | NA | 0 | 0 | 0 | 0 | 0 | 0 | 0 | Baseline is equal to efficient case | Baseline is equal to efficient case | Baseline is equal to efficient case | 0 | 0 | No applicable non-energy benefits | No applicable non-energy benefits | 100% | Equipment 100% technically feasible within end use | System | System
Kittitas CountyMultifamilyWater Heat GT 55 Gal3New | Kittitas CountyMultifamilyWater Heat GT 55 GalNew | Kittitas County | Multifamily | Water Heat GT 55 Gal | 3 | Market Standard Water Heater > 55 GAL | New | Water Heater - Market Standard | Market Standard Water Heater > 55 GAL | Market Standard Water Heater > 55 GAL | per Home | 13 | Based on RTF workbook ResGasWH_v1_2 | 104.5008 | 104.5008 | Using measure description efficiency metrics to adjust loads from RTF/2021P workbooks to consumptions. | Using measure description efficiency metrics to adjust loads from RTF/2021P workbooks to consumptions. | 0 | 0 | NA | NA | 0 | 0 | 0 | 0 | 0 | 0 | 0 | Baseline is equal to efficient case | Baseline is equal to efficient case | Baseline is equal to efficient case | 0 | 0 | No applicable non-energy benefits | No applicable non-energy benefits | 100% | Equipment 100% technically feasible within end use | System | System
Kittitas CountyMultifamily - Highly ImpactedWater Heat GT 55 Gal3Existing | Kittitas CountyMultifamily - Highly ImpactedWater Heat GT 55 GalExisting | Kittitas County | Multifamily - Highly Impacted | Water Heat GT 55 Gal | 3 | Market Standard Water Heater > 55 GAL | Existing | Water Heater - Market Standard | Market Standard Water Heater > 55 GAL | Market Standard Water Heater > 55 GAL | per Home | 13 | Based on RTF workbook ResGasWH_v1_2 | 117.6427 | 117.6427 | Using measure description efficiency metrics to adjust loads from RTF/2021P workbooks to consumptions. | Using measure description efficiency metrics to adjust loads from RTF/2021P workbooks to consumptions. | 0 | 0 | NA | NA | 0 | 0 | 0 | 0 | 0 | 0 | 0 | Baseline is equal to efficient case | Baseline is equal to efficient case | Baseline is equal to efficient case | 0 | 0 | No applicable non-energy benefits | No applicable non-energy benefits | 100% | Equipment 100% technically feasible within end use | System | System
Kittitas CountyMultifamily - Highly ImpactedWater Heat GT 55 Gal3New | Kittitas CountyMultifamily - Highly ImpactedWater Heat GT 55 GalNew | Kittitas County | Multifamily - Highly Impacted | Water Heat GT 55 Gal | 3 | Market Standard Water Heater > 55 GAL | New | Water Heater - Market Standard | Market Standard Water Heater > 55 GAL | Market Standard Water Heater > 55 GAL | per Home | 13 | Based on RTF workbook ResGasWH_v1_2 | 117.6427 | 117.6427 | Using measure description efficiency metrics to adjust loads from RTF/2021P workbooks to consumptions. | Using measure description efficiency metrics to adjust loads from RTF/2021P workbooks to consumptions. | 0 | 0 | NA | NA | 0 | 0 | 0 | 0 | 0 | 0 | 0 | Baseline is equal to efficient case | Baseline is equal to efficient case | Baseline is equal to efficient case | 0 | 0 | No applicable non-energy benefits | No applicable non-energy benefits | 100% | Equipment 100% technically feasible within end use | System | System
Kittitas CountyManufacturedWater Heat GT 55 Gal3Existing | Kittitas CountyManufacturedWater Heat GT 55 GalExisting | Kittitas County | Manufactured | Water Heat GT 55 Gal | 3 | Market Standard Water Heater > 55 GAL | Existing | Water Heater - Market Standard | Market Standard Water Heater > 55 GAL | Market Standard Water Heater > 55 GAL | per Home | 13 | Based on RTF workbook ResGasWH_v1_2 | 130.4292 | 130.4292 | Using measure description efficiency metrics to adjust loads from RTF/2021P workbooks to consumptions. | Using measure description efficiency metrics to adjust loads from RTF/2021P workbooks to consumptions. | 0 | 0 | NA | NA | 0 | 0 | 0 | 0 | 0 | 0 | 0 | Baseline is equal to efficient case | Baseline is equal to efficient case | Baseline is equal to efficient case | 0 | 0 | No applicable non-energy benefits | No applicable non-energy benefits | 100% | Equipment 100% technically feasible within end use | System | System
Kittitas CountyManufacturedWater Heat GT 55 Gal3New | Kittitas CountyManufacturedWater Heat GT 55 GalNew | Kittitas County | Manufactured | Water Heat GT 55 Gal | 3 | Market Standard Water Heater > 55 GAL | New | Water Heater - Market Standard | Market Standard Water Heater > 55 GAL | Market Standard Water Heater > 55 GAL | per Home | 13 | Based on RTF workbook ResGasWH_v1_2 | 130.4292 | 130.4292 | Using measure description efficiency metrics to adjust loads from RTF/2021P workbooks to consumptions. | Using measure description efficiency metrics to adjust loads from RTF/2021P workbooks to consumptions. | 0 | 0 | NA | NA | 0 | 0 | 0 | 0 | 0 | 0 | 0 | Baseline is equal to efficient case | Baseline is equal to efficient case | Baseline is equal to efficient case | 0 | 0 | No applicable non-energy benefits | No applicable non-energy benefits | 100% | Equipment 100% technically feasible within end use | System | System
Kittitas CountyManufactured - Highly ImpactedWater Heat GT 55 Gal3Existing | Kittitas CountyManufactured - Highly ImpactedWater Heat GT 55 GalExisting | Kittitas County | Manufactured - Highly Impacted | Water Heat GT 55 Gal | 3 | Market Standard Water Heater > 55 GAL | Existing | Water Heater - Market Standard | Market Standard Water Heater > 55 GAL | Market Standard Water Heater > 55 GAL | per Home | 13 | Based on RTF workbook ResGasWH_v1_2 | 111.2073 | 111.2073 | Using measure description efficiency metrics to adjust loads from RTF/2021P workbooks to consumptions. | Using measure description efficiency metrics to adjust loads from RTF/2021P workbooks to consumptions. | 0 | 0 | NA | NA | 0 | 0 | 0 | 0 | 0 | 0 | 0 | Baseline is equal to efficient case | Baseline is equal to efficient case | Baseline is equal to efficient case | 0 | 0 | No applicable non-energy benefits | No applicable non-energy benefits | 100% | Equipment 100% technically feasible within end use | System | System
Kittitas CountyManufactured - Highly ImpactedWater Heat GT 55 Gal3New | Kittitas CountyManufactured - Highly ImpactedWater Heat GT 55 GalNew | Kittitas County | Manufactured - Highly Impacted | Water Heat GT 55 Gal | 3 | Market Standard Water Heater > 55 GAL | New | Water Heater - Market Standard | Market Standard Water Heater > 55 GAL | Market Standard Water Heater > 55 GAL | per Home | 13 | Based on RTF workbook ResGasWH_v1_2 | 111.2073 | 111.2073 | Using measure description efficiency metrics to adjust loads from RTF/2021P workbooks to consumptions. | Using measure description efficiency metrics to adjust loads from RTF/2021P workbooks to consumptions. | 0 | 0 | NA | NA | 0 | 0 | 0 | 0 | 0 | 0 | 0 | Baseline is equal to efficient case | Baseline is equal to efficient case | Baseline is equal to efficient case | 0 | 0 | No applicable non-energy benefits | No applicable non-energy benefits | 100% | Equipment 100% technically feasible within end use | System | System
Kittitas CountySingle FamilyWater Heat GT 55 Gal4Existing | Kittitas CountySingle FamilyWater Heat GT 55 GalExisting | Kittitas County | Single Family | Water Heat GT 55 Gal | 4 | ENERGY STAR Condensing Water Heater > 55 GAL - EF 0.77 | Existing | Water Heater - ENERGY STAR Condensing | ENERGY STAR Condensing Water Heater > 55 GAL - EF 0.77 | Federal Standard 2015 Condensing Water Heater > 55 GAL - EF 0.74 | per Home | 13 | Based on RTF workbook ResGasWH_v1_2 | 153.6415 | 147.6554 | Using measure description efficiency metrics to adjust loads from RTF/2021P workbooks to consumptions. | Using measure description efficiency metrics to adjust loads from RTF/2021P workbooks to consumptions. | 0 | 0 | NA | NA | 985.5502 | 960.201 | 0 | 1041.0297 | 965.6137 | 0 | 0 | Technical Support Document - Residential Water Heaters, Direct Heating Equipment, and Pooler Heaters. November 2009; calculated by linear interpolation | Technical Support Document - Residential Water Heaters, Direct Heating Equipment, and Pooler Heaters. November 2009; calculated by linear interpolation | Assuming no incremental O&M cost | 0 | 2.8714 | PSE NEI data | No applicable non-energy benefits | 100% | Equipment 100% technically feasible within end use | System | System
Kittitas CountySingle FamilyWater Heat GT 55 Gal4New | Kittitas CountySingle FamilyWater Heat GT 55 GalNew | Kittitas County | Single Family | Water Heat GT 55 Gal | 4 | ENERGY STAR Condensing Water Heater > 55 GAL - EF 0.77 | New | Water Heater - ENERGY STAR Condensing | ENERGY STAR Condensing Water Heater > 55 GAL - EF 0.77 | Federal Standard 2015 Condensing Water Heater > 55 GAL - EF 0.74 | per Home | 13 | Based on RTF workbook ResGasWH_v1_2 | 153.6415 | 147.6554 | Using measure description efficiency metrics to adjust loads from RTF/2021P workbooks to consumptions. | Using measure description efficiency metrics to adjust loads from RTF/2021P workbooks to consumptions. | 0 | 0 | NA | NA | 985.5502 | 960.201 | 0 | 1041.0297 | 965.6137 | 0 | 0 | Technical Support Document - Residential Water Heaters, Direct Heating Equipment, and Pooler Heaters. November 2009; calculated by linear interpolation | Technical Support Document - Residential Water Heaters, Direct Heating Equipment, and Pooler Heaters. November 2009; calculated by linear interpolation | Assuming no incremental O&M cost | 0 | 2.8714 | PSE NEI data | No applicable non-energy benefits | 100% | Equipment 100% technically feasible within end use | System | System
Kittitas CountySingle Family - Highly ImpactedWater Heat GT 55 Gal4Existing | Kittitas CountySingle Family - Highly ImpactedWater Heat GT 55 GalExisting | Kittitas County | Single Family - Highly Impacted | Water Heat GT 55 Gal | 4 | ENERGY STAR Condensing Water Heater > 55 GAL - EF 0.77 | Existing | Water Heater - ENERGY STAR Condensing | ENERGY STAR Condensing Water Heater > 55 GAL - EF 0.77 | Federal Standard 2015 Condensing Water Heater > 55 GAL - EF 0.74 | per Home | 13 | Based on RTF workbook ResGasWH_v1_2 | 134.228 | 128.9983 | Using measure description efficiency metrics to adjust loads from RTF/2021P workbooks to consumptions. | Using measure description efficiency metrics to adjust loads from RTF/2021P workbooks to consumptions. | 0 | 0 | NA | NA | 985.5502 | 960.201 | 0 | 1041.0297 | 965.6137 | 0 | 0 | Technical Support Document - Residential Water Heaters, Direct Heating Equipment, and Pooler Heaters. November 2009; calculated by linear interpolation | Technical Support Document - Residential Water Heaters, Direct Heating Equipment, and Pooler Heaters. November 2009; calculated by linear interpolation | Assuming no incremental O&M cost | 0 | 0.55918 | PSE NEI data | No applicable non-energy benefits | 100% | Equipment 100% technically feasible within end use | System | System
Kittitas CountySingle Family - Highly ImpactedWater Heat GT 55 Gal4New | Kittitas CountySingle Family - Highly ImpactedWater Heat GT 55 GalNew | Kittitas County | Single Family - Highly Impacted | Water Heat GT 55 Gal | 4 | ENERGY STAR Condensing Water Heater > 55 GAL - EF 0.77 | New | Water Heater - ENERGY STAR Condensing | ENERGY STAR Condensing Water Heater > 55 GAL - EF 0.77 | Federal Standard 2015 Condensing Water Heater > 55 GAL - EF 0.74 | per Home | 13 | Based on RTF workbook ResGasWH_v1_2 | 134.228 | 128.9983 | Using measure description efficiency metrics to adjust loads from RTF/2021P workbooks to consumptions. | Using measure description efficiency metrics to adjust loads from RTF/2021P workbooks to consumptions. | 0 | 0 | NA | NA | 985.5502 | 960.201 | 0 | 1041.0297 | 965.6137 | 0 | 0 | Technical Support Document - Residential Water Heaters, Direct Heating Equipment, and Pooler Heaters. November 2009; calculated by linear interpolation | Technical Support Document - Residential Water Heaters, Direct Heating Equipment, and Pooler Heaters. November 2009; calculated by linear interpolation | Assuming no incremental O&M cost | 0 | 0.55918 | PSE NEI data | No applicable non-energy benefits | 100% | Equipment 100% technically feasible within end use | System | System
Kittitas CountyMultifamilyWater Heat GT 55 Gal4Existing | Kittitas CountyMultifamilyWater Heat GT 55 GalExisting | Kittitas County | Multifamily | Water Heat GT 55 Gal | 4 | ENERGY STAR Condensing Water Heater > 55 GAL - EF 0.77 | Existing | Water Heater - ENERGY STAR Condensing | ENERGY STAR Condensing Water Heater > 55 GAL - EF 0.77 | Federal Standard 2015 Condensing Water Heater > 55 GAL - EF 0.74 | per Home | 13 | Based on RTF workbook ResGasWH_v1_2 | 109.1193 | 104.8679 | Using measure description efficiency metrics to adjust loads from RTF/2021P workbooks to consumptions. | Using measure description efficiency metrics to adjust loads from RTF/2021P workbooks to consumptions. | 0 | 0 | NA | NA | 985.5502 | 960.201 | 0 | 1041.0297 | 965.6137 | 0 | 0 | Technical Support Document - Residential Water Heaters, Direct Heating Equipment, and Pooler Heaters. November 2009; calculated by linear interpolation | Technical Support Document - Residential Water Heaters, Direct Heating Equipment, and Pooler Heaters. November 2009; calculated by linear interpolation | Assuming no incremental O&M cost | 0 | 2.0393 | PSE NEI data | No applicable non-energy benefits | 100% | Equipment 100% technically feasible within end use | System | System
Kittitas CountyMultifamilyWater Heat GT 55 Gal4New | Kittitas CountyMultifamilyWater Heat GT 55 GalNew | Kittitas County | Multifamily | Water Heat GT 55 Gal | 4 | ENERGY STAR Condensing Water Heater > 55 GAL - EF 0.77 | New | Water Heater - ENERGY STAR Condensing | ENERGY STAR Condensing Water Heater > 55 GAL - EF 0.77 | Federal Standard 2015 Condensing Water Heater > 55 GAL - EF 0.74 | per Home | 13 | Based on RTF workbook ResGasWH_v1_2 | 109.1193 | 104.8679 | Using measure description efficiency metrics to adjust loads from RTF/2021P workbooks to consumptions. | Using measure description efficiency metrics to adjust loads from RTF/2021P workbooks to consumptions. | 0 | 0 | NA | NA | 985.5502 | 960.201 | 0 | 1041.0297 | 965.6137 | 0 | 0 | Technical Support Document - Residential Water Heaters, Direct Heating Equipment, and Pooler Heaters. November 2009; calculated by linear interpolation | Technical Support Document - Residential Water Heaters, Direct Heating Equipment, and Pooler Heaters. November 2009; calculated by linear interpolation | Assuming no incremental O&M cost | 0 | 2.0393 | PSE NEI data | No applicable non-energy benefits | 100% | Equipment 100% technically feasible within end use | System | System
Kittitas CountyMultifamily - Highly ImpactedWater Heat GT 55 Gal4Existing | Kittitas CountyMultifamily - Highly ImpactedWater Heat GT 55 GalExisting | Kittitas County | Multifamily - Highly Impacted | Water Heat GT 55 Gal | 4 | ENERGY STAR Condensing Water Heater > 55 GAL - EF 0.77 | Existing | Water Heater - ENERGY STAR Condensing | ENERGY STAR Condensing Water Heater > 55 GAL - EF 0.77 | Federal Standard 2015 Condensing Water Heater > 55 GAL - EF 0.74 | per Home | 13 | Based on RTF workbook ResGasWH_v1_2 | 122.8421 | 118.0561 | Using measure description efficiency metrics to adjust loads from RTF/2021P workbooks to consumptions. | Using measure description efficiency metrics to adjust loads from RTF/2021P workbooks to consumptions. | 0 | 0 | NA | NA | 985.5502 | 960.201 | 0 | 1041.0297 | 965.6137 | 0 | 0 | Technical Support Document - Residential Water Heaters, Direct Heating Equipment, and Pooler Heaters. November 2009; calculated by linear interpolation | Technical Support Document - Residential Water Heaters, Direct Heating Equipment, and Pooler Heaters. November 2009; calculated by linear interpolation | Assuming no incremental O&M cost | 0 | 0.51175 | PSE NEI data | No applicable non-energy benefits | 100% | Equipment 100% technically feasible within end use | System | System
Kittitas CountyMultifamily - Highly ImpactedWater Heat GT 55 Gal4New | Kittitas CountyMultifamily - Highly ImpactedWater Heat GT 55 GalNew | Kittitas County | Multifamily - Highly Impacted | Water Heat GT 55 Gal | 4 | ENERGY STAR Condensing Water Heater > 55 GAL - EF 0.77 | New | Water Heater - ENERGY STAR Condensing | ENERGY STAR Condensing Water Heater > 55 GAL - EF 0.77 | Federal Standard 2015 Condensing Water Heater > 55 GAL - EF 0.74 | per Home | 13 | Based on RTF workbook ResGasWH_v1_2 | 122.8421 | 118.0561 | Using measure description efficiency metrics to adjust loads from RTF/2021P workbooks to consumptions. | Using measure description efficiency metrics to adjust loads from RTF/2021P workbooks to consumptions. | 0 | 0 | NA | NA | 985.5502 | 960.201 | 0 | 1041.0297 | 965.6137 | 0 | 0 | Technical Support Document - Residential Water Heaters, Direct Heating Equipment, and Pooler Heaters. November 2009; calculated by linear interpolation | Technical Support Document - Residential Water Heaters, Direct Heating Equipment, and Pooler Heaters. November 2009; calculated by linear interpolation | Assuming no incremental O&M cost | 0 | 0.51175 | PSE NEI data | No applicable non-energy benefits | 100% | Equipment 100% technically feasible within end use | System | System
Kittitas CountyManufacturedWater Heat GT 55 Gal4Existing | Kittitas CountyManufacturedWater Heat GT 55 GalExisting | Kittitas County | Manufactured | Water Heat GT 55 Gal | 4 | ENERGY STAR Condensing Water Heater > 55 GAL - EF 0.77 | Existing | Water Heater - ENERGY STAR Condensing | ENERGY STAR Condensing Water Heater > 55 GAL - EF 0.77 | Federal Standard 2015 Condensing Water Heater > 55 GAL - EF 0.74 | per Home | 13 | Based on RTF workbook ResGasWH_v1_2 | 136.1937 | 130.8875 | Using measure description efficiency metrics to adjust loads from RTF/2021P workbooks to consumptions. | Using measure description efficiency metrics to adjust loads from RTF/2021P workbooks to consumptions. | 0 | 0 | NA | NA | 985.5502 | 960.201 | 0 | 1041.0297 | 965.6137 | 0 | 0 | Technical Support Document - Residential Water Heaters, Direct Heating Equipment, and Pooler Heaters. November 2009; calculated by linear interpolation | Technical Support Document - Residential Water Heaters, Direct Heating Equipment, and Pooler Heaters. November 2009; calculated by linear interpolation | Assuming no incremental O&M cost | 0 | 2.5453 | PSE NEI data | No applicable non-energy benefits | 100% | Equipment 100% technically feasible within end use | System | System
Kittitas CountyManufacturedWater Heat GT 55 Gal4New | Kittitas CountyManufacturedWater Heat GT 55 GalNew | Kittitas County | Manufactured | Water Heat GT 55 Gal | 4 | ENERGY STAR Condensing Water Heater > 55 GAL - EF 0.77 | New | Water Heater - ENERGY STAR Condensing | ENERGY STAR Condensing Water Heater > 55 GAL - EF 0.77 | Federal Standard 2015 Condensing Water Heater > 55 GAL - EF 0.74 | per Home | 13 | Based on RTF workbook ResGasWH_v1_2 | 136.1937 | 130.8875 | Using measure description efficiency metrics to adjust loads from RTF/2021P workbooks to consumptions. | Using measure description efficiency metrics to adjust loads from RTF/2021P workbooks to consumptions. | 0 | 0 | NA | NA | 985.5502 | 960.201 | 0 | 1041.0297 | 965.6137 | 0 | 0 | Technical Support Document - Residential Water Heaters, Direct Heating Equipment, and Pooler Heaters. November 2009; calculated by linear interpolation | Technical Support Document - Residential Water Heaters, Direct Heating Equipment, and Pooler Heaters. November 2009; calculated by linear interpolation | Assuming no incremental O&M cost | 0 | 2.5453 | PSE NEI data | No applicable non-energy benefits | 100% | Equipment 100% technically feasible within end use | System | System
Kittitas CountyManufactured - Highly ImpactedWater Heat GT 55 Gal4Existing | Kittitas CountyManufactured - Highly ImpactedWater Heat GT 55 GalExisting | Kittitas County | Manufactured - Highly Impacted | Water Heat GT 55 Gal | 4 | ENERGY STAR Condensing Water Heater > 55 GAL - EF 0.77 | Existing | Water Heater - ENERGY STAR Condensing | ENERGY STAR Condensing Water Heater > 55 GAL - EF 0.77 | Federal Standard 2015 Condensing Water Heater > 55 GAL - EF 0.74 | per Home | 13 | Based on RTF workbook ResGasWH_v1_2 | 116.1222 | 111.598 | Using measure description efficiency metrics to adjust loads from RTF/2021P workbooks to consumptions. | Using measure description efficiency metrics to adjust loads from RTF/2021P workbooks to consumptions. | 0 | 0 | NA | NA | 985.5502 | 960.201 | 0 | 1041.0297 | 965.6137 | 0 | 0 | Technical Support Document - Residential Water Heaters, Direct Heating Equipment, and Pooler Heaters. November 2009; calculated by linear interpolation | Technical Support Document - Residential Water Heaters, Direct Heating Equipment, and Pooler Heaters. November 2009; calculated by linear interpolation | Assuming no incremental O&M cost | 0 | 0.48375 | PSE NEI data | No applicable non-energy benefits | 100% | Equipment 100% technically feasible within end use | System | System
Kittitas CountyManufactured - Highly ImpactedWater Heat GT 55 Gal4New | Kittitas CountyManufactured - Highly ImpactedWater Heat GT 55 GalNew | Kittitas County | Manufactured - Highly Impacted | Water Heat GT 55 Gal | 4 | ENERGY STAR Condensing Water Heater > 55 GAL - EF 0.77 | New | Water Heater - ENERGY STAR Condensing | ENERGY STAR Condensing Water Heater > 55 GAL - EF 0.77 | Federal Standard 2015 Condensing Water Heater > 55 GAL - EF 0.74 | per Home | 13 | Based on RTF workbook ResGasWH_v1_2 | 116.1222 | 111.598 | Using measure description efficiency metrics to adjust loads from RTF/2021P workbooks to consumptions. | Using measure description efficiency metrics to adjust loads from RTF/2021P workbooks to consumptions. | 0 | 0 | NA | NA | 985.5502 | 960.201 | 0 | 1041.0297 | 965.6137 | 0 | 0 | Technical Support Document - Residential Water Heaters, Direct Heating Equipment, and Pooler Heaters. November 2009; calculated by linear interpolation | Technical Support Document - Residential Water Heaters, Direct Heating Equipment, and Pooler Heaters. November 2009; calculated by linear interpolation | Assuming no incremental O&M cost | 0 | 0.48375 | PSE NEI data | No applicable non-energy benefits | 100% | Equipment 100% technically feasible within end use | System | System
Kittitas CountySingle FamilyWater Heat GT 55 Gal5Existing | Kittitas CountySingle FamilyWater Heat GT 55 GalExisting | Kittitas County | Single Family | Water Heat GT 55 Gal | 5 | Condensing Water Heater > 55 GAL - EF 0.85 | Existing | Water Heater - Condensing | Condensing Water Heater > 55 GAL - EF 0.85 | Federal Standard 2015 Condensing Water Heater > 55 GAL - EF 0.74 | per Home | 13 | Based on RTF workbook ResGasWH_v1_2 | 153.6415 | 133.7585 | Using measure description efficiency metrics to adjust loads from RTF/2021P workbooks to consumptions. | Using measure description efficiency metrics to adjust loads from RTF/2021P workbooks to consumptions. | 0 | 0 | NA | NA | 985.5502 | 960.201 | 0 | 1740.7333 | 980.0474 | 0 | 0 | Technical Support Document - Residential Water Heaters, Direct Heating Equipment, and Pooler Heaters. November 2009, various retail prices from internet price research; calculated by linear interpolation | Technical Support Document - Residential Water Heaters, Direct Heating Equipment, and Pooler Heaters. November 2009; calculated by linear interpolation | Assuming no incremental O&M cost | 0 | 9.5375 | PSE NEI data | No applicable non-energy benefits | 100% | Equipment 100% technically feasible within end use | System | System
Kittitas CountySingle FamilyWater Heat GT 55 Gal5New | Kittitas CountySingle FamilyWater Heat GT 55 GalNew | Kittitas County | Single Family | Water Heat GT 55 Gal | 5 | Condensing Water Heater > 55 GAL - EF 0.85 | New | Water Heater - Condensing | Condensing Water Heater > 55 GAL - EF 0.85 | Federal Standard 2015 Condensing Water Heater > 55 GAL - EF 0.74 | per Home | 13 | Based on RTF workbook ResGasWH_v1_2 | 153.6415 | 133.7585 | Using measure description efficiency metrics to adjust loads from RTF/2021P workbooks to consumptions. | Using measure description efficiency metrics to adjust loads from RTF/2021P workbooks to consumptions. | 0 | 0 | NA | NA | 985.5502 | 960.201 | 0 | 1740.7333 | 980.0474 | 0 | 0 | Technical Support Document - Residential Water Heaters, Direct Heating Equipment, and Pooler Heaters. November 2009, various retail prices from internet price research; calculated by linear interpolation | Technical Support Document - Residential Water Heaters, Direct Heating Equipment, and Pooler Heaters. November 2009; calculated by linear interpolation | Assuming no incremental O&M cost | 0 | 9.5375 | PSE NEI data | No applicable non-energy benefits | 100% | Equipment 100% technically feasible within end use | System | System
Kittitas CountySingle Family - Highly ImpactedWater Heat GT 55 Gal5Existing | Kittitas CountySingle Family - Highly ImpactedWater Heat GT 55 GalExisting | Kittitas County | Single Family - Highly Impacted | Water Heat GT 55 Gal | 5 | Condensing Water Heater > 55 GAL - EF 0.85 | Existing | Water Heater - Condensing | Condensing Water Heater > 55 GAL - EF 0.85 | Federal Standard 2015 Condensing Water Heater > 55 GAL - EF 0.74 | per Home | 13 | Based on RTF workbook ResGasWH_v1_2 | 134.228 | 116.8573 | Using measure description efficiency metrics to adjust loads from RTF/2021P workbooks to consumptions. | Using measure description efficiency metrics to adjust loads from RTF/2021P workbooks to consumptions. | 0 | 0 | NA | NA | 985.5502 | 960.201 | 0 | 1740.7333 | 980.0474 | 0 | 0 | Technical Support Document - Residential Water Heaters, Direct Heating Equipment, and Pooler Heaters. November 2009, various retail prices from internet price research; calculated by linear interpolation | Technical Support Document - Residential Water Heaters, Direct Heating Equipment, and Pooler Heaters. November 2009; calculated by linear interpolation | Assuming no incremental O&M cost | 0 | 1.8574 | PSE NEI data | No applicable non-energy benefits | 100% | Equipment 100% technically feasible within end use | System | System
Kittitas CountySingle Family - Highly ImpactedWater Heat GT 55 Gal5New | Kittitas CountySingle Family - Highly ImpactedWater Heat GT 55 GalNew | Kittitas County | Single Family - Highly Impacted | Water Heat GT 55 Gal | 5 | Condensing Water Heater > 55 GAL - EF 0.85 | New | Water Heater - Condensing | Condensing Water Heater > 55 GAL - EF 0.85 | Federal Standard 2015 Condensing Water Heater > 55 GAL - EF 0.74 | per Home | 13 | Based on RTF workbook ResGasWH_v1_2 | 134.228 | 116.8573 | Using measure description efficiency metrics to adjust loads from RTF/2021P workbooks to consumptions. | Using measure description efficiency metrics to adjust loads from RTF/2021P workbooks to consumptions. | 0 | 0 | NA | NA | 985.5502 | 960.201 | 0 | 1740.7333 | 980.0474 | 0 | 0 | Technical Support Document - Residential Water Heaters, Direct Heating Equipment, and Pooler Heaters. November 2009, various retail prices from internet price research; calculated by linear interpolation | Technical Support Document - Residential Water Heaters, Direct Heating Equipment, and Pooler Heaters. November 2009; calculated by linear interpolation | Assuming no incremental O&M cost | 0 | 1.8574 | PSE NEI data | No applicable non-energy benefits | 100% | Equipment 100% technically feasible within end use | System | System
Kittitas CountyMultifamilyWater Heat GT 55 Gal5Existing | Kittitas CountyMultifamilyWater Heat GT 55 GalExisting | Kittitas County | Multifamily | Water Heat GT 55 Gal | 5 | Condensing Water Heater > 55 GAL - EF 0.85 | Existing | Water Heater - Condensing | Condensing Water Heater > 55 GAL - EF 0.85 | Federal Standard 2015 Condensing Water Heater > 55 GAL - EF 0.74 | per Home | 13 | Based on RTF workbook ResGasWH_v1_2 | 109.1193 | 94.998 | Using measure description efficiency metrics to adjust loads from RTF/2021P workbooks to consumptions. | Using measure description efficiency metrics to adjust loads from RTF/2021P workbooks to consumptions. | 0 | 0 | NA | NA | 985.5502 | 960.201 | 0 | 1740.7333 | 980.0474 | 0 | 0 | Technical Support Document - Residential Water Heaters, Direct Heating Equipment, and Pooler Heaters. November 2009, various retail prices from internet price research; calculated by linear interpolation | Technical Support Document - Residential Water Heaters, Direct Heating Equipment, and Pooler Heaters. November 2009; calculated by linear interpolation | Assuming no incremental O&M cost | 0 | 6.7737 | PSE NEI data | No applicable non-energy benefits | 100% | Equipment 100% technically feasible within end use | System | System
Kittitas CountyMultifamilyWater Heat GT 55 Gal5New | Kittitas CountyMultifamilyWater Heat GT 55 GalNew | Kittitas County | Multifamily | Water Heat GT 55 Gal | 5 | Condensing Water Heater > 55 GAL - EF 0.85 | New | Water Heater - Condensing | Condensing Water Heater > 55 GAL - EF 0.85 | Federal Standard 2015 Condensing Water Heater > 55 GAL - EF 0.74 | per Home | 13 | Based on RTF workbook ResGasWH_v1_2 | 109.1193 | 94.998 | Using measure description efficiency metrics to adjust loads from RTF/2021P workbooks to consumptions. | Using measure description efficiency metrics to adjust loads from RTF/2021P workbooks to consumptions. | 0 | 0 | NA | NA | 985.5502 | 960.201 | 0 | 1740.7333 | 980.0474 | 0 | 0 | Technical Support Document - Residential Water Heaters, Direct Heating Equipment, and Pooler Heaters. November 2009, various retail prices from internet price research; calculated by linear interpolation | Technical Support Document - Residential Water Heaters, Direct Heating Equipment, and Pooler Heaters. November 2009; calculated by linear interpolation | Assuming no incremental O&M cost | 0 | 6.7737 | PSE NEI data | No applicable non-energy benefits | 100% | Equipment 100% technically feasible within end use | System | System
Kittitas CountyMultifamily - Highly ImpactedWater Heat GT 55 Gal5Existing | Kittitas CountyMultifamily - Highly ImpactedWater Heat GT 55 GalExisting | Kittitas County | Multifamily - Highly Impacted | Water Heat GT 55 Gal | 5 | Condensing Water Heater > 55 GAL - EF 0.85 | Existing | Water Heater - Condensing | Condensing Water Heater > 55 GAL - EF 0.85 | Federal Standard 2015 Condensing Water Heater > 55 GAL - EF 0.74 | per Home | 13 | Based on RTF workbook ResGasWH_v1_2 | 122.8421 | 106.9449 | Using measure description efficiency metrics to adjust loads from RTF/2021P workbooks to consumptions. | Using measure description efficiency metrics to adjust loads from RTF/2021P workbooks to consumptions. | 0 | 0 | NA | NA | 985.5502 | 960.201 | 0 | 1740.7333 | 980.0474 | 0 | 0 | Technical Support Document - Residential Water Heaters, Direct Heating Equipment, and Pooler Heaters. November 2009, various retail prices from internet price research; calculated by linear interpolation | Technical Support Document - Residential Water Heaters, Direct Heating Equipment, and Pooler Heaters. November 2009; calculated by linear interpolation | Assuming no incremental O&M cost | 0 | 1.6998 | PSE NEI data | No applicable non-energy benefits | 100% | Equipment 100% technically feasible within end use | System | System
Kittitas CountyMultifamily - Highly ImpactedWater Heat GT 55 Gal5New | Kittitas CountyMultifamily - Highly ImpactedWater Heat GT 55 GalNew | Kittitas County | Multifamily - Highly Impacted | Water Heat GT 55 Gal | 5 | Condensing Water Heater > 55 GAL - EF 0.85 | New | Water Heater - Condensing | Condensing Water Heater > 55 GAL - EF 0.85 | Federal Standard 2015 Condensing Water Heater > 55 GAL - EF 0.74 | per Home | 13 | Based on RTF workbook ResGasWH_v1_2 | 122.8421 | 106.9449 | Using measure description efficiency metrics to adjust loads from RTF/2021P workbooks to consumptions. | Using measure description efficiency metrics to adjust loads from RTF/2021P workbooks to consumptions. | 0 | 0 | NA | NA | 985.5502 | 960.201 | 0 | 1740.7333 | 980.0474 | 0 | 0 | Technical Support Document - Residential Water Heaters, Direct Heating Equipment, and Pooler Heaters. November 2009, various retail prices from internet price research; calculated by linear interpolation | Technical Support Document - Residential Water Heaters, Direct Heating Equipment, and Pooler Heaters. November 2009; calculated by linear interpolation | Assuming no incremental O&M cost | 0 | 1.6998 | PSE NEI data | No applicable non-energy benefits | 100% | Equipment 100% technically feasible within end use | System | System
Kittitas CountyManufacturedWater Heat GT 55 Gal5Existing | Kittitas CountyManufacturedWater Heat GT 55 GalExisting | Kittitas County | Manufactured | Water Heat GT 55 Gal | 5 | Condensing Water Heater > 55 GAL - EF 0.85 | Existing | Water Heater - Condensing | Condensing Water Heater > 55 GAL - EF 0.85 | Federal Standard 2015 Condensing Water Heater > 55 GAL - EF 0.74 | per Home | 13 | Based on RTF workbook ResGasWH_v1_2 | 136.1937 | 118.5687 | Using measure description efficiency metrics to adjust loads from RTF/2021P workbooks to consumptions. | Using measure description efficiency metrics to adjust loads from RTF/2021P workbooks to consumptions. | 0 | 0 | NA | NA | 985.5502 | 960.201 | 0 | 1740.7333 | 980.0474 | 0 | 0 | Technical Support Document - Residential Water Heaters, Direct Heating Equipment, and Pooler Heaters. November 2009, various retail prices from internet price research; calculated by linear interpolation | Technical Support Document - Residential Water Heaters, Direct Heating Equipment, and Pooler Heaters. November 2009; calculated by linear interpolation | Assuming no incremental O&M cost | 0 | 8.4544 | PSE NEI data | No applicable non-energy benefits | 100% | Equipment 100% technically feasible within end use | System | System
Kittitas CountyManufacturedWater Heat GT 55 Gal5New | Kittitas CountyManufacturedWater Heat GT 55 GalNew | Kittitas County | Manufactured | Water Heat GT 55 Gal | 5 | Condensing Water Heater > 55 GAL - EF 0.85 | New | Water Heater - Condensing | Condensing Water Heater > 55 GAL - EF 0.85 | Federal Standard 2015 Condensing Water Heater > 55 GAL - EF 0.74 | per Home | 13 | Based on RTF workbook ResGasWH_v1_2 | 136.1937 | 118.5687 | Using measure description efficiency metrics to adjust loads from RTF/2021P workbooks to consumptions. | Using measure description efficiency metrics to adjust loads from RTF/2021P workbooks to consumptions. | 0 | 0 | NA | NA | 985.5502 | 960.201 | 0 | 1740.7333 | 980.0474 | 0 | 0 | Technical Support Document - Residential Water Heaters, Direct Heating Equipment, and Pooler Heaters. November 2009, various retail prices from internet price research; calculated by linear interpolation | Technical Support Document - Residential Water Heaters, Direct Heating Equipment, and Pooler Heaters. November 2009; calculated by linear interpolation | Assuming no incremental O&M cost | 0 | 8.4544 | PSE NEI data | No applicable non-energy benefits | 100% | Equipment 100% technically feasible within end use | System | System
Kittitas CountyManufactured - Highly ImpactedWater Heat GT 55 Gal5Existing | Kittitas CountyManufactured - Highly ImpactedWater Heat GT 55 GalExisting | Kittitas County | Manufactured - Highly Impacted | Water Heat GT 55 Gal | 5 | Condensing Water Heater > 55 GAL - EF 0.85 | Existing | Water Heater - Condensing | Condensing Water Heater > 55 GAL - EF 0.85 | Federal Standard 2015 Condensing Water Heater > 55 GAL - EF 0.74 | per Home | 13 | Based on RTF workbook ResGasWH_v1_2 | 116.1222 | 101.0947 | Using measure description efficiency metrics to adjust loads from RTF/2021P workbooks to consumptions. | Using measure description efficiency metrics to adjust loads from RTF/2021P workbooks to consumptions. | 0 | 0 | NA | NA | 985.5502 | 960.201 | 0 | 1740.7333 | 980.0474 | 0 | 0 | Technical Support Document - Residential Water Heaters, Direct Heating Equipment, and Pooler Heaters. November 2009, various retail prices from internet price research; calculated by linear interpolation | Technical Support Document - Residential Water Heaters, Direct Heating Equipment, and Pooler Heaters. November 2009; calculated by linear interpolation | Assuming no incremental O&M cost | 0 | 1.6068 | PSE NEI data | No applicable non-energy benefits | 100% | Equipment 100% technically feasible within end use | System | System
Kittitas CountyManufactured - Highly ImpactedWater Heat GT 55 Gal5New | Kittitas CountyManufactured - Highly ImpactedWater Heat GT 55 GalNew | Kittitas County | Manufactured - Highly Impacted | Water Heat GT 55 Gal | 5 | Condensing Water Heater > 55 GAL - EF 0.85 | New | Water Heater - Condensing | Condensing Water Heater > 55 GAL - EF 0.85 | Federal Standard 2015 Condensing Water Heater > 55 GAL - EF 0.74 | per Home | 13 | Based on RTF workbook ResGasWH_v1_2 | 116.1222 | 101.0947 | Using measure description efficiency metrics to adjust loads from RTF/2021P workbooks to consumptions. | Using measure description efficiency metrics to adjust loads from RTF/2021P workbooks to consumptions. | 0 | 0 | NA | NA | 985.5502 | 960.201 | 0 | 1740.7333 | 980.0474 | 0 | 0 | Technical Support Document - Residential Water Heaters, Direct Heating Equipment, and Pooler Heaters. November 2009, various retail prices from internet price research; calculated by linear interpolation | Technical Support Document - Residential Water Heaters, Direct Heating Equipment, and Pooler Heaters. November 2009; calculated by linear interpolation | Assuming no incremental O&M cost | 0 | 1.6068 | PSE NEI data | No applicable non-energy benefits | 100% | Equipment 100% technically feasible within end use | System | System
Kittitas CountySingle FamilyWater Heat GT 55 Gal6Existing | Kittitas CountySingle FamilyWater Heat GT 55 GalExisting | Kittitas County | Single Family | Water Heat GT 55 Gal | 6 | ENERGY STAR Tankless Water Heater > 55 GAL - EF 0.90 | Existing | Water Heater - ENERGY STAR Tankless | ENERGY STAR Tankless Water Heater > 55 GAL - EF 0.90 | Federal Standard 2015 Condensing Water Heater > 55 GAL - EF 0.74 | per Home | 20 | Based on RTF workbook ResGasWH_v1_2 | 153.6415 | 126.3274 | Using measure description efficiency metrics to adjust loads from RTF/2021P workbooks to consumptions. | Using measure description efficiency metrics to adjust loads from RTF/2021P workbooks to consumptions. | 0 | 0 | NA | NA | 985.5502 | 960.201 | 0 | 2135.7217 | 1129.6809 | 0 | 0 | Technical Support Document - Residential Water Heaters, Direct Heating Equipment, and Pooler Heaters. November 2009, various retail prices from internet price research; calculated by linear interpolation | Technical Support Document - Residential Water Heaters, Direct Heating Equipment, and Pooler Heaters. November 2009. | Assuming no incremental O&M cost | 0 | 7.2976 | PSE NEI data | No applicable non-energy benefits | 100% | Equipment 100% technically feasible within end use | System | System
Kittitas CountySingle FamilyWater Heat GT 55 Gal6New | Kittitas CountySingle FamilyWater Heat GT 55 GalNew | Kittitas County | Single Family | Water Heat GT 55 Gal | 6 | ENERGY STAR Tankless Water Heater > 55 GAL - EF 0.90 | New | Water Heater - ENERGY STAR Tankless | ENERGY STAR Tankless Water Heater > 55 GAL - EF 0.90 | Federal Standard 2015 Condensing Water Heater > 55 GAL - EF 0.74 | per Home | 20 | Based on RTF workbook ResGasWH_v1_2 | 153.6415 | 126.3274 | Using measure description efficiency metrics to adjust loads from RTF/2021P workbooks to consumptions. | Using measure description efficiency metrics to adjust loads from RTF/2021P workbooks to consumptions. | 0 | 0 | NA | NA | 985.5502 | 960.201 | 0 | 2135.7217 | 1129.6809 | 0 | 0 | Technical Support Document - Residential Water Heaters, Direct Heating Equipment, and Pooler Heaters. November 2009, various retail prices from internet price research; calculated by linear interpolation | Technical Support Document - Residential Water Heaters, Direct Heating Equipment, and Pooler Heaters. November 2009. | Assuming no incremental O&M cost | 0 | 7.2976 | PSE NEI data | No applicable non-energy benefits | 100% | Equipment 100% technically feasible within end use | System | System
Kittitas CountySingle Family - Highly ImpactedWater Heat GT 55 Gal6Existing | Kittitas CountySingle Family - Highly ImpactedWater Heat GT 55 GalExisting | Kittitas County | Single Family - Highly Impacted | Water Heat GT 55 Gal | 6 | ENERGY STAR Tankless Water Heater > 55 GAL - EF 0.90 | Existing | Water Heater - ENERGY STAR Tankless | ENERGY STAR Tankless Water Heater > 55 GAL - EF 0.90 | Federal Standard 2015 Condensing Water Heater > 55 GAL - EF 0.74 | per Home | 20 | Based on RTF workbook ResGasWH_v1_2 | 134.228 | 110.3652 | Using measure description efficiency metrics to adjust loads from RTF/2021P workbooks to consumptions. | Using measure description efficiency metrics to adjust loads from RTF/2021P workbooks to consumptions. | 0 | 0 | NA | NA | 985.5502 | 960.201 | 0 | 2135.7217 | 1129.6809 | 0 | 0 | Technical Support Document - Residential Water Heaters, Direct Heating Equipment, and Pooler Heaters. November 2009, various retail prices from internet price research; calculated by linear interpolation | Technical Support Document - Residential Water Heaters, Direct Heating Equipment, and Pooler Heaters. November 2009. | Assuming no incremental O&M cost | 0 | 8.2502 | PSE NEI data | No applicable non-energy benefits | 100% | Equipment 100% technically feasible within end use | System | System
Kittitas CountySingle Family - Highly ImpactedWater Heat GT 55 Gal6New | Kittitas CountySingle Family - Highly ImpactedWater Heat GT 55 GalNew | Kittitas County | Single Family - Highly Impacted | Water Heat GT 55 Gal | 6 | ENERGY STAR Tankless Water Heater > 55 GAL - EF 0.90 | New | Water Heater - ENERGY STAR Tankless | ENERGY STAR Tankless Water Heater > 55 GAL - EF 0.90 | Federal Standard 2015 Condensing Water Heater > 55 GAL - EF 0.74 | per Home | 20 | Based on RTF workbook ResGasWH_v1_2 | 134.228 | 110.3652 | Using measure description efficiency metrics to adjust loads from RTF/2021P workbooks to consumptions. | Using measure description efficiency metrics to adjust loads from RTF/2021P workbooks to consumptions. | 0 | 0 | NA | NA | 985.5502 | 960.201 | 0 | 2135.7217 | 1129.6809 | 0 | 0 | Technical Support Document - Residential Water Heaters, Direct Heating Equipment, and Pooler Heaters. November 2009, various retail prices from internet price research; calculated by linear interpolation | Technical Support Document - Residential Water Heaters, Direct Heating Equipment, and Pooler Heaters. November 2009. | Assuming no incremental O&M cost | 0 | 8.2502 | PSE NEI data | No applicable non-energy benefits | 100% | Equipment 100% technically feasible within end use | System | System
Kittitas CountyMultifamilyWater Heat GT 55 Gal6Existing | Kittitas CountyMultifamilyWater Heat GT 55 GalExisting | Kittitas County | Multifamily | Water Heat GT 55 Gal | 6 | ENERGY STAR Tankless Water Heater > 55 GAL - EF 0.90 | Existing | Water Heater - ENERGY STAR Tankless | ENERGY STAR Tankless Water Heater > 55 GAL - EF 0.90 | Federal Standard 2015 Condensing Water Heater > 55 GAL - EF 0.74 | per Home | 20 | Based on RTF workbook ResGasWH_v1_2 | 109.1193 | 89.7203 | Using measure description efficiency metrics to adjust loads from RTF/2021P workbooks to consumptions. | Using measure description efficiency metrics to adjust loads from RTF/2021P workbooks to consumptions. | 0 | 0 | NA | NA | 985.5502 | 960.201 | 0 | 2135.7217 | 1129.6809 | 0 | 0 | Technical Support Document - Residential Water Heaters, Direct Heating Equipment, and Pooler Heaters. November 2009, various retail prices from internet price research; calculated by linear interpolation | Technical Support Document - Residential Water Heaters, Direct Heating Equipment, and Pooler Heaters. November 2009. | Assuming no incremental O&M cost | 0 | 5.1829 | PSE NEI data | No applicable non-energy benefits | 100% | Equipment 100% technically feasible within end use | System | System
Kittitas CountyMultifamilyWater Heat GT 55 Gal6New | Kittitas CountyMultifamilyWater Heat GT 55 GalNew | Kittitas County | Multifamily | Water Heat GT 55 Gal | 6 | ENERGY STAR Tankless Water Heater > 55 GAL - EF 0.90 | New | Water Heater - ENERGY STAR Tankless | ENERGY STAR Tankless Water Heater > 55 GAL - EF 0.90 | Federal Standard 2015 Condensing Water Heater > 55 GAL - EF 0.74 | per Home | 20 | Based on RTF workbook ResGasWH_v1_2 | 109.1193 | 89.7203 | Using measure description efficiency metrics to adjust loads from RTF/2021P workbooks to consumptions. | Using measure description efficiency metrics to adjust loads from RTF/2021P workbooks to consumptions. | 0 | 0 | NA | NA | 985.5502 | 960.201 | 0 | 2135.7217 | 1129.6809 | 0 | 0 | Technical Support Document - Residential Water Heaters, Direct Heating Equipment, and Pooler Heaters. November 2009, various retail prices from internet price research; calculated by linear interpolation | Technical Support Document - Residential Water Heaters, Direct Heating Equipment, and Pooler Heaters. November 2009. | Assuming no incremental O&M cost | 0 | 5.1829 | PSE NEI data | No applicable non-energy benefits | 100% | Equipment 100% technically feasible within end use | System | System
Kittitas CountyMultifamily - Highly ImpactedWater Heat GT 55 Gal6Existing | Kittitas CountyMultifamily - Highly ImpactedWater Heat GT 55 GalExisting | Kittitas County | Multifamily - Highly Impacted | Water Heat GT 55 Gal | 6 | ENERGY STAR Tankless Water Heater > 55 GAL - EF 0.90 | Existing | Water Heater - ENERGY STAR Tankless | ENERGY STAR Tankless Water Heater > 55 GAL - EF 0.90 | Federal Standard 2015 Condensing Water Heater > 55 GAL - EF 0.74 | per Home | 20 | Based on RTF workbook ResGasWH_v1_2 | 122.8421 | 101.0035 | Using measure description efficiency metrics to adjust loads from RTF/2021P workbooks to consumptions. | Using measure description efficiency metrics to adjust loads from RTF/2021P workbooks to consumptions. | 0 | 0 | NA | NA | 985.5502 | 960.201 | 0 | 2135.7217 | 1129.6809 | 0 | 0 | Technical Support Document - Residential Water Heaters, Direct Heating Equipment, and Pooler Heaters. November 2009, various retail prices from internet price research; calculated by linear interpolation | Technical Support Document - Residential Water Heaters, Direct Heating Equipment, and Pooler Heaters. November 2009. | Assuming no incremental O&M cost | 0 | 2.1405 | PSE NEI data | No applicable non-energy benefits | 100% | Equipment 100% technically feasible within end use | System | System
Kittitas CountyMultifamily - Highly ImpactedWater Heat GT 55 Gal6New | Kittitas CountyMultifamily - Highly ImpactedWater Heat GT 55 GalNew | Kittitas County | Multifamily - Highly Impacted | Water Heat GT 55 Gal | 6 | ENERGY STAR Tankless Water Heater > 55 GAL - EF 0.90 | New | Water Heater - ENERGY STAR Tankless | ENERGY STAR Tankless Water Heater > 55 GAL - EF 0.90 | Federal Standard 2015 Condensing Water Heater > 55 GAL - EF 0.74 | per Home | 20 | Based on RTF workbook ResGasWH_v1_2 | 122.8421 | 101.0035 | Using measure description efficiency metrics to adjust loads from RTF/2021P workbooks to consumptions. | Using measure description efficiency metrics to adjust loads from RTF/2021P workbooks to consumptions. | 0 | 0 | NA | NA | 985.5502 | 960.201 | 0 | 2135.7217 | 1129.6809 | 0 | 0 | Technical Support Document - Residential Water Heaters, Direct Heating Equipment, and Pooler Heaters. November 2009, various retail prices from internet price research; calculated by linear interpolation | Technical Support Document - Residential Water Heaters, Direct Heating Equipment, and Pooler Heaters. November 2009. | Assuming no incremental O&M cost | 0 | 2.1405 | PSE NEI data | No applicable non-energy benefits | 100% | Equipment 100% technically feasible within end use | System | System
Kittitas CountyManufacturedWater Heat GT 55 Gal6Existing | Kittitas CountyManufacturedWater Heat GT 55 GalExisting | Kittitas County | Manufactured | Water Heat GT 55 Gal | 6 | ENERGY STAR Tankless Water Heater > 55 GAL - EF 0.90 | Existing | Water Heater - ENERGY STAR Tankless | ENERGY STAR Tankless Water Heater > 55 GAL - EF 0.90 | Federal Standard 2015 Condensing Water Heater > 55 GAL - EF 0.74 | per Home | 20 | Based on RTF workbook ResGasWH_v1_2 | 136.1937 | 111.9815 | Using measure description efficiency metrics to adjust loads from RTF/2021P workbooks to consumptions. | Using measure description efficiency metrics to adjust loads from RTF/2021P workbooks to consumptions. | 0 | 0 | NA | NA | 985.5502 | 960.201 | 0 | 2135.7217 | 1129.6809 | 0 | 0 | Technical Support Document - Residential Water Heaters, Direct Heating Equipment, and Pooler Heaters. November 2009, various retail prices from internet price research; calculated by linear interpolation | Technical Support Document - Residential Water Heaters, Direct Heating Equipment, and Pooler Heaters. November 2009. | Assuming no incremental O&M cost | 0 | 6.4688 | PSE NEI data | No applicable non-energy benefits | 100% | Equipment 100% technically feasible within end use | System | System
Kittitas CountyManufacturedWater Heat GT 55 Gal6New | Kittitas CountyManufacturedWater Heat GT 55 GalNew | Kittitas County | Manufactured | Water Heat GT 55 Gal | 6 | ENERGY STAR Tankless Water Heater > 55 GAL - EF 0.90 | New | Water Heater - ENERGY STAR Tankless | ENERGY STAR Tankless Water Heater > 55 GAL - EF 0.90 | Federal Standard 2015 Condensing Water Heater > 55 GAL - EF 0.74 | per Home | 20 | Based on RTF workbook ResGasWH_v1_2 | 136.1937 | 111.9815 | Using measure description efficiency metrics to adjust loads from RTF/2021P workbooks to consumptions. | Using measure description efficiency metrics to adjust loads from RTF/2021P workbooks to consumptions. | 0 | 0 | NA | NA | 985.5502 | 960.201 | 0 | 2135.7217 | 1129.6809 | 0 | 0 | Technical Support Document - Residential Water Heaters, Direct Heating Equipment, and Pooler Heaters. November 2009, various retail prices from internet price research; calculated by linear interpolation | Technical Support Document - Residential Water Heaters, Direct Heating Equipment, and Pooler Heaters. November 2009. | Assuming no incremental O&M cost | 0 | 6.4688 | PSE NEI data | No applicable non-energy benefits | 100% | Equipment 100% technically feasible within end use | System | System
Kittitas CountyManufactured - Highly ImpactedWater Heat GT 55 Gal6Existing | Kittitas CountyManufactured - Highly ImpactedWater Heat GT 55 GalExisting | Kittitas County | Manufactured - Highly Impacted | Water Heat GT 55 Gal | 6 | ENERGY STAR Tankless Water Heater > 55 GAL - EF 0.90 | Existing | Water Heater - ENERGY STAR Tankless | ENERGY STAR Tankless Water Heater > 55 GAL - EF 0.90 | Federal Standard 2015 Condensing Water Heater > 55 GAL - EF 0.74 | per Home | 20 | Based on RTF workbook ResGasWH_v1_2 | 116.1222 | 95.4783 | Using measure description efficiency metrics to adjust loads from RTF/2021P workbooks to consumptions. | Using measure description efficiency metrics to adjust loads from RTF/2021P workbooks to consumptions. | 0 | 0 | NA | NA | 985.5502 | 960.201 | 0 | 2135.7217 | 1129.6809 | 0 | 0 | Technical Support Document - Residential Water Heaters, Direct Heating Equipment, and Pooler Heaters. November 2009, various retail prices from internet price research; calculated by linear interpolation | Technical Support Document - Residential Water Heaters, Direct Heating Equipment, and Pooler Heaters. November 2009. | Assuming no incremental O&M cost | 0 | 2.0234 | PSE NEI data | No applicable non-energy benefits | 100% | Equipment 100% technically feasible within end use | System | System
Kittitas CountyManufactured - Highly ImpactedWater Heat GT 55 Gal6New | Kittitas CountyManufactured - Highly ImpactedWater Heat GT 55 GalNew | Kittitas County | Manufactured - Highly Impacted | Water Heat GT 55 Gal | 6 | ENERGY STAR Tankless Water Heater > 55 GAL - EF 0.90 | New | Water Heater - ENERGY STAR Tankless | ENERGY STAR Tankless Water Heater > 55 GAL - EF 0.90 | Federal Standard 2015 Condensing Water Heater > 55 GAL - EF 0.74 | per Home | 20 | Based on RTF workbook ResGasWH_v1_2 | 116.1222 | 95.4783 | Using measure description efficiency metrics to adjust loads from RTF/2021P workbooks to consumptions. | Using measure description efficiency metrics to adjust loads from RTF/2021P workbooks to consumptions. | 0 | 0 | NA | NA | 985.5502 | 960.201 | 0 | 2135.7217 | 1129.6809 | 0 | 0 | Technical Support Document - Residential Water Heaters, Direct Heating Equipment, and Pooler Heaters. November 2009, various retail prices from internet price research; calculated by linear interpolation | Technical Support Document - Residential Water Heaters, Direct Heating Equipment, and Pooler Heaters. November 2009. | Assuming no incremental O&M cost | 0 | 2.0234 | PSE NEI data | No applicable non-energy benefits | 100% | Equipment 100% technically feasible within end use | System | System
Lewis CountySingle FamilyCooking Oven1Existing | Lewis CountySingle FamilyCooking OvenExisting | Lewis County | Single Family | Cooking Oven | 1 | Below Standard Cooking Oven | Existing | Cooking Oven - Below Standard | Below Standard Cooking Oven | Below Standard Cooking Oven | per Home | 8 | Assuming half the measure life for below standard equipment. | 15.5667 | 15.5667 | 2016 SNOPR Analytical Tools: National Impact Analysis (NIA) Spreadsheet, Cooking_Pds_NIA_SNOPR_DOE_2016_publication | 2016 SNOPR Analytical Tools: National Impact Analysis (NIA) Spreadsheet, Cooking_Pds_NIA_SNOPR_DOE_2016_publication | 0 | 0 | NA | NA | 0 | 0 | 0 | 0 | 0 | 0 | 0 | Baseline and measure are at the same efficiency level. Assuming no incremental cost. | No cost | No cost | 0 | 0 | No applicable non-energy benefits | No applicable non-energy benefits | 100% | Equipment 100% technically feasible within end use | System | System
Lewis CountySingle FamilyCooking Oven1New | Lewis CountySingle FamilyCooking OvenNew | Lewis County | Single Family | Cooking Oven | 1 | Below Standard Cooking Oven | New | Cooking Oven - Below Standard | Below Standard Cooking Oven | Below Standard Cooking Oven | per Home | 8 | Assuming half the measure life for below standard equipment. | 15.5667 | 15.5667 | 2016 SNOPR Analytical Tools: National Impact Analysis (NIA) Spreadsheet, Cooking_Pds_NIA_SNOPR_DOE_2016_publication | 2016 SNOPR Analytical Tools: National Impact Analysis (NIA) Spreadsheet, Cooking_Pds_NIA_SNOPR_DOE_2016_publication | 0 | 0 | NA | NA | 0 | 0 | 0 | 0 | 0 | 0 | 0 | Baseline and measure are at the same efficiency level. Assuming no incremental cost. | No cost | No cost | 0 | 0 | No applicable non-energy benefits | No applicable non-energy benefits | 100% | Equipment 100% technically feasible within end use | System | System
Lewis CountySingle Family - Highly ImpactedCooking Oven1Existing | Lewis CountySingle Family - Highly ImpactedCooking OvenExisting | Lewis County | Single Family - Highly Impacted | Cooking Oven | 1 | Below Standard Cooking Oven | Existing | Cooking Oven - Below Standard | Below Standard Cooking Oven | Below Standard Cooking Oven | per Home | 8 | Assuming half the measure life for below standard equipment. | 15.5667 | 15.5667 | 2016 SNOPR Analytical Tools: National Impact Analysis (NIA) Spreadsheet, Cooking_Pds_NIA_SNOPR_DOE_2016_publication | 2016 SNOPR Analytical Tools: National Impact Analysis (NIA) Spreadsheet, Cooking_Pds_NIA_SNOPR_DOE_2016_publication | 0 | 0 | NA | NA | 0 | 0 | 0 | 0 | 0 | 0 | 0 | Baseline and measure are at the same efficiency level. Assuming no incremental cost. | No cost | No cost | 0 | 0 | No applicable non-energy benefits | No applicable non-energy benefits | 100% | Equipment 100% technically feasible within end use | System | System
Lewis CountySingle Family - Highly ImpactedCooking Oven1New | Lewis CountySingle Family - Highly ImpactedCooking OvenNew | Lewis County | Single Family - Highly Impacted | Cooking Oven | 1 | Below Standard Cooking Oven | New | Cooking Oven - Below Standard | Below Standard Cooking Oven | Below Standard Cooking Oven | per Home | 8 | Assuming half the measure life for below standard equipment. | 15.5667 | 15.5667 | 2016 SNOPR Analytical Tools: National Impact Analysis (NIA) Spreadsheet, Cooking_Pds_NIA_SNOPR_DOE_2016_publication | 2016 SNOPR Analytical Tools: National Impact Analysis (NIA) Spreadsheet, Cooking_Pds_NIA_SNOPR_DOE_2016_publication | 0 | 0 | NA | NA | 0 | 0 | 0 | 0 | 0 | 0 | 0 | Baseline and measure are at the same efficiency level. Assuming no incremental cost. | No cost | No cost | 0 | 0 | No applicable non-energy benefits | No applicable non-energy benefits | 100% | Equipment 100% technically feasible within end use | System | System
Lewis CountyMultifamilyCooking Oven1Existing | Lewis CountyMultifamilyCooking OvenExisting | Lewis County | Multifamily | Cooking Oven | 1 | Below Standard Cooking Oven | Existing | Cooking Oven - Below Standard | Below Standard Cooking Oven | Below Standard Cooking Oven | per Home | 8 | Assuming half the measure life for below standard equipment. | 15.5667 | 15.5667 | 2016 SNOPR Analytical Tools: National Impact Analysis (NIA) Spreadsheet, Cooking_Pds_NIA_SNOPR_DOE_2016_publication | 2016 SNOPR Analytical Tools: National Impact Analysis (NIA) Spreadsheet, Cooking_Pds_NIA_SNOPR_DOE_2016_publication | 0 | 0 | NA | NA | 0 | 0 | 0 | 0 | 0 | 0 | 0 | Baseline and measure are at the same efficiency level. Assuming no incremental cost. | No cost | No cost | 0 | 0 | No applicable non-energy benefits | No applicable non-energy benefits | 100% | Equipment 100% technically feasible within end use | System | System
Lewis CountyMultifamilyCooking Oven1New | Lewis CountyMultifamilyCooking OvenNew | Lewis County | Multifamily | Cooking Oven | 1 | Below Standard Cooking Oven | New | Cooking Oven - Below Standard | Below Standard Cooking Oven | Below Standard Cooking Oven | per Home | 8 | Assuming half the measure life for below standard equipment. | 15.5667 | 15.5667 | 2016 SNOPR Analytical Tools: National Impact Analysis (NIA) Spreadsheet, Cooking_Pds_NIA_SNOPR_DOE_2016_publication | 2016 SNOPR Analytical Tools: National Impact Analysis (NIA) Spreadsheet, Cooking_Pds_NIA_SNOPR_DOE_2016_publication | 0 | 0 | NA | NA | 0 | 0 | 0 | 0 | 0 | 0 | 0 | Baseline and measure are at the same efficiency level. Assuming no incremental cost. | No cost | No cost | 0 | 0 | No applicable non-energy benefits | No applicable non-energy benefits | 100% | Equipment 100% technically feasible within end use | System | System
Lewis CountyMultifamily - Highly ImpactedCooking Oven1Existing | Lewis CountyMultifamily - Highly ImpactedCooking OvenExisting | Lewis County | Multifamily - Highly Impacted | Cooking Oven | 1 | Below Standard Cooking Oven | Existing | Cooking Oven - Below Standard | Below Standard Cooking Oven | Below Standard Cooking Oven | per Home | 8 | Assuming half the measure life for below standard equipment. | 15.5667 | 15.5667 | 2016 SNOPR Analytical Tools: National Impact Analysis (NIA) Spreadsheet, Cooking_Pds_NIA_SNOPR_DOE_2016_publication | 2016 SNOPR Analytical Tools: National Impact Analysis (NIA) Spreadsheet, Cooking_Pds_NIA_SNOPR_DOE_2016_publication | 0 | 0 | NA | NA | 0 | 0 | 0 | 0 | 0 | 0 | 0 | Baseline and measure are at the same efficiency level. Assuming no incremental cost. | No cost | No cost | 0 | 0 | No applicable non-energy benefits | No applicable non-energy benefits | 100% | Equipment 100% technically feasible within end use | System | System
Lewis CountyMultifamily - Highly ImpactedCooking Oven1New | Lewis CountyMultifamily - Highly ImpactedCooking OvenNew | Lewis County | Multifamily - Highly Impacted | Cooking Oven | 1 | Below Standard Cooking Oven | New | Cooking Oven - Below Standard | Below Standard Cooking Oven | Below Standard Cooking Oven | per Home | 8 | Assuming half the measure life for below standard equipment. | 15.5667 | 15.5667 | 2016 SNOPR Analytical Tools: National Impact Analysis (NIA) Spreadsheet, Cooking_Pds_NIA_SNOPR_DOE_2016_publication | 2016 SNOPR Analytical Tools: National Impact Analysis (NIA) Spreadsheet, Cooking_Pds_NIA_SNOPR_DOE_2016_publication | 0 | 0 | NA | NA | 0 | 0 | 0 | 0 | 0 | 0 | 0 | Baseline and measure are at the same efficiency level. Assuming no incremental cost. | No cost | No cost | 0 | 0 | No applicable non-energy benefits | No applicable non-energy benefits | 100% | Equipment 100% technically feasible within end use | System | System
Lewis CountyManufacturedCooking Oven1Existing | Lewis CountyManufacturedCooking OvenExisting | Lewis County | Manufactured | Cooking Oven | 1 | Below Standard Cooking Oven | Existing | Cooking Oven - Below Standard | Below Standard Cooking Oven | Below Standard Cooking Oven | per Home | 8 | Assuming half the measure life for below standard equipment. | 15.5667 | 15.5667 | 2016 SNOPR Analytical Tools: National Impact Analysis (NIA) Spreadsheet, Cooking_Pds_NIA_SNOPR_DOE_2016_publication | 2016 SNOPR Analytical Tools: National Impact Analysis (NIA) Spreadsheet, Cooking_Pds_NIA_SNOPR_DOE_2016_publication | 0 | 0 | NA | NA | 0 | 0 | 0 | 0 | 0 | 0 | 0 | Baseline and measure are at the same efficiency level. Assuming no incremental cost. | No cost | No cost | 0 | 0 | No applicable non-energy benefits | No applicable non-energy benefits | 100% | Equipment 100% technically feasible within end use | System | System
Lewis CountyManufacturedCooking Oven1New | Lewis CountyManufacturedCooking OvenNew | Lewis County | Manufactured | Cooking Oven | 1 | Below Standard Cooking Oven | New | Cooking Oven - Below Standard | Below Standard Cooking Oven | Below Standard Cooking Oven | per Home | 8 | Assuming half the measure life for below standard equipment. | 15.5667 | 15.5667 | 2016 SNOPR Analytical Tools: National Impact Analysis (NIA) Spreadsheet, Cooking_Pds_NIA_SNOPR_DOE_2016_publication | 2016 SNOPR Analytical Tools: National Impact Analysis (NIA) Spreadsheet, Cooking_Pds_NIA_SNOPR_DOE_2016_publication | 0 | 0 | NA | NA | 0 | 0 | 0 | 0 | 0 | 0 | 0 | Baseline and measure are at the same efficiency level. Assuming no incremental cost. | No cost | No cost | 0 | 0 | No applicable non-energy benefits | No applicable non-energy benefits | 100% | Equipment 100% technically feasible within end use | System | System
Lewis CountyManufactured - Highly ImpactedCooking Oven1Existing | Lewis CountyManufactured - Highly ImpactedCooking OvenExisting | Lewis County | Manufactured - Highly Impacted | Cooking Oven | 1 | Below Standard Cooking Oven | Existing | Cooking Oven - Below Standard | Below Standard Cooking Oven | Below Standard Cooking Oven | per Home | 8 | Assuming half the measure life for below standard equipment. | 15.5667 | 15.5667 | 2016 SNOPR Analytical Tools: National Impact Analysis (NIA) Spreadsheet, Cooking_Pds_NIA_SNOPR_DOE_2016_publication | 2016 SNOPR Analytical Tools: National Impact Analysis (NIA) Spreadsheet, Cooking_Pds_NIA_SNOPR_DOE_2016_publication | 0 | 0 | NA | NA | 0 | 0 | 0 | 0 | 0 | 0 | 0 | Baseline and measure are at the same efficiency level. Assuming no incremental cost. | No cost | No cost | 0 | 0 | No applicable non-energy benefits | No applicable non-energy benefits | 100% | Equipment 100% technically feasible within end use | System | System
Lewis CountyManufactured - Highly ImpactedCooking Oven1New | Lewis CountyManufactured - Highly ImpactedCooking OvenNew | Lewis County | Manufactured - Highly Impacted | Cooking Oven | 1 | Below Standard Cooking Oven | New | Cooking Oven - Below Standard | Below Standard Cooking Oven | Below Standard Cooking Oven | per Home | 8 | Assuming half the measure life for below standard equipment. | 15.5667 | 15.5667 | 2016 SNOPR Analytical Tools: National Impact Analysis (NIA) Spreadsheet, Cooking_Pds_NIA_SNOPR_DOE_2016_publication | 2016 SNOPR Analytical Tools: National Impact Analysis (NIA) Spreadsheet, Cooking_Pds_NIA_SNOPR_DOE_2016_publication | 0 | 0 | NA | NA | 0 | 0 | 0 | 0 | 0 | 0 | 0 | Baseline and measure are at the same efficiency level. Assuming no incremental cost. | No cost | No cost | 0 | 0 | No applicable non-energy benefits | No applicable non-energy benefits | 100% | Equipment 100% technically feasible within end use | System | System
Lewis CountySingle FamilyCooking Oven2Existing | Lewis CountySingle FamilyCooking OvenExisting | Lewis County | Single Family | Cooking Oven | 2 | Federal Standard 2012 Cooking Oven | Existing | Cooking Oven - Federal Standard 2012 | Federal Standard 2012 Cooking Oven | Federal Standard 2012 Cooking Oven | per Home | 16 | NWPCC 2021 Plan workbook Res-Oven-2021P_v2 | 9.915 | 9.915 | 2016 SNOPR Analytical Tools: National Impact Analysis (NIA) Spreadsheet, Cooking_Pds_NIA_SNOPR_DOE_2016_publication | 2016 SNOPR Analytical Tools: National Impact Analysis (NIA) Spreadsheet, Cooking_Pds_NIA_SNOPR_DOE_2016_publication | 0 | 0 | NA | NA | 565.2938 | 0 | 0 | 565.2938 | 0 | 0 | 0 | 2016 SNOPR Analytical Tools: National Impact Analysis (NIA) Spreadsheet, Cooking_Pds_NIA_SNOPR_DOE_2016_publication | No cost | No cost | 0 | 0 | No applicable non-energy benefits | No applicable non-energy benefits | 100% | Equipment 100% technically feasible within end use | System | System
Lewis CountySingle FamilyCooking Oven2New | Lewis CountySingle FamilyCooking OvenNew | Lewis County | Single Family | Cooking Oven | 2 | Federal Standard 2012 Cooking Oven | New | Cooking Oven - Federal Standard 2012 | Federal Standard 2012 Cooking Oven | Federal Standard 2012 Cooking Oven | per Home | 16 | NWPCC 2021 Plan workbook Res-Oven-2021P_v2 | 9.915 | 9.915 | 2016 SNOPR Analytical Tools: National Impact Analysis (NIA) Spreadsheet, Cooking_Pds_NIA_SNOPR_DOE_2016_publication | 2016 SNOPR Analytical Tools: National Impact Analysis (NIA) Spreadsheet, Cooking_Pds_NIA_SNOPR_DOE_2016_publication | 0 | 0 | NA | NA | 565.2938 | 0 | 0 | 565.2938 | 0 | 0 | 0 | 2016 SNOPR Analytical Tools: National Impact Analysis (NIA) Spreadsheet, Cooking_Pds_NIA_SNOPR_DOE_2016_publication | No cost | No cost | 0 | 0 | No applicable non-energy benefits | No applicable non-energy benefits | 100% | Equipment 100% technically feasible within end use | System | System
Lewis CountySingle Family - Highly ImpactedCooking Oven2Existing | Lewis CountySingle Family - Highly ImpactedCooking OvenExisting | Lewis County | Single Family - Highly Impacted | Cooking Oven | 2 | Federal Standard 2012 Cooking Oven | Existing | Cooking Oven - Federal Standard 2012 | Federal Standard 2012 Cooking Oven | Federal Standard 2012 Cooking Oven | per Home | 16 | NWPCC 2021 Plan workbook Res-Oven-2021P_v2 | 9.915 | 9.915 | 2016 SNOPR Analytical Tools: National Impact Analysis (NIA) Spreadsheet, Cooking_Pds_NIA_SNOPR_DOE_2016_publication | 2016 SNOPR Analytical Tools: National Impact Analysis (NIA) Spreadsheet, Cooking_Pds_NIA_SNOPR_DOE_2016_publication | 0 | 0 | NA | NA | 565.2938 | 0 | 0 | 565.2938 | 0 | 0 | 0 | 2016 SNOPR Analytical Tools: National Impact Analysis (NIA) Spreadsheet, Cooking_Pds_NIA_SNOPR_DOE_2016_publication | No cost | No cost | 0 | 0 | No applicable non-energy benefits | No applicable non-energy benefits | 100% | Equipment 100% technically feasible within end use | System | System
Lewis CountySingle Family - Highly ImpactedCooking Oven2New | Lewis CountySingle Family - Highly ImpactedCooking OvenNew | Lewis County | Single Family - Highly Impacted | Cooking Oven | 2 | Federal Standard 2012 Cooking Oven | New | Cooking Oven - Federal Standard 2012 | Federal Standard 2012 Cooking Oven | Federal Standard 2012 Cooking Oven | per Home | 16 | NWPCC 2021 Plan workbook Res-Oven-2021P_v2 | 9.915 | 9.915 | 2016 SNOPR Analytical Tools: National Impact Analysis (NIA) Spreadsheet, Cooking_Pds_NIA_SNOPR_DOE_2016_publication | 2016 SNOPR Analytical Tools: National Impact Analysis (NIA) Spreadsheet, Cooking_Pds_NIA_SNOPR_DOE_2016_publication | 0 | 0 | NA | NA | 565.2938 | 0 | 0 | 565.2938 | 0 | 0 | 0 | 2016 SNOPR Analytical Tools: National Impact Analysis (NIA) Spreadsheet, Cooking_Pds_NIA_SNOPR_DOE_2016_publication | No cost | No cost | 0 | 0 | No applicable non-energy benefits | No applicable non-energy benefits | 100% | Equipment 100% technically feasible within end use | System | System
Lewis CountyMultifamilyCooking Oven2Existing | Lewis CountyMultifamilyCooking OvenExisting | Lewis County | Multifamily | Cooking Oven | 2 | Federal Standard 2012 Cooking Oven | Existing | Cooking Oven - Federal Standard 2012 | Federal Standard 2012 Cooking Oven | Federal Standard 2012 Cooking Oven | per Home | 16 | NWPCC 2021 Plan workbook Res-Oven-2021P_v2 | 9.915 | 9.915 | 2016 SNOPR Analytical Tools: National Impact Analysis (NIA) Spreadsheet, Cooking_Pds_NIA_SNOPR_DOE_2016_publication | 2016 SNOPR Analytical Tools: National Impact Analysis (NIA) Spreadsheet, Cooking_Pds_NIA_SNOPR_DOE_2016_publication | 0 | 0 | NA | NA | 565.2938 | 0 | 0 | 565.2938 | 0 | 0 | 0 | 2016 SNOPR Analytical Tools: National Impact Analysis (NIA) Spreadsheet, Cooking_Pds_NIA_SNOPR_DOE_2016_publication | No cost | No cost | 0 | 0 | No applicable non-energy benefits | No applicable non-energy benefits | 100% | Equipment 100% technically feasible within end use | System | System
Lewis CountyMultifamilyCooking Oven2New | Lewis CountyMultifamilyCooking OvenNew | Lewis County | Multifamily | Cooking Oven | 2 | Federal Standard 2012 Cooking Oven | New | Cooking Oven - Federal Standard 2012 | Federal Standard 2012 Cooking Oven | Federal Standard 2012 Cooking Oven | per Home | 16 | NWPCC 2021 Plan workbook Res-Oven-2021P_v2 | 9.915 | 9.915 | 2016 SNOPR Analytical Tools: National Impact Analysis (NIA) Spreadsheet, Cooking_Pds_NIA_SNOPR_DOE_2016_publication | 2016 SNOPR Analytical Tools: National Impact Analysis (NIA) Spreadsheet, Cooking_Pds_NIA_SNOPR_DOE_2016_publication | 0 | 0 | NA | NA | 565.2938 | 0 | 0 | 565.2938 | 0 | 0 | 0 | 2016 SNOPR Analytical Tools: National Impact Analysis (NIA) Spreadsheet, Cooking_Pds_NIA_SNOPR_DOE_2016_publication | No cost | No cost | 0 | 0 | No applicable non-energy benefits | No applicable non-energy benefits | 100% | Equipment 100% technically feasible within end use | System | System
Lewis CountyMultifamily - Highly ImpactedCooking Oven2Existing | Lewis CountyMultifamily - Highly ImpactedCooking OvenExisting | Lewis County | Multifamily - Highly Impacted | Cooking Oven | 2 | Federal Standard 2012 Cooking Oven | Existing | Cooking Oven - Federal Standard 2012 | Federal Standard 2012 Cooking Oven | Federal Standard 2012 Cooking Oven | per Home | 16 | NWPCC 2021 Plan workbook Res-Oven-2021P_v2 | 9.915 | 9.915 | 2016 SNOPR Analytical Tools: National Impact Analysis (NIA) Spreadsheet, Cooking_Pds_NIA_SNOPR_DOE_2016_publication | 2016 SNOPR Analytical Tools: National Impact Analysis (NIA) Spreadsheet, Cooking_Pds_NIA_SNOPR_DOE_2016_publication | 0 | 0 | NA | NA | 565.2938 | 0 | 0 | 565.2938 | 0 | 0 | 0 | 2016 SNOPR Analytical Tools: National Impact Analysis (NIA) Spreadsheet, Cooking_Pds_NIA_SNOPR_DOE_2016_publication | No cost | No cost | 0 | 0 | No applicable non-energy benefits | No applicable non-energy benefits | 100% | Equipment 100% technically feasible within end use | System | System
Lewis CountyMultifamily - Highly ImpactedCooking Oven2New | Lewis CountyMultifamily - Highly ImpactedCooking OvenNew | Lewis County | Multifamily - Highly Impacted | Cooking Oven | 2 | Federal Standard 2012 Cooking Oven | New | Cooking Oven - Federal Standard 2012 | Federal Standard 2012 Cooking Oven | Federal Standard 2012 Cooking Oven | per Home | 16 | NWPCC 2021 Plan workbook Res-Oven-2021P_v2 | 9.915 | 9.915 | 2016 SNOPR Analytical Tools: National Impact Analysis (NIA) Spreadsheet, Cooking_Pds_NIA_SNOPR_DOE_2016_publication | 2016 SNOPR Analytical Tools: National Impact Analysis (NIA) Spreadsheet, Cooking_Pds_NIA_SNOPR_DOE_2016_publication | 0 | 0 | NA | NA | 565.2938 | 0 | 0 | 565.2938 | 0 | 0 | 0 | 2016 SNOPR Analytical Tools: National Impact Analysis (NIA) Spreadsheet, Cooking_Pds_NIA_SNOPR_DOE_2016_publication | No cost | No cost | 0 | 0 | No applicable non-energy benefits | No applicable non-energy benefits | 100% | Equipment 100% technically feasible within end use | System | System
Lewis CountyManufacturedCooking Oven2Existing | Lewis CountyManufacturedCooking OvenExisting | Lewis County | Manufactured | Cooking Oven | 2 | Federal Standard 2012 Cooking Oven | Existing | Cooking Oven - Federal Standard 2012 | Federal Standard 2012 Cooking Oven | Federal Standard 2012 Cooking Oven | per Home | 16 | NWPCC 2021 Plan workbook Res-Oven-2021P_v2 | 9.915 | 9.915 | 2016 SNOPR Analytical Tools: National Impact Analysis (NIA) Spreadsheet, Cooking_Pds_NIA_SNOPR_DOE_2016_publication | 2016 SNOPR Analytical Tools: National Impact Analysis (NIA) Spreadsheet, Cooking_Pds_NIA_SNOPR_DOE_2016_publication | 0 | 0 | NA | NA | 565.2938 | 0 | 0 | 565.2938 | 0 | 0 | 0 | 2016 SNOPR Analytical Tools: National Impact Analysis (NIA) Spreadsheet, Cooking_Pds_NIA_SNOPR_DOE_2016_publication | No cost | No cost | 0 | 0 | No applicable non-energy benefits | No applicable non-energy benefits | 100% | Equipment 100% technically feasible within end use | System | System
Lewis CountyManufacturedCooking Oven2New | Lewis CountyManufacturedCooking OvenNew | Lewis County | Manufactured | Cooking Oven | 2 | Federal Standard 2012 Cooking Oven | New | Cooking Oven - Federal Standard 2012 | Federal Standard 2012 Cooking Oven | Federal Standard 2012 Cooking Oven | per Home | 16 | NWPCC 2021 Plan workbook Res-Oven-2021P_v2 | 9.915 | 9.915 | 2016 SNOPR Analytical Tools: National Impact Analysis (NIA) Spreadsheet, Cooking_Pds_NIA_SNOPR_DOE_2016_publication | 2016 SNOPR Analytical Tools: National Impact Analysis (NIA) Spreadsheet, Cooking_Pds_NIA_SNOPR_DOE_2016_publication | 0 | 0 | NA | NA | 565.2938 | 0 | 0 | 565.2938 | 0 | 0 | 0 | 2016 SNOPR Analytical Tools: National Impact Analysis (NIA) Spreadsheet, Cooking_Pds_NIA_SNOPR_DOE_2016_publication | No cost | No cost | 0 | 0 | No applicable non-energy benefits | No applicable non-energy benefits | 100% | Equipment 100% technically feasible within end use | System | System
Lewis CountyManufactured - Highly ImpactedCooking Oven2Existing | Lewis CountyManufactured - Highly ImpactedCooking OvenExisting | Lewis County | Manufactured - Highly Impacted | Cooking Oven | 2 | Federal Standard 2012 Cooking Oven | Existing | Cooking Oven - Federal Standard 2012 | Federal Standard 2012 Cooking Oven | Federal Standard 2012 Cooking Oven | per Home | 16 | NWPCC 2021 Plan workbook Res-Oven-2021P_v2 | 9.915 | 9.915 | 2016 SNOPR Analytical Tools: National Impact Analysis (NIA) Spreadsheet, Cooking_Pds_NIA_SNOPR_DOE_2016_publication | 2016 SNOPR Analytical Tools: National Impact Analysis (NIA) Spreadsheet, Cooking_Pds_NIA_SNOPR_DOE_2016_publication | 0 | 0 | NA | NA | 565.2938 | 0 | 0 | 565.2938 | 0 | 0 | 0 | 2016 SNOPR Analytical Tools: National Impact Analysis (NIA) Spreadsheet, Cooking_Pds_NIA_SNOPR_DOE_2016_publication | No cost | No cost | 0 | 0 | No applicable non-energy benefits | No applicable non-energy benefits | 100% | Equipment 100% technically feasible within end use | System | System
Lewis CountyManufactured - Highly ImpactedCooking Oven2New | Lewis CountyManufactured - Highly ImpactedCooking OvenNew | Lewis County | Manufactured - Highly Impacted | Cooking Oven | 2 | Federal Standard 2012 Cooking Oven | New | Cooking Oven - Federal Standard 2012 | Federal Standard 2012 Cooking Oven | Federal Standard 2012 Cooking Oven | per Home | 16 | NWPCC 2021 Plan workbook Res-Oven-2021P_v2 | 9.915 | 9.915 | 2016 SNOPR Analytical Tools: National Impact Analysis (NIA) Spreadsheet, Cooking_Pds_NIA_SNOPR_DOE_2016_publication | 2016 SNOPR Analytical Tools: National Impact Analysis (NIA) Spreadsheet, Cooking_Pds_NIA_SNOPR_DOE_2016_publication | 0 | 0 | NA | NA | 565.2938 | 0 | 0 | 565.2938 | 0 | 0 | 0 | 2016 SNOPR Analytical Tools: National Impact Analysis (NIA) Spreadsheet, Cooking_Pds_NIA_SNOPR_DOE_2016_publication | No cost | No cost | 0 | 0 | No applicable non-energy benefits | No applicable non-energy benefits | 100% | Equipment 100% technically feasible within end use | System | System
Lewis CountySingle FamilyCooking Oven3Existing | Lewis CountySingle FamilyCooking OvenExisting | Lewis County | Single Family | Cooking Oven | 3 | Market Standard Cooking Oven | Existing | Cooking Oven - Market Standard | Market Standard Cooking Oven | Market Standard Cooking Oven | per Home | 16 | NWPCC 2021 Plan workbook Res-Oven-2021P_v2 | 9.1974 | 9.1974 | 2016 SNOPR Analytical Tools: National Impact Analysis (NIA) Spreadsheet, Cooking_Pds_NIA_SNOPR_DOE_2016_publication | 2016 SNOPR Analytical Tools: National Impact Analysis (NIA) Spreadsheet, Cooking_Pds_NIA_SNOPR_DOE_2016_publication | 0 | 0 | NA | NA | 0 | 0 | 0 | 0 | 0 | 0 | 0 | Baseline and measure are at the same efficiency level. Assuming no incremental cost. | No cost | No cost | 0 | 0 | No applicable non-energy benefits | No applicable non-energy benefits | 100% | Equipment 100% technically feasible within end use | System | System
Lewis CountySingle FamilyCooking Oven3New | Lewis CountySingle FamilyCooking OvenNew | Lewis County | Single Family | Cooking Oven | 3 | Market Standard Cooking Oven | New | Cooking Oven - Market Standard | Market Standard Cooking Oven | Market Standard Cooking Oven | per Home | 16 | NWPCC 2021 Plan workbook Res-Oven-2021P_v2 | 9.1974 | 9.1974 | 2016 SNOPR Analytical Tools: National Impact Analysis (NIA) Spreadsheet, Cooking_Pds_NIA_SNOPR_DOE_2016_publication | 2016 SNOPR Analytical Tools: National Impact Analysis (NIA) Spreadsheet, Cooking_Pds_NIA_SNOPR_DOE_2016_publication | 0 | 0 | NA | NA | 0 | 0 | 0 | 0 | 0 | 0 | 0 | Baseline and measure are at the same efficiency level. Assuming no incremental cost. | No cost | No cost | 0 | 0 | No applicable non-energy benefits | No applicable non-energy benefits | 100% | Equipment 100% technically feasible within end use | System | System
Lewis CountySingle Family - Highly ImpactedCooking Oven3Existing | Lewis CountySingle Family - Highly ImpactedCooking OvenExisting | Lewis County | Single Family - Highly Impacted | Cooking Oven | 3 | Market Standard Cooking Oven | Existing | Cooking Oven - Market Standard | Market Standard Cooking Oven | Market Standard Cooking Oven | per Home | 16 | NWPCC 2021 Plan workbook Res-Oven-2021P_v2 | 9.1974 | 9.1974 | 2016 SNOPR Analytical Tools: National Impact Analysis (NIA) Spreadsheet, Cooking_Pds_NIA_SNOPR_DOE_2016_publication | 2016 SNOPR Analytical Tools: National Impact Analysis (NIA) Spreadsheet, Cooking_Pds_NIA_SNOPR_DOE_2016_publication | 0 | 0 | NA | NA | 0 | 0 | 0 | 0 | 0 | 0 | 0 | Baseline and measure are at the same efficiency level. Assuming no incremental cost. | No cost | No cost | 0 | 0 | No applicable non-energy benefits | No applicable non-energy benefits | 100% | Equipment 100% technically feasible within end use | System | System
Lewis CountySingle Family - Highly ImpactedCooking Oven3New | Lewis CountySingle Family - Highly ImpactedCooking OvenNew | Lewis County | Single Family - Highly Impacted | Cooking Oven | 3 | Market Standard Cooking Oven | New | Cooking Oven - Market Standard | Market Standard Cooking Oven | Market Standard Cooking Oven | per Home | 16 | NWPCC 2021 Plan workbook Res-Oven-2021P_v2 | 9.1974 | 9.1974 | 2016 SNOPR Analytical Tools: National Impact Analysis (NIA) Spreadsheet, Cooking_Pds_NIA_SNOPR_DOE_2016_publication | 2016 SNOPR Analytical Tools: National Impact Analysis (NIA) Spreadsheet, Cooking_Pds_NIA_SNOPR_DOE_2016_publication | 0 | 0 | NA | NA | 0 | 0 | 0 | 0 | 0 | 0 | 0 | Baseline and measure are at the same efficiency level. Assuming no incremental cost. | No cost | No cost | 0 | 0 | No applicable non-energy benefits | No applicable non-energy benefits | 100% | Equipment 100% technically feasible within end use | System | System
Lewis CountyMultifamilyCooking Oven3Existing | Lewis CountyMultifamilyCooking OvenExisting | Lewis County | Multifamily | Cooking Oven | 3 | Market Standard Cooking Oven | Existing | Cooking Oven - Market Standard | Market Standard Cooking Oven | Market Standard Cooking Oven | per Home | 16 | NWPCC 2021 Plan workbook Res-Oven-2021P_v2 | 9.1974 | 9.1974 | 2016 SNOPR Analytical Tools: National Impact Analysis (NIA) Spreadsheet, Cooking_Pds_NIA_SNOPR_DOE_2016_publication | 2016 SNOPR Analytical Tools: National Impact Analysis (NIA) Spreadsheet, Cooking_Pds_NIA_SNOPR_DOE_2016_publication | 0 | 0 | NA | NA | 0 | 0 | 0 | 0 | 0 | 0 | 0 | Baseline and measure are at the same efficiency level. Assuming no incremental cost. | No cost | No cost | 0 | 0 | No applicable non-energy benefits | No applicable non-energy benefits | 100% | Equipment 100% technically feasible within end use | System | System
Lewis CountyMultifamilyCooking Oven3New | Lewis CountyMultifamilyCooking OvenNew | Lewis County | Multifamily | Cooking Oven | 3 | Market Standard Cooking Oven | New | Cooking Oven - Market Standard | Market Standard Cooking Oven | Market Standard Cooking Oven | per Home | 16 | NWPCC 2021 Plan workbook Res-Oven-2021P_v2 | 9.1974 | 9.1974 | 2016 SNOPR Analytical Tools: National Impact Analysis (NIA) Spreadsheet, Cooking_Pds_NIA_SNOPR_DOE_2016_publication | 2016 SNOPR Analytical Tools: National Impact Analysis (NIA) Spreadsheet, Cooking_Pds_NIA_SNOPR_DOE_2016_publication | 0 | 0 | NA | NA | 0 | 0 | 0 | 0 | 0 | 0 | 0 | Baseline and measure are at the same efficiency level. Assuming no incremental cost. | No cost | No cost | 0 | 0 | No applicable non-energy benefits | No applicable non-energy benefits | 100% | Equipment 100% technically feasible within end use | System | System
Lewis CountyMultifamily - Highly ImpactedCooking Oven3Existing | Lewis CountyMultifamily - Highly ImpactedCooking OvenExisting | Lewis County | Multifamily - Highly Impacted | Cooking Oven | 3 | Market Standard Cooking Oven | Existing | Cooking Oven - Market Standard | Market Standard Cooking Oven | Market Standard Cooking Oven | per Home | 16 | NWPCC 2021 Plan workbook Res-Oven-2021P_v2 | 9.1974 | 9.1974 | 2016 SNOPR Analytical Tools: National Impact Analysis (NIA) Spreadsheet, Cooking_Pds_NIA_SNOPR_DOE_2016_publication | 2016 SNOPR Analytical Tools: National Impact Analysis (NIA) Spreadsheet, Cooking_Pds_NIA_SNOPR_DOE_2016_publication | 0 | 0 | NA | NA | 0 | 0 | 0 | 0 | 0 | 0 | 0 | Baseline and measure are at the same efficiency level. Assuming no incremental cost. | No cost | No cost | 0 | 0 | No applicable non-energy benefits | No applicable non-energy benefits | 100% | Equipment 100% technically feasible within end use | System | System
Lewis CountyMultifamily - Highly ImpactedCooking Oven3New | Lewis CountyMultifamily - Highly ImpactedCooking OvenNew | Lewis County | Multifamily - Highly Impacted | Cooking Oven | 3 | Market Standard Cooking Oven | New | Cooking Oven - Market Standard | Market Standard Cooking Oven | Market Standard Cooking Oven | per Home | 16 | NWPCC 2021 Plan workbook Res-Oven-2021P_v2 | 9.1974 | 9.1974 | 2016 SNOPR Analytical Tools: National Impact Analysis (NIA) Spreadsheet, Cooking_Pds_NIA_SNOPR_DOE_2016_publication | 2016 SNOPR Analytical Tools: National Impact Analysis (NIA) Spreadsheet, Cooking_Pds_NIA_SNOPR_DOE_2016_publication | 0 | 0 | NA | NA | 0 | 0 | 0 | 0 | 0 | 0 | 0 | Baseline and measure are at the same efficiency level. Assuming no incremental cost. | No cost | No cost | 0 | 0 | No applicable non-energy benefits | No applicable non-energy benefits | 100% | Equipment 100% technically feasible within end use | System | System
Lewis CountyManufacturedCooking Oven3Existing | Lewis CountyManufacturedCooking OvenExisting | Lewis County | Manufactured | Cooking Oven | 3 | Market Standard Cooking Oven | Existing | Cooking Oven - Market Standard | Market Standard Cooking Oven | Market Standard Cooking Oven | per Home | 16 | NWPCC 2021 Plan workbook Res-Oven-2021P_v2 | 9.1974 | 9.1974 | 2016 SNOPR Analytical Tools: National Impact Analysis (NIA) Spreadsheet, Cooking_Pds_NIA_SNOPR_DOE_2016_publication | 2016 SNOPR Analytical Tools: National Impact Analysis (NIA) Spreadsheet, Cooking_Pds_NIA_SNOPR_DOE_2016_publication | 0 | 0 | NA | NA | 0 | 0 | 0 | 0 | 0 | 0 | 0 | Baseline and measure are at the same efficiency level. Assuming no incremental cost. | No cost | No cost | 0 | 0 | No applicable non-energy benefits | No applicable non-energy benefits | 100% | Equipment 100% technically feasible within end use | System | System
Lewis CountyManufacturedCooking Oven3New | Lewis CountyManufacturedCooking OvenNew | Lewis County | Manufactured | Cooking Oven | 3 | Market Standard Cooking Oven | New | Cooking Oven - Market Standard | Market Standard Cooking Oven | Market Standard Cooking Oven | per Home | 16 | NWPCC 2021 Plan workbook Res-Oven-2021P_v2 | 9.1974 | 9.1974 | 2016 SNOPR Analytical Tools: National Impact Analysis (NIA) Spreadsheet, Cooking_Pds_NIA_SNOPR_DOE_2016_publication | 2016 SNOPR Analytical Tools: National Impact Analysis (NIA) Spreadsheet, Cooking_Pds_NIA_SNOPR_DOE_2016_publication | 0 | 0 | NA | NA | 0 | 0 | 0 | 0 | 0 | 0 | 0 | Baseline and measure are at the same efficiency level. Assuming no incremental cost. | No cost | No cost | 0 | 0 | No applicable non-energy benefits | No applicable non-energy benefits | 100% | Equipment 100% technically feasible within end use | System | System
Lewis CountyManufactured - Highly ImpactedCooking Oven3Existing | Lewis CountyManufactured - Highly ImpactedCooking OvenExisting | Lewis County | Manufactured - Highly Impacted | Cooking Oven | 3 | Market Standard Cooking Oven | Existing | Cooking Oven - Market Standard | Market Standard Cooking Oven | Market Standard Cooking Oven | per Home | 16 | NWPCC 2021 Plan workbook Res-Oven-2021P_v2 | 9.1974 | 9.1974 | 2016 SNOPR Analytical Tools: National Impact Analysis (NIA) Spreadsheet, Cooking_Pds_NIA_SNOPR_DOE_2016_publication | 2016 SNOPR Analytical Tools: National Impact Analysis (NIA) Spreadsheet, Cooking_Pds_NIA_SNOPR_DOE_2016_publication | 0 | 0 | NA | NA | 0 | 0 | 0 | 0 | 0 | 0 | 0 | Baseline and measure are at the same efficiency level. Assuming no incremental cost. | No cost | No cost | 0 | 0 | No applicable non-energy benefits | No applicable non-energy benefits | 100% | Equipment 100% technically feasible within end use | System | System
Lewis CountyManufactured - Highly ImpactedCooking Oven3New | Lewis CountyManufactured - Highly ImpactedCooking OvenNew | Lewis County | Manufactured - Highly Impacted | Cooking Oven | 3 | Market Standard Cooking Oven | New | Cooking Oven - Market Standard | Market Standard Cooking Oven | Market Standard Cooking Oven | per Home | 16 | NWPCC 2021 Plan workbook Res-Oven-2021P_v2 | 9.1974 | 9.1974 | 2016 SNOPR Analytical Tools: National Impact Analysis (NIA) Spreadsheet, Cooking_Pds_NIA_SNOPR_DOE_2016_publication | 2016 SNOPR Analytical Tools: National Impact Analysis (NIA) Spreadsheet, Cooking_Pds_NIA_SNOPR_DOE_2016_publication | 0 | 0 | NA | NA | 0 | 0 | 0 | 0 | 0 | 0 | 0 | Baseline and measure are at the same efficiency level. Assuming no incremental cost. | No cost | No cost | 0 | 0 | No applicable non-energy benefits | No applicable non-energy benefits | 100% | Equipment 100% technically feasible within end use | System | System
Lewis CountySingle FamilyCooking Oven4Existing | Lewis CountySingle FamilyCooking OvenExisting | Lewis County | Single Family | Cooking Oven | 4 | High Efficiency Convection Cooking Oven | Existing | Cooking Oven - High Efficiency | High Efficiency Convection Cooking Oven | Federal Standard 2012 Cooking Oven | per Home | 16 | NWPCC 2021 Plan workbook Res-Oven-2021P_v2 | 9.915 | 8.3182 | 2016 SNOPR Analytical Tools: National Impact Analysis (NIA) Spreadsheet, Cooking_Pds_NIA_SNOPR_DOE_2016_publication | 2016 SNOPR Analytical Tools: National Impact Analysis (NIA) Spreadsheet, Cooking_Pds_NIA_SNOPR_DOE_2016_publication | 0 | 0 | NA | NA | 565.2938 | 0 | 0 | 584.462 | 0 | 0 | 0 | 2016 SNOPR Analytical Tools: National Impact Analysis (NIA) Spreadsheet, Cooking_Pds_NIA_SNOPR_DOE_2016_publication | No cost | No cost | 0 | 0 | No applicable non-energy benefits | No applicable non-energy benefits | 100% | Equipment 100% technically feasible within end use | System | System
Lewis CountySingle FamilyCooking Oven4New | Lewis CountySingle FamilyCooking OvenNew | Lewis County | Single Family | Cooking Oven | 4 | High Efficiency Convection Cooking Oven | New | Cooking Oven - High Efficiency | High Efficiency Convection Cooking Oven | Federal Standard 2012 Cooking Oven | per Home | 16 | NWPCC 2021 Plan workbook Res-Oven-2021P_v2 | 9.915 | 8.3182 | 2016 SNOPR Analytical Tools: National Impact Analysis (NIA) Spreadsheet, Cooking_Pds_NIA_SNOPR_DOE_2016_publication | 2016 SNOPR Analytical Tools: National Impact Analysis (NIA) Spreadsheet, Cooking_Pds_NIA_SNOPR_DOE_2016_publication | 0 | 0 | NA | NA | 565.2938 | 0 | 0 | 584.462 | 0 | 0 | 0 | 2016 SNOPR Analytical Tools: National Impact Analysis (NIA) Spreadsheet, Cooking_Pds_NIA_SNOPR_DOE_2016_publication | No cost | No cost | 0 | 0 | No applicable non-energy benefits | No applicable non-energy benefits | 100% | Equipment 100% technically feasible within end use | System | System
Lewis CountySingle Family - Highly ImpactedCooking Oven4Existing | Lewis CountySingle Family - Highly ImpactedCooking OvenExisting | Lewis County | Single Family - Highly Impacted | Cooking Oven | 4 | High Efficiency Convection Cooking Oven | Existing | Cooking Oven - High Efficiency | High Efficiency Convection Cooking Oven | Federal Standard 2012 Cooking Oven | per Home | 16 | NWPCC 2021 Plan workbook Res-Oven-2021P_v2 | 9.915 | 8.3182 | 2016 SNOPR Analytical Tools: National Impact Analysis (NIA) Spreadsheet, Cooking_Pds_NIA_SNOPR_DOE_2016_publication | 2016 SNOPR Analytical Tools: National Impact Analysis (NIA) Spreadsheet, Cooking_Pds_NIA_SNOPR_DOE_2016_publication | 0 | 0 | NA | NA | 565.2938 | 0 | 0 | 584.462 | 0 | 0 | 0 | 2016 SNOPR Analytical Tools: National Impact Analysis (NIA) Spreadsheet, Cooking_Pds_NIA_SNOPR_DOE_2016_publication | No cost | No cost | 0 | 0 | No applicable non-energy benefits | No applicable non-energy benefits | 100% | Equipment 100% technically feasible within end use | System | System
Lewis CountySingle Family - Highly ImpactedCooking Oven4New | Lewis CountySingle Family - Highly ImpactedCooking OvenNew | Lewis County | Single Family - Highly Impacted | Cooking Oven | 4 | High Efficiency Convection Cooking Oven | New | Cooking Oven - High Efficiency | High Efficiency Convection Cooking Oven | Federal Standard 2012 Cooking Oven | per Home | 16 | NWPCC 2021 Plan workbook Res-Oven-2021P_v2 | 9.915 | 8.3182 | 2016 SNOPR Analytical Tools: National Impact Analysis (NIA) Spreadsheet, Cooking_Pds_NIA_SNOPR_DOE_2016_publication | 2016 SNOPR Analytical Tools: National Impact Analysis (NIA) Spreadsheet, Cooking_Pds_NIA_SNOPR_DOE_2016_publication | 0 | 0 | NA | NA | 565.2938 | 0 | 0 | 584.462 | 0 | 0 | 0 | 2016 SNOPR Analytical Tools: National Impact Analysis (NIA) Spreadsheet, Cooking_Pds_NIA_SNOPR_DOE_2016_publication | No cost | No cost | 0 | 0 | No applicable non-energy benefits | No applicable non-energy benefits | 100% | Equipment 100% technically feasible within end use | System | System
Lewis CountyMultifamilyCooking Oven4Existing | Lewis CountyMultifamilyCooking OvenExisting | Lewis County | Multifamily | Cooking Oven | 4 | High Efficiency Convection Cooking Oven | Existing | Cooking Oven - High Efficiency | High Efficiency Convection Cooking Oven | Federal Standard 2012 Cooking Oven | per Home | 16 | NWPCC 2021 Plan workbook Res-Oven-2021P_v2 | 9.915 | 8.3182 | 2016 SNOPR Analytical Tools: National Impact Analysis (NIA) Spreadsheet, Cooking_Pds_NIA_SNOPR_DOE_2016_publication | 2016 SNOPR Analytical Tools: National Impact Analysis (NIA) Spreadsheet, Cooking_Pds_NIA_SNOPR_DOE_2016_publication | 0 | 0 | NA | NA | 565.2938 | 0 | 0 | 584.462 | 0 | 0 | 0 | 2016 SNOPR Analytical Tools: National Impact Analysis (NIA) Spreadsheet, Cooking_Pds_NIA_SNOPR_DOE_2016_publication | No cost | No cost | 0 | 0 | No applicable non-energy benefits | No applicable non-energy benefits | 100% | Equipment 100% technically feasible within end use | System | System
Lewis CountyMultifamilyCooking Oven4New | Lewis CountyMultifamilyCooking OvenNew | Lewis County | Multifamily | Cooking Oven | 4 | High Efficiency Convection Cooking Oven | New | Cooking Oven - High Efficiency | High Efficiency Convection Cooking Oven | Federal Standard 2012 Cooking Oven | per Home | 16 | NWPCC 2021 Plan workbook Res-Oven-2021P_v2 | 9.915 | 8.3182 | 2016 SNOPR Analytical Tools: National Impact Analysis (NIA) Spreadsheet, Cooking_Pds_NIA_SNOPR_DOE_2016_publication | 2016 SNOPR Analytical Tools: National Impact Analysis (NIA) Spreadsheet, Cooking_Pds_NIA_SNOPR_DOE_2016_publication | 0 | 0 | NA | NA | 565.2938 | 0 | 0 | 584.462 | 0 | 0 | 0 | 2016 SNOPR Analytical Tools: National Impact Analysis (NIA) Spreadsheet, Cooking_Pds_NIA_SNOPR_DOE_2016_publication | No cost | No cost | 0 | 0 | No applicable non-energy benefits | No applicable non-energy benefits | 100% | Equipment 100% technically feasible within end use | System | System
Lewis CountyMultifamily - Highly ImpactedCooking Oven4Existing | Lewis CountyMultifamily - Highly ImpactedCooking OvenExisting | Lewis County | Multifamily - Highly Impacted | Cooking Oven | 4 | High Efficiency Convection Cooking Oven | Existing | Cooking Oven - High Efficiency | High Efficiency Convection Cooking Oven | Federal Standard 2012 Cooking Oven | per Home | 16 | NWPCC 2021 Plan workbook Res-Oven-2021P_v2 | 9.915 | 8.3182 | 2016 SNOPR Analytical Tools: National Impact Analysis (NIA) Spreadsheet, Cooking_Pds_NIA_SNOPR_DOE_2016_publication | 2016 SNOPR Analytical Tools: National Impact Analysis (NIA) Spreadsheet, Cooking_Pds_NIA_SNOPR_DOE_2016_publication | 0 | 0 | NA | NA | 565.2938 | 0 | 0 | 584.462 | 0 | 0 | 0 | 2016 SNOPR Analytical Tools: National Impact Analysis (NIA) Spreadsheet, Cooking_Pds_NIA_SNOPR_DOE_2016_publication | No cost | No cost | 0 | 0 | No applicable non-energy benefits | No applicable non-energy benefits | 100% | Equipment 100% technically feasible within end use | System | System
Lewis CountyMultifamily - Highly ImpactedCooking Oven4New | Lewis CountyMultifamily - Highly ImpactedCooking OvenNew | Lewis County | Multifamily - Highly Impacted | Cooking Oven | 4 | High Efficiency Convection Cooking Oven | New | Cooking Oven - High Efficiency | High Efficiency Convection Cooking Oven | Federal Standard 2012 Cooking Oven | per Home | 16 | NWPCC 2021 Plan workbook Res-Oven-2021P_v2 | 9.915 | 8.3182 | 2016 SNOPR Analytical Tools: National Impact Analysis (NIA) Spreadsheet, Cooking_Pds_NIA_SNOPR_DOE_2016_publication | 2016 SNOPR Analytical Tools: National Impact Analysis (NIA) Spreadsheet, Cooking_Pds_NIA_SNOPR_DOE_2016_publication | 0 | 0 | NA | NA | 565.2938 | 0 | 0 | 584.462 | 0 | 0 | 0 | 2016 SNOPR Analytical Tools: National Impact Analysis (NIA) Spreadsheet, Cooking_Pds_NIA_SNOPR_DOE_2016_publication | No cost | No cost | 0 | 0 | No applicable non-energy benefits | No applicable non-energy benefits | 100% | Equipment 100% technically feasible within end use | System | System
Lewis CountyManufacturedCooking Oven4Existing | Lewis CountyManufacturedCooking OvenExisting | Lewis County | Manufactured | Cooking Oven | 4 | High Efficiency Convection Cooking Oven | Existing | Cooking Oven - High Efficiency | High Efficiency Convection Cooking Oven | Federal Standard 2012 Cooking Oven | per Home | 16 | NWPCC 2021 Plan workbook Res-Oven-2021P_v2 | 9.915 | 8.3182 | 2016 SNOPR Analytical Tools: National Impact Analysis (NIA) Spreadsheet, Cooking_Pds_NIA_SNOPR_DOE_2016_publication | 2016 SNOPR Analytical Tools: National Impact Analysis (NIA) Spreadsheet, Cooking_Pds_NIA_SNOPR_DOE_2016_publication | 0 | 0 | NA | NA | 565.2938 | 0 | 0 | 584.462 | 0 | 0 | 0 | 2016 SNOPR Analytical Tools: National Impact Analysis (NIA) Spreadsheet, Cooking_Pds_NIA_SNOPR_DOE_2016_publication | No cost | No cost | 0 | 0 | No applicable non-energy benefits | No applicable non-energy benefits | 100% | Equipment 100% technically feasible within end use | System | System
Lewis CountyManufacturedCooking Oven4New | Lewis CountyManufacturedCooking OvenNew | Lewis County | Manufactured | Cooking Oven | 4 | High Efficiency Convection Cooking Oven | New | Cooking Oven - High Efficiency | High Efficiency Convection Cooking Oven | Federal Standard 2012 Cooking Oven | per Home | 16 | NWPCC 2021 Plan workbook Res-Oven-2021P_v2 | 9.915 | 8.3182 | 2016 SNOPR Analytical Tools: National Impact Analysis (NIA) Spreadsheet, Cooking_Pds_NIA_SNOPR_DOE_2016_publication | 2016 SNOPR Analytical Tools: National Impact Analysis (NIA) Spreadsheet, Cooking_Pds_NIA_SNOPR_DOE_2016_publication | 0 | 0 | NA | NA | 565.2938 | 0 | 0 | 584.462 | 0 | 0 | 0 | 2016 SNOPR Analytical Tools: National Impact Analysis (NIA) Spreadsheet, Cooking_Pds_NIA_SNOPR_DOE_2016_publication | No cost | No cost | 0 | 0 | No applicable non-energy benefits | No applicable non-energy benefits | 100% | Equipment 100% technically feasible within end use | System | System
Lewis CountyManufactured - Highly ImpactedCooking Oven4Existing | Lewis CountyManufactured - Highly ImpactedCooking OvenExisting | Lewis County | Manufactured - Highly Impacted | Cooking Oven | 4 | High Efficiency Convection Cooking Oven | Existing | Cooking Oven - High Efficiency | High Efficiency Convection Cooking Oven | Federal Standard 2012 Cooking Oven | per Home | 16 | NWPCC 2021 Plan workbook Res-Oven-2021P_v2 | 9.915 | 8.3182 | 2016 SNOPR Analytical Tools: National Impact Analysis (NIA) Spreadsheet, Cooking_Pds_NIA_SNOPR_DOE_2016_publication | 2016 SNOPR Analytical Tools: National Impact Analysis (NIA) Spreadsheet, Cooking_Pds_NIA_SNOPR_DOE_2016_publication | 0 | 0 | NA | NA | 565.2938 | 0 | 0 | 584.462 | 0 | 0 | 0 | 2016 SNOPR Analytical Tools: National Impact Analysis (NIA) Spreadsheet, Cooking_Pds_NIA_SNOPR_DOE_2016_publication | No cost | No cost | 0 | 0 | No applicable non-energy benefits | No applicable non-energy benefits | 100% | Equipment 100% technically feasible within end use | System | System
Lewis CountyManufactured - Highly ImpactedCooking Oven4New | Lewis CountyManufactured - Highly ImpactedCooking OvenNew | Lewis County | Manufactured - Highly Impacted | Cooking Oven | 4 | High Efficiency Convection Cooking Oven | New | Cooking Oven - High Efficiency | High Efficiency Convection Cooking Oven | Federal Standard 2012 Cooking Oven | per Home | 16 | NWPCC 2021 Plan workbook Res-Oven-2021P_v2 | 9.915 | 8.3182 | 2016 SNOPR Analytical Tools: National Impact Analysis (NIA) Spreadsheet, Cooking_Pds_NIA_SNOPR_DOE_2016_publication | 2016 SNOPR Analytical Tools: National Impact Analysis (NIA) Spreadsheet, Cooking_Pds_NIA_SNOPR_DOE_2016_publication | 0 | 0 | NA | NA | 565.2938 | 0 | 0 | 584.462 | 0 | 0 | 0 | 2016 SNOPR Analytical Tools: National Impact Analysis (NIA) Spreadsheet, Cooking_Pds_NIA_SNOPR_DOE_2016_publication | No cost | No cost | 0 | 0 | No applicable non-energy benefits | No applicable non-energy benefits | 100% | Equipment 100% technically feasible within end use | System | System
Lewis CountySingle FamilyCooking Range1Existing | Lewis CountySingle FamilyCooking RangeExisting | Lewis County | Single Family | Cooking Range | 1 | Federal Standard 2012 Cooking Range | Existing | Cooking Range - Federal Standard 2012 | Federal Standard 2012 Cooking Range | Federal Standard 2012 Cooking Range | per Home | 19 | Chapter 8 of 2009 TSD; Table 8.2.43, pg 8-39; found at: : https://www.regulations.gov/document?D=EERE-2006-STD-0127-0097 | 7.2 | 7.2 | Chapter 6 of 2009 TSD; Table 6.2.1, pg 6-3 and Table 6.2.5, pg 6-7; found at: : https://www.regulations.gov/document?D=EERE-2006-STD-0127-0097 | Chapter 6 of 2009 TSD; Table 6.2.1, pg 6-3 and Table 6.2.5, pg 6-7; found at: : https://www.regulations.gov/document?D=EERE-2006-STD-0127-0097 | 0 | 0 | NA | NA | 523.4587 | 0 | 0 | 523.4587 | 0 | 0 | 0 | Baseline and measure are at the same efficiency level. Source: 2009 TSD, Chapter 8, Table 8.2.12, pg 8-18 and Table 8.2.41, pg 8-38 | Baseline and measure are at the same efficiency level. Assuming no incremental cost. | Baseline and measure are at the same efficiency level. Assuming no incremental cost. | 0 | 0 | No applicable non-energy benefits | No applicable non-energy benefits | 100% | Equipment 100% technically feasible within end use | System | System
Lewis CountySingle FamilyCooking Range1New | Lewis CountySingle FamilyCooking RangeNew | Lewis County | Single Family | Cooking Range | 1 | Federal Standard 2012 Cooking Range | New | Cooking Range - Federal Standard 2012 | Federal Standard 2012 Cooking Range | Federal Standard 2012 Cooking Range | per Home | 19 | Chapter 8 of 2009 TSD; Table 8.2.43, pg 8-39; found at: : https://www.regulations.gov/document?D=EERE-2006-STD-0127-0097 | 7.2 | 7.2 | Chapter 6 of 2009 TSD; Table 6.2.1, pg 6-3 and Table 6.2.5, pg 6-7; found at: : https://www.regulations.gov/document?D=EERE-2006-STD-0127-0097 | Chapter 6 of 2009 TSD; Table 6.2.1, pg 6-3 and Table 6.2.5, pg 6-7; found at: : https://www.regulations.gov/document?D=EERE-2006-STD-0127-0097 | 0 | 0 | NA | NA | 523.4587 | 0 | 0 | 523.4587 | 0 | 0 | 0 | Baseline and measure are at the same efficiency level. Source: 2009 TSD, Chapter 8, Table 8.2.12, pg 8-18 and Table 8.2.41, pg 8-38 | Baseline and measure are at the same efficiency level. Assuming no incremental cost. | Baseline and measure are at the same efficiency level. Assuming no incremental cost. | 0 | 0 | No applicable non-energy benefits | No applicable non-energy benefits | 100% | Equipment 100% technically feasible within end use | System | System
Lewis CountySingle Family - Highly ImpactedCooking Range1Existing | Lewis CountySingle Family - Highly ImpactedCooking RangeExisting | Lewis County | Single Family - Highly Impacted | Cooking Range | 1 | Federal Standard 2012 Cooking Range | Existing | Cooking Range - Federal Standard 2012 | Federal Standard 2012 Cooking Range | Federal Standard 2012 Cooking Range | per Home | 19 | Chapter 8 of 2009 TSD; Table 8.2.43, pg 8-39; found at: : https://www.regulations.gov/document?D=EERE-2006-STD-0127-0097 | 7.2 | 7.2 | Chapter 6 of 2009 TSD; Table 6.2.1, pg 6-3 and Table 6.2.5, pg 6-7; found at: : https://www.regulations.gov/document?D=EERE-2006-STD-0127-0097 | Chapter 6 of 2009 TSD; Table 6.2.1, pg 6-3 and Table 6.2.5, pg 6-7; found at: : https://www.regulations.gov/document?D=EERE-2006-STD-0127-0097 | 0 | 0 | NA | NA | 523.4587 | 0 | 0 | 523.4587 | 0 | 0 | 0 | Baseline and measure are at the same efficiency level. Source: 2009 TSD, Chapter 8, Table 8.2.12, pg 8-18 and Table 8.2.41, pg 8-38 | Baseline and measure are at the same efficiency level. Assuming no incremental cost. | Baseline and measure are at the same efficiency level. Assuming no incremental cost. | 0 | 0 | No applicable non-energy benefits | No applicable non-energy benefits | 100% | Equipment 100% technically feasible within end use | System | System
Lewis CountySingle Family - Highly ImpactedCooking Range1New | Lewis CountySingle Family - Highly ImpactedCooking RangeNew | Lewis County | Single Family - Highly Impacted | Cooking Range | 1 | Federal Standard 2012 Cooking Range | New | Cooking Range - Federal Standard 2012 | Federal Standard 2012 Cooking Range | Federal Standard 2012 Cooking Range | per Home | 19 | Chapter 8 of 2009 TSD; Table 8.2.43, pg 8-39; found at: : https://www.regulations.gov/document?D=EERE-2006-STD-0127-0097 | 7.2 | 7.2 | Chapter 6 of 2009 TSD; Table 6.2.1, pg 6-3 and Table 6.2.5, pg 6-7; found at: : https://www.regulations.gov/document?D=EERE-2006-STD-0127-0097 | Chapter 6 of 2009 TSD; Table 6.2.1, pg 6-3 and Table 6.2.5, pg 6-7; found at: : https://www.regulations.gov/document?D=EERE-2006-STD-0127-0097 | 0 | 0 | NA | NA | 523.4587 | 0 | 0 | 523.4587 | 0 | 0 | 0 | Baseline and measure are at the same efficiency level. Source: 2009 TSD, Chapter 8, Table 8.2.12, pg 8-18 and Table 8.2.41, pg 8-38 | Baseline and measure are at the same efficiency level. Assuming no incremental cost. | Baseline and measure are at the same efficiency level. Assuming no incremental cost. | 0 | 0 | No applicable non-energy benefits | No applicable non-energy benefits | 100% | Equipment 100% technically feasible within end use | System | System
Lewis CountyMultifamilyCooking Range1Existing | Lewis CountyMultifamilyCooking RangeExisting | Lewis County | Multifamily | Cooking Range | 1 | Federal Standard 2012 Cooking Range | Existing | Cooking Range - Federal Standard 2012 | Federal Standard 2012 Cooking Range | Federal Standard 2012 Cooking Range | per Home | 19 | Chapter 8 of 2009 TSD; Table 8.2.43, pg 8-39; found at: : https://www.regulations.gov/document?D=EERE-2006-STD-0127-0097 | 7.2 | 7.2 | Chapter 6 of 2009 TSD; Table 6.2.1, pg 6-3 and Table 6.2.5, pg 6-7; found at: : https://www.regulations.gov/document?D=EERE-2006-STD-0127-0097 | Chapter 6 of 2009 TSD; Table 6.2.1, pg 6-3 and Table 6.2.5, pg 6-7; found at: : https://www.regulations.gov/document?D=EERE-2006-STD-0127-0097 | 0 | 0 | NA | NA | 523.4587 | 0 | 0 | 523.4587 | 0 | 0 | 0 | Baseline and measure are at the same efficiency level. Source: 2009 TSD, Chapter 8, Table 8.2.12, pg 8-18 and Table 8.2.41, pg 8-38 | Baseline and measure are at the same efficiency level. Assuming no incremental cost. | Baseline and measure are at the same efficiency level. Assuming no incremental cost. | 0 | 0 | No applicable non-energy benefits | No applicable non-energy benefits | 100% | Equipment 100% technically feasible within end use | System | System
Lewis CountyMultifamilyCooking Range1New | Lewis CountyMultifamilyCooking RangeNew | Lewis County | Multifamily | Cooking Range | 1 | Federal Standard 2012 Cooking Range | New | Cooking Range - Federal Standard 2012 | Federal Standard 2012 Cooking Range | Federal Standard 2012 Cooking Range | per Home | 19 | Chapter 8 of 2009 TSD; Table 8.2.43, pg 8-39; found at: : https://www.regulations.gov/document?D=EERE-2006-STD-0127-0097 | 7.2 | 7.2 | Chapter 6 of 2009 TSD; Table 6.2.1, pg 6-3 and Table 6.2.5, pg 6-7; found at: : https://www.regulations.gov/document?D=EERE-2006-STD-0127-0097 | Chapter 6 of 2009 TSD; Table 6.2.1, pg 6-3 and Table 6.2.5, pg 6-7; found at: : https://www.regulations.gov/document?D=EERE-2006-STD-0127-0097 | 0 | 0 | NA | NA | 523.4587 | 0 | 0 | 523.4587 | 0 | 0 | 0 | Baseline and measure are at the same efficiency level. Source: 2009 TSD, Chapter 8, Table 8.2.12, pg 8-18 and Table 8.2.41, pg 8-38 | Baseline and measure are at the same efficiency level. Assuming no incremental cost. | Baseline and measure are at the same efficiency level. Assuming no incremental cost. | 0 | 0 | No applicable non-energy benefits | No applicable non-energy benefits | 100% | Equipment 100% technically feasible within end use | System | System
Lewis CountyMultifamily - Highly ImpactedCooking Range1Existing | Lewis CountyMultifamily - Highly ImpactedCooking RangeExisting | Lewis County | Multifamily - Highly Impacted | Cooking Range | 1 | Federal Standard 2012 Cooking Range | Existing | Cooking Range - Federal Standard 2012 | Federal Standard 2012 Cooking Range | Federal Standard 2012 Cooking Range | per Home | 19 | Chapter 8 of 2009 TSD; Table 8.2.43, pg 8-39; found at: : https://www.regulations.gov/document?D=EERE-2006-STD-0127-0097 | 7.2 | 7.2 | Chapter 6 of 2009 TSD; Table 6.2.1, pg 6-3 and Table 6.2.5, pg 6-7; found at: : https://www.regulations.gov/document?D=EERE-2006-STD-0127-0097 | Chapter 6 of 2009 TSD; Table 6.2.1, pg 6-3 and Table 6.2.5, pg 6-7; found at: : https://www.regulations.gov/document?D=EERE-2006-STD-0127-0097 | 0 | 0 | NA | NA | 523.4587 | 0 | 0 | 523.4587 | 0 | 0 | 0 | Baseline and measure are at the same efficiency level. Source: 2009 TSD, Chapter 8, Table 8.2.12, pg 8-18 and Table 8.2.41, pg 8-38 | Baseline and measure are at the same efficiency level. Assuming no incremental cost. | Baseline and measure are at the same efficiency level. Assuming no incremental cost. | 0 | 0 | No applicable non-energy benefits | No applicable non-energy benefits | 100% | Equipment 100% technically feasible within end use | System | System
Lewis CountyMultifamily - Highly ImpactedCooking Range1New | Lewis CountyMultifamily - Highly ImpactedCooking RangeNew | Lewis County | Multifamily - Highly Impacted | Cooking Range | 1 | Federal Standard 2012 Cooking Range | New | Cooking Range - Federal Standard 2012 | Federal Standard 2012 Cooking Range | Federal Standard 2012 Cooking Range | per Home | 19 | Chapter 8 of 2009 TSD; Table 8.2.43, pg 8-39; found at: : https://www.regulations.gov/document?D=EERE-2006-STD-0127-0097 | 7.2 | 7.2 | Chapter 6 of 2009 TSD; Table 6.2.1, pg 6-3 and Table 6.2.5, pg 6-7; found at: : https://www.regulations.gov/document?D=EERE-2006-STD-0127-0097 | Chapter 6 of 2009 TSD; Table 6.2.1, pg 6-3 and Table 6.2.5, pg 6-7; found at: : https://www.regulations.gov/document?D=EERE-2006-STD-0127-0097 | 0 | 0 | NA | NA | 523.4587 | 0 | 0 | 523.4587 | 0 | 0 | 0 | Baseline and measure are at the same efficiency level. Source: 2009 TSD, Chapter 8, Table 8.2.12, pg 8-18 and Table 8.2.41, pg 8-38 | Baseline and measure are at the same efficiency level. Assuming no incremental cost. | Baseline and measure are at the same efficiency level. Assuming no incremental cost. | 0 | 0 | No applicable non-energy benefits | No applicable non-energy benefits | 100% | Equipment 100% technically feasible within end use | System | System
Lewis CountyManufacturedCooking Range1Existing | Lewis CountyManufacturedCooking RangeExisting | Lewis County | Manufactured | Cooking Range | 1 | Federal Standard 2012 Cooking Range | Existing | Cooking Range - Federal Standard 2012 | Federal Standard 2012 Cooking Range | Federal Standard 2012 Cooking Range | per Home | 19 | Chapter 8 of 2009 TSD; Table 8.2.43, pg 8-39; found at: : https://www.regulations.gov/document?D=EERE-2006-STD-0127-0097 | 7.2 | 7.2 | Chapter 6 of 2009 TSD; Table 6.2.1, pg 6-3 and Table 6.2.5, pg 6-7; found at: : https://www.regulations.gov/document?D=EERE-2006-STD-0127-0097 | Chapter 6 of 2009 TSD; Table 6.2.1, pg 6-3 and Table 6.2.5, pg 6-7; found at: : https://www.regulations.gov/document?D=EERE-2006-STD-0127-0097 | 0 | 0 | NA | NA | 523.4587 | 0 | 0 | 523.4587 | 0 | 0 | 0 | Baseline and measure are at the same efficiency level. Source: 2009 TSD, Chapter 8, Table 8.2.12, pg 8-18 and Table 8.2.41, pg 8-38 | Baseline and measure are at the same efficiency level. Assuming no incremental cost. | Baseline and measure are at the same efficiency level. Assuming no incremental cost. | 0 | 0 | No applicable non-energy benefits | No applicable non-energy benefits | 100% | Equipment 100% technically feasible within end use | System | System
Lewis CountyManufacturedCooking Range1New | Lewis CountyManufacturedCooking RangeNew | Lewis County | Manufactured | Cooking Range | 1 | Federal Standard 2012 Cooking Range | New | Cooking Range - Federal Standard 2012 | Federal Standard 2012 Cooking Range | Federal Standard 2012 Cooking Range | per Home | 19 | Chapter 8 of 2009 TSD; Table 8.2.43, pg 8-39; found at: : https://www.regulations.gov/document?D=EERE-2006-STD-0127-0097 | 7.2 | 7.2 | Chapter 6 of 2009 TSD; Table 6.2.1, pg 6-3 and Table 6.2.5, pg 6-7; found at: : https://www.regulations.gov/document?D=EERE-2006-STD-0127-0097 | Chapter 6 of 2009 TSD; Table 6.2.1, pg 6-3 and Table 6.2.5, pg 6-7; found at: : https://www.regulations.gov/document?D=EERE-2006-STD-0127-0097 | 0 | 0 | NA | NA | 523.4587 | 0 | 0 | 523.4587 | 0 | 0 | 0 | Baseline and measure are at the same efficiency level. Source: 2009 TSD, Chapter 8, Table 8.2.12, pg 8-18 and Table 8.2.41, pg 8-38 | Baseline and measure are at the same efficiency level. Assuming no incremental cost. | Baseline and measure are at the same efficiency level. Assuming no incremental cost. | 0 | 0 | No applicable non-energy benefits | No applicable non-energy benefits | 100% | Equipment 100% technically feasible within end use | System | System
Lewis CountyManufactured - Highly ImpactedCooking Range1Existing | Lewis CountyManufactured - Highly ImpactedCooking RangeExisting | Lewis County | Manufactured - Highly Impacted | Cooking Range | 1 | Federal Standard 2012 Cooking Range | Existing | Cooking Range - Federal Standard 2012 | Federal Standard 2012 Cooking Range | Federal Standard 2012 Cooking Range | per Home | 19 | Chapter 8 of 2009 TSD; Table 8.2.43, pg 8-39; found at: : https://www.regulations.gov/document?D=EERE-2006-STD-0127-0097 | 7.2 | 7.2 | Chapter 6 of 2009 TSD; Table 6.2.1, pg 6-3 and Table 6.2.5, pg 6-7; found at: : https://www.regulations.gov/document?D=EERE-2006-STD-0127-0097 | Chapter 6 of 2009 TSD; Table 6.2.1, pg 6-3 and Table 6.2.5, pg 6-7; found at: : https://www.regulations.gov/document?D=EERE-2006-STD-0127-0097 | 0 | 0 | NA | NA | 523.4587 | 0 | 0 | 523.4587 | 0 | 0 | 0 | Baseline and measure are at the same efficiency level. Source: 2009 TSD, Chapter 8, Table 8.2.12, pg 8-18 and Table 8.2.41, pg 8-38 | Baseline and measure are at the same efficiency level. Assuming no incremental cost. | Baseline and measure are at the same efficiency level. Assuming no incremental cost. | 0 | 0 | No applicable non-energy benefits | No applicable non-energy benefits | 100% | Equipment 100% technically feasible within end use | System | System
Lewis CountyManufactured - Highly ImpactedCooking Range1New | Lewis CountyManufactured - Highly ImpactedCooking RangeNew | Lewis County | Manufactured - Highly Impacted | Cooking Range | 1 | Federal Standard 2012 Cooking Range | New | Cooking Range - Federal Standard 2012 | Federal Standard 2012 Cooking Range | Federal Standard 2012 Cooking Range | per Home | 19 | Chapter 8 of 2009 TSD; Table 8.2.43, pg 8-39; found at: : https://www.regulations.gov/document?D=EERE-2006-STD-0127-0097 | 7.2 | 7.2 | Chapter 6 of 2009 TSD; Table 6.2.1, pg 6-3 and Table 6.2.5, pg 6-7; found at: : https://www.regulations.gov/document?D=EERE-2006-STD-0127-0097 | Chapter 6 of 2009 TSD; Table 6.2.1, pg 6-3 and Table 6.2.5, pg 6-7; found at: : https://www.regulations.gov/document?D=EERE-2006-STD-0127-0097 | 0 | 0 | NA | NA | 523.4587 | 0 | 0 | 523.4587 | 0 | 0 | 0 | Baseline and measure are at the same efficiency level. Source: 2009 TSD, Chapter 8, Table 8.2.12, pg 8-18 and Table 8.2.41, pg 8-38 | Baseline and measure are at the same efficiency level. Assuming no incremental cost. | Baseline and measure are at the same efficiency level. Assuming no incremental cost. | 0 | 0 | No applicable non-energy benefits | No applicable non-energy benefits | 100% | Equipment 100% technically feasible within end use | System | System
Lewis CountySingle FamilyOther1Existing | Lewis CountySingle FamilyOtherExisting | Lewis County | Single Family | Other | 1 | Standard Other Equipment | Existing | Other - Standard | Standard Other Equipment | Standard Other Equipment | per Home | 10 | Potential study model calibration end use. Setting EUL to 10 years based on Engineering Judgment | 0 | 0 | Potential study model calibration end use and therefore assigned UEC of 0 | Potential study model calibration end use and therefore assigned UEC of 0 | 0 | 0 | NA | NA | 0 | 0 | 0 | 0 | 0 | 0 | 0 | Baseline and measure are identical, default to zero | Baseline and measure are identical, default to zero | Baseline and measure are identical, default to zero | 0 | 0 | No applicable non-energy benefits | No applicable non-energy benefits | 100% | Equipment 100% technically feasible within end use | System | System
Lewis CountySingle FamilyOther1New | Lewis CountySingle FamilyOtherNew | Lewis County | Single Family | Other | 1 | Standard Other Equipment | New | Other - Standard | Standard Other Equipment | Standard Other Equipment | per Home | 10 | Potential study model calibration end use. Setting EUL to 10 years based on Engineering Judgment | 0 | 0 | Potential study model calibration end use and therefore assigned UEC of 0 | Potential study model calibration end use and therefore assigned UEC of 0 | 0 | 0 | NA | NA | 0 | 0 | 0 | 0 | 0 | 0 | 0 | Baseline and measure are identical, default to zero | Baseline and measure are identical, default to zero | Baseline and measure are identical, default to zero | 0 | 0 | No applicable non-energy benefits | No applicable non-energy benefits | 100% | Equipment 100% technically feasible within end use | System | System
Lewis CountySingle Family - Highly ImpactedOther1Existing | Lewis CountySingle Family - Highly ImpactedOtherExisting | Lewis County | Single Family - Highly Impacted | Other | 1 | Standard Other Equipment | Existing | Other - Standard | Standard Other Equipment | Standard Other Equipment | per Home | 10 | Potential study model calibration end use. Setting EUL to 10 years based on Engineering Judgment | 0 | 0 | Potential study model calibration end use and therefore assigned UEC of 0 | Potential study model calibration end use and therefore assigned UEC of 0 | 0 | 0 | NA | NA | 0 | 0 | 0 | 0 | 0 | 0 | 0 | Baseline and measure are identical, default to zero | Baseline and measure are identical, default to zero | Baseline and measure are identical, default to zero | 0 | 0 | No applicable non-energy benefits | No applicable non-energy benefits | 100% | Equipment 100% technically feasible within end use | System | System
Lewis CountySingle Family - Highly ImpactedOther1New | Lewis CountySingle Family - Highly ImpactedOtherNew | Lewis County | Single Family - Highly Impacted | Other | 1 | Standard Other Equipment | New | Other - Standard | Standard Other Equipment | Standard Other Equipment | per Home | 10 | Potential study model calibration end use. Setting EUL to 10 years based on Engineering Judgment | 0 | 0 | Potential study model calibration end use and therefore assigned UEC of 0 | Potential study model calibration end use and therefore assigned UEC of 0 | 0 | 0 | NA | NA | 0 | 0 | 0 | 0 | 0 | 0 | 0 | Baseline and measure are identical, default to zero | Baseline and measure are identical, default to zero | Baseline and measure are identical, default to zero | 0 | 0 | No applicable non-energy benefits | No applicable non-energy benefits | 100% | Equipment 100% technically feasible within end use | System | System
Lewis CountyMultifamilyOther1Existing | Lewis CountyMultifamilyOtherExisting | Lewis County | Multifamily | Other | 1 | Standard Other Equipment | Existing | Other - Standard | Standard Other Equipment | Standard Other Equipment | per Home | 10 | Potential study model calibration end use. Setting EUL to 10 years based on Engineering Judgment | 0 | 0 | Potential study model calibration end use and therefore assigned UEC of 0 | Potential study model calibration end use and therefore assigned UEC of 0 | 0 | 0 | NA | NA | 0 | 0 | 0 | 0 | 0 | 0 | 0 | Baseline and measure are identical, default to zero | Baseline and measure are identical, default to zero | Baseline and measure are identical, default to zero | 0 | 0 | No applicable non-energy benefits | No applicable non-energy benefits | 100% | Equipment 100% technically feasible within end use | System | System
Lewis CountyMultifamilyOther1New | Lewis CountyMultifamilyOtherNew | Lewis County | Multifamily | Other | 1 | Standard Other Equipment | New | Other - Standard | Standard Other Equipment | Standard Other Equipment | per Home | 10 | Potential study model calibration end use. Setting EUL to 10 years based on Engineering Judgment | 0 | 0 | Potential study model calibration end use and therefore assigned UEC of 0 | Potential study model calibration end use and therefore assigned UEC of 0 | 0 | 0 | NA | NA | 0 | 0 | 0 | 0 | 0 | 0 | 0 | Baseline and measure are identical, default to zero | Baseline and measure are identical, default to zero | Baseline and measure are identical, default to zero | 0 | 0 | No applicable non-energy benefits | No applicable non-energy benefits | 100% | Equipment 100% technically feasible within end use | System | System
Lewis CountyMultifamily - Highly ImpactedOther1Existing | Lewis CountyMultifamily - Highly ImpactedOtherExisting | Lewis County | Multifamily - Highly Impacted | Other | 1 | Standard Other Equipment | Existing | Other - Standard | Standard Other Equipment | Standard Other Equipment | per Home | 10 | Potential study model calibration end use. Setting EUL to 10 years based on Engineering Judgment | 0 | 0 | Potential study model calibration end use and therefore assigned UEC of 0 | Potential study model calibration end use and therefore assigned UEC of 0 | 0 | 0 | NA | NA | 0 | 0 | 0 | 0 | 0 | 0 | 0 | Baseline and measure are identical, default to zero | Baseline and measure are identical, default to zero | Baseline and measure are identical, default to zero | 0 | 0 | No applicable non-energy benefits | No applicable non-energy benefits | 100% | Equipment 100% technically feasible within end use | System | System
Lewis CountyMultifamily - Highly ImpactedOther1New | Lewis CountyMultifamily - Highly ImpactedOtherNew | Lewis County | Multifamily - Highly Impacted | Other | 1 | Standard Other Equipment | New | Other - Standard | Standard Other Equipment | Standard Other Equipment | per Home | 10 | Potential study model calibration end use. Setting EUL to 10 years based on Engineering Judgment | 0 | 0 | Potential study model calibration end use and therefore assigned UEC of 0 | Potential study model calibration end use and therefore assigned UEC of 0 | 0 | 0 | NA | NA | 0 | 0 | 0 | 0 | 0 | 0 | 0 | Baseline and measure are identical, default to zero | Baseline and measure are identical, default to zero | Baseline and measure are identical, default to zero | 0 | 0 | No applicable non-energy benefits | No applicable non-energy benefits | 100% | Equipment 100% technically feasible within end use | System | System
Lewis CountyManufacturedOther1Existing | Lewis CountyManufacturedOtherExisting | Lewis County | Manufactured | Other | 1 | Standard Other Equipment | Existing | Other - Standard | Standard Other Equipment | Standard Other Equipment | per Home | 10 | Potential study model calibration end use. Setting EUL to 10 years based on Engineering Judgment | 0 | 0 | Potential study model calibration end use and therefore assigned UEC of 0 | Potential study model calibration end use and therefore assigned UEC of 0 | 0 | 0 | NA | NA | 0 | 0 | 0 | 0 | 0 | 0 | 0 | Baseline and measure are identical, default to zero | Baseline and measure are identical, default to zero | Baseline and measure are identical, default to zero | 0 | 0 | No applicable non-energy benefits | No applicable non-energy benefits | 100% | Equipment 100% technically feasible within end use | System | System
Lewis CountyManufacturedOther1New | Lewis CountyManufacturedOtherNew | Lewis County | Manufactured | Other | 1 | Standard Other Equipment | New | Other - Standard | Standard Other Equipment | Standard Other Equipment | per Home | 10 | Potential study model calibration end use. Setting EUL to 10 years based on Engineering Judgment | 0 | 0 | Potential study model calibration end use and therefore assigned UEC of 0 | Potential study model calibration end use and therefore assigned UEC of 0 | 0 | 0 | NA | NA | 0 | 0 | 0 | 0 | 0 | 0 | 0 | Baseline and measure are identical, default to zero | Baseline and measure are identical, default to zero | Baseline and measure are identical, default to zero | 0 | 0 | No applicable non-energy benefits | No applicable non-energy benefits | 100% | Equipment 100% technically feasible within end use | System | System
Lewis CountyManufactured - Highly ImpactedOther1Existing | Lewis CountyManufactured - Highly ImpactedOtherExisting | Lewis County | Manufactured - Highly Impacted | Other | 1 | Standard Other Equipment | Existing | Other - Standard | Standard Other Equipment | Standard Other Equipment | per Home | 10 | Potential study model calibration end use. Setting EUL to 10 years based on Engineering Judgment | 0 | 0 | Potential study model calibration end use and therefore assigned UEC of 0 | Potential study model calibration end use and therefore assigned UEC of 0 | 0 | 0 | NA | NA | 0 | 0 | 0 | 0 | 0 | 0 | 0 | Baseline and measure are identical, default to zero | Baseline and measure are identical, default to zero | Baseline and measure are identical, default to zero | 0 | 0 | No applicable non-energy benefits | No applicable non-energy benefits | 100% | Equipment 100% technically feasible within end use | System | System
Lewis CountyManufactured - Highly ImpactedOther1New | Lewis CountyManufactured - Highly ImpactedOtherNew | Lewis County | Manufactured - Highly Impacted | Other | 1 | Standard Other Equipment | New | Other - Standard | Standard Other Equipment | Standard Other Equipment | per Home | 10 | Potential study model calibration end use. Setting EUL to 10 years based on Engineering Judgment | 0 | 0 | Potential study model calibration end use and therefore assigned UEC of 0 | Potential study model calibration end use and therefore assigned UEC of 0 | 0 | 0 | NA | NA | 0 | 0 | 0 | 0 | 0 | 0 | 0 | Baseline and measure are identical, default to zero | Baseline and measure are identical, default to zero | Baseline and measure are identical, default to zero | 0 | 0 | No applicable non-energy benefits | No applicable non-energy benefits | 100% | Equipment 100% technically feasible within end use | System | System
Lewis CountySingle FamilyDryer1Existing | Lewis CountySingle FamilyDryerExisting | Lewis County | Single Family | Dryer | 1 | Below Standard Dryer - CEF/EF 1.57/1.82 (Gas Dryer) | Existing | Dryer - Below Standard | Below Standard Dryer - CEF/EF 1.57/1.82 (Gas Dryer) | Below Standard Dryer - CEF/EF 1.57/1.82 (Gas Dryer) | per Home | 6 | Assuming half the measure life for below standard equipment. | 46.7761 | 46.7761 | Savings methodology based on New York Standard Approach for Estimating Energy, v9 | Savings methodology based on New York Standard Approach for Estimating Energy, v9 | 0 | 0 | NA | NA | 0 | 0 | 0 | 0 | 0 | 0 | 0 | Baseline and measure are at the same efficiency level. Assuming no incremental cost. | No cost | No cost | 0 | 0 | No applicable non-energy benefits | No applicable non-energy benefits | 100% | Equipment 100% technically feasible within end use | System | System
Lewis CountySingle FamilyDryer1New | Lewis CountySingle FamilyDryerNew | Lewis County | Single Family | Dryer | 1 | Below Standard Dryer - CEF/EF 1.57/1.82 (Gas Dryer) | New | Dryer - Below Standard | Below Standard Dryer - CEF/EF 1.57/1.82 (Gas Dryer) | Below Standard Dryer - CEF/EF 1.57/1.82 (Gas Dryer) | per Home | 6 | Assuming half the measure life for below standard equipment. | 46.7761 | 46.7761 | Savings methodology based on New York Standard Approach for Estimating Energy, v9 | Savings methodology based on New York Standard Approach for Estimating Energy, v9 | 0 | 0 | NA | NA | 0 | 0 | 0 | 0 | 0 | 0 | 0 | Baseline and measure are at the same efficiency level. Assuming no incremental cost. | No cost | No cost | 0 | 0 | No applicable non-energy benefits | No applicable non-energy benefits | 100% | Equipment 100% technically feasible within end use | System | System
Lewis CountySingle Family - Highly ImpactedDryer1Existing | Lewis CountySingle Family - Highly ImpactedDryerExisting | Lewis County | Single Family - Highly Impacted | Dryer | 1 | Below Standard Dryer - CEF/EF 1.57/1.82 (Gas Dryer) | Existing | Dryer - Below Standard | Below Standard Dryer - CEF/EF 1.57/1.82 (Gas Dryer) | Below Standard Dryer - CEF/EF 1.57/1.82 (Gas Dryer) | per Home | 6 | Assuming half the measure life for below standard equipment. | 46.7761 | 46.7761 | Savings methodology based on New York Standard Approach for Estimating Energy, v9 | Savings methodology based on New York Standard Approach for Estimating Energy, v9 | 0 | 0 | NA | NA | 0 | 0 | 0 | 0 | 0 | 0 | 0 | Baseline and measure are at the same efficiency level. Assuming no incremental cost. | No cost | No cost | 0 | 0 | No applicable non-energy benefits | No applicable non-energy benefits | 100% | Equipment 100% technically feasible within end use | System | System
Lewis CountySingle Family - Highly ImpactedDryer1New | Lewis CountySingle Family - Highly ImpactedDryerNew | Lewis County | Single Family - Highly Impacted | Dryer | 1 | Below Standard Dryer - CEF/EF 1.57/1.82 (Gas Dryer) | New | Dryer - Below Standard | Below Standard Dryer - CEF/EF 1.57/1.82 (Gas Dryer) | Below Standard Dryer - CEF/EF 1.57/1.82 (Gas Dryer) | per Home | 6 | Assuming half the measure life for below standard equipment. | 46.7761 | 46.7761 | Savings methodology based on New York Standard Approach for Estimating Energy, v9 | Savings methodology based on New York Standard Approach for Estimating Energy, v9 | 0 | 0 | NA | NA | 0 | 0 | 0 | 0 | 0 | 0 | 0 | Baseline and measure are at the same efficiency level. Assuming no incremental cost. | No cost | No cost | 0 | 0 | No applicable non-energy benefits | No applicable non-energy benefits | 100% | Equipment 100% technically feasible within end use | System | System
Lewis CountyMultifamilyDryer1Existing | Lewis CountyMultifamilyDryerExisting | Lewis County | Multifamily | Dryer | 1 | Below Standard Dryer - CEF/EF 1.57/1.82 (Gas Dryer) | Existing | Dryer - Below Standard | Below Standard Dryer - CEF/EF 1.57/1.82 (Gas Dryer) | Below Standard Dryer - CEF/EF 1.57/1.82 (Gas Dryer) | per Home | 6 | Assuming half the measure life for below standard equipment. | 46.7761 | 46.7761 | Savings methodology based on New York Standard Approach for Estimating Energy, v9 | Savings methodology based on New York Standard Approach for Estimating Energy, v9 | 0 | 0 | NA | NA | 0 | 0 | 0 | 0 | 0 | 0 | 0 | Baseline and measure are at the same efficiency level. Assuming no incremental cost. | No cost | No cost | 0 | 0 | No applicable non-energy benefits | No applicable non-energy benefits | 100% | Equipment 100% technically feasible within end use | System | System
Lewis CountyMultifamilyDryer1New | Lewis CountyMultifamilyDryerNew | Lewis County | Multifamily | Dryer | 1 | Below Standard Dryer - CEF/EF 1.57/1.82 (Gas Dryer) | New | Dryer - Below Standard | Below Standard Dryer - CEF/EF 1.57/1.82 (Gas Dryer) | Below Standard Dryer - CEF/EF 1.57/1.82 (Gas Dryer) | per Home | 6 | Assuming half the measure life for below standard equipment. | 46.7761 | 46.7761 | Savings methodology based on New York Standard Approach for Estimating Energy, v9 | Savings methodology based on New York Standard Approach for Estimating Energy, v9 | 0 | 0 | NA | NA | 0 | 0 | 0 | 0 | 0 | 0 | 0 | Baseline and measure are at the same efficiency level. Assuming no incremental cost. | No cost | No cost | 0 | 0 | No applicable non-energy benefits | No applicable non-energy benefits | 100% | Equipment 100% technically feasible within end use | System | System
Lewis CountyMultifamily - Highly ImpactedDryer1Existing | Lewis CountyMultifamily - Highly ImpactedDryerExisting | Lewis County | Multifamily - Highly Impacted | Dryer | 1 | Below Standard Dryer - CEF/EF 1.57/1.82 (Gas Dryer) | Existing | Dryer - Below Standard | Below Standard Dryer - CEF/EF 1.57/1.82 (Gas Dryer) | Below Standard Dryer - CEF/EF 1.57/1.82 (Gas Dryer) | per Home | 6 | Assuming half the measure life for below standard equipment. | 46.7761 | 46.7761 | Savings methodology based on New York Standard Approach for Estimating Energy, v9 | Savings methodology based on New York Standard Approach for Estimating Energy, v9 | 0 | 0 | NA | NA | 0 | 0 | 0 | 0 | 0 | 0 | 0 | Baseline and measure are at the same efficiency level. Assuming no incremental cost. | No cost | No cost | 0 | 0 | No applicable non-energy benefits | No applicable non-energy benefits | 100% | Equipment 100% technically feasible within end use | System | System
Lewis CountyMultifamily - Highly ImpactedDryer1New | Lewis CountyMultifamily - Highly ImpactedDryerNew | Lewis County | Multifamily - Highly Impacted | Dryer | 1 | Below Standard Dryer - CEF/EF 1.57/1.82 (Gas Dryer) | New | Dryer - Below Standard | Below Standard Dryer - CEF/EF 1.57/1.82 (Gas Dryer) | Below Standard Dryer - CEF/EF 1.57/1.82 (Gas Dryer) | per Home | 6 | Assuming half the measure life for below standard equipment. | 46.7761 | 46.7761 | Savings methodology based on New York Standard Approach for Estimating Energy, v9 | Savings methodology based on New York Standard Approach for Estimating Energy, v9 | 0 | 0 | NA | NA | 0 | 0 | 0 | 0 | 0 | 0 | 0 | Baseline and measure are at the same efficiency level. Assuming no incremental cost. | No cost | No cost | 0 | 0 | No applicable non-energy benefits | No applicable non-energy benefits | 100% | Equipment 100% technically feasible within end use | System | System
Lewis CountyManufacturedDryer1Existing | Lewis CountyManufacturedDryerExisting | Lewis County | Manufactured | Dryer | 1 | Below Standard Dryer - CEF/EF 1.57/1.82 (Gas Dryer) | Existing | Dryer - Below Standard | Below Standard Dryer - CEF/EF 1.57/1.82 (Gas Dryer) | Below Standard Dryer - CEF/EF 1.57/1.82 (Gas Dryer) | per Home | 6 | Assuming half the measure life for below standard equipment. | 46.7761 | 46.7761 | Savings methodology based on New York Standard Approach for Estimating Energy, v9 | Savings methodology based on New York Standard Approach for Estimating Energy, v9 | 0 | 0 | NA | NA | 0 | 0 | 0 | 0 | 0 | 0 | 0 | Baseline and measure are at the same efficiency level. Assuming no incremental cost. | No cost | No cost | 0 | 0 | No applicable non-energy benefits | No applicable non-energy benefits | 100% | Equipment 100% technically feasible within end use | System | System
Lewis CountyManufacturedDryer1New | Lewis CountyManufacturedDryerNew | Lewis County | Manufactured | Dryer | 1 | Below Standard Dryer - CEF/EF 1.57/1.82 (Gas Dryer) | New | Dryer - Below Standard | Below Standard Dryer - CEF/EF 1.57/1.82 (Gas Dryer) | Below Standard Dryer - CEF/EF 1.57/1.82 (Gas Dryer) | per Home | 6 | Assuming half the measure life for below standard equipment. | 46.7761 | 46.7761 | Savings methodology based on New York Standard Approach for Estimating Energy, v9 | Savings methodology based on New York Standard Approach for Estimating Energy, v9 | 0 | 0 | NA | NA | 0 | 0 | 0 | 0 | 0 | 0 | 0 | Baseline and measure are at the same efficiency level. Assuming no incremental cost. | No cost | No cost | 0 | 0 | No applicable non-energy benefits | No applicable non-energy benefits | 100% | Equipment 100% technically feasible within end use | System | System
Lewis CountyManufactured - Highly ImpactedDryer1Existing | Lewis CountyManufactured - Highly ImpactedDryerExisting | Lewis County | Manufactured - Highly Impacted | Dryer | 1 | Below Standard Dryer - CEF/EF 1.57/1.82 (Gas Dryer) | Existing | Dryer - Below Standard | Below Standard Dryer - CEF/EF 1.57/1.82 (Gas Dryer) | Below Standard Dryer - CEF/EF 1.57/1.82 (Gas Dryer) | per Home | 6 | Assuming half the measure life for below standard equipment. | 46.7761 | 46.7761 | Savings methodology based on New York Standard Approach for Estimating Energy, v9 | Savings methodology based on New York Standard Approach for Estimating Energy, v9 | 0 | 0 | NA | NA | 0 | 0 | 0 | 0 | 0 | 0 | 0 | Baseline and measure are at the same efficiency level. Assuming no incremental cost. | No cost | No cost | 0 | 0 | No applicable non-energy benefits | No applicable non-energy benefits | 100% | Equipment 100% technically feasible within end use | System | System
Lewis CountyManufactured - Highly ImpactedDryer1New | Lewis CountyManufactured - Highly ImpactedDryerNew | Lewis County | Manufactured - Highly Impacted | Dryer | 1 | Below Standard Dryer - CEF/EF 1.57/1.82 (Gas Dryer) | New | Dryer - Below Standard | Below Standard Dryer - CEF/EF 1.57/1.82 (Gas Dryer) | Below Standard Dryer - CEF/EF 1.57/1.82 (Gas Dryer) | per Home | 6 | Assuming half the measure life for below standard equipment. | 46.7761 | 46.7761 | Savings methodology based on New York Standard Approach for Estimating Energy, v9 | Savings methodology based on New York Standard Approach for Estimating Energy, v9 | 0 | 0 | NA | NA | 0 | 0 | 0 | 0 | 0 | 0 | 0 | Baseline and measure are at the same efficiency level. Assuming no incremental cost. | No cost | No cost | 0 | 0 | No applicable non-energy benefits | No applicable non-energy benefits | 100% | Equipment 100% technically feasible within end use | System | System
Lewis CountySingle FamilyDryer2Existing | Lewis CountySingle FamilyDryerExisting | Lewis County | Single Family | Dryer | 2 | Federal Standard 2015 Dryer - CEF/EF 2.84/3.30 (Gas Dryer) | Existing | Dryer - Federal Standard 2015 | Federal Standard 2015 Dryer - CEF/EF 2.84/3.30 (Gas Dryer) | Federal Standard 2015 Dryer - CEF/EF 2.84/3.30 (Gas Dryer) | per Home | 12 | RTF; ResClothesDryers_v4_2 | 25.7977 | 25.7977 | Savings methodology based on New York Standard Approach for Estimating Energy, v9 | Savings methodology based on New York Standard Approach for Estimating Energy, v9 | 0 | 0 | NA | NA | 0 | 0 | 0 | 0 | 0 | 0 | 0 | Baseline and measure are at the same efficiency level. Assuming no incremental cost. | No cost | No cost | 0 | 0 | No applicable non-energy benefits | No applicable non-energy benefits | 100% | Equipment 100% technically feasible within end use | System | System
Lewis CountySingle FamilyDryer2New | Lewis CountySingle FamilyDryerNew | Lewis County | Single Family | Dryer | 2 | Federal Standard 2015 Dryer - CEF/EF 2.84/3.30 (Gas Dryer) | New | Dryer - Federal Standard 2015 | Federal Standard 2015 Dryer - CEF/EF 2.84/3.30 (Gas Dryer) | Federal Standard 2015 Dryer - CEF/EF 2.84/3.30 (Gas Dryer) | per Home | 12 | RTF; ResClothesDryers_v4_2 | 25.7977 | 25.7977 | Savings methodology based on New York Standard Approach for Estimating Energy, v9 | Savings methodology based on New York Standard Approach for Estimating Energy, v9 | 0 | 0 | NA | NA | 0 | 0 | 0 | 0 | 0 | 0 | 0 | Baseline and measure are at the same efficiency level. Assuming no incremental cost. | No cost | No cost | 0 | 0 | No applicable non-energy benefits | No applicable non-energy benefits | 100% | Equipment 100% technically feasible within end use | System | System
Lewis CountySingle Family - Highly ImpactedDryer2Existing | Lewis CountySingle Family - Highly ImpactedDryerExisting | Lewis County | Single Family - Highly Impacted | Dryer | 2 | Federal Standard 2015 Dryer - CEF/EF 2.84/3.30 (Gas Dryer) | Existing | Dryer - Federal Standard 2015 | Federal Standard 2015 Dryer - CEF/EF 2.84/3.30 (Gas Dryer) | Federal Standard 2015 Dryer - CEF/EF 2.84/3.30 (Gas Dryer) | per Home | 12 | RTF; ResClothesDryers_v4_2 | 25.7977 | 25.7977 | Savings methodology based on New York Standard Approach for Estimating Energy, v9 | Savings methodology based on New York Standard Approach for Estimating Energy, v9 | 0 | 0 | NA | NA | 0 | 0 | 0 | 0 | 0 | 0 | 0 | Baseline and measure are at the same efficiency level. Assuming no incremental cost. | No cost | No cost | 0 | 0 | No applicable non-energy benefits | No applicable non-energy benefits | 100% | Equipment 100% technically feasible within end use | System | System
Lewis CountySingle Family - Highly ImpactedDryer2New | Lewis CountySingle Family - Highly ImpactedDryerNew | Lewis County | Single Family - Highly Impacted | Dryer | 2 | Federal Standard 2015 Dryer - CEF/EF 2.84/3.30 (Gas Dryer) | New | Dryer - Federal Standard 2015 | Federal Standard 2015 Dryer - CEF/EF 2.84/3.30 (Gas Dryer) | Federal Standard 2015 Dryer - CEF/EF 2.84/3.30 (Gas Dryer) | per Home | 12 | RTF; ResClothesDryers_v4_2 | 25.7977 | 25.7977 | Savings methodology based on New York Standard Approach for Estimating Energy, v9 | Savings methodology based on New York Standard Approach for Estimating Energy, v9 | 0 | 0 | NA | NA | 0 | 0 | 0 | 0 | 0 | 0 | 0 | Baseline and measure are at the same efficiency level. Assuming no incremental cost. | No cost | No cost | 0 | 0 | No applicable non-energy benefits | No applicable non-energy benefits | 100% | Equipment 100% technically feasible within end use | System | System
Lewis CountyMultifamilyDryer2Existing | Lewis CountyMultifamilyDryerExisting | Lewis County | Multifamily | Dryer | 2 | Federal Standard 2015 Dryer - CEF/EF 2.84/3.30 (Gas Dryer) | Existing | Dryer - Federal Standard 2015 | Federal Standard 2015 Dryer - CEF/EF 2.84/3.30 (Gas Dryer) | Federal Standard 2015 Dryer - CEF/EF 2.84/3.30 (Gas Dryer) | per Home | 12 | RTF; ResClothesDryers_v4_2 | 25.7977 | 25.7977 | Savings methodology based on New York Standard Approach for Estimating Energy, v9 | Savings methodology based on New York Standard Approach for Estimating Energy, v9 | 0 | 0 | NA | NA | 0 | 0 | 0 | 0 | 0 | 0 | 0 | Baseline and measure are at the same efficiency level. Assuming no incremental cost. | No cost | No cost | 0 | 0 | No applicable non-energy benefits | No applicable non-energy benefits | 100% | Equipment 100% technically feasible within end use | System | System
Lewis CountyMultifamilyDryer2New | Lewis CountyMultifamilyDryerNew | Lewis County | Multifamily | Dryer | 2 | Federal Standard 2015 Dryer - CEF/EF 2.84/3.30 (Gas Dryer) | New | Dryer - Federal Standard 2015 | Federal Standard 2015 Dryer - CEF/EF 2.84/3.30 (Gas Dryer) | Federal Standard 2015 Dryer - CEF/EF 2.84/3.30 (Gas Dryer) | per Home | 12 | RTF; ResClothesDryers_v4_2 | 25.7977 | 25.7977 | Savings methodology based on New York Standard Approach for Estimating Energy, v9 | Savings methodology based on New York Standard Approach for Estimating Energy, v9 | 0 | 0 | NA | NA | 0 | 0 | 0 | 0 | 0 | 0 | 0 | Baseline and measure are at the same efficiency level. Assuming no incremental cost. | No cost | No cost | 0 | 0 | No applicable non-energy benefits | No applicable non-energy benefits | 100% | Equipment 100% technically feasible within end use | System | System
Lewis CountyMultifamily - Highly ImpactedDryer2Existing | Lewis CountyMultifamily - Highly ImpactedDryerExisting | Lewis County | Multifamily - Highly Impacted | Dryer | 2 | Federal Standard 2015 Dryer - CEF/EF 2.84/3.30 (Gas Dryer) | Existing | Dryer - Federal Standard 2015 | Federal Standard 2015 Dryer - CEF/EF 2.84/3.30 (Gas Dryer) | Federal Standard 2015 Dryer - CEF/EF 2.84/3.30 (Gas Dryer) | per Home | 12 | RTF; ResClothesDryers_v4_2 | 25.7977 | 25.7977 | Savings methodology based on New York Standard Approach for Estimating Energy, v9 | Savings methodology based on New York Standard Approach for Estimating Energy, v9 | 0 | 0 | NA | NA | 0 | 0 | 0 | 0 | 0 | 0 | 0 | Baseline and measure are at the same efficiency level. Assuming no incremental cost. | No cost | No cost | 0 | 0 | No applicable non-energy benefits | No applicable non-energy benefits | 100% | Equipment 100% technically feasible within end use | System | System
Lewis CountyMultifamily - Highly ImpactedDryer2New | Lewis CountyMultifamily - Highly ImpactedDryerNew | Lewis County | Multifamily - Highly Impacted | Dryer | 2 | Federal Standard 2015 Dryer - CEF/EF 2.84/3.30 (Gas Dryer) | New | Dryer - Federal Standard 2015 | Federal Standard 2015 Dryer - CEF/EF 2.84/3.30 (Gas Dryer) | Federal Standard 2015 Dryer - CEF/EF 2.84/3.30 (Gas Dryer) | per Home | 12 | RTF; ResClothesDryers_v4_2 | 25.7977 | 25.7977 | Savings methodology based on New York Standard Approach for Estimating Energy, v9 | Savings methodology based on New York Standard Approach for Estimating Energy, v9 | 0 | 0 | NA | NA | 0 | 0 | 0 | 0 | 0 | 0 | 0 | Baseline and measure are at the same efficiency level. Assuming no incremental cost. | No cost | No cost | 0 | 0 | No applicable non-energy benefits | No applicable non-energy benefits | 100% | Equipment 100% technically feasible within end use | System | System
Lewis CountyManufacturedDryer2Existing | Lewis CountyManufacturedDryerExisting | Lewis County | Manufactured | Dryer | 2 | Federal Standard 2015 Dryer - CEF/EF 2.84/3.30 (Gas Dryer) | Existing | Dryer - Federal Standard 2015 | Federal Standard 2015 Dryer - CEF/EF 2.84/3.30 (Gas Dryer) | Federal Standard 2015 Dryer - CEF/EF 2.84/3.30 (Gas Dryer) | per Home | 12 | RTF; ResClothesDryers_v4_2 | 25.7977 | 25.7977 | Savings methodology based on New York Standard Approach for Estimating Energy, v9 | Savings methodology based on New York Standard Approach for Estimating Energy, v9 | 0 | 0 | NA | NA | 0 | 0 | 0 | 0 | 0 | 0 | 0 | Baseline and measure are at the same efficiency level. Assuming no incremental cost. | No cost | No cost | 0 | 0 | No applicable non-energy benefits | No applicable non-energy benefits | 100% | Equipment 100% technically feasible within end use | System | System
Lewis CountyManufacturedDryer2New | Lewis CountyManufacturedDryerNew | Lewis County | Manufactured | Dryer | 2 | Federal Standard 2015 Dryer - CEF/EF 2.84/3.30 (Gas Dryer) | New | Dryer - Federal Standard 2015 | Federal Standard 2015 Dryer - CEF/EF 2.84/3.30 (Gas Dryer) | Federal Standard 2015 Dryer - CEF/EF 2.84/3.30 (Gas Dryer) | per Home | 12 | RTF; ResClothesDryers_v4_2 | 25.7977 | 25.7977 | Savings methodology based on New York Standard Approach for Estimating Energy, v9 | Savings methodology based on New York Standard Approach for Estimating Energy, v9 | 0 | 0 | NA | NA | 0 | 0 | 0 | 0 | 0 | 0 | 0 | Baseline and measure are at the same efficiency level. Assuming no incremental cost. | No cost | No cost | 0 | 0 | No applicable non-energy benefits | No applicable non-energy benefits | 100% | Equipment 100% technically feasible within end use | System | System
Lewis CountyManufactured - Highly ImpactedDryer2Existing | Lewis CountyManufactured - Highly ImpactedDryerExisting | Lewis County | Manufactured - Highly Impacted | Dryer | 2 | Federal Standard 2015 Dryer - CEF/EF 2.84/3.30 (Gas Dryer) | Existing | Dryer - Federal Standard 2015 | Federal Standard 2015 Dryer - CEF/EF 2.84/3.30 (Gas Dryer) | Federal Standard 2015 Dryer - CEF/EF 2.84/3.30 (Gas Dryer) | per Home | 12 | RTF; ResClothesDryers_v4_2 | 25.7977 | 25.7977 | Savings methodology based on New York Standard Approach for Estimating Energy, v9 | Savings methodology based on New York Standard Approach for Estimating Energy, v9 | 0 | 0 | NA | NA | 0 | 0 | 0 | 0 | 0 | 0 | 0 | Baseline and measure are at the same efficiency level. Assuming no incremental cost. | No cost | No cost | 0 | 0 | No applicable non-energy benefits | No applicable non-energy benefits | 100% | Equipment 100% technically feasible within end use | System | System
Lewis CountyManufactured - Highly ImpactedDryer2New | Lewis CountyManufactured - Highly ImpactedDryerNew | Lewis County | Manufactured - Highly Impacted | Dryer | 2 | Federal Standard 2015 Dryer - CEF/EF 2.84/3.30 (Gas Dryer) | New | Dryer - Federal Standard 2015 | Federal Standard 2015 Dryer - CEF/EF 2.84/3.30 (Gas Dryer) | Federal Standard 2015 Dryer - CEF/EF 2.84/3.30 (Gas Dryer) | per Home | 12 | RTF; ResClothesDryers_v4_2 | 25.7977 | 25.7977 | Savings methodology based on New York Standard Approach for Estimating Energy, v9 | Savings methodology based on New York Standard Approach for Estimating Energy, v9 | 0 | 0 | NA | NA | 0 | 0 | 0 | 0 | 0 | 0 | 0 | Baseline and measure are at the same efficiency level. Assuming no incremental cost. | No cost | No cost | 0 | 0 | No applicable non-energy benefits | No applicable non-energy benefits | 100% | Equipment 100% technically feasible within end use | System | System
Lewis CountySingle FamilyDryer3Existing | Lewis CountySingle FamilyDryerExisting | Lewis County | Single Family | Dryer | 3 | Market Standard Dryer | Existing | Dryer - Market Standard | Market Standard Dryer | Market Standard Dryer | per Home | 12 | RTF; ResClothesDryers_v4_2 | 25.1305 | 25.1305 | RTF; ResClothesDryers_v4_2 | RTF; ResClothesDryers_v4_2 | 0 | 0 | NA | NA | 0 | 0 | 0 | 23.4373 | 0 | 0 | 0 | RTF; ResClothesDryers_v4_2 | No cost | No cost | 0 | 0 | No applicable non-energy benefits | No applicable non-energy benefits | 100% | Equipment 100% technically feasible within end use | System | System
Lewis CountySingle FamilyDryer3New | Lewis CountySingle FamilyDryerNew | Lewis County | Single Family | Dryer | 3 | Market Standard Dryer | New | Dryer - Market Standard | Market Standard Dryer | Market Standard Dryer | per Home | 12 | RTF; ResClothesDryers_v4_2 | 25.1305 | 25.1305 | RTF; ResClothesDryers_v4_2 | RTF; ResClothesDryers_v4_2 | 0 | 0 | NA | NA | 0 | 0 | 0 | 23.4373 | 0 | 0 | 0 | RTF; ResClothesDryers_v4_2 | No cost | No cost | 0 | 0 | No applicable non-energy benefits | No applicable non-energy benefits | 100% | Equipment 100% technically feasible within end use | System | System
Lewis CountySingle Family - Highly ImpactedDryer3Existing | Lewis CountySingle Family - Highly ImpactedDryerExisting | Lewis County | Single Family - Highly Impacted | Dryer | 3 | Market Standard Dryer | Existing | Dryer - Market Standard | Market Standard Dryer | Market Standard Dryer | per Home | 12 | RTF; ResClothesDryers_v4_2 | 25.1305 | 25.1305 | RTF; ResClothesDryers_v4_2 | RTF; ResClothesDryers_v4_2 | 0 | 0 | NA | NA | 0 | 0 | 0 | 23.4373 | 0 | 0 | 0 | RTF; ResClothesDryers_v4_2 | No cost | No cost | 0 | 0 | No applicable non-energy benefits | No applicable non-energy benefits | 100% | Equipment 100% technically feasible within end use | System | System
Lewis CountySingle Family - Highly ImpactedDryer3New | Lewis CountySingle Family - Highly ImpactedDryerNew | Lewis County | Single Family - Highly Impacted | Dryer | 3 | Market Standard Dryer | New | Dryer - Market Standard | Market Standard Dryer | Market Standard Dryer | per Home | 12 | RTF; ResClothesDryers_v4_2 | 25.1305 | 25.1305 | RTF; ResClothesDryers_v4_2 | RTF; ResClothesDryers_v4_2 | 0 | 0 | NA | NA | 0 | 0 | 0 | 23.4373 | 0 | 0 | 0 | RTF; ResClothesDryers_v4_2 | No cost | No cost | 0 | 0 | No applicable non-energy benefits | No applicable non-energy benefits | 100% | Equipment 100% technically feasible within end use | System | System
Lewis CountyMultifamilyDryer3Existing | Lewis CountyMultifamilyDryerExisting | Lewis County | Multifamily | Dryer | 3 | Market Standard Dryer | Existing | Dryer - Market Standard | Market Standard Dryer | Market Standard Dryer | per Home | 12 | RTF; ResClothesDryers_v4_2 | 25.1305 | 25.1305 | RTF; ResClothesDryers_v4_2 | RTF; ResClothesDryers_v4_2 | 0 | 0 | NA | NA | 0 | 0 | 0 | 23.4373 | 0 | 0 | 0 | RTF; ResClothesDryers_v4_2 | No cost | No cost | 0 | 0 | No applicable non-energy benefits | No applicable non-energy benefits | 100% | Equipment 100% technically feasible within end use | System | System
Lewis CountyMultifamilyDryer3New | Lewis CountyMultifamilyDryerNew | Lewis County | Multifamily | Dryer | 3 | Market Standard Dryer | New | Dryer - Market Standard | Market Standard Dryer | Market Standard Dryer | per Home | 12 | RTF; ResClothesDryers_v4_2 | 25.1305 | 25.1305 | RTF; ResClothesDryers_v4_2 | RTF; ResClothesDryers_v4_2 | 0 | 0 | NA | NA | 0 | 0 | 0 | 23.4373 | 0 | 0 | 0 | RTF; ResClothesDryers_v4_2 | No cost | No cost | 0 | 0 | No applicable non-energy benefits | No applicable non-energy benefits | 100% | Equipment 100% technically feasible within end use | System | System
Lewis CountyMultifamily - Highly ImpactedDryer3Existing | Lewis CountyMultifamily - Highly ImpactedDryerExisting | Lewis County | Multifamily - Highly Impacted | Dryer | 3 | Market Standard Dryer | Existing | Dryer - Market Standard | Market Standard Dryer | Market Standard Dryer | per Home | 12 | RTF; ResClothesDryers_v4_2 | 25.1305 | 25.1305 | RTF; ResClothesDryers_v4_2 | RTF; ResClothesDryers_v4_2 | 0 | 0 | NA | NA | 0 | 0 | 0 | 23.4373 | 0 | 0 | 0 | RTF; ResClothesDryers_v4_2 | No cost | No cost | 0 | 0 | No applicable non-energy benefits | No applicable non-energy benefits | 100% | Equipment 100% technically feasible within end use | System | System
Lewis CountyMultifamily - Highly ImpactedDryer3New | Lewis CountyMultifamily - Highly ImpactedDryerNew | Lewis County | Multifamily - Highly Impacted | Dryer | 3 | Market Standard Dryer | New | Dryer - Market Standard | Market Standard Dryer | Market Standard Dryer | per Home | 12 | RTF; ResClothesDryers_v4_2 | 25.1305 | 25.1305 | RTF; ResClothesDryers_v4_2 | RTF; ResClothesDryers_v4_2 | 0 | 0 | NA | NA | 0 | 0 | 0 | 23.4373 | 0 | 0 | 0 | RTF; ResClothesDryers_v4_2 | No cost | No cost | 0 | 0 | No applicable non-energy benefits | No applicable non-energy benefits | 100% | Equipment 100% technically feasible within end use | System | System
Lewis CountyManufacturedDryer3Existing | Lewis CountyManufacturedDryerExisting | Lewis County | Manufactured | Dryer | 3 | Market Standard Dryer | Existing | Dryer - Market Standard | Market Standard Dryer | Market Standard Dryer | per Home | 12 | RTF; ResClothesDryers_v4_2 | 25.1305 | 25.1305 | RTF; ResClothesDryers_v4_2 | RTF; ResClothesDryers_v4_2 | 0 | 0 | NA | NA | 0 | 0 | 0 | 23.4373 | 0 | 0 | 0 | RTF; ResClothesDryers_v4_2 | No cost | No cost | 0 | 0 | No applicable non-energy benefits | No applicable non-energy benefits | 100% | Equipment 100% technically feasible within end use | System | System
Lewis CountyManufacturedDryer3New | Lewis CountyManufacturedDryerNew | Lewis County | Manufactured | Dryer | 3 | Market Standard Dryer | New | Dryer - Market Standard | Market Standard Dryer | Market Standard Dryer | per Home | 12 | RTF; ResClothesDryers_v4_2 | 25.1305 | 25.1305 | RTF; ResClothesDryers_v4_2 | RTF; ResClothesDryers_v4_2 | 0 | 0 | NA | NA | 0 | 0 | 0 | 23.4373 | 0 | 0 | 0 | RTF; ResClothesDryers_v4_2 | No cost | No cost | 0 | 0 | No applicable non-energy benefits | No applicable non-energy benefits | 100% | Equipment 100% technically feasible within end use | System | System
Lewis CountyManufactured - Highly ImpactedDryer3Existing | Lewis CountyManufactured - Highly ImpactedDryerExisting | Lewis County | Manufactured - Highly Impacted | Dryer | 3 | Market Standard Dryer | Existing | Dryer - Market Standard | Market Standard Dryer | Market Standard Dryer | per Home | 12 | RTF; ResClothesDryers_v4_2 | 25.1305 | 25.1305 | RTF; ResClothesDryers_v4_2 | RTF; ResClothesDryers_v4_2 | 0 | 0 | NA | NA | 0 | 0 | 0 | 23.4373 | 0 | 0 | 0 | RTF; ResClothesDryers_v4_2 | No cost | No cost | 0 | 0 | No applicable non-energy benefits | No applicable non-energy benefits | 100% | Equipment 100% technically feasible within end use | System | System
Lewis CountyManufactured - Highly ImpactedDryer3New | Lewis CountyManufactured - Highly ImpactedDryerNew | Lewis County | Manufactured - Highly Impacted | Dryer | 3 | Market Standard Dryer | New | Dryer - Market Standard | Market Standard Dryer | Market Standard Dryer | per Home | 12 | RTF; ResClothesDryers_v4_2 | 25.1305 | 25.1305 | RTF; ResClothesDryers_v4_2 | RTF; ResClothesDryers_v4_2 | 0 | 0 | NA | NA | 0 | 0 | 0 | 23.4373 | 0 | 0 | 0 | RTF; ResClothesDryers_v4_2 | No cost | No cost | 0 | 0 | No applicable non-energy benefits | No applicable non-energy benefits | 100% | Equipment 100% technically feasible within end use | System | System
Lewis CountySingle FamilyDryer4Existing | Lewis CountySingle FamilyDryerExisting | Lewis County | Single Family | Dryer | 4 | ENERGY STAR Dryer - CEF 3.48 (Gas Dryer) | Existing | Dryer - ENERGY STAR | ENERGY STAR Dryer - CEF 3.48 (Gas Dryer) | Federal Standard 2015 Dryer - CEF/EF 2.84/3.30 (Gas Dryer) | per Home | 12 | RTF; ResClothesDryers_v4_2 | 25.7977 | 24.4633 | RTF; ResClothesDryers_v4_2 | Savings methodology based on New York Standard Approach for Estimating Energy, v9 | 0 | 0 | NA | NA | 0 | 0 | 0 | 43.4498 | 0 | 0 | 0 | RTF; ResClothesDryers_v4_2 | No cost | No cost | 0 | 0 | No applicable non-energy benefits | No applicable non-energy benefits | 100% | Equipment 100% technically feasible within end use | System | System
Lewis CountySingle FamilyDryer4New | Lewis CountySingle FamilyDryerNew | Lewis County | Single Family | Dryer | 4 | ENERGY STAR Dryer - CEF 3.48 (Gas Dryer) | New | Dryer - ENERGY STAR | ENERGY STAR Dryer - CEF 3.48 (Gas Dryer) | Federal Standard 2015 Dryer - CEF/EF 2.84/3.30 (Gas Dryer) | per Home | 12 | RTF; ResClothesDryers_v4_2 | 25.7977 | 24.4633 | RTF; ResClothesDryers_v4_2 | Savings methodology based on New York Standard Approach for Estimating Energy, v9 | 0 | 0 | NA | NA | 0 | 0 | 0 | 43.4498 | 0 | 0 | 0 | RTF; ResClothesDryers_v4_2 | No cost | No cost | 0 | 0 | No applicable non-energy benefits | No applicable non-energy benefits | 100% | Equipment 100% technically feasible within end use | System | System
Lewis CountySingle Family - Highly ImpactedDryer4Existing | Lewis CountySingle Family - Highly ImpactedDryerExisting | Lewis County | Single Family - Highly Impacted | Dryer | 4 | ENERGY STAR Dryer - CEF 3.48 (Gas Dryer) | Existing | Dryer - ENERGY STAR | ENERGY STAR Dryer - CEF 3.48 (Gas Dryer) | Federal Standard 2015 Dryer - CEF/EF 2.84/3.30 (Gas Dryer) | per Home | 12 | RTF; ResClothesDryers_v4_2 | 25.7977 | 24.4633 | RTF; ResClothesDryers_v4_2 | Savings methodology based on New York Standard Approach for Estimating Energy, v9 | 0 | 0 | NA | NA | 0 | 0 | 0 | 43.4498 | 0 | 0 | 0 | RTF; ResClothesDryers_v4_2 | No cost | No cost | 0 | 0 | No applicable non-energy benefits | No applicable non-energy benefits | 100% | Equipment 100% technically feasible within end use | System | System
Lewis CountySingle Family - Highly ImpactedDryer4New | Lewis CountySingle Family - Highly ImpactedDryerNew | Lewis County | Single Family - Highly Impacted | Dryer | 4 | ENERGY STAR Dryer - CEF 3.48 (Gas Dryer) | New | Dryer - ENERGY STAR | ENERGY STAR Dryer - CEF 3.48 (Gas Dryer) | Federal Standard 2015 Dryer - CEF/EF 2.84/3.30 (Gas Dryer) | per Home | 12 | RTF; ResClothesDryers_v4_2 | 25.7977 | 24.4633 | RTF; ResClothesDryers_v4_2 | Savings methodology based on New York Standard Approach for Estimating Energy, v9 | 0 | 0 | NA | NA | 0 | 0 | 0 | 43.4498 | 0 | 0 | 0 | RTF; ResClothesDryers_v4_2 | No cost | No cost | 0 | 0 | No applicable non-energy benefits | No applicable non-energy benefits | 100% | Equipment 100% technically feasible within end use | System | System
Lewis CountyMultifamilyDryer4Existing | Lewis CountyMultifamilyDryerExisting | Lewis County | Multifamily | Dryer | 4 | ENERGY STAR Dryer - CEF 3.48 (Gas Dryer) | Existing | Dryer - ENERGY STAR | ENERGY STAR Dryer - CEF 3.48 (Gas Dryer) | Federal Standard 2015 Dryer - CEF/EF 2.84/3.30 (Gas Dryer) | per Home | 12 | RTF; ResClothesDryers_v4_2 | 25.7977 | 24.4633 | RTF; ResClothesDryers_v4_2 | Savings methodology based on New York Standard Approach for Estimating Energy, v9 | 0 | 0 | NA | NA | 0 | 0 | 0 | 43.4498 | 0 | 0 | 0 | RTF; ResClothesDryers_v4_2 | No cost | No cost | 0 | 0 | No applicable non-energy benefits | No applicable non-energy benefits | 100% | Equipment 100% technically feasible within end use | System | System
Lewis CountyMultifamilyDryer4New | Lewis CountyMultifamilyDryerNew | Lewis County | Multifamily | Dryer | 4 | ENERGY STAR Dryer - CEF 3.48 (Gas Dryer) | New | Dryer - ENERGY STAR | ENERGY STAR Dryer - CEF 3.48 (Gas Dryer) | Federal Standard 2015 Dryer - CEF/EF 2.84/3.30 (Gas Dryer) | per Home | 12 | RTF; ResClothesDryers_v4_2 | 25.7977 | 24.4633 | RTF; ResClothesDryers_v4_2 | Savings methodology based on New York Standard Approach for Estimating Energy, v9 | 0 | 0 | NA | NA | 0 | 0 | 0 | 43.4498 | 0 | 0 | 0 | RTF; ResClothesDryers_v4_2 | No cost | No cost | 0 | 0 | No applicable non-energy benefits | No applicable non-energy benefits | 100% | Equipment 100% technically feasible within end use | System | System
Lewis CountyMultifamily - Highly ImpactedDryer4Existing | Lewis CountyMultifamily - Highly ImpactedDryerExisting | Lewis County | Multifamily - Highly Impacted | Dryer | 4 | ENERGY STAR Dryer - CEF 3.48 (Gas Dryer) | Existing | Dryer - ENERGY STAR | ENERGY STAR Dryer - CEF 3.48 (Gas Dryer) | Federal Standard 2015 Dryer - CEF/EF 2.84/3.30 (Gas Dryer) | per Home | 12 | RTF; ResClothesDryers_v4_2 | 25.7977 | 24.4633 | RTF; ResClothesDryers_v4_2 | Savings methodology based on New York Standard Approach for Estimating Energy, v9 | 0 | 0 | NA | NA | 0 | 0 | 0 | 43.4498 | 0 | 0 | 0 | RTF; ResClothesDryers_v4_2 | No cost | No cost | 0 | 0 | No applicable non-energy benefits | No applicable non-energy benefits | 100% | Equipment 100% technically feasible within end use | System | System
Lewis CountyMultifamily - Highly ImpactedDryer4New | Lewis CountyMultifamily - Highly ImpactedDryerNew | Lewis County | Multifamily - Highly Impacted | Dryer | 4 | ENERGY STAR Dryer - CEF 3.48 (Gas Dryer) | New | Dryer - ENERGY STAR | ENERGY STAR Dryer - CEF 3.48 (Gas Dryer) | Federal Standard 2015 Dryer - CEF/EF 2.84/3.30 (Gas Dryer) | per Home | 12 | RTF; ResClothesDryers_v4_2 | 25.7977 | 24.4633 | RTF; ResClothesDryers_v4_2 | Savings methodology based on New York Standard Approach for Estimating Energy, v9 | 0 | 0 | NA | NA | 0 | 0 | 0 | 43.4498 | 0 | 0 | 0 | RTF; ResClothesDryers_v4_2 | No cost | No cost | 0 | 0 | No applicable non-energy benefits | No applicable non-energy benefits | 100% | Equipment 100% technically feasible within end use | System | System
Lewis CountyManufacturedDryer4Existing | Lewis CountyManufacturedDryerExisting | Lewis County | Manufactured | Dryer | 4 | ENERGY STAR Dryer - CEF 3.48 (Gas Dryer) | Existing | Dryer - ENERGY STAR | ENERGY STAR Dryer - CEF 3.48 (Gas Dryer) | Federal Standard 2015 Dryer - CEF/EF 2.84/3.30 (Gas Dryer) | per Home | 12 | RTF; ResClothesDryers_v4_2 | 25.7977 | 24.4633 | RTF; ResClothesDryers_v4_2 | Savings methodology based on New York Standard Approach for Estimating Energy, v9 | 0 | 0 | NA | NA | 0 | 0 | 0 | 43.4498 | 0 | 0 | 0 | RTF; ResClothesDryers_v4_2 | No cost | No cost | 0 | 0 | No applicable non-energy benefits | No applicable non-energy benefits | 100% | Equipment 100% technically feasible within end use | System | System
Lewis CountyManufacturedDryer4New | Lewis CountyManufacturedDryerNew | Lewis County | Manufactured | Dryer | 4 | ENERGY STAR Dryer - CEF 3.48 (Gas Dryer) | New | Dryer - ENERGY STAR | ENERGY STAR Dryer - CEF 3.48 (Gas Dryer) | Federal Standard 2015 Dryer - CEF/EF 2.84/3.30 (Gas Dryer) | per Home | 12 | RTF; ResClothesDryers_v4_2 | 25.7977 | 24.4633 | RTF; ResClothesDryers_v4_2 | Savings methodology based on New York Standard Approach for Estimating Energy, v9 | 0 | 0 | NA | NA | 0 | 0 | 0 | 43.4498 | 0 | 0 | 0 | RTF; ResClothesDryers_v4_2 | No cost | No cost | 0 | 0 | No applicable non-energy benefits | No applicable non-energy benefits | 100% | Equipment 100% technically feasible within end use | System | System
Lewis CountyManufactured - Highly ImpactedDryer4Existing | Lewis CountyManufactured - Highly ImpactedDryerExisting | Lewis County | Manufactured - Highly Impacted | Dryer | 4 | ENERGY STAR Dryer - CEF 3.48 (Gas Dryer) | Existing | Dryer - ENERGY STAR | ENERGY STAR Dryer - CEF 3.48 (Gas Dryer) | Federal Standard 2015 Dryer - CEF/EF 2.84/3.30 (Gas Dryer) | per Home | 12 | RTF; ResClothesDryers_v4_2 | 25.7977 | 24.4633 | RTF; ResClothesDryers_v4_2 | Savings methodology based on New York Standard Approach for Estimating Energy, v9 | 0 | 0 | NA | NA | 0 | 0 | 0 | 43.4498 | 0 | 0 | 0 | RTF; ResClothesDryers_v4_2 | No cost | No cost | 0 | 0 | No applicable non-energy benefits | No applicable non-energy benefits | 100% | Equipment 100% technically feasible within end use | System | System
Lewis CountyManufactured - Highly ImpactedDryer4New | Lewis CountyManufactured - Highly ImpactedDryerNew | Lewis County | Manufactured - Highly Impacted | Dryer | 4 | ENERGY STAR Dryer - CEF 3.48 (Gas Dryer) | New | Dryer - ENERGY STAR | ENERGY STAR Dryer - CEF 3.48 (Gas Dryer) | Federal Standard 2015 Dryer - CEF/EF 2.84/3.30 (Gas Dryer) | per Home | 12 | RTF; ResClothesDryers_v4_2 | 25.7977 | 24.4633 | RTF; ResClothesDryers_v4_2 | Savings methodology based on New York Standard Approach for Estimating Energy, v9 | 0 | 0 | NA | NA | 0 | 0 | 0 | 43.4498 | 0 | 0 | 0 | RTF; ResClothesDryers_v4_2 | No cost | No cost | 0 | 0 | No applicable non-energy benefits | No applicable non-energy benefits | 100% | Equipment 100% technically feasible within end use | System | System
Lewis CountySingle FamilyDryer5Existing | Lewis CountySingle FamilyDryerExisting | Lewis County | Single Family | Dryer | 5 | Advanced Efficiency Dryer - CEF 3.8 (Gas Dryer) | Existing | Dryer - Advanced Efficiency | Advanced Efficiency Dryer - CEF 3.8 (Gas Dryer) | Federal Standard 2015 Dryer - CEF/EF 2.84/3.30 (Gas Dryer) | per Home | 12 | RTF; ResClothesDryers_v4_2 | 25.7977 | 22.4033 | RTF; ResClothesDryers_v4_2 | Savings methodology based on New York Standard Approach for Estimating Energy, v9 | 0 | 0 | NA | NA | 0 | 0 | 0 | 43.4498 | 0 | 0 | 0 | RTF; ResClothesDryers_v4_2 | No cost | No cost | 0 | 0 | No applicable non-energy benefits | No applicable non-energy benefits | 100% | Equipment 100% technically feasible within end use | System | System
Lewis CountySingle FamilyDryer5New | Lewis CountySingle FamilyDryerNew | Lewis County | Single Family | Dryer | 5 | Advanced Efficiency Dryer - CEF 3.8 (Gas Dryer) | New | Dryer - Advanced Efficiency | Advanced Efficiency Dryer - CEF 3.8 (Gas Dryer) | Federal Standard 2015 Dryer - CEF/EF 2.84/3.30 (Gas Dryer) | per Home | 12 | RTF; ResClothesDryers_v4_2 | 25.7977 | 22.4033 | RTF; ResClothesDryers_v4_2 | Savings methodology based on New York Standard Approach for Estimating Energy, v9 | 0 | 0 | NA | NA | 0 | 0 | 0 | 43.4498 | 0 | 0 | 0 | RTF; ResClothesDryers_v4_2 | No cost | No cost | 0 | 0 | No applicable non-energy benefits | No applicable non-energy benefits | 100% | Equipment 100% technically feasible within end use | System | System
Lewis CountySingle Family - Highly ImpactedDryer5Existing | Lewis CountySingle Family - Highly ImpactedDryerExisting | Lewis County | Single Family - Highly Impacted | Dryer | 5 | Advanced Efficiency Dryer - CEF 3.8 (Gas Dryer) | Existing | Dryer - Advanced Efficiency | Advanced Efficiency Dryer - CEF 3.8 (Gas Dryer) | Federal Standard 2015 Dryer - CEF/EF 2.84/3.30 (Gas Dryer) | per Home | 12 | RTF; ResClothesDryers_v4_2 | 25.7977 | 22.4033 | RTF; ResClothesDryers_v4_2 | Savings methodology based on New York Standard Approach for Estimating Energy, v9 | 0 | 0 | NA | NA | 0 | 0 | 0 | 43.4498 | 0 | 0 | 0 | RTF; ResClothesDryers_v4_2 | No cost | No cost | 0 | 0 | No applicable non-energy benefits | No applicable non-energy benefits | 100% | Equipment 100% technically feasible within end use | System | System
Lewis CountySingle Family - Highly ImpactedDryer5New | Lewis CountySingle Family - Highly ImpactedDryerNew | Lewis County | Single Family - Highly Impacted | Dryer | 5 | Advanced Efficiency Dryer - CEF 3.8 (Gas Dryer) | New | Dryer - Advanced Efficiency | Advanced Efficiency Dryer - CEF 3.8 (Gas Dryer) | Federal Standard 2015 Dryer - CEF/EF 2.84/3.30 (Gas Dryer) | per Home | 12 | RTF; ResClothesDryers_v4_2 | 25.7977 | 22.4033 | RTF; ResClothesDryers_v4_2 | Savings methodology based on New York Standard Approach for Estimating Energy, v9 | 0 | 0 | NA | NA | 0 | 0 | 0 | 43.4498 | 0 | 0 | 0 | RTF; ResClothesDryers_v4_2 | No cost | No cost | 0 | 0 | No applicable non-energy benefits | No applicable non-energy benefits | 100% | Equipment 100% technically feasible within end use | System | System
Lewis CountyMultifamilyDryer5Existing | Lewis CountyMultifamilyDryerExisting | Lewis County | Multifamily | Dryer | 5 | Advanced Efficiency Dryer - CEF 3.8 (Gas Dryer) | Existing | Dryer - Advanced Efficiency | Advanced Efficiency Dryer - CEF 3.8 (Gas Dryer) | Federal Standard 2015 Dryer - CEF/EF 2.84/3.30 (Gas Dryer) | per Home | 12 | RTF; ResClothesDryers_v4_2 | 25.7977 | 22.4033 | RTF; ResClothesDryers_v4_2 | Savings methodology based on New York Standard Approach for Estimating Energy, v9 | 0 | 0 | NA | NA | 0 | 0 | 0 | 43.4498 | 0 | 0 | 0 | RTF; ResClothesDryers_v4_2 | No cost | No cost | 0 | 0 | No applicable non-energy benefits | No applicable non-energy benefits | 100% | Equipment 100% technically feasible within end use | System | System
Lewis CountyMultifamilyDryer5New | Lewis CountyMultifamilyDryerNew | Lewis County | Multifamily | Dryer | 5 | Advanced Efficiency Dryer - CEF 3.8 (Gas Dryer) | New | Dryer - Advanced Efficiency | Advanced Efficiency Dryer - CEF 3.8 (Gas Dryer) | Federal Standard 2015 Dryer - CEF/EF 2.84/3.30 (Gas Dryer) | per Home | 12 | RTF; ResClothesDryers_v4_2 | 25.7977 | 22.4033 | RTF; ResClothesDryers_v4_2 | Savings methodology based on New York Standard Approach for Estimating Energy, v9 | 0 | 0 | NA | NA | 0 | 0 | 0 | 43.4498 | 0 | 0 | 0 | RTF; ResClothesDryers_v4_2 | No cost | No cost | 0 | 0 | No applicable non-energy benefits | No applicable non-energy benefits | 100% | Equipment 100% technically feasible within end use | System | System
Lewis CountyMultifamily - Highly ImpactedDryer5Existing | Lewis CountyMultifamily - Highly ImpactedDryerExisting | Lewis County | Multifamily - Highly Impacted | Dryer | 5 | Advanced Efficiency Dryer - CEF 3.8 (Gas Dryer) | Existing | Dryer - Advanced Efficiency | Advanced Efficiency Dryer - CEF 3.8 (Gas Dryer) | Federal Standard 2015 Dryer - CEF/EF 2.84/3.30 (Gas Dryer) | per Home | 12 | RTF; ResClothesDryers_v4_2 | 25.7977 | 22.4033 | RTF; ResClothesDryers_v4_2 | Savings methodology based on New York Standard Approach for Estimating Energy, v9 | 0 | 0 | NA | NA | 0 | 0 | 0 | 43.4498 | 0 | 0 | 0 | RTF; ResClothesDryers_v4_2 | No cost | No cost | 0 | 0 | No applicable non-energy benefits | No applicable non-energy benefits | 100% | Equipment 100% technically feasible within end use | System | System
Lewis CountyMultifamily - Highly ImpactedDryer5New | Lewis CountyMultifamily - Highly ImpactedDryerNew | Lewis County | Multifamily - Highly Impacted | Dryer | 5 | Advanced Efficiency Dryer - CEF 3.8 (Gas Dryer) | New | Dryer - Advanced Efficiency | Advanced Efficiency Dryer - CEF 3.8 (Gas Dryer) | Federal Standard 2015 Dryer - CEF/EF 2.84/3.30 (Gas Dryer) | per Home | 12 | RTF; ResClothesDryers_v4_2 | 25.7977 | 22.4033 | RTF; ResClothesDryers_v4_2 | Savings methodology based on New York Standard Approach for Estimating Energy, v9 | 0 | 0 | NA | NA | 0 | 0 | 0 | 43.4498 | 0 | 0 | 0 | RTF; ResClothesDryers_v4_2 | No cost | No cost | 0 | 0 | No applicable non-energy benefits | No applicable non-energy benefits | 100% | Equipment 100% technically feasible within end use | System | System
Lewis CountyManufacturedDryer5Existing | Lewis CountyManufacturedDryerExisting | Lewis County | Manufactured | Dryer | 5 | Advanced Efficiency Dryer - CEF 3.8 (Gas Dryer) | Existing | Dryer - Advanced Efficiency | Advanced Efficiency Dryer - CEF 3.8 (Gas Dryer) | Federal Standard 2015 Dryer - CEF/EF 2.84/3.30 (Gas Dryer) | per Home | 12 | RTF; ResClothesDryers_v4_2 | 25.7977 | 22.4033 | RTF; ResClothesDryers_v4_2 | Savings methodology based on New York Standard Approach for Estimating Energy, v9 | 0 | 0 | NA | NA | 0 | 0 | 0 | 43.4498 | 0 | 0 | 0 | RTF; ResClothesDryers_v4_2 | No cost | No cost | 0 | 0 | No applicable non-energy benefits | No applicable non-energy benefits | 100% | Equipment 100% technically feasible within end use | System | System
Lewis CountyManufacturedDryer5New | Lewis CountyManufacturedDryerNew | Lewis County | Manufactured | Dryer | 5 | Advanced Efficiency Dryer - CEF 3.8 (Gas Dryer) | New | Dryer - Advanced Efficiency | Advanced Efficiency Dryer - CEF 3.8 (Gas Dryer) | Federal Standard 2015 Dryer - CEF/EF 2.84/3.30 (Gas Dryer) | per Home | 12 | RTF; ResClothesDryers_v4_2 | 25.7977 | 22.4033 | RTF; ResClothesDryers_v4_2 | Savings methodology based on New York Standard Approach for Estimating Energy, v9 | 0 | 0 | NA | NA | 0 | 0 | 0 | 43.4498 | 0 | 0 | 0 | RTF; ResClothesDryers_v4_2 | No cost | No cost | 0 | 0 | No applicable non-energy benefits | No applicable non-energy benefits | 100% | Equipment 100% technically feasible within end use | System | System
Lewis CountyManufactured - Highly ImpactedDryer5Existing | Lewis CountyManufactured - Highly ImpactedDryerExisting | Lewis County | Manufactured - Highly Impacted | Dryer | 5 | Advanced Efficiency Dryer - CEF 3.8 (Gas Dryer) | Existing | Dryer - Advanced Efficiency | Advanced Efficiency Dryer - CEF 3.8 (Gas Dryer) | Federal Standard 2015 Dryer - CEF/EF 2.84/3.30 (Gas Dryer) | per Home | 12 | RTF; ResClothesDryers_v4_2 | 25.7977 | 22.4033 | RTF; ResClothesDryers_v4_2 | Savings methodology based on New York Standard Approach for Estimating Energy, v9 | 0 | 0 | NA | NA | 0 | 0 | 0 | 43.4498 | 0 | 0 | 0 | RTF; ResClothesDryers_v4_2 | No cost | No cost | 0 | 0 | No applicable non-energy benefits | No applicable non-energy benefits | 100% | Equipment 100% technically feasible within end use | System | System
Lewis CountyManufactured - Highly ImpactedDryer5New | Lewis CountyManufactured - Highly ImpactedDryerNew | Lewis County | Manufactured - Highly Impacted | Dryer | 5 | Advanced Efficiency Dryer - CEF 3.8 (Gas Dryer) | New | Dryer - Advanced Efficiency | Advanced Efficiency Dryer - CEF 3.8 (Gas Dryer) | Federal Standard 2015 Dryer - CEF/EF 2.84/3.30 (Gas Dryer) | per Home | 12 | RTF; ResClothesDryers_v4_2 | 25.7977 | 22.4033 | RTF; ResClothesDryers_v4_2 | Savings methodology based on New York Standard Approach for Estimating Energy, v9 | 0 | 0 | NA | NA | 0 | 0 | 0 | 43.4498 | 0 | 0 | 0 | RTF; ResClothesDryers_v4_2 | No cost | No cost | 0 | 0 | No applicable non-energy benefits | No applicable non-energy benefits | 100% | Equipment 100% technically feasible within end use | System | System
Lewis CountySingle FamilyHeat Central Gas Boiler1Existing | Lewis CountySingle FamilyHeat Central Gas BoilerExisting | Lewis County | Single Family | Heat Central Gas Boiler | 1 | Below Standard Boiler - 78% AFUE (Low Income) | Existing | Boiler - Below Standard | Below Standard Boiler - 78% AFUE (Low Income) | Below Standard Boiler - 78% AFUE (Low Income) | per Home | 13 | Assuming half the measure life for below standard equipment. Based on RTF Commercal Gas Boilersv1.2; Used residential data; Median lifetime as estimated in the DOE Technical Support Document for Consumer (Residential) Boilers | 675.4 | 675.4 | Using measure description efficiency metrics to adjust loads from RTF/2021P workbooks to consumptions. | Using measure description efficiency metrics to adjust loads from RTF/2021P workbooks to consumptions. | 0 | 0 | NA | NA | 0 | 0 | 0 | 0 | 0 | 0 | 0 | Baseline is same as efficient condition. | Baseline is same as efficient condition. | Baseline is same as efficient condition. | 0 | 0 | No applicable non-energy benefits | No applicable non-energy benefits | 100% | Equipment 100% technically feasible within end use | System | System
Lewis CountySingle FamilyHeat Central Gas Boiler1New | Lewis CountySingle FamilyHeat Central Gas BoilerNew | Lewis County | Single Family | Heat Central Gas Boiler | 1 | Below Standard Boiler - 78% AFUE (Low Income) | New | Boiler - Below Standard | Below Standard Boiler - 78% AFUE (Low Income) | Below Standard Boiler - 78% AFUE (Low Income) | per Home | 13 | Assuming half the measure life for below standard equipment. Based on RTF Commercal Gas Boilersv1.2; Used residential data; Median lifetime as estimated in the DOE Technical Support Document for Consumer (Residential) Boilers | 439.01 | 439.01 | Using measure description efficiency metrics to adjust loads from RTF/2021P workbooks to consumptions. | Using measure description efficiency metrics to adjust loads from RTF/2021P workbooks to consumptions. | 0 | 0 | NA | NA | 0 | 0 | 0 | 0 | 0 | 0 | 0 | Baseline is same as efficient condition. | Baseline is same as efficient condition. | Baseline is same as efficient condition. | 0 | 0 | No applicable non-energy benefits | No applicable non-energy benefits | 100% | Equipment 100% technically feasible within end use | System | System
Lewis CountySingle Family - Highly ImpactedHeat Central Gas Boiler1Existing | Lewis CountySingle Family - Highly ImpactedHeat Central Gas BoilerExisting | Lewis County | Single Family - Highly Impacted | Heat Central Gas Boiler | 1 | Below Standard Boiler - 78% AFUE (Low Income) | Existing | Boiler - Below Standard | Below Standard Boiler - 78% AFUE (Low Income) | Below Standard Boiler - 78% AFUE (Low Income) | per Home | 13 | Assuming half the measure life for below standard equipment. Based on RTF Commercal Gas Boilersv1.2; Used residential data; Median lifetime as estimated in the DOE Technical Support Document for Consumer (Residential) Boilers | 485.8391 | 485.8391 | Using measure description efficiency metrics to adjust loads from RTF/2021P workbooks to consumptions. | Using measure description efficiency metrics to adjust loads from RTF/2021P workbooks to consumptions. | 0 | 0 | NA | NA | 0 | 0 | 0 | 0 | 0 | 0 | 0 | Baseline is same as efficient condition. | Baseline is same as efficient condition. | Baseline is same as efficient condition. | 0 | 0 | No applicable non-energy benefits | No applicable non-energy benefits | 100% | Equipment 100% technically feasible within end use | System | System
Lewis CountySingle Family - Highly ImpactedHeat Central Gas Boiler1New | Lewis CountySingle Family - Highly ImpactedHeat Central Gas BoilerNew | Lewis County | Single Family - Highly Impacted | Heat Central Gas Boiler | 1 | Below Standard Boiler - 78% AFUE (Low Income) | New | Boiler - Below Standard | Below Standard Boiler - 78% AFUE (Low Income) | Below Standard Boiler - 78% AFUE (Low Income) | per Home | 13 | Assuming half the measure life for below standard equipment. Based on RTF Commercal Gas Boilersv1.2; Used residential data; Median lifetime as estimated in the DOE Technical Support Document for Consumer (Residential) Boilers | 315.7954 | 315.7954 | Using measure description efficiency metrics to adjust loads from RTF/2021P workbooks to consumptions. | Using measure description efficiency metrics to adjust loads from RTF/2021P workbooks to consumptions. | 0 | 0 | NA | NA | 0 | 0 | 0 | 0 | 0 | 0 | 0 | Baseline is same as efficient condition. | Baseline is same as efficient condition. | Baseline is same as efficient condition. | 0 | 0 | No applicable non-energy benefits | No applicable non-energy benefits | 100% | Equipment 100% technically feasible within end use | System | System
Lewis CountyMultifamilyHeat Central Gas Boiler1Existing | Lewis CountyMultifamilyHeat Central Gas BoilerExisting | Lewis County | Multifamily | Heat Central Gas Boiler | 1 | Below Standard Boiler - 78% AFUE (Low Income) | Existing | Boiler - Below Standard | Below Standard Boiler - 78% AFUE (Low Income) | Below Standard Boiler - 78% AFUE (Low Income) | per Home | 13 | Assuming half the measure life for below standard equipment. Based on RTF Commercal Gas Boilersv1.2; Used residential data; Median lifetime as estimated in the DOE Technical Support Document for Consumer (Residential) Boilers | 445.3883 | 445.3883 | Using measure description efficiency metrics to adjust loads from RTF/2021P workbooks to consumptions. | Using measure description efficiency metrics to adjust loads from RTF/2021P workbooks to consumptions. | 0 | 0 | NA | NA | 0 | 0 | 0 | 0 | 0 | 0 | 0 | Baseline is same as efficient condition. | Baseline is same as efficient condition. | Baseline is same as efficient condition. | 0 | 0 | No applicable non-energy benefits | No applicable non-energy benefits | 100% | Equipment 100% technically feasible within end use | System | System
Lewis CountyMultifamilyHeat Central Gas Boiler1New | Lewis CountyMultifamilyHeat Central Gas BoilerNew | Lewis County | Multifamily | Heat Central Gas Boiler | 1 | Below Standard Boiler - 78% AFUE (Low Income) | New | Boiler - Below Standard | Below Standard Boiler - 78% AFUE (Low Income) | Below Standard Boiler - 78% AFUE (Low Income) | per Home | 13 | Assuming half the measure life for below standard equipment. Based on RTF Commercal Gas Boilersv1.2; Used residential data; Median lifetime as estimated in the DOE Technical Support Document for Consumer (Residential) Boilers | 289.5024 | 289.5024 | Using measure description efficiency metrics to adjust loads from RTF/2021P workbooks to consumptions. | Using measure description efficiency metrics to adjust loads from RTF/2021P workbooks to consumptions. | 0 | 0 | NA | NA | 0 | 0 | 0 | 0 | 0 | 0 | 0 | Baseline is same as efficient condition. | Baseline is same as efficient condition. | Baseline is same as efficient condition. | 0 | 0 | No applicable non-energy benefits | No applicable non-energy benefits | 100% | Equipment 100% technically feasible within end use | System | System
Lewis CountyMultifamily - Highly ImpactedHeat Central Gas Boiler1Existing | Lewis CountyMultifamily - Highly ImpactedHeat Central Gas BoilerExisting | Lewis County | Multifamily - Highly Impacted | Heat Central Gas Boiler | 1 | Below Standard Boiler - 78% AFUE (Low Income) | Existing | Boiler - Below Standard | Below Standard Boiler - 78% AFUE (Low Income) | Below Standard Boiler - 78% AFUE (Low Income) | per Home | 13 | Assuming half the measure life for below standard equipment. Based on RTF Commercal Gas Boilersv1.2; Used residential data; Median lifetime as estimated in the DOE Technical Support Document for Consumer (Residential) Boilers | 378.0246 | 378.0246 | Using measure description efficiency metrics to adjust loads from RTF/2021P workbooks to consumptions. | Using measure description efficiency metrics to adjust loads from RTF/2021P workbooks to consumptions. | 0 | 0 | NA | NA | 0 | 0 | 0 | 0 | 0 | 0 | 0 | Baseline is same as efficient condition. | Baseline is same as efficient condition. | Baseline is same as efficient condition. | 0 | 0 | No applicable non-energy benefits | No applicable non-energy benefits | 100% | Equipment 100% technically feasible within end use | System | System
Lewis CountyMultifamily - Highly ImpactedHeat Central Gas Boiler1New | Lewis CountyMultifamily - Highly ImpactedHeat Central Gas BoilerNew | Lewis County | Multifamily - Highly Impacted | Heat Central Gas Boiler | 1 | Below Standard Boiler - 78% AFUE (Low Income) | New | Boiler - Below Standard | Below Standard Boiler - 78% AFUE (Low Income) | Below Standard Boiler - 78% AFUE (Low Income) | per Home | 13 | Assuming half the measure life for below standard equipment. Based on RTF Commercal Gas Boilersv1.2; Used residential data; Median lifetime as estimated in the DOE Technical Support Document for Consumer (Residential) Boilers | 245.716 | 245.716 | Using measure description efficiency metrics to adjust loads from RTF/2021P workbooks to consumptions. | Using measure description efficiency metrics to adjust loads from RTF/2021P workbooks to consumptions. | 0 | 0 | NA | NA | 0 | 0 | 0 | 0 | 0 | 0 | 0 | Baseline is same as efficient condition. | Baseline is same as efficient condition. | Baseline is same as efficient condition. | 0 | 0 | No applicable non-energy benefits | No applicable non-energy benefits | 100% | Equipment 100% technically feasible within end use | System | System
Lewis CountyManufacturedHeat Central Gas Boiler1Existing | Lewis CountyManufacturedHeat Central Gas BoilerExisting | Lewis County | Manufactured | Heat Central Gas Boiler | 1 | Below Standard Boiler - 78% AFUE (Low Income) | Existing | Boiler - Below Standard | Below Standard Boiler - 78% AFUE (Low Income) | Below Standard Boiler - 78% AFUE (Low Income) | per Home | 13 | Assuming half the measure life for below standard equipment. Based on RTF Commercal Gas Boilersv1.2; Used residential data; Median lifetime as estimated in the DOE Technical Support Document for Consumer (Residential) Boilers | 609.8567 | 609.8567 | Using measure description efficiency metrics to adjust loads from RTF/2021P workbooks to consumptions. | Using measure description efficiency metrics to adjust loads from RTF/2021P workbooks to consumptions. | 0 | 0 | NA | NA | 0 | 0 | 0 | 0 | 0 | 0 | 0 | Baseline is same as efficient condition. | Baseline is same as efficient condition. | Baseline is same as efficient condition. | 0 | 0 | No applicable non-energy benefits | No applicable non-energy benefits | 100% | Equipment 100% technically feasible within end use | System | System
Lewis CountyManufacturedHeat Central Gas Boiler1New | Lewis CountyManufacturedHeat Central Gas BoilerNew | Lewis County | Manufactured | Heat Central Gas Boiler | 1 | Below Standard Boiler - 78% AFUE (Low Income) | New | Boiler - Below Standard | Below Standard Boiler - 78% AFUE (Low Income) | Below Standard Boiler - 78% AFUE (Low Income) | per Home | 13 | Assuming half the measure life for below standard equipment. Based on RTF Commercal Gas Boilersv1.2; Used residential data; Median lifetime as estimated in the DOE Technical Support Document for Consumer (Residential) Boilers | 396.4069 | 396.4069 | Using measure description efficiency metrics to adjust loads from RTF/2021P workbooks to consumptions. | Using measure description efficiency metrics to adjust loads from RTF/2021P workbooks to consumptions. | 0 | 0 | NA | NA | 0 | 0 | 0 | 0 | 0 | 0 | 0 | Baseline is same as efficient condition. | Baseline is same as efficient condition. | Baseline is same as efficient condition. | 0 | 0 | No applicable non-energy benefits | No applicable non-energy benefits | 100% | Equipment 100% technically feasible within end use | System | System
Lewis CountyManufactured - Highly ImpactedHeat Central Gas Boiler1Existing | Lewis CountyManufactured - Highly ImpactedHeat Central Gas BoilerExisting | Lewis County | Manufactured - Highly Impacted | Heat Central Gas Boiler | 1 | Below Standard Boiler - 78% AFUE (Low Income) | Existing | Boiler - Below Standard | Below Standard Boiler - 78% AFUE (Low Income) | Below Standard Boiler - 78% AFUE (Low Income) | per Home | 13 | Assuming half the measure life for below standard equipment. Based on RTF Commercal Gas Boilersv1.2; Used residential data; Median lifetime as estimated in the DOE Technical Support Document for Consumer (Residential) Boilers | 472.8126 | 472.8126 | Using measure description efficiency metrics to adjust loads from RTF/2021P workbooks to consumptions. | Using measure description efficiency metrics to adjust loads from RTF/2021P workbooks to consumptions. | 0 | 0 | NA | NA | 0 | 0 | 0 | 0 | 0 | 0 | 0 | Baseline is same as efficient condition. | Baseline is same as efficient condition. | Baseline is same as efficient condition. | 0 | 0 | No applicable non-energy benefits | No applicable non-energy benefits | 100% | Equipment 100% technically feasible within end use | System | System
Lewis CountyManufactured - Highly ImpactedHeat Central Gas Boiler1New | Lewis CountyManufactured - Highly ImpactedHeat Central Gas BoilerNew | Lewis County | Manufactured - Highly Impacted | Heat Central Gas Boiler | 1 | Below Standard Boiler - 78% AFUE (Low Income) | New | Boiler - Below Standard | Below Standard Boiler - 78% AFUE (Low Income) | Below Standard Boiler - 78% AFUE (Low Income) | per Home | 13 | Assuming half the measure life for below standard equipment. Based on RTF Commercal Gas Boilersv1.2; Used residential data; Median lifetime as estimated in the DOE Technical Support Document for Consumer (Residential) Boilers | 307.3282 | 307.3282 | Using measure description efficiency metrics to adjust loads from RTF/2021P workbooks to consumptions. | Using measure description efficiency metrics to adjust loads from RTF/2021P workbooks to consumptions. | 0 | 0 | NA | NA | 0 | 0 | 0 | 0 | 0 | 0 | 0 | Baseline is same as efficient condition. | Baseline is same as efficient condition. | Baseline is same as efficient condition. | 0 | 0 | No applicable non-energy benefits | No applicable non-energy benefits | 100% | Equipment 100% technically feasible within end use | System | System
Lewis CountySingle FamilyHeat Central Gas Boiler2Existing | Lewis CountySingle FamilyHeat Central Gas BoilerExisting | Lewis County | Single Family | Heat Central Gas Boiler | 2 | Federal Standard 2022 Boiler - 84% AFUE | Existing | Boiler - Federal Standard 2022 | Federal Standard 2022 Boiler - 84% AFUE | Federal Standard 2022 Boiler - 84% AFUE | per Home | 25 | Based on RTF Commercal Gas Boilersv1.2; Used residential data; Median lifetime as estimated in the DOE Technical Support Document for Consumer (Residential) Boilers | 627.1571 | 627.1571 | Using measure description efficiency metrics to adjust loads from RTF/2021P workbooks to consumptions. | Using measure description efficiency metrics to adjust loads from RTF/2021P workbooks to consumptions. | 0 | 0 | NA | NA | 1953.0315 | 3961.4944 | 0 | 1953.0315 | 3961.4944 | 0 | 0 | Baseline is same as efficient condition. | Baseline is same as efficient condition. | Baseline is same as efficient condition. | 0 | 0 | No applicable non-energy benefits | No applicable non-energy benefits | 100% | Equipment 100% technically feasible within end use | System | System
Lewis CountySingle FamilyHeat Central Gas Boiler2New | Lewis CountySingle FamilyHeat Central Gas BoilerNew | Lewis County | Single Family | Heat Central Gas Boiler | 2 | Federal Standard 2022 Boiler - 84% AFUE | New | Boiler - Federal Standard 2022 | Federal Standard 2022 Boiler - 84% AFUE | Federal Standard 2022 Boiler - 84% AFUE | per Home | 25 | Based on RTF Commercal Gas Boilersv1.2; Used residential data; Median lifetime as estimated in the DOE Technical Support Document for Consumer (Residential) Boilers | 407.6521 | 407.6521 | Using measure description efficiency metrics to adjust loads from RTF/2021P workbooks to consumptions. | Using measure description efficiency metrics to adjust loads from RTF/2021P workbooks to consumptions. | 0 | 0 | NA | NA | 1953.0315 | 3961.4944 | 0 | 1953.0315 | 3961.4944 | 0 | 0 | Baseline is same as efficient condition. | Baseline is same as efficient condition. | Baseline is same as efficient condition. | 0 | 0 | No applicable non-energy benefits | No applicable non-energy benefits | 100% | Equipment 100% technically feasible within end use | System | System
Lewis CountySingle Family - Highly ImpactedHeat Central Gas Boiler2Existing | Lewis CountySingle Family - Highly ImpactedHeat Central Gas BoilerExisting | Lewis County | Single Family - Highly Impacted | Heat Central Gas Boiler | 2 | Federal Standard 2022 Boiler - 84% AFUE | Existing | Boiler - Federal Standard 2022 | Federal Standard 2022 Boiler - 84% AFUE | Federal Standard 2022 Boiler - 84% AFUE | per Home | 25 | Based on RTF Commercal Gas Boilersv1.2; Used residential data; Median lifetime as estimated in the DOE Technical Support Document for Consumer (Residential) Boilers | 451.1363 | 451.1363 | Using measure description efficiency metrics to adjust loads from RTF/2021P workbooks to consumptions. | Using measure description efficiency metrics to adjust loads from RTF/2021P workbooks to consumptions. | 0 | 0 | NA | NA | 1404.8848 | 2849.6434 | 0 | 1404.8848 | 2849.6434 | 0 | 0 | Baseline is same as efficient condition. | Baseline is same as efficient condition. | Baseline is same as efficient condition. | 0 | 0 | No applicable non-energy benefits | No applicable non-energy benefits | 100% | Equipment 100% technically feasible within end use | System | System
Lewis CountySingle Family - Highly ImpactedHeat Central Gas Boiler2New | Lewis CountySingle Family - Highly ImpactedHeat Central Gas BoilerNew | Lewis County | Single Family - Highly Impacted | Heat Central Gas Boiler | 2 | Federal Standard 2022 Boiler - 84% AFUE | New | Boiler - Federal Standard 2022 | Federal Standard 2022 Boiler - 84% AFUE | Federal Standard 2022 Boiler - 84% AFUE | per Home | 25 | Based on RTF Commercal Gas Boilersv1.2; Used residential data; Median lifetime as estimated in the DOE Technical Support Document for Consumer (Residential) Boilers | 293.2386 | 293.2386 | Using measure description efficiency metrics to adjust loads from RTF/2021P workbooks to consumptions. | Using measure description efficiency metrics to adjust loads from RTF/2021P workbooks to consumptions. | 0 | 0 | NA | NA | 1404.8848 | 2849.6434 | 0 | 1404.8848 | 2849.6434 | 0 | 0 | Baseline is same as efficient condition. | Baseline is same as efficient condition. | Baseline is same as efficient condition. | 0 | 0 | No applicable non-energy benefits | No applicable non-energy benefits | 100% | Equipment 100% technically feasible within end use | System | System
Lewis CountyMultifamilyHeat Central Gas Boiler2Existing | Lewis CountyMultifamilyHeat Central Gas BoilerExisting | Lewis County | Multifamily | Heat Central Gas Boiler | 2 | Federal Standard 2022 Boiler - 84% AFUE | Existing | Boiler - Federal Standard 2022 | Federal Standard 2022 Boiler - 84% AFUE | Federal Standard 2022 Boiler - 84% AFUE | per Home | 25 | Based on RTF Commercal Gas Boilersv1.2; Used residential data; Median lifetime as estimated in the DOE Technical Support Document for Consumer (Residential) Boilers | 413.5749 | 413.5749 | Using measure description efficiency metrics to adjust loads from RTF/2021P workbooks to consumptions. | Using measure description efficiency metrics to adjust loads from RTF/2021P workbooks to consumptions. | 0 | 0 | NA | NA | 854.4624 | 1733.1763 | 0 | 854.4624 | 1733.1763 | 0 | 0 | Baseline is same as efficient condition. | Baseline is same as efficient condition. | Baseline is same as efficient condition. | 0 | 0 | No applicable non-energy benefits | No applicable non-energy benefits | 100% | Equipment 100% technically feasible within end use | System | System
Lewis CountyMultifamilyHeat Central Gas Boiler2New | Lewis CountyMultifamilyHeat Central Gas BoilerNew | Lewis County | Multifamily | Heat Central Gas Boiler | 2 | Federal Standard 2022 Boiler - 84% AFUE | New | Boiler - Federal Standard 2022 | Federal Standard 2022 Boiler - 84% AFUE | Federal Standard 2022 Boiler - 84% AFUE | per Home | 25 | Based on RTF Commercal Gas Boilersv1.2; Used residential data; Median lifetime as estimated in the DOE Technical Support Document for Consumer (Residential) Boilers | 268.8237 | 268.8237 | Using measure description efficiency metrics to adjust loads from RTF/2021P workbooks to consumptions. | Using measure description efficiency metrics to adjust loads from RTF/2021P workbooks to consumptions. | 0 | 0 | NA | NA | 854.4624 | 1733.1763 | 0 | 854.4624 | 1733.1763 | 0 | 0 | Baseline is same as efficient condition. | Baseline is same as efficient condition. | Baseline is same as efficient condition. | 0 | 0 | No applicable non-energy benefits | No applicable non-energy benefits | 100% | Equipment 100% technically feasible within end use | System | System
Lewis CountyMultifamily - Highly ImpactedHeat Central Gas Boiler2Existing | Lewis CountyMultifamily - Highly ImpactedHeat Central Gas BoilerExisting | Lewis County | Multifamily - Highly Impacted | Heat Central Gas Boiler | 2 | Federal Standard 2022 Boiler - 84% AFUE | Existing | Boiler - Federal Standard 2022 | Federal Standard 2022 Boiler - 84% AFUE | Federal Standard 2022 Boiler - 84% AFUE | per Home | 25 | Based on RTF Commercal Gas Boilersv1.2; Used residential data; Median lifetime as estimated in the DOE Technical Support Document for Consumer (Residential) Boilers | 351.0228 | 351.0228 | Using measure description efficiency metrics to adjust loads from RTF/2021P workbooks to consumptions. | Using measure description efficiency metrics to adjust loads from RTF/2021P workbooks to consumptions. | 0 | 0 | NA | NA | 725.2273 | 1471.0382 | 0 | 725.2273 | 1471.0382 | 0 | 0 | Baseline is same as efficient condition. | Baseline is same as efficient condition. | Baseline is same as efficient condition. | 0 | 0 | No applicable non-energy benefits | No applicable non-energy benefits | 100% | Equipment 100% technically feasible within end use | System | System
Lewis CountyMultifamily - Highly ImpactedHeat Central Gas Boiler2New | Lewis CountyMultifamily - Highly ImpactedHeat Central Gas BoilerNew | Lewis County | Multifamily - Highly Impacted | Heat Central Gas Boiler | 2 | Federal Standard 2022 Boiler - 84% AFUE | New | Boiler - Federal Standard 2022 | Federal Standard 2022 Boiler - 84% AFUE | Federal Standard 2022 Boiler - 84% AFUE | per Home | 25 | Based on RTF Commercal Gas Boilersv1.2; Used residential data; Median lifetime as estimated in the DOE Technical Support Document for Consumer (Residential) Boilers | 228.1648 | 228.1648 | Using measure description efficiency metrics to adjust loads from RTF/2021P workbooks to consumptions. | Using measure description efficiency metrics to adjust loads from RTF/2021P workbooks to consumptions. | 0 | 0 | NA | NA | 725.2273 | 1471.0382 | 0 | 725.2273 | 1471.0382 | 0 | 0 | Baseline is same as efficient condition. | Baseline is same as efficient condition. | Baseline is same as efficient condition. | 0 | 0 | No applicable non-energy benefits | No applicable non-energy benefits | 100% | Equipment 100% technically feasible within end use | System | System
Lewis CountyManufacturedHeat Central Gas Boiler2Existing | Lewis CountyManufacturedHeat Central Gas BoilerExisting | Lewis County | Manufactured | Heat Central Gas Boiler | 2 | Federal Standard 2022 Boiler - 84% AFUE | Existing | Boiler - Federal Standard 2022 | Federal Standard 2022 Boiler - 84% AFUE | Federal Standard 2022 Boiler - 84% AFUE | per Home | 25 | Based on RTF Commercal Gas Boilersv1.2; Used residential data; Median lifetime as estimated in the DOE Technical Support Document for Consumer (Residential) Boilers | 566.2955 | 566.2955 | Using measure description efficiency metrics to adjust loads from RTF/2021P workbooks to consumptions. | Using measure description efficiency metrics to adjust loads from RTF/2021P workbooks to consumptions. | 0 | 0 | NA | NA | 1452.6206 | 2946.4698 | 0 | 1452.6206 | 2946.4698 | 0 | 0 | Baseline is same as efficient condition. | Baseline is same as efficient condition. | Baseline is same as efficient condition. | 0 | 0 | No applicable non-energy benefits | No applicable non-energy benefits | 100% | Equipment 100% technically feasible within end use | System | System
Lewis CountyManufacturedHeat Central Gas Boiler2New | Lewis CountyManufacturedHeat Central Gas BoilerNew | Lewis County | Manufactured | Heat Central Gas Boiler | 2 | Federal Standard 2022 Boiler - 84% AFUE | New | Boiler - Federal Standard 2022 | Federal Standard 2022 Boiler - 84% AFUE | Federal Standard 2022 Boiler - 84% AFUE | per Home | 25 | Based on RTF Commercal Gas Boilersv1.2; Used residential data; Median lifetime as estimated in the DOE Technical Support Document for Consumer (Residential) Boilers | 368.0921 | 368.0921 | Using measure description efficiency metrics to adjust loads from RTF/2021P workbooks to consumptions. | Using measure description efficiency metrics to adjust loads from RTF/2021P workbooks to consumptions. | 0 | 0 | NA | NA | 1452.6206 | 2946.4698 | 0 | 1452.6206 | 2946.4698 | 0 | 0 | Baseline is same as efficient condition. | Baseline is same as efficient condition. | Baseline is same as efficient condition. | 0 | 0 | No applicable non-energy benefits | No applicable non-energy benefits | 100% | Equipment 100% technically feasible within end use | System | System
Lewis CountyManufactured - Highly ImpactedHeat Central Gas Boiler2Existing | Lewis CountyManufactured - Highly ImpactedHeat Central Gas BoilerExisting | Lewis County | Manufactured - Highly Impacted | Heat Central Gas Boiler | 2 | Federal Standard 2022 Boiler - 84% AFUE | Existing | Boiler - Federal Standard 2022 | Federal Standard 2022 Boiler - 84% AFUE | Federal Standard 2022 Boiler - 84% AFUE | per Home | 25 | Based on RTF Commercal Gas Boilersv1.2; Used residential data; Median lifetime as estimated in the DOE Technical Support Document for Consumer (Residential) Boilers | 439.0403 | 439.0403 | Using measure description efficiency metrics to adjust loads from RTF/2021P workbooks to consumptions. | Using measure description efficiency metrics to adjust loads from RTF/2021P workbooks to consumptions. | 0 | 0 | NA | NA | 1126.1947 | 2284.3532 | 0 | 1126.1947 | 2284.3532 | 0 | 0 | Baseline is same as efficient condition. | Baseline is same as efficient condition. | Baseline is same as efficient condition. | 0 | 0 | No applicable non-energy benefits | No applicable non-energy benefits | 100% | Equipment 100% technically feasible within end use | System | System
Lewis CountyManufactured - Highly ImpactedHeat Central Gas Boiler2New | Lewis CountyManufactured - Highly ImpactedHeat Central Gas BoilerNew | Lewis County | Manufactured - Highly Impacted | Heat Central Gas Boiler | 2 | Federal Standard 2022 Boiler - 84% AFUE | New | Boiler - Federal Standard 2022 | Federal Standard 2022 Boiler - 84% AFUE | Federal Standard 2022 Boiler - 84% AFUE | per Home | 25 | Based on RTF Commercal Gas Boilersv1.2; Used residential data; Median lifetime as estimated in the DOE Technical Support Document for Consumer (Residential) Boilers | 285.3762 | 285.3762 | Using measure description efficiency metrics to adjust loads from RTF/2021P workbooks to consumptions. | Using measure description efficiency metrics to adjust loads from RTF/2021P workbooks to consumptions. | 0 | 0 | NA | NA | 1126.1947 | 2284.3532 | 0 | 1126.1947 | 2284.3532 | 0 | 0 | Baseline is same as efficient condition. | Baseline is same as efficient condition. | Baseline is same as efficient condition. | 0 | 0 | No applicable non-energy benefits | No applicable non-energy benefits | 100% | Equipment 100% technically feasible within end use | System | System
Lewis CountySingle FamilyHeat Central Gas Boiler3Existing | Lewis CountySingle FamilyHeat Central Gas BoilerExisting | Lewis County | Single Family | Heat Central Gas Boiler | 3 | Market Standard Boiler | Existing | Boiler - Market Standard | Market Standard Boiler | Market Standard Boiler | per Home | 25 | Based on RTF Commercal Gas Boilersv1.2; Used residential data; Median lifetime as estimated in the DOE Technical Support Document for Consumer (Residential) Boilers | 598.65 | 598.65 | Using measure description efficiency metrics to adjust loads from RTF/2021P workbooks to consumptions. | Using measure description efficiency metrics to adjust loads from RTF/2021P workbooks to consumptions. | 0 | 0 | NA | NA | 0 | 0 | 0 | 0 | 0 | 0 | 0 | Baseline is same as efficient condition. | Baseline is same as efficient condition. | Baseline is same as efficient condition. | 0 | 0 | No applicable non-energy benefits | No applicable non-energy benefits | 100% | Equipment 100% technically feasible within end use | System | System
Lewis CountySingle FamilyHeat Central Gas Boiler3New | Lewis CountySingle FamilyHeat Central Gas BoilerNew | Lewis County | Single Family | Heat Central Gas Boiler | 3 | Market Standard Boiler | New | Boiler - Market Standard | Market Standard Boiler | Market Standard Boiler | per Home | 25 | Based on RTF Commercal Gas Boilersv1.2; Used residential data; Median lifetime as estimated in the DOE Technical Support Document for Consumer (Residential) Boilers | 389.1225 | 389.1225 | Using measure description efficiency metrics to adjust loads from RTF/2021P workbooks to consumptions. | Using measure description efficiency metrics to adjust loads from RTF/2021P workbooks to consumptions. | 0 | 0 | NA | NA | 0 | 0 | 0 | 0 | 0 | 0 | 0 | Baseline is same as efficient condition. | Baseline is same as efficient condition. | Baseline is same as efficient condition. | 0 | 0 | No applicable non-energy benefits | No applicable non-energy benefits | 100% | Equipment 100% technically feasible within end use | System | System
Lewis CountySingle Family - Highly ImpactedHeat Central Gas Boiler3Existing | Lewis CountySingle Family - Highly ImpactedHeat Central Gas BoilerExisting | Lewis County | Single Family - Highly Impacted | Heat Central Gas Boiler | 3 | Market Standard Boiler | Existing | Boiler - Market Standard | Market Standard Boiler | Market Standard Boiler | per Home | 25 | Based on RTF Commercal Gas Boilersv1.2; Used residential data; Median lifetime as estimated in the DOE Technical Support Document for Consumer (Residential) Boilers | 430.6301 | 430.6301 | Using measure description efficiency metrics to adjust loads from RTF/2021P workbooks to consumptions. | Using measure description efficiency metrics to adjust loads from RTF/2021P workbooks to consumptions. | 0 | 0 | NA | NA | 0 | 0 | 0 | 0 | 0 | 0 | 0 | Baseline is same as efficient condition. | Baseline is same as efficient condition. | Baseline is same as efficient condition. | 0 | 0 | No applicable non-energy benefits | No applicable non-energy benefits | 100% | Equipment 100% technically feasible within end use | System | System
Lewis CountySingle Family - Highly ImpactedHeat Central Gas Boiler3New | Lewis CountySingle Family - Highly ImpactedHeat Central Gas BoilerNew | Lewis County | Single Family - Highly Impacted | Heat Central Gas Boiler | 3 | Market Standard Boiler | New | Boiler - Market Standard | Market Standard Boiler | Market Standard Boiler | per Home | 25 | Based on RTF Commercal Gas Boilersv1.2; Used residential data; Median lifetime as estimated in the DOE Technical Support Document for Consumer (Residential) Boilers | 279.9096 | 279.9096 | Using measure description efficiency metrics to adjust loads from RTF/2021P workbooks to consumptions. | Using measure description efficiency metrics to adjust loads from RTF/2021P workbooks to consumptions. | 0 | 0 | NA | NA | 0 | 0 | 0 | 0 | 0 | 0 | 0 | Baseline is same as efficient condition. | Baseline is same as efficient condition. | Baseline is same as efficient condition. | 0 | 0 | No applicable non-energy benefits | No applicable non-energy benefits | 100% | Equipment 100% technically feasible within end use | System | System
Lewis CountyMultifamilyHeat Central Gas Boiler3Existing | Lewis CountyMultifamilyHeat Central Gas BoilerExisting | Lewis County | Multifamily | Heat Central Gas Boiler | 3 | Market Standard Boiler | Existing | Boiler - Market Standard | Market Standard Boiler | Market Standard Boiler | per Home | 25 | Based on RTF Commercal Gas Boilersv1.2; Used residential data; Median lifetime as estimated in the DOE Technical Support Document for Consumer (Residential) Boilers | 394.776 | 394.776 | Using measure description efficiency metrics to adjust loads from RTF/2021P workbooks to consumptions. | Using measure description efficiency metrics to adjust loads from RTF/2021P workbooks to consumptions. | 0 | 0 | NA | NA | 0 | 0 | 0 | 0 | 0 | 0 | 0 | Baseline is same as efficient condition. | Baseline is same as efficient condition. | Baseline is same as efficient condition. | 0 | 0 | No applicable non-energy benefits | No applicable non-energy benefits | 100% | Equipment 100% technically feasible within end use | System | System
Lewis CountyMultifamilyHeat Central Gas Boiler3New | Lewis CountyMultifamilyHeat Central Gas BoilerNew | Lewis County | Multifamily | Heat Central Gas Boiler | 3 | Market Standard Boiler | New | Boiler - Market Standard | Market Standard Boiler | Market Standard Boiler | per Home | 25 | Based on RTF Commercal Gas Boilersv1.2; Used residential data; Median lifetime as estimated in the DOE Technical Support Document for Consumer (Residential) Boilers | 256.6044 | 256.6044 | Using measure description efficiency metrics to adjust loads from RTF/2021P workbooks to consumptions. | Using measure description efficiency metrics to adjust loads from RTF/2021P workbooks to consumptions. | 0 | 0 | NA | NA | 0 | 0 | 0 | 0 | 0 | 0 | 0 | Baseline is same as efficient condition. | Baseline is same as efficient condition. | Baseline is same as efficient condition. | 0 | 0 | No applicable non-energy benefits | No applicable non-energy benefits | 100% | Equipment 100% technically feasible within end use | System | System
Lewis CountyMultifamily - Highly ImpactedHeat Central Gas Boiler3Existing | Lewis CountyMultifamily - Highly ImpactedHeat Central Gas BoilerExisting | Lewis County | Multifamily - Highly Impacted | Heat Central Gas Boiler | 3 | Market Standard Boiler | Existing | Boiler - Market Standard | Market Standard Boiler | Market Standard Boiler | per Home | 25 | Based on RTF Commercal Gas Boilersv1.2; Used residential data; Median lifetime as estimated in the DOE Technical Support Document for Consumer (Residential) Boilers | 335.0673 | 335.0673 | Using measure description efficiency metrics to adjust loads from RTF/2021P workbooks to consumptions. | Using measure description efficiency metrics to adjust loads from RTF/2021P workbooks to consumptions. | 0 | 0 | NA | NA | 0 | 0 | 0 | 0 | 0 | 0 | 0 | Baseline is same as efficient condition. | Baseline is same as efficient condition. | Baseline is same as efficient condition. | 0 | 0 | No applicable non-energy benefits | No applicable non-energy benefits | 100% | Equipment 100% technically feasible within end use | System | System
Lewis CountyMultifamily - Highly ImpactedHeat Central Gas Boiler3New | Lewis CountyMultifamily - Highly ImpactedHeat Central Gas BoilerNew | Lewis County | Multifamily - Highly Impacted | Heat Central Gas Boiler | 3 | Market Standard Boiler | New | Boiler - Market Standard | Market Standard Boiler | Market Standard Boiler | per Home | 25 | Based on RTF Commercal Gas Boilersv1.2; Used residential data; Median lifetime as estimated in the DOE Technical Support Document for Consumer (Residential) Boilers | 217.7937 | 217.7937 | Using measure description efficiency metrics to adjust loads from RTF/2021P workbooks to consumptions. | Using measure description efficiency metrics to adjust loads from RTF/2021P workbooks to consumptions. | 0 | 0 | NA | NA | 0 | 0 | 0 | 0 | 0 | 0 | 0 | Baseline is same as efficient condition. | Baseline is same as efficient condition. | Baseline is same as efficient condition. | 0 | 0 | No applicable non-energy benefits | No applicable non-energy benefits | 100% | Equipment 100% technically feasible within end use | System | System
Lewis CountyManufacturedHeat Central Gas Boiler3Existing | Lewis CountyManufacturedHeat Central Gas BoilerExisting | Lewis County | Manufactured | Heat Central Gas Boiler | 3 | Market Standard Boiler | Existing | Boiler - Market Standard | Market Standard Boiler | Market Standard Boiler | per Home | 25 | Based on RTF Commercal Gas Boilersv1.2; Used residential data; Median lifetime as estimated in the DOE Technical Support Document for Consumer (Residential) Boilers | 540.5548 | 540.5548 | Using measure description efficiency metrics to adjust loads from RTF/2021P workbooks to consumptions. | Using measure description efficiency metrics to adjust loads from RTF/2021P workbooks to consumptions. | 0 | 0 | NA | NA | 0 | 0 | 0 | 0 | 0 | 0 | 0 | Baseline is same as efficient condition. | Baseline is same as efficient condition. | Baseline is same as efficient condition. | 0 | 0 | No applicable non-energy benefits | No applicable non-energy benefits | 100% | Equipment 100% technically feasible within end use | System | System
Lewis CountyManufacturedHeat Central Gas Boiler3New | Lewis CountyManufacturedHeat Central Gas BoilerNew | Lewis County | Manufactured | Heat Central Gas Boiler | 3 | Market Standard Boiler | New | Boiler - Market Standard | Market Standard Boiler | Market Standard Boiler | per Home | 25 | Based on RTF Commercal Gas Boilersv1.2; Used residential data; Median lifetime as estimated in the DOE Technical Support Document for Consumer (Residential) Boilers | 351.3606 | 351.3606 | Using measure description efficiency metrics to adjust loads from RTF/2021P workbooks to consumptions. | Using measure description efficiency metrics to adjust loads from RTF/2021P workbooks to consumptions. | 0 | 0 | NA | NA | 0 | 0 | 0 | 0 | 0 | 0 | 0 | Baseline is same as efficient condition. | Baseline is same as efficient condition. | Baseline is same as efficient condition. | 0 | 0 | No applicable non-energy benefits | No applicable non-energy benefits | 100% | Equipment 100% technically feasible within end use | System | System
Lewis CountyManufactured - Highly ImpactedHeat Central Gas Boiler3Existing | Lewis CountyManufactured - Highly ImpactedHeat Central Gas BoilerExisting | Lewis County | Manufactured - Highly Impacted | Heat Central Gas Boiler | 3 | Market Standard Boiler | Existing | Boiler - Market Standard | Market Standard Boiler | Market Standard Boiler | per Home | 25 | Based on RTF Commercal Gas Boilersv1.2; Used residential data; Median lifetime as estimated in the DOE Technical Support Document for Consumer (Residential) Boilers | 419.0839 | 419.0839 | Using measure description efficiency metrics to adjust loads from RTF/2021P workbooks to consumptions. | Using measure description efficiency metrics to adjust loads from RTF/2021P workbooks to consumptions. | 0 | 0 | NA | NA | 0 | 0 | 0 | 0 | 0 | 0 | 0 | Baseline is same as efficient condition. | Baseline is same as efficient condition. | Baseline is same as efficient condition. | 0 | 0 | No applicable non-energy benefits | No applicable non-energy benefits | 100% | Equipment 100% technically feasible within end use | System | System
Lewis CountyManufactured - Highly ImpactedHeat Central Gas Boiler3New | Lewis CountyManufactured - Highly ImpactedHeat Central Gas BoilerNew | Lewis County | Manufactured - Highly Impacted | Heat Central Gas Boiler | 3 | Market Standard Boiler | New | Boiler - Market Standard | Market Standard Boiler | Market Standard Boiler | per Home | 25 | Based on RTF Commercal Gas Boilersv1.2; Used residential data; Median lifetime as estimated in the DOE Technical Support Document for Consumer (Residential) Boilers | 272.4046 | 272.4046 | Using measure description efficiency metrics to adjust loads from RTF/2021P workbooks to consumptions. | Using measure description efficiency metrics to adjust loads from RTF/2021P workbooks to consumptions. | 0 | 0 | NA | NA | 0 | 0 | 0 | 0 | 0 | 0 | 0 | Baseline is same as efficient condition. | Baseline is same as efficient condition. | Baseline is same as efficient condition. | 0 | 0 | No applicable non-energy benefits | No applicable non-energy benefits | 100% | Equipment 100% technically feasible within end use | System | System
Lewis CountySingle FamilyHeat Central Gas Boiler4Existing | Lewis CountySingle FamilyHeat Central Gas BoilerExisting | Lewis County | Single Family | Heat Central Gas Boiler | 4 | Advanced Efficiency Boiler - 93% AFUE | Existing | Boiler - Advanced Efficiency | Advanced Efficiency Boiler - 93% AFUE | Federal Standard 2022 Boiler - 84% AFUE | per Home | 25 | Based on RTF Commercal Gas Boilersv1.2; Used residential data; Median lifetime as estimated in the DOE Technical Support Document for Consumer (Residential) Boilers | 627.1571 | 566.4645 | Using measure description efficiency metrics to adjust loads from RTF/2021P workbooks to consumptions. | Using measure description efficiency metrics to adjust loads from RTF/2021P workbooks to consumptions. | 0 | 0 | NA | NA | 1953.0315 | 3961.4944 | 0 | 3124.019 | 4062.1947 | 0 | 0 | Equipment cost derived from table 8.2.7, average capacity derived from table 7B.2.12 and 7B.2.14, Technical Support Document: Residential Boilers, December 22, 2015. https://www.regulations.gov/document?D=EERE-2012-BT-STD-0047-0070 | Labor cost derived from table 8.2.5, average capacity derived from table 7B.2.12 and 7B.2.14, Technical Support Document: Residential Boilers, December 22, 2015. https://www.regulations.gov/document?D=EERE-2012-BT-STD-0047-0070 | Assuming no incremental O&M cost | 0 | 17.6988 | PSE NEI data | No applicable non-energy benefits | 100% | Equipment 100% technically feasible within end use | System | System
Lewis CountySingle FamilyHeat Central Gas Boiler4New | Lewis CountySingle FamilyHeat Central Gas BoilerNew | Lewis County | Single Family | Heat Central Gas Boiler | 4 | Advanced Efficiency Boiler - 93% AFUE | New | Boiler - Advanced Efficiency | Advanced Efficiency Boiler - 93% AFUE | Federal Standard 2022 Boiler - 84% AFUE | per Home | 25 | Based on RTF Commercal Gas Boilersv1.2; Used residential data; Median lifetime as estimated in the DOE Technical Support Document for Consumer (Residential) Boilers | 407.6521 | 368.2019 | Using measure description efficiency metrics to adjust loads from RTF/2021P workbooks to consumptions. | Using measure description efficiency metrics to adjust loads from RTF/2021P workbooks to consumptions. | 0 | 0 | NA | NA | 1953.0315 | 3961.4944 | 0 | 3124.019 | 4062.1947 | 0 | 0 | Equipment cost derived from table 8.2.7, average capacity derived from table 7B.2.12 and 7B.2.14, Technical Support Document: Residential Boilers, December 22, 2015. https://www.regulations.gov/document?D=EERE-2012-BT-STD-0047-0070 | Labor cost derived from table 8.2.5, average capacity derived from table 7B.2.12 and 7B.2.14, Technical Support Document: Residential Boilers, December 22, 2015. https://www.regulations.gov/document?D=EERE-2012-BT-STD-0047-0070 | Assuming no incremental O&M cost | 0 | 11.5042 | PSE NEI data | No applicable non-energy benefits | 100% | Equipment 100% technically feasible within end use | System | System
Lewis CountySingle Family - Highly ImpactedHeat Central Gas Boiler4Existing | Lewis CountySingle Family - Highly ImpactedHeat Central Gas BoilerExisting | Lewis County | Single Family - Highly Impacted | Heat Central Gas Boiler | 4 | Advanced Efficiency Boiler - 93% AFUE | Existing | Boiler - Advanced Efficiency | Advanced Efficiency Boiler - 93% AFUE | Federal Standard 2022 Boiler - 84% AFUE | per Home | 25 | Based on RTF Commercal Gas Boilersv1.2; Used residential data; Median lifetime as estimated in the DOE Technical Support Document for Consumer (Residential) Boilers | 451.1363 | 407.478 | Using measure description efficiency metrics to adjust loads from RTF/2021P workbooks to consumptions. | Using measure description efficiency metrics to adjust loads from RTF/2021P workbooks to consumptions. | 0 | 0 | NA | NA | 1404.8848 | 2849.6434 | 0 | 2247.2176 | 2922.0807 | 0 | 0 | Equipment cost derived from table 8.2.7, average capacity derived from table 7B.2.12 and 7B.2.14, Technical Support Document: Residential Boilers, December 22, 2015. https://www.regulations.gov/document?D=EERE-2012-BT-STD-0047-0070 | Labor cost derived from table 8.2.5, average capacity derived from table 7B.2.12 and 7B.2.14, Technical Support Document: Residential Boilers, December 22, 2015. https://www.regulations.gov/document?D=EERE-2012-BT-STD-0047-0070 | Assuming no incremental O&M cost | 0 | 12.7313 | PSE NEI data | No applicable non-energy benefits | 100% | Equipment 100% technically feasible within end use | System | System
Lewis CountySingle Family - Highly ImpactedHeat Central Gas Boiler4New | Lewis CountySingle Family - Highly ImpactedHeat Central Gas BoilerNew | Lewis County | Single Family - Highly Impacted | Heat Central Gas Boiler | 4 | Advanced Efficiency Boiler - 93% AFUE | New | Boiler - Advanced Efficiency | Advanced Efficiency Boiler - 93% AFUE | Federal Standard 2022 Boiler - 84% AFUE | per Home | 25 | Based on RTF Commercal Gas Boilersv1.2; Used residential data; Median lifetime as estimated in the DOE Technical Support Document for Consumer (Residential) Boilers | 293.2386 | 264.8607 | Using measure description efficiency metrics to adjust loads from RTF/2021P workbooks to consumptions. | Using measure description efficiency metrics to adjust loads from RTF/2021P workbooks to consumptions. | 0 | 0 | NA | NA | 1404.8848 | 2849.6434 | 0 | 2247.2176 | 2922.0807 | 0 | 0 | Equipment cost derived from table 8.2.7, average capacity derived from table 7B.2.12 and 7B.2.14, Technical Support Document: Residential Boilers, December 22, 2015. https://www.regulations.gov/document?D=EERE-2012-BT-STD-0047-0070 | Labor cost derived from table 8.2.5, average capacity derived from table 7B.2.12 and 7B.2.14, Technical Support Document: Residential Boilers, December 22, 2015. https://www.regulations.gov/document?D=EERE-2012-BT-STD-0047-0070 | Assuming no incremental O&M cost | 0 | 8.2754 | PSE NEI data | No applicable non-energy benefits | 100% | Equipment 100% technically feasible within end use | System | System
Lewis CountyMultifamilyHeat Central Gas Boiler4Existing | Lewis CountyMultifamilyHeat Central Gas BoilerExisting | Lewis County | Multifamily | Heat Central Gas Boiler | 4 | Advanced Efficiency Boiler - 93% AFUE | Existing | Boiler - Advanced Efficiency | Advanced Efficiency Boiler - 93% AFUE | Federal Standard 2022 Boiler - 84% AFUE | per Home | 25 | Based on RTF Commercal Gas Boilersv1.2; Used residential data; Median lifetime as estimated in the DOE Technical Support Document for Consumer (Residential) Boilers | 413.5749 | 373.5515 | Using measure description efficiency metrics to adjust loads from RTF/2021P workbooks to consumptions. | Using measure description efficiency metrics to adjust loads from RTF/2021P workbooks to consumptions. | 0 | 0 | NA | NA | 854.4624 | 1733.1763 | 0 | 1366.776 | 1777.2332 | 0 | 0 | Equipment cost derived from table 8.2.7, average capacity derived from table 7B.2.12 and 7B.2.14, Technical Support Document: Residential Boilers, December 22, 2015. https://www.regulations.gov/document?D=EERE-2012-BT-STD-0047-0070 | Labor cost derived from table 8.2.5, average capacity derived from table 7B.2.12 and 7B.2.14, Technical Support Document: Residential Boilers, December 22, 2015. https://www.regulations.gov/document?D=EERE-2012-BT-STD-0047-0070 | Assuming no incremental O&M cost | 0 | 11.6713 | PSE NEI data | No applicable non-energy benefits | 100% | Equipment 100% technically feasible within end use | System | System
Lewis CountyMultifamilyHeat Central Gas Boiler4New | Lewis CountyMultifamilyHeat Central Gas BoilerNew | Lewis County | Multifamily | Heat Central Gas Boiler | 4 | Advanced Efficiency Boiler - 93% AFUE | New | Boiler - Advanced Efficiency | Advanced Efficiency Boiler - 93% AFUE | Federal Standard 2022 Boiler - 84% AFUE | per Home | 25 | Based on RTF Commercal Gas Boilersv1.2; Used residential data; Median lifetime as estimated in the DOE Technical Support Document for Consumer (Residential) Boilers | 268.8237 | 242.8085 | Using measure description efficiency metrics to adjust loads from RTF/2021P workbooks to consumptions. | Using measure description efficiency metrics to adjust loads from RTF/2021P workbooks to consumptions. | 0 | 0 | NA | NA | 854.4624 | 1733.1763 | 0 | 1366.776 | 1777.2332 | 0 | 0 | Equipment cost derived from table 8.2.7, average capacity derived from table 7B.2.12 and 7B.2.14, Technical Support Document: Residential Boilers, December 22, 2015. https://www.regulations.gov/document?D=EERE-2012-BT-STD-0047-0070 | Labor cost derived from table 8.2.5, average capacity derived from table 7B.2.12 and 7B.2.14, Technical Support Document: Residential Boilers, December 22, 2015. https://www.regulations.gov/document?D=EERE-2012-BT-STD-0047-0070 | Assuming no incremental O&M cost | 0 | 7.5864 | PSE NEI data | No applicable non-energy benefits | 100% | Equipment 100% technically feasible within end use | System | System
Lewis CountyMultifamily - Highly ImpactedHeat Central Gas Boiler4Existing | Lewis CountyMultifamily - Highly ImpactedHeat Central Gas BoilerExisting | Lewis County | Multifamily - Highly Impacted | Heat Central Gas Boiler | 4 | Advanced Efficiency Boiler - 93% AFUE | Existing | Boiler - Advanced Efficiency | Advanced Efficiency Boiler - 93% AFUE | Federal Standard 2022 Boiler - 84% AFUE | per Home | 25 | Based on RTF Commercal Gas Boilersv1.2; Used residential data; Median lifetime as estimated in the DOE Technical Support Document for Consumer (Residential) Boilers | 351.0228 | 317.0529 | Using measure description efficiency metrics to adjust loads from RTF/2021P workbooks to consumptions. | Using measure description efficiency metrics to adjust loads from RTF/2021P workbooks to consumptions. | 0 | 0 | NA | NA | 725.2273 | 1471.0382 | 0 | 1160.0549 | 1508.4316 | 0 | 0 | Equipment cost derived from table 8.2.7, average capacity derived from table 7B.2.12 and 7B.2.14, Technical Support Document: Residential Boilers, December 22, 2015. https://www.regulations.gov/document?D=EERE-2012-BT-STD-0047-0070 | Labor cost derived from table 8.2.5, average capacity derived from table 7B.2.12 and 7B.2.14, Technical Support Document: Residential Boilers, December 22, 2015. https://www.regulations.gov/document?D=EERE-2012-BT-STD-0047-0070 | Assuming no incremental O&M cost | 0 | 9.9061 | PSE NEI data | No applicable non-energy benefits | 100% | Equipment 100% technically feasible within end use | System | System
Lewis CountyMultifamily - Highly ImpactedHeat Central Gas Boiler4New | Lewis CountyMultifamily - Highly ImpactedHeat Central Gas BoilerNew | Lewis County | Multifamily - Highly Impacted | Heat Central Gas Boiler | 4 | Advanced Efficiency Boiler - 93% AFUE | New | Boiler - Advanced Efficiency | Advanced Efficiency Boiler - 93% AFUE | Federal Standard 2022 Boiler - 84% AFUE | per Home | 25 | Based on RTF Commercal Gas Boilersv1.2; Used residential data; Median lifetime as estimated in the DOE Technical Support Document for Consumer (Residential) Boilers | 228.1648 | 206.0844 | Using measure description efficiency metrics to adjust loads from RTF/2021P workbooks to consumptions. | Using measure description efficiency metrics to adjust loads from RTF/2021P workbooks to consumptions. | 0 | 0 | NA | NA | 725.2273 | 1471.0382 | 0 | 1160.0549 | 1508.4316 | 0 | 0 | Equipment cost derived from table 8.2.7, average capacity derived from table 7B.2.12 and 7B.2.14, Technical Support Document: Residential Boilers, December 22, 2015. https://www.regulations.gov/document?D=EERE-2012-BT-STD-0047-0070 | Labor cost derived from table 8.2.5, average capacity derived from table 7B.2.12 and 7B.2.14, Technical Support Document: Residential Boilers, December 22, 2015. https://www.regulations.gov/document?D=EERE-2012-BT-STD-0047-0070 | Assuming no incremental O&M cost | 0 | 6.439 | PSE NEI data | No applicable non-energy benefits | 100% | Equipment 100% technically feasible within end use | System | System
Lewis CountyManufacturedHeat Central Gas Boiler4Existing | Lewis CountyManufacturedHeat Central Gas BoilerExisting | Lewis County | Manufactured | Heat Central Gas Boiler | 4 | Advanced Efficiency Boiler - 93% AFUE | Existing | Boiler - Advanced Efficiency | Advanced Efficiency Boiler - 93% AFUE | Federal Standard 2022 Boiler - 84% AFUE | per Home | 25 | Based on RTF Commercal Gas Boilersv1.2; Used residential data; Median lifetime as estimated in the DOE Technical Support Document for Consumer (Residential) Boilers | 566.2955 | 511.4927 | Using measure description efficiency metrics to adjust loads from RTF/2021P workbooks to consumptions. | Using measure description efficiency metrics to adjust loads from RTF/2021P workbooks to consumptions. | 0 | 0 | NA | NA | 1452.6206 | 2946.4698 | 0 | 2323.5745 | 3021.3684 | 0 | 0 | Equipment cost derived from table 8.2.7, average capacity derived from table 7B.2.12 and 7B.2.14, Technical Support Document: Residential Boilers, December 22, 2015. https://www.regulations.gov/document?D=EERE-2012-BT-STD-0047-0070 | Labor cost derived from table 8.2.5, average capacity derived from table 7B.2.12 and 7B.2.14, Technical Support Document: Residential Boilers, December 22, 2015. https://www.regulations.gov/document?D=EERE-2012-BT-STD-0047-0070 | Assuming no incremental O&M cost | 0 | 15.9812 | PSE NEI data | No applicable non-energy benefits | 100% | Equipment 100% technically feasible within end use | System | System
Lewis CountyManufacturedHeat Central Gas Boiler4New | Lewis CountyManufacturedHeat Central Gas BoilerNew | Lewis County | Manufactured | Heat Central Gas Boiler | 4 | Advanced Efficiency Boiler - 93% AFUE | New | Boiler - Advanced Efficiency | Advanced Efficiency Boiler - 93% AFUE | Federal Standard 2022 Boiler - 84% AFUE | per Home | 25 | Based on RTF Commercal Gas Boilersv1.2; Used residential data; Median lifetime as estimated in the DOE Technical Support Document for Consumer (Residential) Boilers | 368.0921 | 332.4703 | Using measure description efficiency metrics to adjust loads from RTF/2021P workbooks to consumptions. | Using measure description efficiency metrics to adjust loads from RTF/2021P workbooks to consumptions. | 0 | 0 | NA | NA | 1452.6206 | 2946.4698 | 0 | 2323.5745 | 3021.3684 | 0 | 0 | Equipment cost derived from table 8.2.7, average capacity derived from table 7B.2.12 and 7B.2.14, Technical Support Document: Residential Boilers, December 22, 2015. https://www.regulations.gov/document?D=EERE-2012-BT-STD-0047-0070 | Labor cost derived from table 8.2.5, average capacity derived from table 7B.2.12 and 7B.2.14, Technical Support Document: Residential Boilers, December 22, 2015. https://www.regulations.gov/document?D=EERE-2012-BT-STD-0047-0070 | Assuming no incremental O&M cost | 0 | 10.3878 | PSE NEI data | No applicable non-energy benefits | 100% | Equipment 100% technically feasible within end use | System | System
Lewis CountyManufactured - Highly ImpactedHeat Central Gas Boiler4Existing | Lewis CountyManufactured - Highly ImpactedHeat Central Gas BoilerExisting | Lewis County | Manufactured - Highly Impacted | Heat Central Gas Boiler | 4 | Advanced Efficiency Boiler - 93% AFUE | Existing | Boiler - Advanced Efficiency | Advanced Efficiency Boiler - 93% AFUE | Federal Standard 2022 Boiler - 84% AFUE | per Home | 25 | Based on RTF Commercal Gas Boilersv1.2; Used residential data; Median lifetime as estimated in the DOE Technical Support Document for Consumer (Residential) Boilers | 439.0403 | 396.5525 | Using measure description efficiency metrics to adjust loads from RTF/2021P workbooks to consumptions. | Using measure description efficiency metrics to adjust loads from RTF/2021P workbooks to consumptions. | 0 | 0 | NA | NA | 1126.1947 | 2284.3532 | 0 | 1801.432 | 2342.421 | 0 | 0 | Equipment cost derived from table 8.2.7, average capacity derived from table 7B.2.12 and 7B.2.14, Technical Support Document: Residential Boilers, December 22, 2015. https://www.regulations.gov/document?D=EERE-2012-BT-STD-0047-0070 | Labor cost derived from table 8.2.5, average capacity derived from table 7B.2.12 and 7B.2.14, Technical Support Document: Residential Boilers, December 22, 2015. https://www.regulations.gov/document?D=EERE-2012-BT-STD-0047-0070 | Assuming no incremental O&M cost | 0 | 12.39 | PSE NEI data | No applicable non-energy benefits | 100% | Equipment 100% technically feasible within end use | System | System
Lewis CountyManufactured - Highly ImpactedHeat Central Gas Boiler4New | Lewis CountyManufactured - Highly ImpactedHeat Central Gas BoilerNew | Lewis County | Manufactured - Highly Impacted | Heat Central Gas Boiler | 4 | Advanced Efficiency Boiler - 93% AFUE | New | Boiler - Advanced Efficiency | Advanced Efficiency Boiler - 93% AFUE | Federal Standard 2022 Boiler - 84% AFUE | per Home | 25 | Based on RTF Commercal Gas Boilersv1.2; Used residential data; Median lifetime as estimated in the DOE Technical Support Document for Consumer (Residential) Boilers | 285.3762 | 257.7591 | Using measure description efficiency metrics to adjust loads from RTF/2021P workbooks to consumptions. | Using measure description efficiency metrics to adjust loads from RTF/2021P workbooks to consumptions. | 0 | 0 | NA | NA | 1126.1947 | 2284.3532 | 0 | 1801.432 | 2342.421 | 0 | 0 | Equipment cost derived from table 8.2.7, average capacity derived from table 7B.2.12 and 7B.2.14, Technical Support Document: Residential Boilers, December 22, 2015. https://www.regulations.gov/document?D=EERE-2012-BT-STD-0047-0070 | Labor cost derived from table 8.2.5, average capacity derived from table 7B.2.12 and 7B.2.14, Technical Support Document: Residential Boilers, December 22, 2015. https://www.regulations.gov/document?D=EERE-2012-BT-STD-0047-0070 | Assuming no incremental O&M cost | 0 | 8.0535 | PSE NEI data | No applicable non-energy benefits | 100% | Equipment 100% technically feasible within end use | System | System
Lewis CountySingle FamilyHeat Central Gas Boiler5Existing | Lewis CountySingle FamilyHeat Central Gas BoilerExisting | Lewis County | Single Family | Heat Central Gas Boiler | 5 | Premium Efficiency Boiler - 95% AFUE | Existing | Boiler - Premium Efficiency | Premium Efficiency Boiler - 95% AFUE | Federal Standard 2022 Boiler - 84% AFUE | per Home | 25 | Based on RTF Commercal Gas Boilersv1.2; Used residential data; Median lifetime as estimated in the DOE Technical Support Document for Consumer (Residential) Boilers | 627.1571 | 554.5389 | Using measure description efficiency metrics to adjust loads from RTF/2021P workbooks to consumptions. | Using measure description efficiency metrics to adjust loads from RTF/2021P workbooks to consumptions. | 0 | 0 | NA | NA | 1953.0315 | 3961.4944 | 0 | 3442.7493 | 4062.1947 | 0 | 0 | Equipment cost derived from table 8.2.7, average capacity derived from table 7B.2.12 and 7B.2.14, Technical Support Document: Residential Boilers, December 22, 2015. https://www.regulations.gov/document?D=EERE-2012-BT-STD-0047-0070 | Labor cost derived from table 8.2.5, average capacity derived from table 7B.2.12 and 7B.2.14, Technical Support Document: Residential Boilers, December 22, 2015. https://www.regulations.gov/document?D=EERE-2012-BT-STD-0047-0070 | Assuming no incremental O&M cost | 0 | 21.1764 | PSE NEI data | No applicable non-energy benefits | 100% | Equipment 100% technically feasible within end use | System | System
Lewis CountySingle FamilyHeat Central Gas Boiler5New | Lewis CountySingle FamilyHeat Central Gas BoilerNew | Lewis County | Single Family | Heat Central Gas Boiler | 5 | Premium Efficiency Boiler - 95% AFUE | New | Boiler - Premium Efficiency | Premium Efficiency Boiler - 95% AFUE | Federal Standard 2022 Boiler - 84% AFUE | per Home | 25 | Based on RTF Commercal Gas Boilersv1.2; Used residential data; Median lifetime as estimated in the DOE Technical Support Document for Consumer (Residential) Boilers | 407.6521 | 360.4503 | Using measure description efficiency metrics to adjust loads from RTF/2021P workbooks to consumptions. | Using measure description efficiency metrics to adjust loads from RTF/2021P workbooks to consumptions. | 0 | 0 | NA | NA | 1953.0315 | 3961.4944 | 0 | 3442.7493 | 4062.1947 | 0 | 0 | Equipment cost derived from table 8.2.7, average capacity derived from table 7B.2.12 and 7B.2.14, Technical Support Document: Residential Boilers, December 22, 2015. https://www.regulations.gov/document?D=EERE-2012-BT-STD-0047-0070 | Labor cost derived from table 8.2.5, average capacity derived from table 7B.2.12 and 7B.2.14, Technical Support Document: Residential Boilers, December 22, 2015. https://www.regulations.gov/document?D=EERE-2012-BT-STD-0047-0070 | Assuming no incremental O&M cost | 0 | 13.7647 | PSE NEI data | No applicable non-energy benefits | 100% | Equipment 100% technically feasible within end use | System | System
Lewis CountySingle Family - Highly ImpactedHeat Central Gas Boiler5Existing | Lewis CountySingle Family - Highly ImpactedHeat Central Gas BoilerExisting | Lewis County | Single Family - Highly Impacted | Heat Central Gas Boiler | 5 | Premium Efficiency Boiler - 95% AFUE | Existing | Boiler - Premium Efficiency | Premium Efficiency Boiler - 95% AFUE | Federal Standard 2022 Boiler - 84% AFUE | per Home | 25 | Based on RTF Commercal Gas Boilersv1.2; Used residential data; Median lifetime as estimated in the DOE Technical Support Document for Consumer (Residential) Boilers | 451.1363 | 398.8995 | Using measure description efficiency metrics to adjust loads from RTF/2021P workbooks to consumptions. | Using measure description efficiency metrics to adjust loads from RTF/2021P workbooks to consumptions. | 0 | 0 | NA | NA | 1404.8848 | 2849.6434 | 0 | 2476.4916 | 2922.0807 | 0 | 0 | Equipment cost derived from table 8.2.7, average capacity derived from table 7B.2.12 and 7B.2.14, Technical Support Document: Residential Boilers, December 22, 2015. https://www.regulations.gov/document?D=EERE-2012-BT-STD-0047-0070 | Labor cost derived from table 8.2.5, average capacity derived from table 7B.2.12 and 7B.2.14, Technical Support Document: Residential Boilers, December 22, 2015. https://www.regulations.gov/document?D=EERE-2012-BT-STD-0047-0070 | Assuming no incremental O&M cost | 0 | 15.2329 | PSE NEI data | No applicable non-energy benefits | 100% | Equipment 100% technically feasible within end use | System | System
Lewis CountySingle Family - Highly ImpactedHeat Central Gas Boiler5New | Lewis CountySingle Family - Highly ImpactedHeat Central Gas BoilerNew | Lewis County | Single Family - Highly Impacted | Heat Central Gas Boiler | 5 | Premium Efficiency Boiler - 95% AFUE | New | Boiler - Premium Efficiency | Premium Efficiency Boiler - 95% AFUE | Federal Standard 2022 Boiler - 84% AFUE | per Home | 25 | Based on RTF Commercal Gas Boilersv1.2; Used residential data; Median lifetime as estimated in the DOE Technical Support Document for Consumer (Residential) Boilers | 293.2386 | 259.2847 | Using measure description efficiency metrics to adjust loads from RTF/2021P workbooks to consumptions. | Using measure description efficiency metrics to adjust loads from RTF/2021P workbooks to consumptions. | 0 | 0 | NA | NA | 1404.8848 | 2849.6434 | 0 | 2476.4916 | 2922.0807 | 0 | 0 | Equipment cost derived from table 8.2.7, average capacity derived from table 7B.2.12 and 7B.2.14, Technical Support Document: Residential Boilers, December 22, 2015. https://www.regulations.gov/document?D=EERE-2012-BT-STD-0047-0070 | Labor cost derived from table 8.2.5, average capacity derived from table 7B.2.12 and 7B.2.14, Technical Support Document: Residential Boilers, December 22, 2015. https://www.regulations.gov/document?D=EERE-2012-BT-STD-0047-0070 | Assuming no incremental O&M cost | 0 | 9.9014 | PSE NEI data | No applicable non-energy benefits | 100% | Equipment 100% technically feasible within end use | System | System
Lewis CountyMultifamilyHeat Central Gas Boiler5Existing | Lewis CountyMultifamilyHeat Central Gas BoilerExisting | Lewis County | Multifamily | Heat Central Gas Boiler | 5 | Premium Efficiency Boiler - 95% AFUE | Existing | Boiler - Premium Efficiency | Premium Efficiency Boiler - 95% AFUE | Federal Standard 2022 Boiler - 84% AFUE | per Home | 25 | Based on RTF Commercal Gas Boilersv1.2; Used residential data; Median lifetime as estimated in the DOE Technical Support Document for Consumer (Residential) Boilers | 413.5749 | 365.6873 | Using measure description efficiency metrics to adjust loads from RTF/2021P workbooks to consumptions. | Using measure description efficiency metrics to adjust loads from RTF/2021P workbooks to consumptions. | 0 | 0 | NA | NA | 854.4624 | 1733.1763 | 0 | 1506.2223 | 1777.2332 | 0 | 0 | Equipment cost derived from table 8.2.7, average capacity derived from table 7B.2.12 and 7B.2.14, Technical Support Document: Residential Boilers, December 22, 2015. https://www.regulations.gov/document?D=EERE-2012-BT-STD-0047-0070 | Labor cost derived from table 8.2.5, average capacity derived from table 7B.2.12 and 7B.2.14, Technical Support Document: Residential Boilers, December 22, 2015. https://www.regulations.gov/document?D=EERE-2012-BT-STD-0047-0070 | Assuming no incremental O&M cost | 0 | 13.9646 | PSE NEI data | No applicable non-energy benefits | 100% | Equipment 100% technically feasible within end use | System | System
Lewis CountyMultifamilyHeat Central Gas Boiler5New | Lewis CountyMultifamilyHeat Central Gas BoilerNew | Lewis County | Multifamily | Heat Central Gas Boiler | 5 | Premium Efficiency Boiler - 95% AFUE | New | Boiler - Premium Efficiency | Premium Efficiency Boiler - 95% AFUE | Federal Standard 2022 Boiler - 84% AFUE | per Home | 25 | Based on RTF Commercal Gas Boilersv1.2; Used residential data; Median lifetime as estimated in the DOE Technical Support Document for Consumer (Residential) Boilers | 268.8237 | 237.6967 | Using measure description efficiency metrics to adjust loads from RTF/2021P workbooks to consumptions. | Using measure description efficiency metrics to adjust loads from RTF/2021P workbooks to consumptions. | 0 | 0 | NA | NA | 854.4624 | 1733.1763 | 0 | 1506.2223 | 1777.2332 | 0 | 0 | Equipment cost derived from table 8.2.7, average capacity derived from table 7B.2.12 and 7B.2.14, Technical Support Document: Residential Boilers, December 22, 2015. https://www.regulations.gov/document?D=EERE-2012-BT-STD-0047-0070 | Labor cost derived from table 8.2.5, average capacity derived from table 7B.2.12 and 7B.2.14, Technical Support Document: Residential Boilers, December 22, 2015. https://www.regulations.gov/document?D=EERE-2012-BT-STD-0047-0070 | Assuming no incremental O&M cost | 0 | 9.077 | PSE NEI data | No applicable non-energy benefits | 100% | Equipment 100% technically feasible within end use | System | System
Lewis CountyMultifamily - Highly ImpactedHeat Central Gas Boiler5Existing | Lewis CountyMultifamily - Highly ImpactedHeat Central Gas BoilerExisting | Lewis County | Multifamily - Highly Impacted | Heat Central Gas Boiler | 5 | Premium Efficiency Boiler - 95% AFUE | Existing | Boiler - Premium Efficiency | Premium Efficiency Boiler - 95% AFUE | Federal Standard 2022 Boiler - 84% AFUE | per Home | 25 | Based on RTF Commercal Gas Boilersv1.2; Used residential data; Median lifetime as estimated in the DOE Technical Support Document for Consumer (Residential) Boilers | 351.0228 | 310.3781 | Using measure description efficiency metrics to adjust loads from RTF/2021P workbooks to consumptions. | Using measure description efficiency metrics to adjust loads from RTF/2021P workbooks to consumptions. | 0 | 0 | NA | NA | 725.2273 | 1471.0382 | 0 | 1278.4104 | 1508.4316 | 0 | 0 | Equipment cost derived from table 8.2.7, average capacity derived from table 7B.2.12 and 7B.2.14, Technical Support Document: Residential Boilers, December 22, 2015. https://www.regulations.gov/document?D=EERE-2012-BT-STD-0047-0070 | Labor cost derived from table 8.2.5, average capacity derived from table 7B.2.12 and 7B.2.14, Technical Support Document: Residential Boilers, December 22, 2015. https://www.regulations.gov/document?D=EERE-2012-BT-STD-0047-0070 | Assuming no incremental O&M cost | 0 | 11.8525 | PSE NEI data | No applicable non-energy benefits | 100% | Equipment 100% technically feasible within end use | System | System
Lewis CountyMultifamily - Highly ImpactedHeat Central Gas Boiler5New | Lewis CountyMultifamily - Highly ImpactedHeat Central Gas BoilerNew | Lewis County | Multifamily - Highly Impacted | Heat Central Gas Boiler | 5 | Premium Efficiency Boiler - 95% AFUE | New | Boiler - Premium Efficiency | Premium Efficiency Boiler - 95% AFUE | Federal Standard 2022 Boiler - 84% AFUE | per Home | 25 | Based on RTF Commercal Gas Boilersv1.2; Used residential data; Median lifetime as estimated in the DOE Technical Support Document for Consumer (Residential) Boilers | 228.1648 | 201.7458 | Using measure description efficiency metrics to adjust loads from RTF/2021P workbooks to consumptions. | Using measure description efficiency metrics to adjust loads from RTF/2021P workbooks to consumptions. | 0 | 0 | NA | NA | 725.2273 | 1471.0382 | 0 | 1278.4104 | 1508.4316 | 0 | 0 | Equipment cost derived from table 8.2.7, average capacity derived from table 7B.2.12 and 7B.2.14, Technical Support Document: Residential Boilers, December 22, 2015. https://www.regulations.gov/document?D=EERE-2012-BT-STD-0047-0070 | Labor cost derived from table 8.2.5, average capacity derived from table 7B.2.12 and 7B.2.14, Technical Support Document: Residential Boilers, December 22, 2015. https://www.regulations.gov/document?D=EERE-2012-BT-STD-0047-0070 | Assuming no incremental O&M cost | 0 | 7.7041 | PSE NEI data | No applicable non-energy benefits | 100% | Equipment 100% technically feasible within end use | System | System
Lewis CountyManufacturedHeat Central Gas Boiler5Existing | Lewis CountyManufacturedHeat Central Gas BoilerExisting | Lewis County | Manufactured | Heat Central Gas Boiler | 5 | Premium Efficiency Boiler - 95% AFUE | Existing | Boiler - Premium Efficiency | Premium Efficiency Boiler - 95% AFUE | Federal Standard 2022 Boiler - 84% AFUE | per Home | 25 | Based on RTF Commercal Gas Boilersv1.2; Used residential data; Median lifetime as estimated in the DOE Technical Support Document for Consumer (Residential) Boilers | 566.2955 | 500.7245 | Using measure description efficiency metrics to adjust loads from RTF/2021P workbooks to consumptions. | Using measure description efficiency metrics to adjust loads from RTF/2021P workbooks to consumptions. | 0 | 0 | NA | NA | 1452.6206 | 2946.4698 | 0 | 2560.6389 | 3021.3684 | 0 | 0 | Equipment cost derived from table 8.2.7, average capacity derived from table 7B.2.12 and 7B.2.14, Technical Support Document: Residential Boilers, December 22, 2015. https://www.regulations.gov/document?D=EERE-2012-BT-STD-0047-0070 | Labor cost derived from table 8.2.5, average capacity derived from table 7B.2.12 and 7B.2.14, Technical Support Document: Residential Boilers, December 22, 2015. https://www.regulations.gov/document?D=EERE-2012-BT-STD-0047-0070 | Assuming no incremental O&M cost | 0 | 19.1214 | PSE NEI data | No applicable non-energy benefits | 100% | Equipment 100% technically feasible within end use | System | System
Lewis CountyManufacturedHeat Central Gas Boiler5New | Lewis CountyManufacturedHeat Central Gas BoilerNew | Lewis County | Manufactured | Heat Central Gas Boiler | 5 | Premium Efficiency Boiler - 95% AFUE | New | Boiler - Premium Efficiency | Premium Efficiency Boiler - 95% AFUE | Federal Standard 2022 Boiler - 84% AFUE | per Home | 25 | Based on RTF Commercal Gas Boilersv1.2; Used residential data; Median lifetime as estimated in the DOE Technical Support Document for Consumer (Residential) Boilers | 368.0921 | 325.4709 | Using measure description efficiency metrics to adjust loads from RTF/2021P workbooks to consumptions. | Using measure description efficiency metrics to adjust loads from RTF/2021P workbooks to consumptions. | 0 | 0 | NA | NA | 1452.6206 | 2946.4698 | 0 | 2560.6389 | 3021.3684 | 0 | 0 | Equipment cost derived from table 8.2.7, average capacity derived from table 7B.2.12 and 7B.2.14, Technical Support Document: Residential Boilers, December 22, 2015. https://www.regulations.gov/document?D=EERE-2012-BT-STD-0047-0070 | Labor cost derived from table 8.2.5, average capacity derived from table 7B.2.12 and 7B.2.14, Technical Support Document: Residential Boilers, December 22, 2015. https://www.regulations.gov/document?D=EERE-2012-BT-STD-0047-0070 | Assuming no incremental O&M cost | 0 | 12.4289 | PSE NEI data | No applicable non-energy benefits | 100% | Equipment 100% technically feasible within end use | System | System
Lewis CountyManufactured - Highly ImpactedHeat Central Gas Boiler5Existing | Lewis CountyManufactured - Highly ImpactedHeat Central Gas BoilerExisting | Lewis County | Manufactured - Highly Impacted | Heat Central Gas Boiler | 5 | Premium Efficiency Boiler - 95% AFUE | Existing | Boiler - Premium Efficiency | Premium Efficiency Boiler - 95% AFUE | Federal Standard 2022 Boiler - 84% AFUE | per Home | 25 | Based on RTF Commercal Gas Boilersv1.2; Used residential data; Median lifetime as estimated in the DOE Technical Support Document for Consumer (Residential) Boilers | 439.0403 | 388.2041 | Using measure description efficiency metrics to adjust loads from RTF/2021P workbooks to consumptions. | Using measure description efficiency metrics to adjust loads from RTF/2021P workbooks to consumptions. | 0 | 0 | NA | NA | 1126.1947 | 2284.3532 | 0 | 1985.2244 | 2342.421 | 0 | 0 | Equipment cost derived from table 8.2.7, average capacity derived from table 7B.2.12 and 7B.2.14, Technical Support Document: Residential Boilers, December 22, 2015. https://www.regulations.gov/document?D=EERE-2012-BT-STD-0047-0070 | Labor cost derived from table 8.2.5, average capacity derived from table 7B.2.12 and 7B.2.14, Technical Support Document: Residential Boilers, December 22, 2015. https://www.regulations.gov/document?D=EERE-2012-BT-STD-0047-0070 | Assuming no incremental O&M cost | 0 | 14.8245 | PSE NEI data | No applicable non-energy benefits | 100% | Equipment 100% technically feasible within end use | System | System
Lewis CountyManufactured - Highly ImpactedHeat Central Gas Boiler5New | Lewis CountyManufactured - Highly ImpactedHeat Central Gas BoilerNew | Lewis County | Manufactured - Highly Impacted | Heat Central Gas Boiler | 5 | Premium Efficiency Boiler - 95% AFUE | New | Boiler - Premium Efficiency | Premium Efficiency Boiler - 95% AFUE | Federal Standard 2022 Boiler - 84% AFUE | per Home | 25 | Based on RTF Commercal Gas Boilersv1.2; Used residential data; Median lifetime as estimated in the DOE Technical Support Document for Consumer (Residential) Boilers | 285.3762 | 252.3326 | Using measure description efficiency metrics to adjust loads from RTF/2021P workbooks to consumptions. | Using measure description efficiency metrics to adjust loads from RTF/2021P workbooks to consumptions. | 0 | 0 | NA | NA | 1126.1947 | 2284.3532 | 0 | 1985.2244 | 2342.421 | 0 | 0 | Equipment cost derived from table 8.2.7, average capacity derived from table 7B.2.12 and 7B.2.14, Technical Support Document: Residential Boilers, December 22, 2015. https://www.regulations.gov/document?D=EERE-2012-BT-STD-0047-0070 | Labor cost derived from table 8.2.5, average capacity derived from table 7B.2.12 and 7B.2.14, Technical Support Document: Residential Boilers, December 22, 2015. https://www.regulations.gov/document?D=EERE-2012-BT-STD-0047-0070 | Assuming no incremental O&M cost | 0 | 9.6359 | PSE NEI data | No applicable non-energy benefits | 100% | Equipment 100% technically feasible within end use | System | System
Lewis CountySingle FamilyHeat Central Gas Furnace1Existing | Lewis CountySingle FamilyHeat Central Gas FurnaceExisting | Lewis County | Single Family | Heat Central Gas Furnace | 1 | Below Standard Furnace - 76% AFUE (Low Income) | Existing | Furnace - Below Standard | Below Standard Furnace - 76% AFUE (Low Income) | Below Standard Furnace - 76% AFUE (Low Income) | per Home | 10 | Assuming half the measure life for below standard equipment. Based on PSE Approved Furnace 2022 Business Case | 534.2104 | 534.2104 | Using measure description efficiency metrics to adjust loads from RTF/2021P workbooks to consumptions. | Using measure description efficiency metrics to adjust loads from RTF/2021P workbooks to consumptions. | 0 | 0 | NA | NA | 0 | 0 | 0 | 0 | 0 | 0 | 0 | Baseline is equal to efficient case. | Baseline is equal to efficient case. | Baseline is equal to efficient case. | 0 | 0 | No applicable non-energy benefits | No applicable non-energy benefits | 100% | Equipment 100% technically feasible within end use | System | System
Lewis CountySingle FamilyHeat Central Gas Furnace1New | Lewis CountySingle FamilyHeat Central Gas FurnaceNew | Lewis County | Single Family | Heat Central Gas Furnace | 1 | Below Standard Furnace - 76% AFUE (Low Income) | New | Furnace - Below Standard | Below Standard Furnace - 76% AFUE (Low Income) | Below Standard Furnace - 76% AFUE (Low Income) | per Home | 10 | Assuming half the measure life for below standard equipment. Based on PSE Approved Furnace 2022 Business Case | 347.2367 | 347.2367 | Using measure description efficiency metrics to adjust loads from RTF/2021P workbooks to consumptions. | Using measure description efficiency metrics to adjust loads from RTF/2021P workbooks to consumptions. | 0 | 0 | NA | NA | 0 | 0 | 0 | 0 | 0 | 0 | 0 | Baseline is equal to efficient case. | Baseline is equal to efficient case. | Baseline is equal to efficient case. | 0 | 0 | No applicable non-energy benefits | No applicable non-energy benefits | 100% | Equipment 100% technically feasible within end use | System | System
Lewis CountySingle Family - Highly ImpactedHeat Central Gas Furnace1Existing | Lewis CountySingle Family - Highly ImpactedHeat Central Gas FurnaceExisting | Lewis County | Single Family - Highly Impacted | Heat Central Gas Furnace | 1 | Below Standard Furnace - 76% AFUE (Low Income) | Existing | Furnace - Below Standard | Below Standard Furnace - 76% AFUE (Low Income) | Below Standard Furnace - 76% AFUE (Low Income) | per Home | 10 | Assuming half the measure life for below standard equipment. Based on PSE Approved Furnace 2022 Business Case | 384.2765 | 384.2765 | Using measure description efficiency metrics to adjust loads from RTF/2021P workbooks to consumptions. | Using measure description efficiency metrics to adjust loads from RTF/2021P workbooks to consumptions. | 0 | 0 | NA | NA | 0 | 0 | 0 | 0 | 0 | 0 | 0 | Baseline is equal to efficient case. | Baseline is equal to efficient case. | Baseline is equal to efficient case. | 0 | 0 | No applicable non-energy benefits | No applicable non-energy benefits | 100% | Equipment 100% technically feasible within end use | System | System
Lewis CountySingle Family - Highly ImpactedHeat Central Gas Furnace1New | Lewis CountySingle Family - Highly ImpactedHeat Central Gas FurnaceNew | Lewis County | Single Family - Highly Impacted | Heat Central Gas Furnace | 1 | Below Standard Furnace - 76% AFUE (Low Income) | New | Furnace - Below Standard | Below Standard Furnace - 76% AFUE (Low Income) | Below Standard Furnace - 76% AFUE (Low Income) | per Home | 10 | Assuming half the measure life for below standard equipment. Based on PSE Approved Furnace 2022 Business Case | 249.7797 | 249.7797 | Using measure description efficiency metrics to adjust loads from RTF/2021P workbooks to consumptions. | Using measure description efficiency metrics to adjust loads from RTF/2021P workbooks to consumptions. | 0 | 0 | NA | NA | 0 | 0 | 0 | 0 | 0 | 0 | 0 | Baseline is equal to efficient case. | Baseline is equal to efficient case. | Baseline is equal to efficient case. | 0 | 0 | No applicable non-energy benefits | No applicable non-energy benefits | 100% | Equipment 100% technically feasible within end use | System | System
Lewis CountyMultifamilyHeat Central Gas Furnace1Existing | Lewis CountyMultifamilyHeat Central Gas FurnaceExisting | Lewis County | Multifamily | Heat Central Gas Furnace | 1 | Below Standard Furnace - 76% AFUE (Low Income) | Existing | Furnace - Below Standard | Below Standard Furnace - 76% AFUE (Low Income) | Below Standard Furnace - 76% AFUE (Low Income) | per Home | 10 | Assuming half the measure life for below standard equipment. Based on PSE Approved Furnace 2022 Business Case | 352.2817 | 352.2817 | Using measure description efficiency metrics to adjust loads from RTF/2021P workbooks to consumptions. | Using measure description efficiency metrics to adjust loads from RTF/2021P workbooks to consumptions. | 0 | 0 | NA | NA | 0 | 0 | 0 | 0 | 0 | 0 | 0 | Baseline is equal to efficient case. | Baseline is equal to efficient case. | Baseline is equal to efficient case. | 0 | 0 | No applicable non-energy benefits | No applicable non-energy benefits | 100% | Equipment 100% technically feasible within end use | System | System
Lewis CountyMultifamilyHeat Central Gas Furnace1New | Lewis CountyMultifamilyHeat Central Gas FurnaceNew | Lewis County | Multifamily | Heat Central Gas Furnace | 1 | Below Standard Furnace - 76% AFUE (Low Income) | New | Furnace - Below Standard | Below Standard Furnace - 76% AFUE (Low Income) | Below Standard Furnace - 76% AFUE (Low Income) | per Home | 10 | Assuming half the measure life for below standard equipment. Based on PSE Approved Furnace 2022 Business Case | 228.9831 | 228.9831 | Using measure description efficiency metrics to adjust loads from RTF/2021P workbooks to consumptions. | Using measure description efficiency metrics to adjust loads from RTF/2021P workbooks to consumptions. | 0 | 0 | NA | NA | 0 | 0 | 0 | 0 | 0 | 0 | 0 | Baseline is equal to efficient case. | Baseline is equal to efficient case. | Baseline is equal to efficient case. | 0 | 0 | No applicable non-energy benefits | No applicable non-energy benefits | 100% | Equipment 100% technically feasible within end use | System | System
Lewis CountyMultifamily - Highly ImpactedHeat Central Gas Furnace1Existing | Lewis CountyMultifamily - Highly ImpactedHeat Central Gas FurnaceExisting | Lewis County | Multifamily - Highly Impacted | Heat Central Gas Furnace | 1 | Below Standard Furnace - 76% AFUE (Low Income) | Existing | Furnace - Below Standard | Below Standard Furnace - 76% AFUE (Low Income) | Below Standard Furnace - 76% AFUE (Low Income) | per Home | 10 | Assuming half the measure life for below standard equipment. Based on PSE Approved Furnace 2022 Business Case | 299.0001 | 299.0001 | Using measure description efficiency metrics to adjust loads from RTF/2021P workbooks to consumptions. | Using measure description efficiency metrics to adjust loads from RTF/2021P workbooks to consumptions. | 0 | 0 | NA | NA | 0 | 0 | 0 | 0 | 0 | 0 | 0 | Baseline is equal to efficient case. | Baseline is equal to efficient case. | Baseline is equal to efficient case. | 0 | 0 | No applicable non-energy benefits | No applicable non-energy benefits | 100% | Equipment 100% technically feasible within end use | System | System
Lewis CountyMultifamily - Highly ImpactedHeat Central Gas Furnace1New | Lewis CountyMultifamily - Highly ImpactedHeat Central Gas FurnaceNew | Lewis County | Multifamily - Highly Impacted | Heat Central Gas Furnace | 1 | Below Standard Furnace - 76% AFUE (Low Income) | New | Furnace - Below Standard | Below Standard Furnace - 76% AFUE (Low Income) | Below Standard Furnace - 76% AFUE (Low Income) | per Home | 10 | Assuming half the measure life for below standard equipment. Based on PSE Approved Furnace 2022 Business Case | 194.3501 | 194.3501 | Using measure description efficiency metrics to adjust loads from RTF/2021P workbooks to consumptions. | Using measure description efficiency metrics to adjust loads from RTF/2021P workbooks to consumptions. | 0 | 0 | NA | NA | 0 | 0 | 0 | 0 | 0 | 0 | 0 | Baseline is equal to efficient case. | Baseline is equal to efficient case. | Baseline is equal to efficient case. | 0 | 0 | No applicable non-energy benefits | No applicable non-energy benefits | 100% | Equipment 100% technically feasible within end use | System | System
Lewis CountyManufacturedHeat Central Gas Furnace1Existing | Lewis CountyManufacturedHeat Central Gas FurnaceExisting | Lewis County | Manufactured | Heat Central Gas Furnace | 1 | Below Standard Furnace - 76% AFUE (Low Income) | Existing | Furnace - Below Standard | Below Standard Furnace - 76% AFUE (Low Income) | Below Standard Furnace - 76% AFUE (Low Income) | per Home | 10 | Assuming half the measure life for below standard equipment. Based on PSE Approved Furnace 2022 Business Case | 482.3687 | 482.3687 | Using measure description efficiency metrics to adjust loads from RTF/2021P workbooks to consumptions. | Using measure description efficiency metrics to adjust loads from RTF/2021P workbooks to consumptions. | 0 | 0 | NA | NA | 0 | 0 | 0 | 0 | 0 | 0 | 0 | Baseline is equal to efficient case. | Baseline is equal to efficient case. | Baseline is equal to efficient case. | 0 | 0 | No applicable non-energy benefits | No applicable non-energy benefits | 100% | Equipment 100% technically feasible within end use | System | System
Lewis CountyManufacturedHeat Central Gas Furnace1New | Lewis CountyManufacturedHeat Central Gas FurnaceNew | Lewis County | Manufactured | Heat Central Gas Furnace | 1 | Below Standard Furnace - 76% AFUE (Low Income) | New | Furnace - Below Standard | Below Standard Furnace - 76% AFUE (Low Income) | Below Standard Furnace - 76% AFUE (Low Income) | per Home | 10 | Assuming half the measure life for below standard equipment. Based on PSE Approved Furnace 2022 Business Case | 313.5396 | 313.5396 | Using measure description efficiency metrics to adjust loads from RTF/2021P workbooks to consumptions. | Using measure description efficiency metrics to adjust loads from RTF/2021P workbooks to consumptions. | 0 | 0 | NA | NA | 0 | 0 | 0 | 0 | 0 | 0 | 0 | Baseline is equal to efficient case. | Baseline is equal to efficient case. | Baseline is equal to efficient case. | 0 | 0 | No applicable non-energy benefits | No applicable non-energy benefits | 100% | Equipment 100% technically feasible within end use | System | System
Lewis CountyManufactured - Highly ImpactedHeat Central Gas Furnace1Existing | Lewis CountyManufactured - Highly ImpactedHeat Central Gas FurnaceExisting | Lewis County | Manufactured - Highly Impacted | Heat Central Gas Furnace | 1 | Below Standard Furnace - 76% AFUE (Low Income) | Existing | Furnace - Below Standard | Below Standard Furnace - 76% AFUE (Low Income) | Below Standard Furnace - 76% AFUE (Low Income) | per Home | 10 | Assuming half the measure life for below standard equipment. Based on PSE Approved Furnace 2022 Business Case | 373.9731 | 373.9731 | Using measure description efficiency metrics to adjust loads from RTF/2021P workbooks to consumptions. | Using measure description efficiency metrics to adjust loads from RTF/2021P workbooks to consumptions. | 0 | 0 | NA | NA | 0 | 0 | 0 | 0 | 0 | 0 | 0 | Baseline is equal to efficient case. | Baseline is equal to efficient case. | Baseline is equal to efficient case. | 0 | 0 | No applicable non-energy benefits | No applicable non-energy benefits | 100% | Equipment 100% technically feasible within end use | System | System
Lewis CountyManufactured - Highly ImpactedHeat Central Gas Furnace1New | Lewis CountyManufactured - Highly ImpactedHeat Central Gas FurnaceNew | Lewis County | Manufactured - Highly Impacted | Heat Central Gas Furnace | 1 | Below Standard Furnace - 76% AFUE (Low Income) | New | Furnace - Below Standard | Below Standard Furnace - 76% AFUE (Low Income) | Below Standard Furnace - 76% AFUE (Low Income) | per Home | 10 | Assuming half the measure life for below standard equipment. Based on PSE Approved Furnace 2022 Business Case | 243.0825 | 243.0825 | Using measure description efficiency metrics to adjust loads from RTF/2021P workbooks to consumptions. | Using measure description efficiency metrics to adjust loads from RTF/2021P workbooks to consumptions. | 0 | 0 | NA | NA | 0 | 0 | 0 | 0 | 0 | 0 | 0 | Baseline is equal to efficient case. | Baseline is equal to efficient case. | Baseline is equal to efficient case. | 0 | 0 | No applicable non-energy benefits | No applicable non-energy benefits | 100% | Equipment 100% technically feasible within end use | System | System
Lewis CountySingle FamilyHeat Central Gas Furnace2Existing | Lewis CountySingle FamilyHeat Central Gas FurnaceExisting | Lewis County | Single Family | Heat Central Gas Furnace | 2 | Federal Standard 2016 Furnace - 80% AFUE | Existing | Furnace - Federal Standard 2016 | Federal Standard 2016 Furnace - 80% AFUE | Federal Standard 2016 Furnace - 80% AFUE | per Home | 20 | Based on PSE Approved Furnace 2022 Business Case | 507.4999 | 507.4999 | Using measure description efficiency metrics to adjust loads from RTF/2021P workbooks to consumptions. | Using measure description efficiency metrics to adjust loads from RTF/2021P workbooks to consumptions. | 0 | 0 | NA | NA | 0 | 0 | 0 | 2695.1461 | 2098.1872 | 0 | 0 | PSE Business Cases and Technical Support Document - Residential Furnaces. February 2015. Equipment cost based on total cost from Table 8.5.1 and installation cost from table 8.2.10. Representative output capacity based on input capacity from Table 5.5.1 and weighted average AFUE from Table 8I.3.1. https://www.regulations.gov/document?D=EERE-2014-BT-STD-0031-0027 | PSE Business Cases and Technical Support Document - Residential Furnaces. February 2015. Equipment cost based on total cost from Table 8.5.1 and installation cost from table 8.2.10. Representative output capacity based on input capacity from Table 5.5.1 and weighted average AFUE from Table 8I.3.1. https://www.regulations.gov/document?D=EERE-2014-BT-STD-0031-0027 | Assuming no incremental O&M cost | 0 | 0 | No applicable non-energy benefits | No applicable non-energy benefits | 100% | Equipment 100% technically feasible within end use | System | System
Lewis CountySingle FamilyHeat Central Gas Furnace2New | Lewis CountySingle FamilyHeat Central Gas FurnaceNew | Lewis County | Single Family | Heat Central Gas Furnace | 2 | Federal Standard 2016 Furnace - 80% AFUE | New | Furnace - Federal Standard 2016 | Federal Standard 2016 Furnace - 80% AFUE | Federal Standard 2016 Furnace - 80% AFUE | per Home | 20 | Based on PSE Approved Furnace 2022 Business Case | 329.8749 | 329.8749 | Using measure description efficiency metrics to adjust loads from RTF/2021P workbooks to consumptions. | Using measure description efficiency metrics to adjust loads from RTF/2021P workbooks to consumptions. | 0 | 0 | NA | NA | 0 | 0 | 0 | 2695.1461 | 2098.1872 | 0 | 0 | PSE Business Cases and Technical Support Document - Residential Furnaces. February 2015. Equipment cost based on total cost from Table 8.5.1 and installation cost from table 8.2.10. Representative output capacity based on input capacity from Table 5.5.1 and weighted average AFUE from Table 8I.3.1. https://www.regulations.gov/document?D=EERE-2014-BT-STD-0031-0027 | PSE Business Cases and Technical Support Document - Residential Furnaces. February 2015. Equipment cost based on total cost from Table 8.5.1 and installation cost from table 8.2.10. Representative output capacity based on input capacity from Table 5.5.1 and weighted average AFUE from Table 8I.3.1. https://www.regulations.gov/document?D=EERE-2014-BT-STD-0031-0027 | Assuming no incremental O&M cost | 0 | 0 | No applicable non-energy benefits | No applicable non-energy benefits | 100% | Equipment 100% technically feasible within end use | System | System
Lewis CountySingle Family - Highly ImpactedHeat Central Gas Furnace2Existing | Lewis CountySingle Family - Highly ImpactedHeat Central Gas FurnaceExisting | Lewis County | Single Family - Highly Impacted | Heat Central Gas Furnace | 2 | Federal Standard 2016 Furnace - 80% AFUE | Existing | Furnace - Federal Standard 2016 | Federal Standard 2016 Furnace - 80% AFUE | Federal Standard 2016 Furnace - 80% AFUE | per Home | 20 | Based on PSE Approved Furnace 2022 Business Case | 365.0626 | 365.0626 | Using measure description efficiency metrics to adjust loads from RTF/2021P workbooks to consumptions. | Using measure description efficiency metrics to adjust loads from RTF/2021P workbooks to consumptions. | 0 | 0 | NA | NA | 0 | 0 | 0 | 1938.7142 | 1509.3004 | 0 | 0 | PSE Business Cases and Technical Support Document - Residential Furnaces. February 2015. Equipment cost based on total cost from Table 8.5.1 and installation cost from table 8.2.10. Representative output capacity based on input capacity from Table 5.5.1 and weighted average AFUE from Table 8I.3.1. https://www.regulations.gov/document?D=EERE-2014-BT-STD-0031-0027 | PSE Business Cases and Technical Support Document - Residential Furnaces. February 2015. Equipment cost based on total cost from Table 8.5.1 and installation cost from table 8.2.10. Representative output capacity based on input capacity from Table 5.5.1 and weighted average AFUE from Table 8I.3.1. https://www.regulations.gov/document?D=EERE-2014-BT-STD-0031-0027 | Assuming no incremental O&M cost | 0 | 0 | No applicable non-energy benefits | No applicable non-energy benefits | 100% | Equipment 100% technically feasible within end use | System | System
Lewis CountySingle Family - Highly ImpactedHeat Central Gas Furnace2New | Lewis CountySingle Family - Highly ImpactedHeat Central Gas FurnaceNew | Lewis County | Single Family - Highly Impacted | Heat Central Gas Furnace | 2 | Federal Standard 2016 Furnace - 80% AFUE | New | Furnace - Federal Standard 2016 | Federal Standard 2016 Furnace - 80% AFUE | Federal Standard 2016 Furnace - 80% AFUE | per Home | 20 | Based on PSE Approved Furnace 2022 Business Case | 237.2907 | 237.2907 | Using measure description efficiency metrics to adjust loads from RTF/2021P workbooks to consumptions. | Using measure description efficiency metrics to adjust loads from RTF/2021P workbooks to consumptions. | 0 | 0 | NA | NA | 0 | 0 | 0 | 1938.7142 | 1509.3004 | 0 | 0 | PSE Business Cases and Technical Support Document - Residential Furnaces. February 2015. Equipment cost based on total cost from Table 8.5.1 and installation cost from table 8.2.10. Representative output capacity based on input capacity from Table 5.5.1 and weighted average AFUE from Table 8I.3.1. https://www.regulations.gov/document?D=EERE-2014-BT-STD-0031-0027 | PSE Business Cases and Technical Support Document - Residential Furnaces. February 2015. Equipment cost based on total cost from Table 8.5.1 and installation cost from table 8.2.10. Representative output capacity based on input capacity from Table 5.5.1 and weighted average AFUE from Table 8I.3.1. https://www.regulations.gov/document?D=EERE-2014-BT-STD-0031-0027 | Assuming no incremental O&M cost | 0 | 0 | No applicable non-energy benefits | No applicable non-energy benefits | 100% | Equipment 100% technically feasible within end use | System | System
Lewis CountyMultifamilyHeat Central Gas Furnace2Existing | Lewis CountyMultifamilyHeat Central Gas FurnaceExisting | Lewis County | Multifamily | Heat Central Gas Furnace | 2 | Federal Standard 2016 Furnace - 80% AFUE | Existing | Furnace - Federal Standard 2016 | Federal Standard 2016 Furnace - 80% AFUE | Federal Standard 2016 Furnace - 80% AFUE | per Home | 20 | Based on PSE Approved Furnace 2022 Business Case | 334.6677 | 334.6677 | Using measure description efficiency metrics to adjust loads from RTF/2021P workbooks to consumptions. | Using measure description efficiency metrics to adjust loads from RTF/2021P workbooks to consumptions. | 0 | 0 | NA | NA | 0 | 0 | 0 | 1179.1417 | 917.9688 | 0 | 0 | PSE Business Cases and Technical Support Document - Residential Furnaces. February 2015. Equipment cost based on total cost from Table 8.5.1 and installation cost from table 8.2.10. Representative output capacity based on input capacity from Table 5.5.1 and weighted average AFUE from Table 8I.3.1. https://www.regulations.gov/document?D=EERE-2014-BT-STD-0031-0027 | PSE Business Cases and Technical Support Document - Residential Furnaces. February 2015. Equipment cost based on total cost from Table 8.5.1 and installation cost from table 8.2.10. Representative output capacity based on input capacity from Table 5.5.1 and weighted average AFUE from Table 8I.3.1. https://www.regulations.gov/document?D=EERE-2014-BT-STD-0031-0027 | Assuming no incremental O&M cost | 0 | 0 | No applicable non-energy benefits | No applicable non-energy benefits | 100% | Equipment 100% technically feasible within end use | System | System
Lewis CountyMultifamilyHeat Central Gas Furnace2New | Lewis CountyMultifamilyHeat Central Gas FurnaceNew | Lewis County | Multifamily | Heat Central Gas Furnace | 2 | Federal Standard 2016 Furnace - 80% AFUE | New | Furnace - Federal Standard 2016 | Federal Standard 2016 Furnace - 80% AFUE | Federal Standard 2016 Furnace - 80% AFUE | per Home | 20 | Based on PSE Approved Furnace 2022 Business Case | 217.534 | 217.534 | Using measure description efficiency metrics to adjust loads from RTF/2021P workbooks to consumptions. | Using measure description efficiency metrics to adjust loads from RTF/2021P workbooks to consumptions. | 0 | 0 | NA | NA | 0 | 0 | 0 | 1179.1417 | 917.9688 | 0 | 0 | PSE Business Cases and Technical Support Document - Residential Furnaces. February 2015. Equipment cost based on total cost from Table 8.5.1 and installation cost from table 8.2.10. Representative output capacity based on input capacity from Table 5.5.1 and weighted average AFUE from Table 8I.3.1. https://www.regulations.gov/document?D=EERE-2014-BT-STD-0031-0027 | PSE Business Cases and Technical Support Document - Residential Furnaces. February 2015. Equipment cost based on total cost from Table 8.5.1 and installation cost from table 8.2.10. Representative output capacity based on input capacity from Table 5.5.1 and weighted average AFUE from Table 8I.3.1. https://www.regulations.gov/document?D=EERE-2014-BT-STD-0031-0027 | Assuming no incremental O&M cost | 0 | 0 | No applicable non-energy benefits | No applicable non-energy benefits | 100% | Equipment 100% technically feasible within end use | System | System
Lewis CountyMultifamily - Highly ImpactedHeat Central Gas Furnace2Existing | Lewis CountyMultifamily - Highly ImpactedHeat Central Gas FurnaceExisting | Lewis County | Multifamily - Highly Impacted | Heat Central Gas Furnace | 2 | Federal Standard 2016 Furnace - 80% AFUE | Existing | Furnace - Federal Standard 2016 | Federal Standard 2016 Furnace - 80% AFUE | Federal Standard 2016 Furnace - 80% AFUE | per Home | 20 | Based on PSE Approved Furnace 2022 Business Case | 284.0501 | 284.0501 | Using measure description efficiency metrics to adjust loads from RTF/2021P workbooks to consumptions. | Using measure description efficiency metrics to adjust loads from RTF/2021P workbooks to consumptions. | 0 | 0 | NA | NA | 0 | 0 | 0 | 1000.7998 | 779.1286 | 0 | 0 | PSE Business Cases and Technical Support Document - Residential Furnaces. February 2015. Equipment cost based on total cost from Table 8.5.1 and installation cost from table 8.2.10. Representative output capacity based on input capacity from Table 5.5.1 and weighted average AFUE from Table 8I.3.1. https://www.regulations.gov/document?D=EERE-2014-BT-STD-0031-0027 | PSE Business Cases and Technical Support Document - Residential Furnaces. February 2015. Equipment cost based on total cost from Table 8.5.1 and installation cost from table 8.2.10. Representative output capacity based on input capacity from Table 5.5.1 and weighted average AFUE from Table 8I.3.1. https://www.regulations.gov/document?D=EERE-2014-BT-STD-0031-0027 | Assuming no incremental O&M cost | 0 | 0 | No applicable non-energy benefits | No applicable non-energy benefits | 100% | Equipment 100% technically feasible within end use | System | System
Lewis CountyMultifamily - Highly ImpactedHeat Central Gas Furnace2New | Lewis CountyMultifamily - Highly ImpactedHeat Central Gas FurnaceNew | Lewis County | Multifamily - Highly Impacted | Heat Central Gas Furnace | 2 | Federal Standard 2016 Furnace - 80% AFUE | New | Furnace - Federal Standard 2016 | Federal Standard 2016 Furnace - 80% AFUE | Federal Standard 2016 Furnace - 80% AFUE | per Home | 20 | Based on PSE Approved Furnace 2022 Business Case | 184.6326 | 184.6326 | Using measure description efficiency metrics to adjust loads from RTF/2021P workbooks to consumptions. | Using measure description efficiency metrics to adjust loads from RTF/2021P workbooks to consumptions. | 0 | 0 | NA | NA | 0 | 0 | 0 | 1000.7998 | 779.1286 | 0 | 0 | PSE Business Cases and Technical Support Document - Residential Furnaces. February 2015. Equipment cost based on total cost from Table 8.5.1 and installation cost from table 8.2.10. Representative output capacity based on input capacity from Table 5.5.1 and weighted average AFUE from Table 8I.3.1. https://www.regulations.gov/document?D=EERE-2014-BT-STD-0031-0027 | PSE Business Cases and Technical Support Document - Residential Furnaces. February 2015. Equipment cost based on total cost from Table 8.5.1 and installation cost from table 8.2.10. Representative output capacity based on input capacity from Table 5.5.1 and weighted average AFUE from Table 8I.3.1. https://www.regulations.gov/document?D=EERE-2014-BT-STD-0031-0027 | Assuming no incremental O&M cost | 0 | 0 | No applicable non-energy benefits | No applicable non-energy benefits | 100% | Equipment 100% technically feasible within end use | System | System
Lewis CountyManufacturedHeat Central Gas Furnace2Existing | Lewis CountyManufacturedHeat Central Gas FurnaceExisting | Lewis County | Manufactured | Heat Central Gas Furnace | 2 | Federal Standard 2016 Furnace - 80% AFUE | Existing | Furnace - Federal Standard 2016 | Federal Standard 2016 Furnace - 80% AFUE | Federal Standard 2016 Furnace - 80% AFUE | per Home | 20 | Based on PSE Approved Furnace 2022 Business Case | 458.2502 | 458.2502 | Using measure description efficiency metrics to adjust loads from RTF/2021P workbooks to consumptions. | Using measure description efficiency metrics to adjust loads from RTF/2021P workbooks to consumptions. | 0 | 0 | NA | NA | 0 | 0 | 0 | 2004.5886 | 1560.5841 | 0 | 0 | PSE Business Cases and Technical Support Document - Residential Furnaces. February 2015. Equipment cost based on total cost from Table 8.5.1 and installation cost from table 8.2.10. Representative output capacity based on input capacity from Table 5.5.1 and weighted average AFUE from Table 8I.3.1. https://www.regulations.gov/document?D=EERE-2014-BT-STD-0031-0027 | PSE Business Cases and Technical Support Document - Residential Furnaces. February 2015. Equipment cost based on total cost from Table 8.5.1 and installation cost from table 8.2.10. Representative output capacity based on input capacity from Table 5.5.1 and weighted average AFUE from Table 8I.3.1. https://www.regulations.gov/document?D=EERE-2014-BT-STD-0031-0027 | Assuming no incremental O&M cost | 0 | 0 | No applicable non-energy benefits | No applicable non-energy benefits | 100% | Equipment 100% technically feasible within end use | System | System
Lewis CountyManufacturedHeat Central Gas Furnace2New | Lewis CountyManufacturedHeat Central Gas FurnaceNew | Lewis County | Manufactured | Heat Central Gas Furnace | 2 | Federal Standard 2016 Furnace - 80% AFUE | New | Furnace - Federal Standard 2016 | Federal Standard 2016 Furnace - 80% AFUE | Federal Standard 2016 Furnace - 80% AFUE | per Home | 20 | Based on PSE Approved Furnace 2022 Business Case | 297.8627 | 297.8627 | Using measure description efficiency metrics to adjust loads from RTF/2021P workbooks to consumptions. | Using measure description efficiency metrics to adjust loads from RTF/2021P workbooks to consumptions. | 0 | 0 | NA | NA | 0 | 0 | 0 | 2004.5886 | 1560.5841 | 0 | 0 | PSE Business Cases and Technical Support Document - Residential Furnaces. February 2015. Equipment cost based on total cost from Table 8.5.1 and installation cost from table 8.2.10. Representative output capacity based on input capacity from Table 5.5.1 and weighted average AFUE from Table 8I.3.1. https://www.regulations.gov/document?D=EERE-2014-BT-STD-0031-0027 | PSE Business Cases and Technical Support Document - Residential Furnaces. February 2015. Equipment cost based on total cost from Table 8.5.1 and installation cost from table 8.2.10. Representative output capacity based on input capacity from Table 5.5.1 and weighted average AFUE from Table 8I.3.1. https://www.regulations.gov/document?D=EERE-2014-BT-STD-0031-0027 | Assuming no incremental O&M cost | 0 | 0 | No applicable non-energy benefits | No applicable non-energy benefits | 100% | Equipment 100% technically feasible within end use | System | System
Lewis CountyManufactured - Highly ImpactedHeat Central Gas Furnace2Existing | Lewis CountyManufactured - Highly ImpactedHeat Central Gas FurnaceExisting | Lewis County | Manufactured - Highly Impacted | Heat Central Gas Furnace | 2 | Federal Standard 2016 Furnace - 80% AFUE | Existing | Furnace - Federal Standard 2016 | Federal Standard 2016 Furnace - 80% AFUE | Federal Standard 2016 Furnace - 80% AFUE | per Home | 20 | Based on PSE Approved Furnace 2022 Business Case | 355.2744 | 355.2744 | Using measure description efficiency metrics to adjust loads from RTF/2021P workbooks to consumptions. | Using measure description efficiency metrics to adjust loads from RTF/2021P workbooks to consumptions. | 0 | 0 | NA | NA | 0 | 0 | 0 | 1554.1271 | 1209.8971 | 0 | 0 | PSE Business Cases and Technical Support Document - Residential Furnaces. February 2015. Equipment cost based on total cost from Table 8.5.1 and installation cost from table 8.2.10. Representative output capacity based on input capacity from Table 5.5.1 and weighted average AFUE from Table 8I.3.1. https://www.regulations.gov/document?D=EERE-2014-BT-STD-0031-0027 | PSE Business Cases and Technical Support Document - Residential Furnaces. February 2015. Equipment cost based on total cost from Table 8.5.1 and installation cost from table 8.2.10. Representative output capacity based on input capacity from Table 5.5.1 and weighted average AFUE from Table 8I.3.1. https://www.regulations.gov/document?D=EERE-2014-BT-STD-0031-0027 | Assuming no incremental O&M cost | 0 | 0 | No applicable non-energy benefits | No applicable non-energy benefits | 100% | Equipment 100% technically feasible within end use | System | System
Lewis CountyManufactured - Highly ImpactedHeat Central Gas Furnace2New | Lewis CountyManufactured - Highly ImpactedHeat Central Gas FurnaceNew | Lewis County | Manufactured - Highly Impacted | Heat Central Gas Furnace | 2 | Federal Standard 2016 Furnace - 80% AFUE | New | Furnace - Federal Standard 2016 | Federal Standard 2016 Furnace - 80% AFUE | Federal Standard 2016 Furnace - 80% AFUE | per Home | 20 | Based on PSE Approved Furnace 2022 Business Case | 230.9284 | 230.9284 | Using measure description efficiency metrics to adjust loads from RTF/2021P workbooks to consumptions. | Using measure description efficiency metrics to adjust loads from RTF/2021P workbooks to consumptions. | 0 | 0 | NA | NA | 0 | 0 | 0 | 1554.1271 | 1209.8971 | 0 | 0 | PSE Business Cases and Technical Support Document - Residential Furnaces. February 2015. Equipment cost based on total cost from Table 8.5.1 and installation cost from table 8.2.10. Representative output capacity based on input capacity from Table 5.5.1 and weighted average AFUE from Table 8I.3.1. https://www.regulations.gov/document?D=EERE-2014-BT-STD-0031-0027 | PSE Business Cases and Technical Support Document - Residential Furnaces. February 2015. Equipment cost based on total cost from Table 8.5.1 and installation cost from table 8.2.10. Representative output capacity based on input capacity from Table 5.5.1 and weighted average AFUE from Table 8I.3.1. https://www.regulations.gov/document?D=EERE-2014-BT-STD-0031-0027 | Assuming no incremental O&M cost | 0 | 0 | No applicable non-energy benefits | No applicable non-energy benefits | 100% | Equipment 100% technically feasible within end use | System | System
Lewis CountySingle FamilyHeat Central Gas Furnace3Existing | Lewis CountySingle FamilyHeat Central Gas FurnaceExisting | Lewis County | Single Family | Heat Central Gas Furnace | 3 | Market Standard Furnace | Existing | Furnace - Market Standard | Market Standard Furnace | Market Standard Furnace | per Home | 20 | Based on PSE Approved Furnace 2022 Business Case | 472.0929 | 472.0929 | Using measure description efficiency metrics to adjust loads from RTF/2021P workbooks to consumptions. | Using measure description efficiency metrics to adjust loads from RTF/2021P workbooks to consumptions. | 0 | 0 | NA | NA | 0 | 0 | 0 | 0 | 0 | 0 | 0 | Baseline is equal to efficient case. | Baseline is equal to efficient case. | Baseline is equal to efficient case. | 0 | 0 | No applicable non-energy benefits | No applicable non-energy benefits | 100% | Equipment 100% technically feasible within end use | System | System
Lewis CountySingle FamilyHeat Central Gas Furnace3New | Lewis CountySingle FamilyHeat Central Gas FurnaceNew | Lewis County | Single Family | Heat Central Gas Furnace | 3 | Market Standard Furnace | New | Furnace - Market Standard | Market Standard Furnace | Market Standard Furnace | per Home | 20 | Based on PSE Approved Furnace 2022 Business Case | 306.8604 | 306.8604 | Using measure description efficiency metrics to adjust loads from RTF/2021P workbooks to consumptions. | Using measure description efficiency metrics to adjust loads from RTF/2021P workbooks to consumptions. | 0 | 0 | NA | NA | 0 | 0 | 0 | 0 | 0 | 0 | 0 | Baseline is equal to efficient case. | Baseline is equal to efficient case. | Baseline is equal to efficient case. | 0 | 0 | No applicable non-energy benefits | No applicable non-energy benefits | 100% | Equipment 100% technically feasible within end use | System | System
Lewis CountySingle Family - Highly ImpactedHeat Central Gas Furnace3Existing | Lewis CountySingle Family - Highly ImpactedHeat Central Gas FurnaceExisting | Lewis County | Single Family - Highly Impacted | Heat Central Gas Furnace | 3 | Market Standard Furnace | Existing | Furnace - Market Standard | Market Standard Furnace | Market Standard Furnace | per Home | 20 | Based on PSE Approved Furnace 2022 Business Case | 339.5932 | 339.5932 | Using measure description efficiency metrics to adjust loads from RTF/2021P workbooks to consumptions. | Using measure description efficiency metrics to adjust loads from RTF/2021P workbooks to consumptions. | 0 | 0 | NA | NA | 0 | 0 | 0 | 0 | 0 | 0 | 0 | Baseline is equal to efficient case. | Baseline is equal to efficient case. | Baseline is equal to efficient case. | 0 | 0 | No applicable non-energy benefits | No applicable non-energy benefits | 100% | Equipment 100% technically feasible within end use | System | System
Lewis CountySingle Family - Highly ImpactedHeat Central Gas Furnace3New | Lewis CountySingle Family - Highly ImpactedHeat Central Gas FurnaceNew | Lewis County | Single Family - Highly Impacted | Heat Central Gas Furnace | 3 | Market Standard Furnace | New | Furnace - Market Standard | Market Standard Furnace | Market Standard Furnace | per Home | 20 | Based on PSE Approved Furnace 2022 Business Case | 220.7356 | 220.7356 | Using measure description efficiency metrics to adjust loads from RTF/2021P workbooks to consumptions. | Using measure description efficiency metrics to adjust loads from RTF/2021P workbooks to consumptions. | 0 | 0 | NA | NA | 0 | 0 | 0 | 0 | 0 | 0 | 0 | Baseline is equal to efficient case. | Baseline is equal to efficient case. | Baseline is equal to efficient case. | 0 | 0 | No applicable non-energy benefits | No applicable non-energy benefits | 100% | Equipment 100% technically feasible within end use | System | System
Lewis CountyMultifamilyHeat Central Gas Furnace3Existing | Lewis CountyMultifamilyHeat Central Gas FurnaceExisting | Lewis County | Multifamily | Heat Central Gas Furnace | 3 | Market Standard Furnace | Existing | Furnace - Market Standard | Market Standard Furnace | Market Standard Furnace | per Home | 20 | Based on PSE Approved Furnace 2022 Business Case | 311.3187 | 311.3187 | Using measure description efficiency metrics to adjust loads from RTF/2021P workbooks to consumptions. | Using measure description efficiency metrics to adjust loads from RTF/2021P workbooks to consumptions. | 0 | 0 | NA | NA | 0 | 0 | 0 | 0 | 0 | 0 | 0 | Baseline is equal to efficient case. | Baseline is equal to efficient case. | Baseline is equal to efficient case. | 0 | 0 | No applicable non-energy benefits | No applicable non-energy benefits | 100% | Equipment 100% technically feasible within end use | System | System
Lewis CountyMultifamilyHeat Central Gas Furnace3New | Lewis CountyMultifamilyHeat Central Gas FurnaceNew | Lewis County | Multifamily | Heat Central Gas Furnace | 3 | Market Standard Furnace | New | Furnace - Market Standard | Market Standard Furnace | Market Standard Furnace | per Home | 20 | Based on PSE Approved Furnace 2022 Business Case | 202.3572 | 202.3572 | Using measure description efficiency metrics to adjust loads from RTF/2021P workbooks to consumptions. | Using measure description efficiency metrics to adjust loads from RTF/2021P workbooks to consumptions. | 0 | 0 | NA | NA | 0 | 0 | 0 | 0 | 0 | 0 | 0 | Baseline is equal to efficient case. | Baseline is equal to efficient case. | Baseline is equal to efficient case. | 0 | 0 | No applicable non-energy benefits | No applicable non-energy benefits | 100% | Equipment 100% technically feasible within end use | System | System
Lewis CountyMultifamily - Highly ImpactedHeat Central Gas Furnace3Existing | Lewis CountyMultifamily - Highly ImpactedHeat Central Gas FurnaceExisting | Lewis County | Multifamily - Highly Impacted | Heat Central Gas Furnace | 3 | Market Standard Furnace | Existing | Furnace - Market Standard | Market Standard Furnace | Market Standard Furnace | per Home | 20 | Based on PSE Approved Furnace 2022 Business Case | 264.2327 | 264.2327 | Using measure description efficiency metrics to adjust loads from RTF/2021P workbooks to consumptions. | Using measure description efficiency metrics to adjust loads from RTF/2021P workbooks to consumptions. | 0 | 0 | NA | NA | 0 | 0 | 0 | 0 | 0 | 0 | 0 | Baseline is equal to efficient case. | Baseline is equal to efficient case. | Baseline is equal to efficient case. | 0 | 0 | No applicable non-energy benefits | No applicable non-energy benefits | 100% | Equipment 100% technically feasible within end use | System | System
Lewis CountyMultifamily - Highly ImpactedHeat Central Gas Furnace3New | Lewis CountyMultifamily - Highly ImpactedHeat Central Gas FurnaceNew | Lewis County | Multifamily - Highly Impacted | Heat Central Gas Furnace | 3 | Market Standard Furnace | New | Furnace - Market Standard | Market Standard Furnace | Market Standard Furnace | per Home | 20 | Based on PSE Approved Furnace 2022 Business Case | 171.7512 | 171.7512 | Using measure description efficiency metrics to adjust loads from RTF/2021P workbooks to consumptions. | Using measure description efficiency metrics to adjust loads from RTF/2021P workbooks to consumptions. | 0 | 0 | NA | NA | 0 | 0 | 0 | 0 | 0 | 0 | 0 | Baseline is equal to efficient case. | Baseline is equal to efficient case. | Baseline is equal to efficient case. | 0 | 0 | No applicable non-energy benefits | No applicable non-energy benefits | 100% | Equipment 100% technically feasible within end use | System | System
Lewis CountyManufacturedHeat Central Gas Furnace3Existing | Lewis CountyManufacturedHeat Central Gas FurnaceExisting | Lewis County | Manufactured | Heat Central Gas Furnace | 3 | Market Standard Furnace | Existing | Furnace - Market Standard | Market Standard Furnace | Market Standard Furnace | per Home | 20 | Based on PSE Approved Furnace 2022 Business Case | 442.7539 | 442.7539 | Using measure description efficiency metrics to adjust loads from RTF/2021P workbooks to consumptions. | Using measure description efficiency metrics to adjust loads from RTF/2021P workbooks to consumptions. | 0 | 0 | NA | NA | 0 | 0 | 0 | 0 | 0 | 0 | 0 | Baseline is equal to efficient case. | Baseline is equal to efficient case. | Baseline is equal to efficient case. | 0 | 0 | No applicable non-energy benefits | No applicable non-energy benefits | 100% | Equipment 100% technically feasible within end use | System | System
Lewis CountyManufacturedHeat Central Gas Furnace3New | Lewis CountyManufacturedHeat Central Gas FurnaceNew | Lewis County | Manufactured | Heat Central Gas Furnace | 3 | Market Standard Furnace | New | Furnace - Market Standard | Market Standard Furnace | Market Standard Furnace | per Home | 20 | Based on PSE Approved Furnace 2022 Business Case | 287.79 | 287.79 | Using measure description efficiency metrics to adjust loads from RTF/2021P workbooks to consumptions. | Using measure description efficiency metrics to adjust loads from RTF/2021P workbooks to consumptions. | 0 | 0 | NA | NA | 0 | 0 | 0 | 0 | 0 | 0 | 0 | Baseline is equal to efficient case. | Baseline is equal to efficient case. | Baseline is equal to efficient case. | 0 | 0 | No applicable non-energy benefits | No applicable non-energy benefits | 100% | Equipment 100% technically feasible within end use | System | System
Lewis CountyManufactured - Highly ImpactedHeat Central Gas Furnace3Existing | Lewis CountyManufactured - Highly ImpactedHeat Central Gas FurnaceExisting | Lewis County | Manufactured - Highly Impacted | Heat Central Gas Furnace | 3 | Market Standard Furnace | Existing | Furnace - Market Standard | Market Standard Furnace | Market Standard Furnace | per Home | 20 | Based on PSE Approved Furnace 2022 Business Case | 343.2603 | 343.2603 | Using measure description efficiency metrics to adjust loads from RTF/2021P workbooks to consumptions. | Using measure description efficiency metrics to adjust loads from RTF/2021P workbooks to consumptions. | 0 | 0 | NA | NA | 0 | 0 | 0 | 0 | 0 | 0 | 0 | Baseline is equal to efficient case. | Baseline is equal to efficient case. | Baseline is equal to efficient case. | 0 | 0 | No applicable non-energy benefits | No applicable non-energy benefits | 100% | Equipment 100% technically feasible within end use | System | System
Lewis CountyManufactured - Highly ImpactedHeat Central Gas Furnace3New | Lewis CountyManufactured - Highly ImpactedHeat Central Gas FurnaceNew | Lewis County | Manufactured - Highly Impacted | Heat Central Gas Furnace | 3 | Market Standard Furnace | New | Furnace - Market Standard | Market Standard Furnace | Market Standard Furnace | per Home | 20 | Based on PSE Approved Furnace 2022 Business Case | 223.1192 | 223.1192 | Using measure description efficiency metrics to adjust loads from RTF/2021P workbooks to consumptions. | Using measure description efficiency metrics to adjust loads from RTF/2021P workbooks to consumptions. | 0 | 0 | NA | NA | 0 | 0 | 0 | 0 | 0 | 0 | 0 | Baseline is equal to efficient case. | Baseline is equal to efficient case. | Baseline is equal to efficient case. | 0 | 0 | No applicable non-energy benefits | No applicable non-energy benefits | 100% | Equipment 100% technically feasible within end use | System | System
Lewis CountySingle FamilyHeat Central Gas Furnace4Existing | Lewis CountySingle FamilyHeat Central Gas FurnaceExisting | Lewis County | Single Family | Heat Central Gas Furnace | 4 | ENERGY STAR Furnace - 95% AFUE | Existing | Furnace - ENERGY STAR | ENERGY STAR Furnace - 95% AFUE | Federal Standard 2016 Furnace - 80% AFUE | per Home | 20 | Based on PSE Approved Furnace 2022 Business Case | 507.4999 | 427.3683 | Using measure description efficiency metrics to adjust loads from RTF/2021P workbooks to consumptions. | Using measure description efficiency metrics to adjust loads from RTF/2021P workbooks to consumptions. | 0 | 0 | NA | NA | 2695.1461 | 2098.1872 | 0 | 3507.0891 | 2724.2443 | 0 | 0 | PSE Business Cases and Technical Support Document - Residential Furnaces. February 2015. Equipment cost based on total cost from Table 8.5.1 and installation cost from table 8.2.10. Representative output capacity based on input capacity from Table 5.5.1 and weighted average AFUE from Table 8I.3.1. https://www.regulations.gov/document?D=EERE-2014-BT-STD-0031-0027 | PSE Business Cases and Technical Support Document - Residential Furnaces. February 2015. Equipment cost based on total cost from Table 8.5.1 and installation cost from table 8.2.10. Representative output capacity based on input capacity from Table 5.5.1 and weighted average AFUE from Table 8I.3.1. https://www.regulations.gov/document?D=EERE-2014-BT-STD-0031-0027 | Assuming no incremental O&M cost | 0 | 24.009 | PSE NEI data | No applicable non-energy benefits | 100% | Equipment 100% technically feasible within end use | System | System
Lewis CountySingle FamilyHeat Central Gas Furnace4New | Lewis CountySingle FamilyHeat Central Gas FurnaceNew | Lewis County | Single Family | Heat Central Gas Furnace | 4 | ENERGY STAR Furnace - 95% AFUE | New | Furnace - ENERGY STAR | ENERGY STAR Furnace - 95% AFUE | Federal Standard 2016 Furnace - 80% AFUE | per Home | 20 | Based on PSE Approved Furnace 2022 Business Case | 329.8749 | 277.7894 | Using measure description efficiency metrics to adjust loads from RTF/2021P workbooks to consumptions. | Using measure description efficiency metrics to adjust loads from RTF/2021P workbooks to consumptions. | 0 | 0 | NA | NA | 2695.1461 | 2098.1872 | 0 | 3507.0891 | 2724.2443 | 0 | 0 | PSE Business Cases and Technical Support Document - Residential Furnaces. February 2015. Equipment cost based on total cost from Table 8.5.1 and installation cost from table 8.2.10. Representative output capacity based on input capacity from Table 5.5.1 and weighted average AFUE from Table 8I.3.1. https://www.regulations.gov/document?D=EERE-2014-BT-STD-0031-0027 | PSE Business Cases and Technical Support Document - Residential Furnaces. February 2015. Equipment cost based on total cost from Table 8.5.1 and installation cost from table 8.2.10. Representative output capacity based on input capacity from Table 5.5.1 and weighted average AFUE from Table 8I.3.1. https://www.regulations.gov/document?D=EERE-2014-BT-STD-0031-0027 | Assuming no incremental O&M cost | 0 | 15.6059 | PSE NEI data | No applicable non-energy benefits | 100% | Equipment 100% technically feasible within end use | System | System
Lewis CountySingle Family - Highly ImpactedHeat Central Gas Furnace4Existing | Lewis CountySingle Family - Highly ImpactedHeat Central Gas FurnaceExisting | Lewis County | Single Family - Highly Impacted | Heat Central Gas Furnace | 4 | ENERGY STAR Furnace - 95% AFUE | Existing | Furnace - ENERGY STAR | ENERGY STAR Furnace - 95% AFUE | Federal Standard 2016 Furnace - 80% AFUE | per Home | 20 | Based on PSE Approved Furnace 2022 Business Case | 365.0626 | 307.4212 | Using measure description efficiency metrics to adjust loads from RTF/2021P workbooks to consumptions. | Using measure description efficiency metrics to adjust loads from RTF/2021P workbooks to consumptions. | 0 | 0 | NA | NA | 1938.7142 | 1509.3004 | 0 | 2522.7735 | 1959.6455 | 0 | 0 | PSE Business Cases and Technical Support Document - Residential Furnaces. February 2015. Equipment cost based on total cost from Table 8.5.1 and installation cost from table 8.2.10. Representative output capacity based on input capacity from Table 5.5.1 and weighted average AFUE from Table 8I.3.1. https://www.regulations.gov/document?D=EERE-2014-BT-STD-0031-0027 | PSE Business Cases and Technical Support Document - Residential Furnaces. February 2015. Equipment cost based on total cost from Table 8.5.1 and installation cost from table 8.2.10. Representative output capacity based on input capacity from Table 5.5.1 and weighted average AFUE from Table 8I.3.1. https://www.regulations.gov/document?D=EERE-2014-BT-STD-0031-0027 | Assuming no incremental O&M cost | 0 | 29.9827 | PSE NEI data | No applicable non-energy benefits | 100% | Equipment 100% technically feasible within end use | System | System
Lewis CountySingle Family - Highly ImpactedHeat Central Gas Furnace4New | Lewis CountySingle Family - Highly ImpactedHeat Central Gas FurnaceNew | Lewis County | Single Family - Highly Impacted | Heat Central Gas Furnace | 4 | ENERGY STAR Furnace - 95% AFUE | New | Furnace - ENERGY STAR | ENERGY STAR Furnace - 95% AFUE | Federal Standard 2016 Furnace - 80% AFUE | per Home | 20 | Based on PSE Approved Furnace 2022 Business Case | 237.2907 | 199.8238 | Using measure description efficiency metrics to adjust loads from RTF/2021P workbooks to consumptions. | Using measure description efficiency metrics to adjust loads from RTF/2021P workbooks to consumptions. | 0 | 0 | NA | NA | 1938.7142 | 1509.3004 | 0 | 2522.7735 | 1959.6455 | 0 | 0 | PSE Business Cases and Technical Support Document - Residential Furnaces. February 2015. Equipment cost based on total cost from Table 8.5.1 and installation cost from table 8.2.10. Representative output capacity based on input capacity from Table 5.5.1 and weighted average AFUE from Table 8I.3.1. https://www.regulations.gov/document?D=EERE-2014-BT-STD-0031-0027 | PSE Business Cases and Technical Support Document - Residential Furnaces. February 2015. Equipment cost based on total cost from Table 8.5.1 and installation cost from table 8.2.10. Representative output capacity based on input capacity from Table 5.5.1 and weighted average AFUE from Table 8I.3.1. https://www.regulations.gov/document?D=EERE-2014-BT-STD-0031-0027 | Assuming no incremental O&M cost | 0 | 19.4887 | PSE NEI data | No applicable non-energy benefits | 100% | Equipment 100% technically feasible within end use | System | System
Lewis CountyMultifamilyHeat Central Gas Furnace4Existing | Lewis CountyMultifamilyHeat Central Gas FurnaceExisting | Lewis County | Multifamily | Heat Central Gas Furnace | 4 | ENERGY STAR Furnace - 95% AFUE | Existing | Furnace - ENERGY STAR | ENERGY STAR Furnace - 95% AFUE | Federal Standard 2016 Furnace - 80% AFUE | per Home | 20 | Based on PSE Approved Furnace 2022 Business Case | 334.6677 | 281.8254 | Using measure description efficiency metrics to adjust loads from RTF/2021P workbooks to consumptions. | Using measure description efficiency metrics to adjust loads from RTF/2021P workbooks to consumptions. | 0 | 0 | NA | NA | 1179.1417 | 917.9688 | 0 | 1534.3714 | 1191.8723 | 0 | 0 | PSE Business Cases and Technical Support Document - Residential Furnaces. February 2015. Equipment cost based on total cost from Table 8.5.1 and installation cost from table 8.2.10. Representative output capacity based on input capacity from Table 5.5.1 and weighted average AFUE from Table 8I.3.1. https://www.regulations.gov/document?D=EERE-2014-BT-STD-0031-0027 | PSE Business Cases and Technical Support Document - Residential Furnaces. February 2015. Equipment cost based on total cost from Table 8.5.1 and installation cost from table 8.2.10. Representative output capacity based on input capacity from Table 5.5.1 and weighted average AFUE from Table 8I.3.1. https://www.regulations.gov/document?D=EERE-2014-BT-STD-0031-0027 | Assuming no incremental O&M cost | 0 | 15.8326 | PSE NEI data | No applicable non-energy benefits | 100% | Equipment 100% technically feasible within end use | System | System
Lewis CountyMultifamilyHeat Central Gas Furnace4New | Lewis CountyMultifamilyHeat Central Gas FurnaceNew | Lewis County | Multifamily | Heat Central Gas Furnace | 4 | ENERGY STAR Furnace - 95% AFUE | New | Furnace - ENERGY STAR | ENERGY STAR Furnace - 95% AFUE | Federal Standard 2016 Furnace - 80% AFUE | per Home | 20 | Based on PSE Approved Furnace 2022 Business Case | 217.534 | 183.1865 | Using measure description efficiency metrics to adjust loads from RTF/2021P workbooks to consumptions. | Using measure description efficiency metrics to adjust loads from RTF/2021P workbooks to consumptions. | 0 | 0 | NA | NA | 1179.1417 | 917.9688 | 0 | 1534.3714 | 1191.8723 | 0 | 0 | PSE Business Cases and Technical Support Document - Residential Furnaces. February 2015. Equipment cost based on total cost from Table 8.5.1 and installation cost from table 8.2.10. Representative output capacity based on input capacity from Table 5.5.1 and weighted average AFUE from Table 8I.3.1. https://www.regulations.gov/document?D=EERE-2014-BT-STD-0031-0027 | PSE Business Cases and Technical Support Document - Residential Furnaces. February 2015. Equipment cost based on total cost from Table 8.5.1 and installation cost from table 8.2.10. Representative output capacity based on input capacity from Table 5.5.1 and weighted average AFUE from Table 8I.3.1. https://www.regulations.gov/document?D=EERE-2014-BT-STD-0031-0027 | Assuming no incremental O&M cost | 0 | 10.2912 | PSE NEI data | No applicable non-energy benefits | 100% | Equipment 100% technically feasible within end use | System | System
Lewis CountyMultifamily - Highly ImpactedHeat Central Gas Furnace4Existing | Lewis CountyMultifamily - Highly ImpactedHeat Central Gas FurnaceExisting | Lewis County | Multifamily - Highly Impacted | Heat Central Gas Furnace | 4 | ENERGY STAR Furnace - 95% AFUE | Existing | Furnace - ENERGY STAR | ENERGY STAR Furnace - 95% AFUE | Federal Standard 2016 Furnace - 80% AFUE | per Home | 20 | Based on PSE Approved Furnace 2022 Business Case | 284.0501 | 239.2001 | Using measure description efficiency metrics to adjust loads from RTF/2021P workbooks to consumptions. | Using measure description efficiency metrics to adjust loads from RTF/2021P workbooks to consumptions. | 0 | 0 | NA | NA | 1000.7998 | 779.1286 | 0 | 1302.302 | 1011.6049 | 0 | 0 | PSE Business Cases and Technical Support Document - Residential Furnaces. February 2015. Equipment cost based on total cost from Table 8.5.1 and installation cost from table 8.2.10. Representative output capacity based on input capacity from Table 5.5.1 and weighted average AFUE from Table 8I.3.1. https://www.regulations.gov/document?D=EERE-2014-BT-STD-0031-0027 | PSE Business Cases and Technical Support Document - Residential Furnaces. February 2015. Equipment cost based on total cost from Table 8.5.1 and installation cost from table 8.2.10. Representative output capacity based on input capacity from Table 5.5.1 and weighted average AFUE from Table 8I.3.1. https://www.regulations.gov/document?D=EERE-2014-BT-STD-0031-0027 | Assuming no incremental O&M cost | 0 | 4.3959 | PSE NEI data | No applicable non-energy benefits | 100% | Equipment 100% technically feasible within end use | System | System
Lewis CountyMultifamily - Highly ImpactedHeat Central Gas Furnace4New | Lewis CountyMultifamily - Highly ImpactedHeat Central Gas FurnaceNew | Lewis County | Multifamily - Highly Impacted | Heat Central Gas Furnace | 4 | ENERGY STAR Furnace - 95% AFUE | New | Furnace - ENERGY STAR | ENERGY STAR Furnace - 95% AFUE | Federal Standard 2016 Furnace - 80% AFUE | per Home | 20 | Based on PSE Approved Furnace 2022 Business Case | 184.6326 | 155.4801 | Using measure description efficiency metrics to adjust loads from RTF/2021P workbooks to consumptions. | Using measure description efficiency metrics to adjust loads from RTF/2021P workbooks to consumptions. | 0 | 0 | NA | NA | 1000.7998 | 779.1286 | 0 | 1302.302 | 1011.6049 | 0 | 0 | PSE Business Cases and Technical Support Document - Residential Furnaces. February 2015. Equipment cost based on total cost from Table 8.5.1 and installation cost from table 8.2.10. Representative output capacity based on input capacity from Table 5.5.1 and weighted average AFUE from Table 8I.3.1. https://www.regulations.gov/document?D=EERE-2014-BT-STD-0031-0027 | PSE Business Cases and Technical Support Document - Residential Furnaces. February 2015. Equipment cost based on total cost from Table 8.5.1 and installation cost from table 8.2.10. Representative output capacity based on input capacity from Table 5.5.1 and weighted average AFUE from Table 8I.3.1. https://www.regulations.gov/document?D=EERE-2014-BT-STD-0031-0027 | Assuming no incremental O&M cost | 0 | 2.8574 | PSE NEI data | No applicable non-energy benefits | 100% | Equipment 100% technically feasible within end use | System | System
Lewis CountyManufacturedHeat Central Gas Furnace4Existing | Lewis CountyManufacturedHeat Central Gas FurnaceExisting | Lewis County | Manufactured | Heat Central Gas Furnace | 4 | ENERGY STAR Furnace - 95% AFUE | Existing | Furnace - ENERGY STAR | ENERGY STAR Furnace - 95% AFUE | Federal Standard 2016 Furnace - 80% AFUE | per Home | 20 | Based on PSE Approved Furnace 2022 Business Case | 458.2502 | 385.8949 | Using measure description efficiency metrics to adjust loads from RTF/2021P workbooks to consumptions. | Using measure description efficiency metrics to adjust loads from RTF/2021P workbooks to consumptions. | 0 | 0 | NA | NA | 2004.5886 | 1560.5841 | 0 | 2608.4934 | 2026.2311 | 0 | 0 | PSE Business Cases and Technical Support Document - Residential Furnaces. February 2015. Equipment cost based on total cost from Table 8.5.1 and installation cost from table 8.2.10. Representative output capacity based on input capacity from Table 5.5.1 and weighted average AFUE from Table 8I.3.1. https://www.regulations.gov/document?D=EERE-2014-BT-STD-0031-0027 | PSE Business Cases and Technical Support Document - Residential Furnaces. February 2015. Equipment cost based on total cost from Table 8.5.1 and installation cost from table 8.2.10. Representative output capacity based on input capacity from Table 5.5.1 and weighted average AFUE from Table 8I.3.1. https://www.regulations.gov/document?D=EERE-2014-BT-STD-0031-0027 | Assuming no incremental O&M cost | 0 | 21.6791 | PSE NEI data | No applicable non-energy benefits | 100% | Equipment 100% technically feasible within end use | System | System
Lewis CountyManufacturedHeat Central Gas Furnace4New | Lewis CountyManufacturedHeat Central Gas FurnaceNew | Lewis County | Manufactured | Heat Central Gas Furnace | 4 | ENERGY STAR Furnace - 95% AFUE | New | Furnace - ENERGY STAR | ENERGY STAR Furnace - 95% AFUE | Federal Standard 2016 Furnace - 80% AFUE | per Home | 20 | Based on PSE Approved Furnace 2022 Business Case | 297.8627 | 250.8317 | Using measure description efficiency metrics to adjust loads from RTF/2021P workbooks to consumptions. | Using measure description efficiency metrics to adjust loads from RTF/2021P workbooks to consumptions. | 0 | 0 | NA | NA | 2004.5886 | 1560.5841 | 0 | 2608.4934 | 2026.2311 | 0 | 0 | PSE Business Cases and Technical Support Document - Residential Furnaces. February 2015. Equipment cost based on total cost from Table 8.5.1 and installation cost from table 8.2.10. Representative output capacity based on input capacity from Table 5.5.1 and weighted average AFUE from Table 8I.3.1. https://www.regulations.gov/document?D=EERE-2014-BT-STD-0031-0027 | PSE Business Cases and Technical Support Document - Residential Furnaces. February 2015. Equipment cost based on total cost from Table 8.5.1 and installation cost from table 8.2.10. Representative output capacity based on input capacity from Table 5.5.1 and weighted average AFUE from Table 8I.3.1. https://www.regulations.gov/document?D=EERE-2014-BT-STD-0031-0027 | Assuming no incremental O&M cost | 0 | 14.0914 | PSE NEI data | No applicable non-energy benefits | 100% | Equipment 100% technically feasible within end use | System | System
Lewis CountyManufactured - Highly ImpactedHeat Central Gas Furnace4Existing | Lewis CountyManufactured - Highly ImpactedHeat Central Gas FurnaceExisting | Lewis County | Manufactured - Highly Impacted | Heat Central Gas Furnace | 4 | ENERGY STAR Furnace - 95% AFUE | Existing | Furnace - ENERGY STAR | ENERGY STAR Furnace - 95% AFUE | Federal Standard 2016 Furnace - 80% AFUE | per Home | 20 | Based on PSE Approved Furnace 2022 Business Case | 355.2744 | 299.1785 | Using measure description efficiency metrics to adjust loads from RTF/2021P workbooks to consumptions. | Using measure description efficiency metrics to adjust loads from RTF/2021P workbooks to consumptions. | 0 | 0 | NA | NA | 1554.1271 | 1209.8971 | 0 | 2022.3252 | 1570.9062 | 0 | 0 | PSE Business Cases and Technical Support Document - Residential Furnaces. February 2015. Equipment cost based on total cost from Table 8.5.1 and installation cost from table 8.2.10. Representative output capacity based on input capacity from Table 5.5.1 and weighted average AFUE from Table 8I.3.1. https://www.regulations.gov/document?D=EERE-2014-BT-STD-0031-0027 | PSE Business Cases and Technical Support Document - Residential Furnaces. February 2015. Equipment cost based on total cost from Table 8.5.1 and installation cost from table 8.2.10. Representative output capacity based on input capacity from Table 5.5.1 and weighted average AFUE from Table 8I.3.1. https://www.regulations.gov/document?D=EERE-2014-BT-STD-0031-0027 | Assuming no incremental O&M cost | 0 | 29.1788 | PSE NEI data | No applicable non-energy benefits | 100% | Equipment 100% technically feasible within end use | System | System
Lewis CountyManufactured - Highly ImpactedHeat Central Gas Furnace4New | Lewis CountyManufactured - Highly ImpactedHeat Central Gas FurnaceNew | Lewis County | Manufactured - Highly Impacted | Heat Central Gas Furnace | 4 | ENERGY STAR Furnace - 95% AFUE | New | Furnace - ENERGY STAR | ENERGY STAR Furnace - 95% AFUE | Federal Standard 2016 Furnace - 80% AFUE | per Home | 20 | Based on PSE Approved Furnace 2022 Business Case | 230.9284 | 194.466 | Using measure description efficiency metrics to adjust loads from RTF/2021P workbooks to consumptions. | Using measure description efficiency metrics to adjust loads from RTF/2021P workbooks to consumptions. | 0 | 0 | NA | NA | 1554.1271 | 1209.8971 | 0 | 2022.3252 | 1570.9062 | 0 | 0 | PSE Business Cases and Technical Support Document - Residential Furnaces. February 2015. Equipment cost based on total cost from Table 8.5.1 and installation cost from table 8.2.10. Representative output capacity based on input capacity from Table 5.5.1 and weighted average AFUE from Table 8I.3.1. https://www.regulations.gov/document?D=EERE-2014-BT-STD-0031-0027 | PSE Business Cases and Technical Support Document - Residential Furnaces. February 2015. Equipment cost based on total cost from Table 8.5.1 and installation cost from table 8.2.10. Representative output capacity based on input capacity from Table 5.5.1 and weighted average AFUE from Table 8I.3.1. https://www.regulations.gov/document?D=EERE-2014-BT-STD-0031-0027 | Assuming no incremental O&M cost | 0 | 18.9662 | PSE NEI data | No applicable non-energy benefits | 100% | Equipment 100% technically feasible within end use | System | System
Lewis CountySingle FamilyHeat Central Gas Furnace5Existing | Lewis CountySingle FamilyHeat Central Gas FurnaceExisting | Lewis County | Single Family | Heat Central Gas Furnace | 5 | Advanced Efficiency Furnace - 97% AFUE | Existing | Furnace - Advanced Efficiency | Advanced Efficiency Furnace - 97% AFUE | Federal Standard 2016 Furnace - 80% AFUE | per Home | 20 | Based on PSE Approved Furnace 2022 Business Case | 507.4999 | 418.5566 | Using measure description efficiency metrics to adjust loads from RTF/2021P workbooks to consumptions. | Using measure description efficiency metrics to adjust loads from RTF/2021P workbooks to consumptions. | 0 | 0 | NA | NA | 2695.1461 | 2098.1872 | 0 | 3743.1094 | 2724.2443 | 0 | 0 | PSE Business Cases and Technical Support Document - Residential Furnaces. February 2015. Equipment cost based on total cost from Table 8.5.1 and installation cost from table 8.2.10. Representative output capacity based on input capacity from Table 5.5.1 and weighted average AFUE from Table 8I.3.1. https://www.regulations.gov/document?D=EERE-2014-BT-STD-0031-0027 | PSE Business Cases and Technical Support Document - Residential Furnaces. February 2015. Equipment cost based on total cost from Table 8.5.1 and installation cost from table 8.2.10. Representative output capacity based on input capacity from Table 5.5.1 and weighted average AFUE from Table 8I.3.1. https://www.regulations.gov/document?D=EERE-2014-BT-STD-0031-0027 | Assuming no incremental O&M cost | 0 | 26.6492 | PSE NEI data | No applicable non-energy benefits | 100% | Equipment 100% technically feasible within end use | System | System
Lewis CountySingle FamilyHeat Central Gas Furnace5New | Lewis CountySingle FamilyHeat Central Gas FurnaceNew | Lewis County | Single Family | Heat Central Gas Furnace | 5 | Advanced Efficiency Furnace - 97% AFUE | New | Furnace - Advanced Efficiency | Advanced Efficiency Furnace - 97% AFUE | Federal Standard 2016 Furnace - 80% AFUE | per Home | 20 | Based on PSE Approved Furnace 2022 Business Case | 329.8749 | 272.0618 | Using measure description efficiency metrics to adjust loads from RTF/2021P workbooks to consumptions. | Using measure description efficiency metrics to adjust loads from RTF/2021P workbooks to consumptions. | 0 | 0 | NA | NA | 2695.1461 | 2098.1872 | 0 | 3743.1094 | 2724.2443 | 0 | 0 | PSE Business Cases and Technical Support Document - Residential Furnaces. February 2015. Equipment cost based on total cost from Table 8.5.1 and installation cost from table 8.2.10. Representative output capacity based on input capacity from Table 5.5.1 and weighted average AFUE from Table 8I.3.1. https://www.regulations.gov/document?D=EERE-2014-BT-STD-0031-0027 | PSE Business Cases and Technical Support Document - Residential Furnaces. February 2015. Equipment cost based on total cost from Table 8.5.1 and installation cost from table 8.2.10. Representative output capacity based on input capacity from Table 5.5.1 and weighted average AFUE from Table 8I.3.1. https://www.regulations.gov/document?D=EERE-2014-BT-STD-0031-0027 | Assuming no incremental O&M cost | 0 | 17.322 | PSE NEI data | No applicable non-energy benefits | 100% | Equipment 100% technically feasible within end use | System | System
Lewis CountySingle Family - Highly ImpactedHeat Central Gas Furnace5Existing | Lewis CountySingle Family - Highly ImpactedHeat Central Gas FurnaceExisting | Lewis County | Single Family - Highly Impacted | Heat Central Gas Furnace | 5 | Advanced Efficiency Furnace - 97% AFUE | Existing | Furnace - Advanced Efficiency | Advanced Efficiency Furnace - 97% AFUE | Federal Standard 2016 Furnace - 80% AFUE | per Home | 20 | Based on PSE Approved Furnace 2022 Business Case | 365.0626 | 301.0826 | Using measure description efficiency metrics to adjust loads from RTF/2021P workbooks to consumptions. | Using measure description efficiency metrics to adjust loads from RTF/2021P workbooks to consumptions. | 0 | 0 | NA | NA | 1938.7142 | 1509.3004 | 0 | 2692.5513 | 1959.6455 | 0 | 0 | PSE Business Cases and Technical Support Document - Residential Furnaces. February 2015. Equipment cost based on total cost from Table 8.5.1 and installation cost from table 8.2.10. Representative output capacity based on input capacity from Table 5.5.1 and weighted average AFUE from Table 8I.3.1. https://www.regulations.gov/document?D=EERE-2014-BT-STD-0031-0027 | PSE Business Cases and Technical Support Document - Residential Furnaces. February 2015. Equipment cost based on total cost from Table 8.5.1 and installation cost from table 8.2.10. Representative output capacity based on input capacity from Table 5.5.1 and weighted average AFUE from Table 8I.3.1. https://www.regulations.gov/document?D=EERE-2014-BT-STD-0031-0027 | Assuming no incremental O&M cost | 0 | 33.2797 | PSE NEI data | No applicable non-energy benefits | 100% | Equipment 100% technically feasible within end use | System | System
Lewis CountySingle Family - Highly ImpactedHeat Central Gas Furnace5New | Lewis CountySingle Family - Highly ImpactedHeat Central Gas FurnaceNew | Lewis County | Single Family - Highly Impacted | Heat Central Gas Furnace | 5 | Advanced Efficiency Furnace - 97% AFUE | New | Furnace - Advanced Efficiency | Advanced Efficiency Furnace - 97% AFUE | Federal Standard 2016 Furnace - 80% AFUE | per Home | 20 | Based on PSE Approved Furnace 2022 Business Case | 237.2907 | 195.7037 | Using measure description efficiency metrics to adjust loads from RTF/2021P workbooks to consumptions. | Using measure description efficiency metrics to adjust loads from RTF/2021P workbooks to consumptions. | 0 | 0 | NA | NA | 1938.7142 | 1509.3004 | 0 | 2692.5513 | 1959.6455 | 0 | 0 | PSE Business Cases and Technical Support Document - Residential Furnaces. February 2015. Equipment cost based on total cost from Table 8.5.1 and installation cost from table 8.2.10. Representative output capacity based on input capacity from Table 5.5.1 and weighted average AFUE from Table 8I.3.1. https://www.regulations.gov/document?D=EERE-2014-BT-STD-0031-0027 | PSE Business Cases and Technical Support Document - Residential Furnaces. February 2015. Equipment cost based on total cost from Table 8.5.1 and installation cost from table 8.2.10. Representative output capacity based on input capacity from Table 5.5.1 and weighted average AFUE from Table 8I.3.1. https://www.regulations.gov/document?D=EERE-2014-BT-STD-0031-0027 | Assuming no incremental O&M cost | 0 | 21.6318 | PSE NEI data | No applicable non-energy benefits | 100% | Equipment 100% technically feasible within end use | System | System
Lewis CountyMultifamilyHeat Central Gas Furnace5Existing | Lewis CountyMultifamilyHeat Central Gas FurnaceExisting | Lewis County | Multifamily | Heat Central Gas Furnace | 5 | Advanced Efficiency Furnace - 97% AFUE | Existing | Furnace - Advanced Efficiency | Advanced Efficiency Furnace - 97% AFUE | Federal Standard 2016 Furnace - 80% AFUE | per Home | 20 | Based on PSE Approved Furnace 2022 Business Case | 334.6677 | 276.0146 | Using measure description efficiency metrics to adjust loads from RTF/2021P workbooks to consumptions. | Using measure description efficiency metrics to adjust loads from RTF/2021P workbooks to consumptions. | 0 | 0 | NA | NA | 1179.1417 | 917.9688 | 0 | 1637.6316 | 1191.8723 | 0 | 0 | PSE Business Cases and Technical Support Document - Residential Furnaces. February 2015. Equipment cost based on total cost from Table 8.5.1 and installation cost from table 8.2.10. Representative output capacity based on input capacity from Table 5.5.1 and weighted average AFUE from Table 8I.3.1. https://www.regulations.gov/document?D=EERE-2014-BT-STD-0031-0027 | PSE Business Cases and Technical Support Document - Residential Furnaces. February 2015. Equipment cost based on total cost from Table 8.5.1 and installation cost from table 8.2.10. Representative output capacity based on input capacity from Table 5.5.1 and weighted average AFUE from Table 8I.3.1. https://www.regulations.gov/document?D=EERE-2014-BT-STD-0031-0027 | Assuming no incremental O&M cost | 0 | 17.5737 | PSE NEI data | No applicable non-energy benefits | 100% | Equipment 100% technically feasible within end use | System | System
Lewis CountyMultifamilyHeat Central Gas Furnace5New | Lewis CountyMultifamilyHeat Central Gas FurnaceNew | Lewis County | Multifamily | Heat Central Gas Furnace | 5 | Advanced Efficiency Furnace - 97% AFUE | New | Furnace - Advanced Efficiency | Advanced Efficiency Furnace - 97% AFUE | Federal Standard 2016 Furnace - 80% AFUE | per Home | 20 | Based on PSE Approved Furnace 2022 Business Case | 217.534 | 179.4095 | Using measure description efficiency metrics to adjust loads from RTF/2021P workbooks to consumptions. | Using measure description efficiency metrics to adjust loads from RTF/2021P workbooks to consumptions. | 0 | 0 | NA | NA | 1179.1417 | 917.9688 | 0 | 1637.6316 | 1191.8723 | 0 | 0 | PSE Business Cases and Technical Support Document - Residential Furnaces. February 2015. Equipment cost based on total cost from Table 8.5.1 and installation cost from table 8.2.10. Representative output capacity based on input capacity from Table 5.5.1 and weighted average AFUE from Table 8I.3.1. https://www.regulations.gov/document?D=EERE-2014-BT-STD-0031-0027 | PSE Business Cases and Technical Support Document - Residential Furnaces. February 2015. Equipment cost based on total cost from Table 8.5.1 and installation cost from table 8.2.10. Representative output capacity based on input capacity from Table 5.5.1 and weighted average AFUE from Table 8I.3.1. https://www.regulations.gov/document?D=EERE-2014-BT-STD-0031-0027 | Assuming no incremental O&M cost | 0 | 11.4229 | PSE NEI data | No applicable non-energy benefits | 100% | Equipment 100% technically feasible within end use | System | System
Lewis CountyMultifamily - Highly ImpactedHeat Central Gas Furnace5Existing | Lewis CountyMultifamily - Highly ImpactedHeat Central Gas FurnaceExisting | Lewis County | Multifamily - Highly Impacted | Heat Central Gas Furnace | 5 | Advanced Efficiency Furnace - 97% AFUE | Existing | Furnace - Advanced Efficiency | Advanced Efficiency Furnace - 97% AFUE | Federal Standard 2016 Furnace - 80% AFUE | per Home | 20 | Based on PSE Approved Furnace 2022 Business Case | 284.0501 | 234.2681 | Using measure description efficiency metrics to adjust loads from RTF/2021P workbooks to consumptions. | Using measure description efficiency metrics to adjust loads from RTF/2021P workbooks to consumptions. | 0 | 0 | NA | NA | 1000.7998 | 779.1286 | 0 | 1389.9443 | 1011.6049 | 0 | 0 | PSE Business Cases and Technical Support Document - Residential Furnaces. February 2015. Equipment cost based on total cost from Table 8.5.1 and installation cost from table 8.2.10. Representative output capacity based on input capacity from Table 5.5.1 and weighted average AFUE from Table 8I.3.1. https://www.regulations.gov/document?D=EERE-2014-BT-STD-0031-0027 | PSE Business Cases and Technical Support Document - Residential Furnaces. February 2015. Equipment cost based on total cost from Table 8.5.1 and installation cost from table 8.2.10. Representative output capacity based on input capacity from Table 5.5.1 and weighted average AFUE from Table 8I.3.1. https://www.regulations.gov/document?D=EERE-2014-BT-STD-0031-0027 | Assuming no incremental O&M cost | 0 | 4.8793 | PSE NEI data | No applicable non-energy benefits | 100% | Equipment 100% technically feasible within end use | System | System
Lewis CountyMultifamily - Highly ImpactedHeat Central Gas Furnace5New | Lewis CountyMultifamily - Highly ImpactedHeat Central Gas FurnaceNew | Lewis County | Multifamily - Highly Impacted | Heat Central Gas Furnace | 5 | Advanced Efficiency Furnace - 97% AFUE | New | Furnace - Advanced Efficiency | Advanced Efficiency Furnace - 97% AFUE | Federal Standard 2016 Furnace - 80% AFUE | per Home | 20 | Based on PSE Approved Furnace 2022 Business Case | 184.6326 | 152.2743 | Using measure description efficiency metrics to adjust loads from RTF/2021P workbooks to consumptions. | Using measure description efficiency metrics to adjust loads from RTF/2021P workbooks to consumptions. | 0 | 0 | NA | NA | 1000.7998 | 779.1286 | 0 | 1389.9443 | 1011.6049 | 0 | 0 | PSE Business Cases and Technical Support Document - Residential Furnaces. February 2015. Equipment cost based on total cost from Table 8.5.1 and installation cost from table 8.2.10. Representative output capacity based on input capacity from Table 5.5.1 and weighted average AFUE from Table 8I.3.1. https://www.regulations.gov/document?D=EERE-2014-BT-STD-0031-0027 | PSE Business Cases and Technical Support Document - Residential Furnaces. February 2015. Equipment cost based on total cost from Table 8.5.1 and installation cost from table 8.2.10. Representative output capacity based on input capacity from Table 5.5.1 and weighted average AFUE from Table 8I.3.1. https://www.regulations.gov/document?D=EERE-2014-BT-STD-0031-0027 | Assuming no incremental O&M cost | 0 | 3.1716 | PSE NEI data | No applicable non-energy benefits | 100% | Equipment 100% technically feasible within end use | System | System
Lewis CountyManufacturedHeat Central Gas Furnace5Existing | Lewis CountyManufacturedHeat Central Gas FurnaceExisting | Lewis County | Manufactured | Heat Central Gas Furnace | 5 | Advanced Efficiency Furnace - 97% AFUE | Existing | Furnace - Advanced Efficiency | Advanced Efficiency Furnace - 97% AFUE | Federal Standard 2016 Furnace - 80% AFUE | per Home | 20 | Based on PSE Approved Furnace 2022 Business Case | 458.2502 | 377.9383 | Using measure description efficiency metrics to adjust loads from RTF/2021P workbooks to consumptions. | Using measure description efficiency metrics to adjust loads from RTF/2021P workbooks to consumptions. | 0 | 0 | NA | NA | 2004.5886 | 1560.5841 | 0 | 2784.0399 | 2026.2311 | 0 | 0 | PSE Business Cases and Technical Support Document - Residential Furnaces. February 2015. Equipment cost based on total cost from Table 8.5.1 and installation cost from table 8.2.10. Representative output capacity based on input capacity from Table 5.5.1 and weighted average AFUE from Table 8I.3.1. https://www.regulations.gov/document?D=EERE-2014-BT-STD-0031-0027 | PSE Business Cases and Technical Support Document - Residential Furnaces. February 2015. Equipment cost based on total cost from Table 8.5.1 and installation cost from table 8.2.10. Representative output capacity based on input capacity from Table 5.5.1 and weighted average AFUE from Table 8I.3.1. https://www.regulations.gov/document?D=EERE-2014-BT-STD-0031-0027 | Assuming no incremental O&M cost | 0 | 24.0631 | PSE NEI data | No applicable non-energy benefits | 100% | Equipment 100% technically feasible within end use | System | System
Lewis CountyManufacturedHeat Central Gas Furnace5New | Lewis CountyManufacturedHeat Central Gas FurnaceNew | Lewis County | Manufactured | Heat Central Gas Furnace | 5 | Advanced Efficiency Furnace - 97% AFUE | New | Furnace - Advanced Efficiency | Advanced Efficiency Furnace - 97% AFUE | Federal Standard 2016 Furnace - 80% AFUE | per Home | 20 | Based on PSE Approved Furnace 2022 Business Case | 297.8627 | 245.6599 | Using measure description efficiency metrics to adjust loads from RTF/2021P workbooks to consumptions. | Using measure description efficiency metrics to adjust loads from RTF/2021P workbooks to consumptions. | 0 | 0 | NA | NA | 2004.5886 | 1560.5841 | 0 | 2784.0399 | 2026.2311 | 0 | 0 | PSE Business Cases and Technical Support Document - Residential Furnaces. February 2015. Equipment cost based on total cost from Table 8.5.1 and installation cost from table 8.2.10. Representative output capacity based on input capacity from Table 5.5.1 and weighted average AFUE from Table 8I.3.1. https://www.regulations.gov/document?D=EERE-2014-BT-STD-0031-0027 | PSE Business Cases and Technical Support Document - Residential Furnaces. February 2015. Equipment cost based on total cost from Table 8.5.1 and installation cost from table 8.2.10. Representative output capacity based on input capacity from Table 5.5.1 and weighted average AFUE from Table 8I.3.1. https://www.regulations.gov/document?D=EERE-2014-BT-STD-0031-0027 | Assuming no incremental O&M cost | 0 | 15.641 | PSE NEI data | No applicable non-energy benefits | 100% | Equipment 100% technically feasible within end use | System | System
Lewis CountyManufactured - Highly ImpactedHeat Central Gas Furnace5Existing | Lewis CountyManufactured - Highly ImpactedHeat Central Gas FurnaceExisting | Lewis County | Manufactured - Highly Impacted | Heat Central Gas Furnace | 5 | Advanced Efficiency Furnace - 97% AFUE | Existing | Furnace - Advanced Efficiency | Advanced Efficiency Furnace - 97% AFUE | Federal Standard 2016 Furnace - 80% AFUE | per Home | 20 | Based on PSE Approved Furnace 2022 Business Case | 355.2744 | 293.0099 | Using measure description efficiency metrics to adjust loads from RTF/2021P workbooks to consumptions. | Using measure description efficiency metrics to adjust loads from RTF/2021P workbooks to consumptions. | 0 | 0 | NA | NA | 1554.1271 | 1209.8971 | 0 | 2158.4238 | 1570.9062 | 0 | 0 | PSE Business Cases and Technical Support Document - Residential Furnaces. February 2015. Equipment cost based on total cost from Table 8.5.1 and installation cost from table 8.2.10. Representative output capacity based on input capacity from Table 5.5.1 and weighted average AFUE from Table 8I.3.1. https://www.regulations.gov/document?D=EERE-2014-BT-STD-0031-0027 | PSE Business Cases and Technical Support Document - Residential Furnaces. February 2015. Equipment cost based on total cost from Table 8.5.1 and installation cost from table 8.2.10. Representative output capacity based on input capacity from Table 5.5.1 and weighted average AFUE from Table 8I.3.1. https://www.regulations.gov/document?D=EERE-2014-BT-STD-0031-0027 | Assuming no incremental O&M cost | 0 | 32.3874 | PSE NEI data | No applicable non-energy benefits | 100% | Equipment 100% technically feasible within end use | System | System
Lewis CountyManufactured - Highly ImpactedHeat Central Gas Furnace5New | Lewis CountyManufactured - Highly ImpactedHeat Central Gas FurnaceNew | Lewis County | Manufactured - Highly Impacted | Heat Central Gas Furnace | 5 | Advanced Efficiency Furnace - 97% AFUE | New | Furnace - Advanced Efficiency | Advanced Efficiency Furnace - 97% AFUE | Federal Standard 2016 Furnace - 80% AFUE | per Home | 20 | Based on PSE Approved Furnace 2022 Business Case | 230.9284 | 190.4564 | Using measure description efficiency metrics to adjust loads from RTF/2021P workbooks to consumptions. | Using measure description efficiency metrics to adjust loads from RTF/2021P workbooks to consumptions. | 0 | 0 | NA | NA | 1554.1271 | 1209.8971 | 0 | 2158.4238 | 1570.9062 | 0 | 0 | PSE Business Cases and Technical Support Document - Residential Furnaces. February 2015. Equipment cost based on total cost from Table 8.5.1 and installation cost from table 8.2.10. Representative output capacity based on input capacity from Table 5.5.1 and weighted average AFUE from Table 8I.3.1. https://www.regulations.gov/document?D=EERE-2014-BT-STD-0031-0027 | PSE Business Cases and Technical Support Document - Residential Furnaces. February 2015. Equipment cost based on total cost from Table 8.5.1 and installation cost from table 8.2.10. Representative output capacity based on input capacity from Table 5.5.1 and weighted average AFUE from Table 8I.3.1. https://www.regulations.gov/document?D=EERE-2014-BT-STD-0031-0027 | Assuming no incremental O&M cost | 0 | 21.0518 | PSE NEI data | No applicable non-energy benefits | 100% | Equipment 100% technically feasible within end use | System | System
Lewis CountySingle FamilyHeat Central Gas Furnace6Existing | Lewis CountySingle FamilyHeat Central Gas FurnaceExisting | Lewis County | Single Family | Heat Central Gas Furnace | 6 | Premium Efficiency Furnace - 98% AFUE | Existing | Furnace - Premium Efficiency | Premium Efficiency Furnace - 98% AFUE | Federal Standard 2016 Furnace - 80% AFUE | per Home | 20 | Based on PSE Approved Furnace 2022 Business Case | 507.4999 | 414.2856 | Using measure description efficiency metrics to adjust loads from RTF/2021P workbooks to consumptions. | Using measure description efficiency metrics to adjust loads from RTF/2021P workbooks to consumptions. | 0 | 0 | NA | NA | 2695.1461 | 2098.1872 | 0 | 3861.1195 | 2724.2443 | 0 | 0 | PSE Business Cases and Technical Support Document - Residential Furnaces. February 2015. Equipment cost based on total cost from Table 8.5.1 and installation cost from table 8.2.10. Representative output capacity based on input capacity from Table 5.5.1 and weighted average AFUE from Table 8I.3.1. https://www.regulations.gov/document?D=EERE-2014-BT-STD-0031-0027 | PSE Business Cases and Technical Support Document - Residential Furnaces. February 2015. Equipment cost based on total cost from Table 8.5.1 and installation cost from table 8.2.10. Representative output capacity based on input capacity from Table 5.5.1 and weighted average AFUE from Table 8I.3.1. https://www.regulations.gov/document?D=EERE-2014-BT-STD-0031-0027 | Assuming no incremental O&M cost | 0 | 27.9289 | PSE NEI data | No applicable non-energy benefits | 100% | Equipment 100% technically feasible within end use | System | System
Lewis CountySingle FamilyHeat Central Gas Furnace6New | Lewis CountySingle FamilyHeat Central Gas FurnaceNew | Lewis County | Single Family | Heat Central Gas Furnace | 6 | Premium Efficiency Furnace - 98% AFUE | New | Furnace - Premium Efficiency | Premium Efficiency Furnace - 98% AFUE | Federal Standard 2016 Furnace - 80% AFUE | per Home | 20 | Based on PSE Approved Furnace 2022 Business Case | 329.8749 | 269.2856 | Using measure description efficiency metrics to adjust loads from RTF/2021P workbooks to consumptions. | Using measure description efficiency metrics to adjust loads from RTF/2021P workbooks to consumptions. | 0 | 0 | NA | NA | 2695.1461 | 2098.1872 | 0 | 3861.1195 | 2724.2443 | 0 | 0 | PSE Business Cases and Technical Support Document - Residential Furnaces. February 2015. Equipment cost based on total cost from Table 8.5.1 and installation cost from table 8.2.10. Representative output capacity based on input capacity from Table 5.5.1 and weighted average AFUE from Table 8I.3.1. https://www.regulations.gov/document?D=EERE-2014-BT-STD-0031-0027 | PSE Business Cases and Technical Support Document - Residential Furnaces. February 2015. Equipment cost based on total cost from Table 8.5.1 and installation cost from table 8.2.10. Representative output capacity based on input capacity from Table 5.5.1 and weighted average AFUE from Table 8I.3.1. https://www.regulations.gov/document?D=EERE-2014-BT-STD-0031-0027 | Assuming no incremental O&M cost | 0 | 18.1538 | PSE NEI data | No applicable non-energy benefits | 100% | Equipment 100% technically feasible within end use | System | System
Lewis CountySingle Family - Highly ImpactedHeat Central Gas Furnace6Existing | Lewis CountySingle Family - Highly ImpactedHeat Central Gas FurnaceExisting | Lewis County | Single Family - Highly Impacted | Heat Central Gas Furnace | 6 | Premium Efficiency Furnace - 98% AFUE | Existing | Furnace - Premium Efficiency | Premium Efficiency Furnace - 98% AFUE | Federal Standard 2016 Furnace - 80% AFUE | per Home | 20 | Based on PSE Approved Furnace 2022 Business Case | 365.0626 | 298.0103 | Using measure description efficiency metrics to adjust loads from RTF/2021P workbooks to consumptions. | Using measure description efficiency metrics to adjust loads from RTF/2021P workbooks to consumptions. | 0 | 0 | NA | NA | 1938.7142 | 1509.3004 | 0 | 2777.4401 | 1959.6455 | 0 | 0 | PSE Business Cases and Technical Support Document - Residential Furnaces. February 2015. Equipment cost based on total cost from Table 8.5.1 and installation cost from table 8.2.10. Representative output capacity based on input capacity from Table 5.5.1 and weighted average AFUE from Table 8I.3.1. https://www.regulations.gov/document?D=EERE-2014-BT-STD-0031-0027 | PSE Business Cases and Technical Support Document - Residential Furnaces. February 2015. Equipment cost based on total cost from Table 8.5.1 and installation cost from table 8.2.10. Representative output capacity based on input capacity from Table 5.5.1 and weighted average AFUE from Table 8I.3.1. https://www.regulations.gov/document?D=EERE-2014-BT-STD-0031-0027 | Assuming no incremental O&M cost | 0 | 34.8778 | PSE NEI data | No applicable non-energy benefits | 100% | Equipment 100% technically feasible within end use | System | System
Lewis CountySingle Family - Highly ImpactedHeat Central Gas Furnace6New | Lewis CountySingle Family - Highly ImpactedHeat Central Gas FurnaceNew | Lewis County | Single Family - Highly Impacted | Heat Central Gas Furnace | 6 | Premium Efficiency Furnace - 98% AFUE | New | Furnace - Premium Efficiency | Premium Efficiency Furnace - 98% AFUE | Federal Standard 2016 Furnace - 80% AFUE | per Home | 20 | Based on PSE Approved Furnace 2022 Business Case | 237.2907 | 193.7067 | Using measure description efficiency metrics to adjust loads from RTF/2021P workbooks to consumptions. | Using measure description efficiency metrics to adjust loads from RTF/2021P workbooks to consumptions. | 0 | 0 | NA | NA | 1938.7142 | 1509.3004 | 0 | 2777.4401 | 1959.6455 | 0 | 0 | PSE Business Cases and Technical Support Document - Residential Furnaces. February 2015. Equipment cost based on total cost from Table 8.5.1 and installation cost from table 8.2.10. Representative output capacity based on input capacity from Table 5.5.1 and weighted average AFUE from Table 8I.3.1. https://www.regulations.gov/document?D=EERE-2014-BT-STD-0031-0027 | PSE Business Cases and Technical Support Document - Residential Furnaces. February 2015. Equipment cost based on total cost from Table 8.5.1 and installation cost from table 8.2.10. Representative output capacity based on input capacity from Table 5.5.1 and weighted average AFUE from Table 8I.3.1. https://www.regulations.gov/document?D=EERE-2014-BT-STD-0031-0027 | Assuming no incremental O&M cost | 0 | 22.6706 | PSE NEI data | No applicable non-energy benefits | 100% | Equipment 100% technically feasible within end use | System | System
Lewis CountyMultifamilyHeat Central Gas Furnace6Existing | Lewis CountyMultifamilyHeat Central Gas FurnaceExisting | Lewis County | Multifamily | Heat Central Gas Furnace | 6 | Premium Efficiency Furnace - 98% AFUE | Existing | Furnace - Premium Efficiency | Premium Efficiency Furnace - 98% AFUE | Federal Standard 2016 Furnace - 80% AFUE | per Home | 20 | Based on PSE Approved Furnace 2022 Business Case | 334.6677 | 273.1981 | Using measure description efficiency metrics to adjust loads from RTF/2021P workbooks to consumptions. | Using measure description efficiency metrics to adjust loads from RTF/2021P workbooks to consumptions. | 0 | 0 | NA | NA | 1179.1417 | 917.9688 | 0 | 1689.2617 | 1191.8723 | 0 | 0 | PSE Business Cases and Technical Support Document - Residential Furnaces. February 2015. Equipment cost based on total cost from Table 8.5.1 and installation cost from table 8.2.10. Representative output capacity based on input capacity from Table 5.5.1 and weighted average AFUE from Table 8I.3.1. https://www.regulations.gov/document?D=EERE-2014-BT-STD-0031-0027 | PSE Business Cases and Technical Support Document - Residential Furnaces. February 2015. Equipment cost based on total cost from Table 8.5.1 and installation cost from table 8.2.10. Representative output capacity based on input capacity from Table 5.5.1 and weighted average AFUE from Table 8I.3.1. https://www.regulations.gov/document?D=EERE-2014-BT-STD-0031-0027 | Assuming no incremental O&M cost | 0 | 18.4175 | PSE NEI data | No applicable non-energy benefits | 100% | Equipment 100% technically feasible within end use | System | System
Lewis CountyMultifamilyHeat Central Gas Furnace6New | Lewis CountyMultifamilyHeat Central Gas FurnaceNew | Lewis County | Multifamily | Heat Central Gas Furnace | 6 | Premium Efficiency Furnace - 98% AFUE | New | Furnace - Premium Efficiency | Premium Efficiency Furnace - 98% AFUE | Federal Standard 2016 Furnace - 80% AFUE | per Home | 20 | Based on PSE Approved Furnace 2022 Business Case | 217.534 | 177.5788 | Using measure description efficiency metrics to adjust loads from RTF/2021P workbooks to consumptions. | Using measure description efficiency metrics to adjust loads from RTF/2021P workbooks to consumptions. | 0 | 0 | NA | NA | 1179.1417 | 917.9688 | 0 | 1689.2617 | 1191.8723 | 0 | 0 | PSE Business Cases and Technical Support Document - Residential Furnaces. February 2015. Equipment cost based on total cost from Table 8.5.1 and installation cost from table 8.2.10. Representative output capacity based on input capacity from Table 5.5.1 and weighted average AFUE from Table 8I.3.1. https://www.regulations.gov/document?D=EERE-2014-BT-STD-0031-0027 | PSE Business Cases and Technical Support Document - Residential Furnaces. February 2015. Equipment cost based on total cost from Table 8.5.1 and installation cost from table 8.2.10. Representative output capacity based on input capacity from Table 5.5.1 and weighted average AFUE from Table 8I.3.1. https://www.regulations.gov/document?D=EERE-2014-BT-STD-0031-0027 | Assuming no incremental O&M cost | 0 | 11.9714 | PSE NEI data | No applicable non-energy benefits | 100% | Equipment 100% technically feasible within end use | System | System
Lewis CountyMultifamily - Highly ImpactedHeat Central Gas Furnace6Existing | Lewis CountyMultifamily - Highly ImpactedHeat Central Gas FurnaceExisting | Lewis County | Multifamily - Highly Impacted | Heat Central Gas Furnace | 6 | Premium Efficiency Furnace - 98% AFUE | Existing | Furnace - Premium Efficiency | Premium Efficiency Furnace - 98% AFUE | Federal Standard 2016 Furnace - 80% AFUE | per Home | 20 | Based on PSE Approved Furnace 2022 Business Case | 284.0501 | 231.8776 | Using measure description efficiency metrics to adjust loads from RTF/2021P workbooks to consumptions. | Using measure description efficiency metrics to adjust loads from RTF/2021P workbooks to consumptions. | 0 | 0 | NA | NA | 1000.7998 | 779.1286 | 0 | 1433.7655 | 1011.6049 | 0 | 0 | PSE Business Cases and Technical Support Document - Residential Furnaces. February 2015. Equipment cost based on total cost from Table 8.5.1 and installation cost from table 8.2.10. Representative output capacity based on input capacity from Table 5.5.1 and weighted average AFUE from Table 8I.3.1. https://www.regulations.gov/document?D=EERE-2014-BT-STD-0031-0027 | PSE Business Cases and Technical Support Document - Residential Furnaces. February 2015. Equipment cost based on total cost from Table 8.5.1 and installation cost from table 8.2.10. Representative output capacity based on input capacity from Table 5.5.1 and weighted average AFUE from Table 8I.3.1. https://www.regulations.gov/document?D=EERE-2014-BT-STD-0031-0027 | Assuming no incremental O&M cost | 0 | 5.1136 | PSE NEI data | No applicable non-energy benefits | 100% | Equipment 100% technically feasible within end use | System | System
Lewis CountyMultifamily - Highly ImpactedHeat Central Gas Furnace6New | Lewis CountyMultifamily - Highly ImpactedHeat Central Gas FurnaceNew | Lewis County | Multifamily - Highly Impacted | Heat Central Gas Furnace | 6 | Premium Efficiency Furnace - 98% AFUE | New | Furnace - Premium Efficiency | Premium Efficiency Furnace - 98% AFUE | Federal Standard 2016 Furnace - 80% AFUE | per Home | 20 | Based on PSE Approved Furnace 2022 Business Case | 184.6326 | 150.7205 | Using measure description efficiency metrics to adjust loads from RTF/2021P workbooks to consumptions. | Using measure description efficiency metrics to adjust loads from RTF/2021P workbooks to consumptions. | 0 | 0 | NA | NA | 1000.7998 | 779.1286 | 0 | 1433.7655 | 1011.6049 | 0 | 0 | PSE Business Cases and Technical Support Document - Residential Furnaces. February 2015. Equipment cost based on total cost from Table 8.5.1 and installation cost from table 8.2.10. Representative output capacity based on input capacity from Table 5.5.1 and weighted average AFUE from Table 8I.3.1. https://www.regulations.gov/document?D=EERE-2014-BT-STD-0031-0027 | PSE Business Cases and Technical Support Document - Residential Furnaces. February 2015. Equipment cost based on total cost from Table 8.5.1 and installation cost from table 8.2.10. Representative output capacity based on input capacity from Table 5.5.1 and weighted average AFUE from Table 8I.3.1. https://www.regulations.gov/document?D=EERE-2014-BT-STD-0031-0027 | Assuming no incremental O&M cost | 0 | 3.3239 | PSE NEI data | No applicable non-energy benefits | 100% | Equipment 100% technically feasible within end use | System | System
Lewis CountyManufacturedHeat Central Gas Furnace6Existing | Lewis CountyManufacturedHeat Central Gas FurnaceExisting | Lewis County | Manufactured | Heat Central Gas Furnace | 6 | Premium Efficiency Furnace - 98% AFUE | Existing | Furnace - Premium Efficiency | Premium Efficiency Furnace - 98% AFUE | Federal Standard 2016 Furnace - 80% AFUE | per Home | 20 | Based on PSE Approved Furnace 2022 Business Case | 458.2502 | 374.0818 | Using measure description efficiency metrics to adjust loads from RTF/2021P workbooks to consumptions. | Using measure description efficiency metrics to adjust loads from RTF/2021P workbooks to consumptions. | 0 | 0 | NA | NA | 2004.5886 | 1560.5841 | 0 | 2871.8132 | 2026.2311 | 0 | 0 | PSE Business Cases and Technical Support Document - Residential Furnaces. February 2015. Equipment cost based on total cost from Table 8.5.1 and installation cost from table 8.2.10. Representative output capacity based on input capacity from Table 5.5.1 and weighted average AFUE from Table 8I.3.1. https://www.regulations.gov/document?D=EERE-2014-BT-STD-0031-0027 | PSE Business Cases and Technical Support Document - Residential Furnaces. February 2015. Equipment cost based on total cost from Table 8.5.1 and installation cost from table 8.2.10. Representative output capacity based on input capacity from Table 5.5.1 and weighted average AFUE from Table 8I.3.1. https://www.regulations.gov/document?D=EERE-2014-BT-STD-0031-0027 | Assuming no incremental O&M cost | 0 | 25.2186 | PSE NEI data | No applicable non-energy benefits | 100% | Equipment 100% technically feasible within end use | System | System
Lewis CountyManufacturedHeat Central Gas Furnace6New | Lewis CountyManufacturedHeat Central Gas FurnaceNew | Lewis County | Manufactured | Heat Central Gas Furnace | 6 | Premium Efficiency Furnace - 98% AFUE | New | Furnace - Premium Efficiency | Premium Efficiency Furnace - 98% AFUE | Federal Standard 2016 Furnace - 80% AFUE | per Home | 20 | Based on PSE Approved Furnace 2022 Business Case | 297.8627 | 243.1532 | Using measure description efficiency metrics to adjust loads from RTF/2021P workbooks to consumptions. | Using measure description efficiency metrics to adjust loads from RTF/2021P workbooks to consumptions. | 0 | 0 | NA | NA | 2004.5886 | 1560.5841 | 0 | 2871.8132 | 2026.2311 | 0 | 0 | PSE Business Cases and Technical Support Document - Residential Furnaces. February 2015. Equipment cost based on total cost from Table 8.5.1 and installation cost from table 8.2.10. Representative output capacity based on input capacity from Table 5.5.1 and weighted average AFUE from Table 8I.3.1. https://www.regulations.gov/document?D=EERE-2014-BT-STD-0031-0027 | PSE Business Cases and Technical Support Document - Residential Furnaces. February 2015. Equipment cost based on total cost from Table 8.5.1 and installation cost from table 8.2.10. Representative output capacity based on input capacity from Table 5.5.1 and weighted average AFUE from Table 8I.3.1. https://www.regulations.gov/document?D=EERE-2014-BT-STD-0031-0027 | Assuming no incremental O&M cost | 0 | 16.3921 | PSE NEI data | No applicable non-energy benefits | 100% | Equipment 100% technically feasible within end use | System | System
Lewis CountyManufactured - Highly ImpactedHeat Central Gas Furnace6Existing | Lewis CountyManufactured - Highly ImpactedHeat Central Gas FurnaceExisting | Lewis County | Manufactured - Highly Impacted | Heat Central Gas Furnace | 6 | Premium Efficiency Furnace - 98% AFUE | Existing | Furnace - Premium Efficiency | Premium Efficiency Furnace - 98% AFUE | Federal Standard 2016 Furnace - 80% AFUE | per Home | 20 | Based on PSE Approved Furnace 2022 Business Case | 355.2744 | 290.02 | Using measure description efficiency metrics to adjust loads from RTF/2021P workbooks to consumptions. | Using measure description efficiency metrics to adjust loads from RTF/2021P workbooks to consumptions. | 0 | 0 | NA | NA | 1554.1271 | 1209.8971 | 0 | 2226.4731 | 1570.9062 | 0 | 0 | PSE Business Cases and Technical Support Document - Residential Furnaces. February 2015. Equipment cost based on total cost from Table 8.5.1 and installation cost from table 8.2.10. Representative output capacity based on input capacity from Table 5.5.1 and weighted average AFUE from Table 8I.3.1. https://www.regulations.gov/document?D=EERE-2014-BT-STD-0031-0027 | PSE Business Cases and Technical Support Document - Residential Furnaces. February 2015. Equipment cost based on total cost from Table 8.5.1 and installation cost from table 8.2.10. Representative output capacity based on input capacity from Table 5.5.1 and weighted average AFUE from Table 8I.3.1. https://www.regulations.gov/document?D=EERE-2014-BT-STD-0031-0027 | Assuming no incremental O&M cost | 0 | 33.9427 | PSE NEI data | No applicable non-energy benefits | 100% | Equipment 100% technically feasible within end use | System | System
Lewis CountyManufactured - Highly ImpactedHeat Central Gas Furnace6New | Lewis CountyManufactured - Highly ImpactedHeat Central Gas FurnaceNew | Lewis County | Manufactured - Highly Impacted | Heat Central Gas Furnace | 6 | Premium Efficiency Furnace - 98% AFUE | New | Furnace - Premium Efficiency | Premium Efficiency Furnace - 98% AFUE | Federal Standard 2016 Furnace - 80% AFUE | per Home | 20 | Based on PSE Approved Furnace 2022 Business Case | 230.9284 | 188.513 | Using measure description efficiency metrics to adjust loads from RTF/2021P workbooks to consumptions. | Using measure description efficiency metrics to adjust loads from RTF/2021P workbooks to consumptions. | 0 | 0 | NA | NA | 1554.1271 | 1209.8971 | 0 | 2226.4731 | 1570.9062 | 0 | 0 | PSE Business Cases and Technical Support Document - Residential Furnaces. February 2015. Equipment cost based on total cost from Table 8.5.1 and installation cost from table 8.2.10. Representative output capacity based on input capacity from Table 5.5.1 and weighted average AFUE from Table 8I.3.1. https://www.regulations.gov/document?D=EERE-2014-BT-STD-0031-0027 | PSE Business Cases and Technical Support Document - Residential Furnaces. February 2015. Equipment cost based on total cost from Table 8.5.1 and installation cost from table 8.2.10. Representative output capacity based on input capacity from Table 5.5.1 and weighted average AFUE from Table 8I.3.1. https://www.regulations.gov/document?D=EERE-2014-BT-STD-0031-0027 | Assuming no incremental O&M cost | 0 | 22.0627 | PSE NEI data | No applicable non-energy benefits | 100% | Equipment 100% technically feasible within end use | System | System
Lewis CountySingle FamilyHeat Room Gas1Existing | Lewis CountySingle FamilyHeat Room GasExisting | Lewis County | Single Family | Heat Room Gas | 1 | Market Standard Gas Room Heat | Existing | Room Heat - Market Standard | Market Standard Gas Room Heat | Market Standard Gas Room Heat | per Home | 15 | Assuming same as heat room electric | 489.0851 | 489.0851 | Using measure description efficiency metrics to adjust loads from RTF/2021P workbooks to consumptions. | Using measure description efficiency metrics to adjust loads from RTF/2021P workbooks to consumptions. | 0 | 0 | NA | NA | 0 | 0 | 0 | 0 | 0 | 0 | 0 | Baseline is equal to efficient condition. | Baseline is equal to efficient condition. | Baseline is equal to efficient condition. | 0 | 0 | No applicable non-energy benefits | No applicable non-energy benefits | 100% | Equipment 100% feasible within the end use. | System | System
Lewis CountySingle FamilyHeat Room Gas1New | Lewis CountySingle FamilyHeat Room GasNew | Lewis County | Single Family | Heat Room Gas | 1 | Market Standard Gas Room Heat | New | Room Heat - Market Standard | Market Standard Gas Room Heat | Market Standard Gas Room Heat | per Home | 15 | Assuming same as heat room electric | 317.9053 | 317.9053 | Using measure description efficiency metrics to adjust loads from RTF/2021P workbooks to consumptions. | Using measure description efficiency metrics to adjust loads from RTF/2021P workbooks to consumptions. | 0 | 0 | NA | NA | 0 | 0 | 0 | 0 | 0 | 0 | 0 | Baseline is equal to efficient condition. | Baseline is equal to efficient condition. | Baseline is equal to efficient condition. | 0 | 0 | No applicable non-energy benefits | No applicable non-energy benefits | 100% | Equipment 100% feasible within the end use. | System | System
Lewis CountySingle Family - Highly ImpactedHeat Room Gas1Existing | Lewis CountySingle Family - Highly ImpactedHeat Room GasExisting | Lewis County | Single Family - Highly Impacted | Heat Room Gas | 1 | Market Standard Gas Room Heat | Existing | Room Heat - Market Standard | Market Standard Gas Room Heat | Market Standard Gas Room Heat | per Home | 15 | Assuming same as heat room electric | 351.8162 | 351.8162 | Using measure description efficiency metrics to adjust loads from RTF/2021P workbooks to consumptions. | Using measure description efficiency metrics to adjust loads from RTF/2021P workbooks to consumptions. | 0 | 0 | NA | NA | 0 | 0 | 0 | 0 | 0 | 0 | 0 | Baseline is equal to efficient condition. | Baseline is equal to efficient condition. | Baseline is equal to efficient condition. | 0 | 0 | No applicable non-energy benefits | No applicable non-energy benefits | 100% | Equipment 100% feasible within the end use. | System | System
Lewis CountySingle Family - Highly ImpactedHeat Room Gas1New | Lewis CountySingle Family - Highly ImpactedHeat Room GasNew | Lewis County | Single Family - Highly Impacted | Heat Room Gas | 1 | Market Standard Gas Room Heat | New | Room Heat - Market Standard | Market Standard Gas Room Heat | Market Standard Gas Room Heat | per Home | 15 | Assuming same as heat room electric | 228.6805 | 228.6805 | Using measure description efficiency metrics to adjust loads from RTF/2021P workbooks to consumptions. | Using measure description efficiency metrics to adjust loads from RTF/2021P workbooks to consumptions. | 0 | 0 | NA | NA | 0 | 0 | 0 | 0 | 0 | 0 | 0 | Baseline is equal to efficient condition. | Baseline is equal to efficient condition. | Baseline is equal to efficient condition. | 0 | 0 | No applicable non-energy benefits | No applicable non-energy benefits | 100% | Equipment 100% feasible within the end use. | System | System
Lewis CountyMultifamilyHeat Room Gas1Existing | Lewis CountyMultifamilyHeat Room GasExisting | Lewis County | Multifamily | Heat Room Gas | 1 | Market Standard Gas Room Heat | Existing | Room Heat - Market Standard | Market Standard Gas Room Heat | Market Standard Gas Room Heat | per Home | 15 | Assuming same as heat room electric | 322.5241 | 322.5241 | Using measure description efficiency metrics to adjust loads from RTF/2021P workbooks to consumptions. | Using measure description efficiency metrics to adjust loads from RTF/2021P workbooks to consumptions. | 0 | 0 | NA | NA | 0 | 0 | 0 | 0 | 0 | 0 | 0 | Baseline is equal to efficient condition. | Baseline is equal to efficient condition. | Baseline is equal to efficient condition. | 0 | 0 | No applicable non-energy benefits | No applicable non-energy benefits | 100% | Equipment 100% feasible within the end use. | System | System
Lewis CountyMultifamilyHeat Room Gas1New | Lewis CountyMultifamilyHeat Room GasNew | Lewis County | Multifamily | Heat Room Gas | 1 | Market Standard Gas Room Heat | New | Room Heat - Market Standard | Market Standard Gas Room Heat | Market Standard Gas Room Heat | per Home | 15 | Assuming same as heat room electric | 209.6407 | 209.6407 | Using measure description efficiency metrics to adjust loads from RTF/2021P workbooks to consumptions. | Using measure description efficiency metrics to adjust loads from RTF/2021P workbooks to consumptions. | 0 | 0 | NA | NA | 0 | 0 | 0 | 0 | 0 | 0 | 0 | Baseline is equal to efficient condition. | Baseline is equal to efficient condition. | Baseline is equal to efficient condition. | 0 | 0 | No applicable non-energy benefits | No applicable non-energy benefits | 100% | Equipment 100% feasible within the end use. | System | System
Lewis CountyMultifamily - Highly ImpactedHeat Room Gas1Existing | Lewis CountyMultifamily - Highly ImpactedHeat Room GasExisting | Lewis County | Multifamily - Highly Impacted | Heat Room Gas | 1 | Market Standard Gas Room Heat | Existing | Room Heat - Market Standard | Market Standard Gas Room Heat | Market Standard Gas Room Heat | per Home | 15 | Assuming same as heat room electric | 273.7433 | 273.7433 | Using measure description efficiency metrics to adjust loads from RTF/2021P workbooks to consumptions. | Using measure description efficiency metrics to adjust loads from RTF/2021P workbooks to consumptions. | 0 | 0 | NA | NA | 0 | 0 | 0 | 0 | 0 | 0 | 0 | Baseline is equal to efficient condition. | Baseline is equal to efficient condition. | Baseline is equal to efficient condition. | 0 | 0 | No applicable non-energy benefits | No applicable non-energy benefits | 100% | Equipment 100% feasible within the end use. | System | System
Lewis CountyMultifamily - Highly ImpactedHeat Room Gas1New | Lewis CountyMultifamily - Highly ImpactedHeat Room GasNew | Lewis County | Multifamily - Highly Impacted | Heat Room Gas | 1 | Market Standard Gas Room Heat | New | Room Heat - Market Standard | Market Standard Gas Room Heat | Market Standard Gas Room Heat | per Home | 15 | Assuming same as heat room electric | 177.9331 | 177.9331 | Using measure description efficiency metrics to adjust loads from RTF/2021P workbooks to consumptions. | Using measure description efficiency metrics to adjust loads from RTF/2021P workbooks to consumptions. | 0 | 0 | NA | NA | 0 | 0 | 0 | 0 | 0 | 0 | 0 | Baseline is equal to efficient condition. | Baseline is equal to efficient condition. | Baseline is equal to efficient condition. | 0 | 0 | No applicable non-energy benefits | No applicable non-energy benefits | 100% | Equipment 100% feasible within the end use. | System | System
Lewis CountyManufacturedHeat Room Gas1Existing | Lewis CountyManufacturedHeat Room GasExisting | Lewis County | Manufactured | Heat Room Gas | 1 | Market Standard Gas Room Heat | Existing | Room Heat - Market Standard | Market Standard Gas Room Heat | Market Standard Gas Room Heat | per Home | 15 | Assuming same as heat room electric | 441.6225 | 441.6225 | Using measure description efficiency metrics to adjust loads from RTF/2021P workbooks to consumptions. | Using measure description efficiency metrics to adjust loads from RTF/2021P workbooks to consumptions. | 0 | 0 | NA | NA | 0 | 0 | 0 | 0 | 0 | 0 | 0 | Baseline is equal to efficient condition. | Baseline is equal to efficient condition. | Baseline is equal to efficient condition. | 0 | 0 | No applicable non-energy benefits | No applicable non-energy benefits | 100% | Equipment 100% feasible within the end use. | System | System
Lewis CountyManufacturedHeat Room Gas1New | Lewis CountyManufacturedHeat Room GasNew | Lewis County | Manufactured | Heat Room Gas | 1 | Market Standard Gas Room Heat | New | Room Heat - Market Standard | Market Standard Gas Room Heat | Market Standard Gas Room Heat | per Home | 15 | Assuming same as heat room electric | 287.0546 | 287.0546 | Using measure description efficiency metrics to adjust loads from RTF/2021P workbooks to consumptions. | Using measure description efficiency metrics to adjust loads from RTF/2021P workbooks to consumptions. | 0 | 0 | NA | NA | 0 | 0 | 0 | 0 | 0 | 0 | 0 | Baseline is equal to efficient condition. | Baseline is equal to efficient condition. | Baseline is equal to efficient condition. | 0 | 0 | No applicable non-energy benefits | No applicable non-energy benefits | 100% | Equipment 100% feasible within the end use. | System | System
Lewis CountyManufactured - Highly ImpactedHeat Room Gas1Existing | Lewis CountyManufactured - Highly ImpactedHeat Room GasExisting | Lewis County | Manufactured - Highly Impacted | Heat Room Gas | 1 | Market Standard Gas Room Heat | Existing | Room Heat - Market Standard | Market Standard Gas Room Heat | Market Standard Gas Room Heat | per Home | 15 | Assuming same as heat room electric | 342.3832 | 342.3832 | Using measure description efficiency metrics to adjust loads from RTF/2021P workbooks to consumptions. | Using measure description efficiency metrics to adjust loads from RTF/2021P workbooks to consumptions. | 0 | 0 | NA | NA | 0 | 0 | 0 | 0 | 0 | 0 | 0 | Baseline is equal to efficient condition. | Baseline is equal to efficient condition. | Baseline is equal to efficient condition. | 0 | 0 | No applicable non-energy benefits | No applicable non-energy benefits | 100% | Equipment 100% feasible within the end use. | System | System
Lewis CountyManufactured - Highly ImpactedHeat Room Gas1New | Lewis CountyManufactured - Highly ImpactedHeat Room GasNew | Lewis County | Manufactured - Highly Impacted | Heat Room Gas | 1 | Market Standard Gas Room Heat | New | Room Heat - Market Standard | Market Standard Gas Room Heat | Market Standard Gas Room Heat | per Home | 15 | Assuming same as heat room electric | 222.5491 | 222.5491 | Using measure description efficiency metrics to adjust loads from RTF/2021P workbooks to consumptions. | Using measure description efficiency metrics to adjust loads from RTF/2021P workbooks to consumptions. | 0 | 0 | NA | NA | 0 | 0 | 0 | 0 | 0 | 0 | 0 | Baseline is equal to efficient condition. | Baseline is equal to efficient condition. | Baseline is equal to efficient condition. | 0 | 0 | No applicable non-energy benefits | No applicable non-energy benefits | 100% | Equipment 100% feasible within the end use. | System | System
Lewis CountySingle FamilyPool Heat1Existing | Lewis CountySingle FamilyPool HeatExisting | Lewis County | Single Family | Pool Heat | 1 | Below Standard Pool Heater - 78% Efficient | Existing | Pool Heater - Below Standard | Below Standard Pool Heater - 78% Efficient | Below Standard Pool Heater - 78% Efficient | per Home | 4 | Assuming half the measure life for below standard equipment. Technical Support Document - Residential Water Heaters, Direct Heating Equipment, and Pooler Heaters. November 2009. Appendix C, Table 8-C.4.1, Page 8-C-7. | 382 | 382 | Savings methodology based on Technical Support Document - Residential Water Heaters, Direct Heating Equipment, and Pooler Heaters. November 2009. Table 7.4.2, Page 7-41 | Savings methodology based on Technical Support Document - Residential Water Heaters, Direct Heating Equipment, and Pooler Heaters. November 2009. Table 7.4.2, Page 7-41 | 0 | 0 | NA | NA | 0 | 0 | 0 | 0 | 0 | 0 | 0 | Existing conditions, assuming no cost | Existing conditions, assuming no cost | Assuming no incremental O&M cost | 0 | 0 | No applicable non-energy benefits | No applicable non-energy benefits | 100% | Equipment 100% technically feasible within end use | System | System
Lewis CountySingle FamilyPool Heat1New | Lewis CountySingle FamilyPool HeatNew | Lewis County | Single Family | Pool Heat | 1 | Below Standard Pool Heater - 78% Efficient | New | Pool Heater - Below Standard | Below Standard Pool Heater - 78% Efficient | Below Standard Pool Heater - 78% Efficient | per Home | 4 | Assuming half the measure life for below standard equipment. Technical Support Document - Residential Water Heaters, Direct Heating Equipment, and Pooler Heaters. November 2009. Appendix C, Table 8-C.4.1, Page 8-C-7. | 382 | 382 | Savings methodology based on Technical Support Document - Residential Water Heaters, Direct Heating Equipment, and Pooler Heaters. November 2009. Table 7.4.2, Page 7-41 | Savings methodology based on Technical Support Document - Residential Water Heaters, Direct Heating Equipment, and Pooler Heaters. November 2009. Table 7.4.2, Page 7-41 | 0 | 0 | NA | NA | 0 | 0 | 0 | 0 | 0 | 0 | 0 | Existing conditions, assuming no cost | Existing conditions, assuming no cost | Assuming no incremental O&M cost | 0 | 0 | No applicable non-energy benefits | No applicable non-energy benefits | 100% | Equipment 100% technically feasible within end use | System | System
Lewis CountySingle Family - Highly ImpactedPool Heat1Existing | Lewis CountySingle Family - Highly ImpactedPool HeatExisting | Lewis County | Single Family - Highly Impacted | Pool Heat | 1 | Below Standard Pool Heater - 78% Efficient | Existing | Pool Heater - Below Standard | Below Standard Pool Heater - 78% Efficient | Below Standard Pool Heater - 78% Efficient | per Home | 4 | Assuming half the measure life for below standard equipment. Technical Support Document - Residential Water Heaters, Direct Heating Equipment, and Pooler Heaters. November 2009. Appendix C, Table 8-C.4.1, Page 8-C-7. | 382 | 382 | Savings methodology based on Technical Support Document - Residential Water Heaters, Direct Heating Equipment, and Pooler Heaters. November 2009. Table 7.4.2, Page 7-41 | Savings methodology based on Technical Support Document - Residential Water Heaters, Direct Heating Equipment, and Pooler Heaters. November 2009. Table 7.4.2, Page 7-41 | 0 | 0 | NA | NA | 0 | 0 | 0 | 0 | 0 | 0 | 0 | Existing conditions, assuming no cost | Existing conditions, assuming no cost | Assuming no incremental O&M cost | 0 | 0 | No applicable non-energy benefits | No applicable non-energy benefits | 100% | Equipment 100% technically feasible within end use | System | System
Lewis CountySingle Family - Highly ImpactedPool Heat1New | Lewis CountySingle Family - Highly ImpactedPool HeatNew | Lewis County | Single Family - Highly Impacted | Pool Heat | 1 | Below Standard Pool Heater - 78% Efficient | New | Pool Heater - Below Standard | Below Standard Pool Heater - 78% Efficient | Below Standard Pool Heater - 78% Efficient | per Home | 4 | Assuming half the measure life for below standard equipment. Technical Support Document - Residential Water Heaters, Direct Heating Equipment, and Pooler Heaters. November 2009. Appendix C, Table 8-C.4.1, Page 8-C-7. | 382 | 382 | Savings methodology based on Technical Support Document - Residential Water Heaters, Direct Heating Equipment, and Pooler Heaters. November 2009. Table 7.4.2, Page 7-41 | Savings methodology based on Technical Support Document - Residential Water Heaters, Direct Heating Equipment, and Pooler Heaters. November 2009. Table 7.4.2, Page 7-41 | 0 | 0 | NA | NA | 0 | 0 | 0 | 0 | 0 | 0 | 0 | Existing conditions, assuming no cost | Existing conditions, assuming no cost | Assuming no incremental O&M cost | 0 | 0 | No applicable non-energy benefits | No applicable non-energy benefits | 100% | Equipment 100% technically feasible within end use | System | System
Lewis CountyMultifamilyPool Heat1Existing | Lewis CountyMultifamilyPool HeatExisting | Lewis County | Multifamily | Pool Heat | 1 | Below Standard Pool Heater - 78% Efficient | Existing | Pool Heater - Below Standard | Below Standard Pool Heater - 78% Efficient | Below Standard Pool Heater - 78% Efficient | per Home | 4 | Assuming half the measure life for below standard equipment. Technical Support Document - Residential Water Heaters, Direct Heating Equipment, and Pooler Heaters. November 2009. Appendix C, Table 8-C.4.1, Page 8-C-7. | 382 | 382 | Savings methodology based on Technical Support Document - Residential Water Heaters, Direct Heating Equipment, and Pooler Heaters. November 2009. Table 7.4.2, Page 7-41 | Savings methodology based on Technical Support Document - Residential Water Heaters, Direct Heating Equipment, and Pooler Heaters. November 2009. Table 7.4.2, Page 7-41 | 0 | 0 | NA | NA | 0 | 0 | 0 | 0 | 0 | 0 | 0 | Existing conditions, assuming no cost | Existing conditions, assuming no cost | Assuming no incremental O&M cost | 0 | 0 | No applicable non-energy benefits | No applicable non-energy benefits | 100% | Equipment 100% technically feasible within end use | System | System
Lewis CountyMultifamilyPool Heat1New | Lewis CountyMultifamilyPool HeatNew | Lewis County | Multifamily | Pool Heat | 1 | Below Standard Pool Heater - 78% Efficient | New | Pool Heater - Below Standard | Below Standard Pool Heater - 78% Efficient | Below Standard Pool Heater - 78% Efficient | per Home | 4 | Assuming half the measure life for below standard equipment. Technical Support Document - Residential Water Heaters, Direct Heating Equipment, and Pooler Heaters. November 2009. Appendix C, Table 8-C.4.1, Page 8-C-7. | 382 | 382 | Savings methodology based on Technical Support Document - Residential Water Heaters, Direct Heating Equipment, and Pooler Heaters. November 2009. Table 7.4.2, Page 7-41 | Savings methodology based on Technical Support Document - Residential Water Heaters, Direct Heating Equipment, and Pooler Heaters. November 2009. Table 7.4.2, Page 7-41 | 0 | 0 | NA | NA | 0 | 0 | 0 | 0 | 0 | 0 | 0 | Existing conditions, assuming no cost | Existing conditions, assuming no cost | Assuming no incremental O&M cost | 0 | 0 | No applicable non-energy benefits | No applicable non-energy benefits | 100% | Equipment 100% technically feasible within end use | System | System
Lewis CountyMultifamily - Highly ImpactedPool Heat1Existing | Lewis CountyMultifamily - Highly ImpactedPool HeatExisting | Lewis County | Multifamily - Highly Impacted | Pool Heat | 1 | Below Standard Pool Heater - 78% Efficient | Existing | Pool Heater - Below Standard | Below Standard Pool Heater - 78% Efficient | Below Standard Pool Heater - 78% Efficient | per Home | 4 | Assuming half the measure life for below standard equipment. Technical Support Document - Residential Water Heaters, Direct Heating Equipment, and Pooler Heaters. November 2009. Appendix C, Table 8-C.4.1, Page 8-C-7. | 382 | 382 | Savings methodology based on Technical Support Document - Residential Water Heaters, Direct Heating Equipment, and Pooler Heaters. November 2009. Table 7.4.2, Page 7-41 | Savings methodology based on Technical Support Document - Residential Water Heaters, Direct Heating Equipment, and Pooler Heaters. November 2009. Table 7.4.2, Page 7-41 | 0 | 0 | NA | NA | 0 | 0 | 0 | 0 | 0 | 0 | 0 | Existing conditions, assuming no cost | Existing conditions, assuming no cost | Assuming no incremental O&M cost | 0 | 0 | No applicable non-energy benefits | No applicable non-energy benefits | 100% | Equipment 100% technically feasible within end use | System | System
Lewis CountyMultifamily - Highly ImpactedPool Heat1New | Lewis CountyMultifamily - Highly ImpactedPool HeatNew | Lewis County | Multifamily - Highly Impacted | Pool Heat | 1 | Below Standard Pool Heater - 78% Efficient | New | Pool Heater - Below Standard | Below Standard Pool Heater - 78% Efficient | Below Standard Pool Heater - 78% Efficient | per Home | 4 | Assuming half the measure life for below standard equipment. Technical Support Document - Residential Water Heaters, Direct Heating Equipment, and Pooler Heaters. November 2009. Appendix C, Table 8-C.4.1, Page 8-C-7. | 382 | 382 | Savings methodology based on Technical Support Document - Residential Water Heaters, Direct Heating Equipment, and Pooler Heaters. November 2009. Table 7.4.2, Page 7-41 | Savings methodology based on Technical Support Document - Residential Water Heaters, Direct Heating Equipment, and Pooler Heaters. November 2009. Table 7.4.2, Page 7-41 | 0 | 0 | NA | NA | 0 | 0 | 0 | 0 | 0 | 0 | 0 | Existing conditions, assuming no cost | Existing conditions, assuming no cost | Assuming no incremental O&M cost | 0 | 0 | No applicable non-energy benefits | No applicable non-energy benefits | 100% | Equipment 100% technically feasible within end use | System | System
Lewis CountyManufacturedPool Heat1Existing | Lewis CountyManufacturedPool HeatExisting | Lewis County | Manufactured | Pool Heat | 1 | Below Standard Pool Heater - 78% Efficient | Existing | Pool Heater - Below Standard | Below Standard Pool Heater - 78% Efficient | Below Standard Pool Heater - 78% Efficient | per Home | 4 | Assuming half the measure life for below standard equipment. Technical Support Document - Residential Water Heaters, Direct Heating Equipment, and Pooler Heaters. November 2009. Appendix C, Table 8-C.4.1, Page 8-C-7. | 382 | 382 | Savings methodology based on Technical Support Document - Residential Water Heaters, Direct Heating Equipment, and Pooler Heaters. November 2009. Table 7.4.2, Page 7-41 | Savings methodology based on Technical Support Document - Residential Water Heaters, Direct Heating Equipment, and Pooler Heaters. November 2009. Table 7.4.2, Page 7-41 | 0 | 0 | NA | NA | 0 | 0 | 0 | 0 | 0 | 0 | 0 | Existing conditions, assuming no cost | Existing conditions, assuming no cost | Assuming no incremental O&M cost | 0 | 0 | No applicable non-energy benefits | No applicable non-energy benefits | 100% | Equipment 100% technically feasible within end use | System | System
Lewis CountyManufacturedPool Heat1New | Lewis CountyManufacturedPool HeatNew | Lewis County | Manufactured | Pool Heat | 1 | Below Standard Pool Heater - 78% Efficient | New | Pool Heater - Below Standard | Below Standard Pool Heater - 78% Efficient | Below Standard Pool Heater - 78% Efficient | per Home | 4 | Assuming half the measure life for below standard equipment. Technical Support Document - Residential Water Heaters, Direct Heating Equipment, and Pooler Heaters. November 2009. Appendix C, Table 8-C.4.1, Page 8-C-7. | 382 | 382 | Savings methodology based on Technical Support Document - Residential Water Heaters, Direct Heating Equipment, and Pooler Heaters. November 2009. Table 7.4.2, Page 7-41 | Savings methodology based on Technical Support Document - Residential Water Heaters, Direct Heating Equipment, and Pooler Heaters. November 2009. Table 7.4.2, Page 7-41 | 0 | 0 | NA | NA | 0 | 0 | 0 | 0 | 0 | 0 | 0 | Existing conditions, assuming no cost | Existing conditions, assuming no cost | Assuming no incremental O&M cost | 0 | 0 | No applicable non-energy benefits | No applicable non-energy benefits | 100% | Equipment 100% technically feasible within end use | System | System
Lewis CountyManufactured - Highly ImpactedPool Heat1Existing | Lewis CountyManufactured - Highly ImpactedPool HeatExisting | Lewis County | Manufactured - Highly Impacted | Pool Heat | 1 | Below Standard Pool Heater - 78% Efficient | Existing | Pool Heater - Below Standard | Below Standard Pool Heater - 78% Efficient | Below Standard Pool Heater - 78% Efficient | per Home | 4 | Assuming half the measure life for below standard equipment. Technical Support Document - Residential Water Heaters, Direct Heating Equipment, and Pooler Heaters. November 2009. Appendix C, Table 8-C.4.1, Page 8-C-7. | 382 | 382 | Savings methodology based on Technical Support Document - Residential Water Heaters, Direct Heating Equipment, and Pooler Heaters. November 2009. Table 7.4.2, Page 7-41 | Savings methodology based on Technical Support Document - Residential Water Heaters, Direct Heating Equipment, and Pooler Heaters. November 2009. Table 7.4.2, Page 7-41 | 0 | 0 | NA | NA | 0 | 0 | 0 | 0 | 0 | 0 | 0 | Existing conditions, assuming no cost | Existing conditions, assuming no cost | Assuming no incremental O&M cost | 0 | 0 | No applicable non-energy benefits | No applicable non-energy benefits | 100% | Equipment 100% technically feasible within end use | System | System
Lewis CountyManufactured - Highly ImpactedPool Heat1New | Lewis CountyManufactured - Highly ImpactedPool HeatNew | Lewis County | Manufactured - Highly Impacted | Pool Heat | 1 | Below Standard Pool Heater - 78% Efficient | New | Pool Heater - Below Standard | Below Standard Pool Heater - 78% Efficient | Below Standard Pool Heater - 78% Efficient | per Home | 4 | Assuming half the measure life for below standard equipment. Technical Support Document - Residential Water Heaters, Direct Heating Equipment, and Pooler Heaters. November 2009. Appendix C, Table 8-C.4.1, Page 8-C-7. | 382 | 382 | Savings methodology based on Technical Support Document - Residential Water Heaters, Direct Heating Equipment, and Pooler Heaters. November 2009. Table 7.4.2, Page 7-41 | Savings methodology based on Technical Support Document - Residential Water Heaters, Direct Heating Equipment, and Pooler Heaters. November 2009. Table 7.4.2, Page 7-41 | 0 | 0 | NA | NA | 0 | 0 | 0 | 0 | 0 | 0 | 0 | Existing conditions, assuming no cost | Existing conditions, assuming no cost | Assuming no incremental O&M cost | 0 | 0 | No applicable non-energy benefits | No applicable non-energy benefits | 100% | Equipment 100% technically feasible within end use | System | System
Lewis CountySingle FamilyPool Heat2Existing | Lewis CountySingle FamilyPool HeatExisting | Lewis County | Single Family | Pool Heat | 2 | Federal Standard 2014 Pool Heater - 82% Efficient | Existing | Pool Heater - Federal Standard 2014 | Federal Standard 2014 Pool Heater - 82% Efficient | Federal Standard 2014 Pool Heater - 82% Efficient | per Home | 8 | Technical Support Document - Residential Water Heaters, Direct Heating Equipment, and Pooler Heaters. November 2009. Appendix C, Table 8-C.4.1, Page 8-C-7. | 364 | 364 | Savings methodology based on Technical Support Document - Residential Water Heaters, Direct Heating Equipment, and Pooler Heaters. November 2009. Table 7.4.2, Page 7-41 | Savings methodology based on Technical Support Document - Residential Water Heaters, Direct Heating Equipment, and Pooler Heaters. November 2009. Table 7.4.2, Page 7-41 | 0 | 0 | NA | NA | 0 | 0 | 0 | 1609.0662 | 1640.8911 | 0 | 0 | Technical Support Document - Residential Water Heaters, Direct Heating Equipment, and Pooler Heaters. November 2009. Table 8.2.38, Page 8-34. | Technical Support Document - Residential Water Heaters, Direct Heating Equipment, and Pooler Heaters. November 2009. Table 8.2.38, Page 8-34. | Assuming no incremental O&M cost | 0 | 0 | No applicable non-energy benefits | No applicable non-energy benefits | 100% | Equipment 100% technically feasible within end use | System | System
Lewis CountySingle FamilyPool Heat2New | Lewis CountySingle FamilyPool HeatNew | Lewis County | Single Family | Pool Heat | 2 | Federal Standard 2014 Pool Heater - 82% Efficient | New | Pool Heater - Federal Standard 2014 | Federal Standard 2014 Pool Heater - 82% Efficient | Federal Standard 2014 Pool Heater - 82% Efficient | per Home | 8 | Technical Support Document - Residential Water Heaters, Direct Heating Equipment, and Pooler Heaters. November 2009. Appendix C, Table 8-C.4.1, Page 8-C-7. | 364 | 364 | Savings methodology based on Technical Support Document - Residential Water Heaters, Direct Heating Equipment, and Pooler Heaters. November 2009. Table 7.4.2, Page 7-41 | Savings methodology based on Technical Support Document - Residential Water Heaters, Direct Heating Equipment, and Pooler Heaters. November 2009. Table 7.4.2, Page 7-41 | 0 | 0 | NA | NA | 0 | 0 | 0 | 1609.0662 | 1640.8911 | 0 | 0 | Technical Support Document - Residential Water Heaters, Direct Heating Equipment, and Pooler Heaters. November 2009. Table 8.2.38, Page 8-34. | Technical Support Document - Residential Water Heaters, Direct Heating Equipment, and Pooler Heaters. November 2009. Table 8.2.38, Page 8-34. | Assuming no incremental O&M cost | 0 | 0 | No applicable non-energy benefits | No applicable non-energy benefits | 100% | Equipment 100% technically feasible within end use | System | System
Lewis CountySingle Family - Highly ImpactedPool Heat2Existing | Lewis CountySingle Family - Highly ImpactedPool HeatExisting | Lewis County | Single Family - Highly Impacted | Pool Heat | 2 | Federal Standard 2014 Pool Heater - 82% Efficient | Existing | Pool Heater - Federal Standard 2014 | Federal Standard 2014 Pool Heater - 82% Efficient | Federal Standard 2014 Pool Heater - 82% Efficient | per Home | 8 | Technical Support Document - Residential Water Heaters, Direct Heating Equipment, and Pooler Heaters. November 2009. Appendix C, Table 8-C.4.1, Page 8-C-7. | 364 | 364 | Savings methodology based on Technical Support Document - Residential Water Heaters, Direct Heating Equipment, and Pooler Heaters. November 2009. Table 7.4.2, Page 7-41 | Savings methodology based on Technical Support Document - Residential Water Heaters, Direct Heating Equipment, and Pooler Heaters. November 2009. Table 7.4.2, Page 7-41 | 0 | 0 | NA | NA | 0 | 0 | 0 | 1609.0662 | 1640.8911 | 0 | 0 | Technical Support Document - Residential Water Heaters, Direct Heating Equipment, and Pooler Heaters. November 2009. Table 8.2.38, Page 8-34. | Technical Support Document - Residential Water Heaters, Direct Heating Equipment, and Pooler Heaters. November 2009. Table 8.2.38, Page 8-34. | Assuming no incremental O&M cost | 0 | 0 | No applicable non-energy benefits | No applicable non-energy benefits | 100% | Equipment 100% technically feasible within end use | System | System
Lewis CountySingle Family - Highly ImpactedPool Heat2New | Lewis CountySingle Family - Highly ImpactedPool HeatNew | Lewis County | Single Family - Highly Impacted | Pool Heat | 2 | Federal Standard 2014 Pool Heater - 82% Efficient | New | Pool Heater - Federal Standard 2014 | Federal Standard 2014 Pool Heater - 82% Efficient | Federal Standard 2014 Pool Heater - 82% Efficient | per Home | 8 | Technical Support Document - Residential Water Heaters, Direct Heating Equipment, and Pooler Heaters. November 2009. Appendix C, Table 8-C.4.1, Page 8-C-7. | 364 | 364 | Savings methodology based on Technical Support Document - Residential Water Heaters, Direct Heating Equipment, and Pooler Heaters. November 2009. Table 7.4.2, Page 7-41 | Savings methodology based on Technical Support Document - Residential Water Heaters, Direct Heating Equipment, and Pooler Heaters. November 2009. Table 7.4.2, Page 7-41 | 0 | 0 | NA | NA | 0 | 0 | 0 | 1609.0662 | 1640.8911 | 0 | 0 | Technical Support Document - Residential Water Heaters, Direct Heating Equipment, and Pooler Heaters. November 2009. Table 8.2.38, Page 8-34. | Technical Support Document - Residential Water Heaters, Direct Heating Equipment, and Pooler Heaters. November 2009. Table 8.2.38, Page 8-34. | Assuming no incremental O&M cost | 0 | 0 | No applicable non-energy benefits | No applicable non-energy benefits | 100% | Equipment 100% technically feasible within end use | System | System
Lewis CountyMultifamilyPool Heat2Existing | Lewis CountyMultifamilyPool HeatExisting | Lewis County | Multifamily | Pool Heat | 2 | Federal Standard 2014 Pool Heater - 82% Efficient | Existing | Pool Heater - Federal Standard 2014 | Federal Standard 2014 Pool Heater - 82% Efficient | Federal Standard 2014 Pool Heater - 82% Efficient | per Home | 8 | Technical Support Document - Residential Water Heaters, Direct Heating Equipment, and Pooler Heaters. November 2009. Appendix C, Table 8-C.4.1, Page 8-C-7. | 364 | 364 | Savings methodology based on Technical Support Document - Residential Water Heaters, Direct Heating Equipment, and Pooler Heaters. November 2009. Table 7.4.2, Page 7-41 | Savings methodology based on Technical Support Document - Residential Water Heaters, Direct Heating Equipment, and Pooler Heaters. November 2009. Table 7.4.2, Page 7-41 | 0 | 0 | NA | NA | 0 | 0 | 0 | 1609.0662 | 1640.8911 | 0 | 0 | Technical Support Document - Residential Water Heaters, Direct Heating Equipment, and Pooler Heaters. November 2009. Table 8.2.38, Page 8-34. | Technical Support Document - Residential Water Heaters, Direct Heating Equipment, and Pooler Heaters. November 2009. Table 8.2.38, Page 8-34. | Assuming no incremental O&M cost | 0 | 0 | No applicable non-energy benefits | No applicable non-energy benefits | 100% | Equipment 100% technically feasible within end use | System | System
Lewis CountyMultifamilyPool Heat2New | Lewis CountyMultifamilyPool HeatNew | Lewis County | Multifamily | Pool Heat | 2 | Federal Standard 2014 Pool Heater - 82% Efficient | New | Pool Heater - Federal Standard 2014 | Federal Standard 2014 Pool Heater - 82% Efficient | Federal Standard 2014 Pool Heater - 82% Efficient | per Home | 8 | Technical Support Document - Residential Water Heaters, Direct Heating Equipment, and Pooler Heaters. November 2009. Appendix C, Table 8-C.4.1, Page 8-C-7. | 364 | 364 | Savings methodology based on Technical Support Document - Residential Water Heaters, Direct Heating Equipment, and Pooler Heaters. November 2009. Table 7.4.2, Page 7-41 | Savings methodology based on Technical Support Document - Residential Water Heaters, Direct Heating Equipment, and Pooler Heaters. November 2009. Table 7.4.2, Page 7-41 | 0 | 0 | NA | NA | 0 | 0 | 0 | 1609.0662 | 1640.8911 | 0 | 0 | Technical Support Document - Residential Water Heaters, Direct Heating Equipment, and Pooler Heaters. November 2009. Table 8.2.38, Page 8-34. | Technical Support Document - Residential Water Heaters, Direct Heating Equipment, and Pooler Heaters. November 2009. Table 8.2.38, Page 8-34. | Assuming no incremental O&M cost | 0 | 0 | No applicable non-energy benefits | No applicable non-energy benefits | 100% | Equipment 100% technically feasible within end use | System | System
Lewis CountyMultifamily - Highly ImpactedPool Heat2Existing | Lewis CountyMultifamily - Highly ImpactedPool HeatExisting | Lewis County | Multifamily - Highly Impacted | Pool Heat | 2 | Federal Standard 2014 Pool Heater - 82% Efficient | Existing | Pool Heater - Federal Standard 2014 | Federal Standard 2014 Pool Heater - 82% Efficient | Federal Standard 2014 Pool Heater - 82% Efficient | per Home | 8 | Technical Support Document - Residential Water Heaters, Direct Heating Equipment, and Pooler Heaters. November 2009. Appendix C, Table 8-C.4.1, Page 8-C-7. | 364 | 364 | Savings methodology based on Technical Support Document - Residential Water Heaters, Direct Heating Equipment, and Pooler Heaters. November 2009. Table 7.4.2, Page 7-41 | Savings methodology based on Technical Support Document - Residential Water Heaters, Direct Heating Equipment, and Pooler Heaters. November 2009. Table 7.4.2, Page 7-41 | 0 | 0 | NA | NA | 0 | 0 | 0 | 1609.0662 | 1640.8911 | 0 | 0 | Technical Support Document - Residential Water Heaters, Direct Heating Equipment, and Pooler Heaters. November 2009. Table 8.2.38, Page 8-34. | Technical Support Document - Residential Water Heaters, Direct Heating Equipment, and Pooler Heaters. November 2009. Table 8.2.38, Page 8-34. | Assuming no incremental O&M cost | 0 | 0 | No applicable non-energy benefits | No applicable non-energy benefits | 100% | Equipment 100% technically feasible within end use | System | System
Lewis CountyMultifamily - Highly ImpactedPool Heat2New | Lewis CountyMultifamily - Highly ImpactedPool HeatNew | Lewis County | Multifamily - Highly Impacted | Pool Heat | 2 | Federal Standard 2014 Pool Heater - 82% Efficient | New | Pool Heater - Federal Standard 2014 | Federal Standard 2014 Pool Heater - 82% Efficient | Federal Standard 2014 Pool Heater - 82% Efficient | per Home | 8 | Technical Support Document - Residential Water Heaters, Direct Heating Equipment, and Pooler Heaters. November 2009. Appendix C, Table 8-C.4.1, Page 8-C-7. | 364 | 364 | Savings methodology based on Technical Support Document - Residential Water Heaters, Direct Heating Equipment, and Pooler Heaters. November 2009. Table 7.4.2, Page 7-41 | Savings methodology based on Technical Support Document - Residential Water Heaters, Direct Heating Equipment, and Pooler Heaters. November 2009. Table 7.4.2, Page 7-41 | 0 | 0 | NA | NA | 0 | 0 | 0 | 1609.0662 | 1640.8911 | 0 | 0 | Technical Support Document - Residential Water Heaters, Direct Heating Equipment, and Pooler Heaters. November 2009. Table 8.2.38, Page 8-34. | Technical Support Document - Residential Water Heaters, Direct Heating Equipment, and Pooler Heaters. November 2009. Table 8.2.38, Page 8-34. | Assuming no incremental O&M cost | 0 | 0 | No applicable non-energy benefits | No applicable non-energy benefits | 100% | Equipment 100% technically feasible within end use | System | System
Lewis CountyManufacturedPool Heat2Existing | Lewis CountyManufacturedPool HeatExisting | Lewis County | Manufactured | Pool Heat | 2 | Federal Standard 2014 Pool Heater - 82% Efficient | Existing | Pool Heater - Federal Standard 2014 | Federal Standard 2014 Pool Heater - 82% Efficient | Federal Standard 2014 Pool Heater - 82% Efficient | per Home | 8 | Technical Support Document - Residential Water Heaters, Direct Heating Equipment, and Pooler Heaters. November 2009. Appendix C, Table 8-C.4.1, Page 8-C-7. | 364 | 364 | Savings methodology based on Technical Support Document - Residential Water Heaters, Direct Heating Equipment, and Pooler Heaters. November 2009. Table 7.4.2, Page 7-41 | Savings methodology based on Technical Support Document - Residential Water Heaters, Direct Heating Equipment, and Pooler Heaters. November 2009. Table 7.4.2, Page 7-41 | 0 | 0 | NA | NA | 0 | 0 | 0 | 1609.0662 | 1640.8911 | 0 | 0 | Technical Support Document - Residential Water Heaters, Direct Heating Equipment, and Pooler Heaters. November 2009. Table 8.2.38, Page 8-34. | Technical Support Document - Residential Water Heaters, Direct Heating Equipment, and Pooler Heaters. November 2009. Table 8.2.38, Page 8-34. | Assuming no incremental O&M cost | 0 | 0 | No applicable non-energy benefits | No applicable non-energy benefits | 100% | Equipment 100% technically feasible within end use | System | System
Lewis CountyManufacturedPool Heat2New | Lewis CountyManufacturedPool HeatNew | Lewis County | Manufactured | Pool Heat | 2 | Federal Standard 2014 Pool Heater - 82% Efficient | New | Pool Heater - Federal Standard 2014 | Federal Standard 2014 Pool Heater - 82% Efficient | Federal Standard 2014 Pool Heater - 82% Efficient | per Home | 8 | Technical Support Document - Residential Water Heaters, Direct Heating Equipment, and Pooler Heaters. November 2009. Appendix C, Table 8-C.4.1, Page 8-C-7. | 364 | 364 | Savings methodology based on Technical Support Document - Residential Water Heaters, Direct Heating Equipment, and Pooler Heaters. November 2009. Table 7.4.2, Page 7-41 | Savings methodology based on Technical Support Document - Residential Water Heaters, Direct Heating Equipment, and Pooler Heaters. November 2009. Table 7.4.2, Page 7-41 | 0 | 0 | NA | NA | 0 | 0 | 0 | 1609.0662 | 1640.8911 | 0 | 0 | Technical Support Document - Residential Water Heaters, Direct Heating Equipment, and Pooler Heaters. November 2009. Table 8.2.38, Page 8-34. | Technical Support Document - Residential Water Heaters, Direct Heating Equipment, and Pooler Heaters. November 2009. Table 8.2.38, Page 8-34. | Assuming no incremental O&M cost | 0 | 0 | No applicable non-energy benefits | No applicable non-energy benefits | 100% | Equipment 100% technically feasible within end use | System | System
Lewis CountyManufactured - Highly ImpactedPool Heat2Existing | Lewis CountyManufactured - Highly ImpactedPool HeatExisting | Lewis County | Manufactured - Highly Impacted | Pool Heat | 2 | Federal Standard 2014 Pool Heater - 82% Efficient | Existing | Pool Heater - Federal Standard 2014 | Federal Standard 2014 Pool Heater - 82% Efficient | Federal Standard 2014 Pool Heater - 82% Efficient | per Home | 8 | Technical Support Document - Residential Water Heaters, Direct Heating Equipment, and Pooler Heaters. November 2009. Appendix C, Table 8-C.4.1, Page 8-C-7. | 364 | 364 | Savings methodology based on Technical Support Document - Residential Water Heaters, Direct Heating Equipment, and Pooler Heaters. November 2009. Table 7.4.2, Page 7-41 | Savings methodology based on Technical Support Document - Residential Water Heaters, Direct Heating Equipment, and Pooler Heaters. November 2009. Table 7.4.2, Page 7-41 | 0 | 0 | NA | NA | 0 | 0 | 0 | 1609.0662 | 1640.8911 | 0 | 0 | Technical Support Document - Residential Water Heaters, Direct Heating Equipment, and Pooler Heaters. November 2009. Table 8.2.38, Page 8-34. | Technical Support Document - Residential Water Heaters, Direct Heating Equipment, and Pooler Heaters. November 2009. Table 8.2.38, Page 8-34. | Assuming no incremental O&M cost | 0 | 0 | No applicable non-energy benefits | No applicable non-energy benefits | 100% | Equipment 100% technically feasible within end use | System | System
Lewis CountyManufactured - Highly ImpactedPool Heat2New | Lewis CountyManufactured - Highly ImpactedPool HeatNew | Lewis County | Manufactured - Highly Impacted | Pool Heat | 2 | Federal Standard 2014 Pool Heater - 82% Efficient | New | Pool Heater - Federal Standard 2014 | Federal Standard 2014 Pool Heater - 82% Efficient | Federal Standard 2014 Pool Heater - 82% Efficient | per Home | 8 | Technical Support Document - Residential Water Heaters, Direct Heating Equipment, and Pooler Heaters. November 2009. Appendix C, Table 8-C.4.1, Page 8-C-7. | 364 | 364 | Savings methodology based on Technical Support Document - Residential Water Heaters, Direct Heating Equipment, and Pooler Heaters. November 2009. Table 7.4.2, Page 7-41 | Savings methodology based on Technical Support Document - Residential Water Heaters, Direct Heating Equipment, and Pooler Heaters. November 2009. Table 7.4.2, Page 7-41 | 0 | 0 | NA | NA | 0 | 0 | 0 | 1609.0662 | 1640.8911 | 0 | 0 | Technical Support Document - Residential Water Heaters, Direct Heating Equipment, and Pooler Heaters. November 2009. Table 8.2.38, Page 8-34. | Technical Support Document - Residential Water Heaters, Direct Heating Equipment, and Pooler Heaters. November 2009. Table 8.2.38, Page 8-34. | Assuming no incremental O&M cost | 0 | 0 | No applicable non-energy benefits | No applicable non-energy benefits | 100% | Equipment 100% technically feasible within end use | System | System
Lewis CountySingle FamilyPool Heat3Existing | Lewis CountySingle FamilyPool HeatExisting | Lewis County | Single Family | Pool Heat | 3 | Market Standard Pool Heater | Existing | Pool Heater - Market Standard | Market Standard Pool Heater | Market Standard Pool Heater | per Home | 8 | Technical Support Document - Residential Water Heaters, Direct Heating Equipment, and Pooler Heaters. November 2009. Appendix C, Table 8-C.4.1, Page 8-C-7. | 364.01 | 364.01 | Savings methodology based on Residential Water Heaters, Direct Heating Equipment, and Pool Heaters; Final Rule, EERE-2006-STD-0129-0005-1 | Savings methodology based on Residential Water Heaters, Direct Heating Equipment, and Pool Heaters; Final Rule, EERE-2006-STD-0129-0005-1 | 0 | 0 | NA | NA | 0 | 0 | 0 | 0 | 0 | 0 | 0 | Existing conditions, assuming no cost | Existing conditions, assuming no cost | Assuming no incremental O&M cost | 0 | 0 | No applicable non-energy benefits | No applicable non-energy benefits | 100% | Equipment 100% technically feasible within end use | System | System
Lewis CountySingle FamilyPool Heat3New | Lewis CountySingle FamilyPool HeatNew | Lewis County | Single Family | Pool Heat | 3 | Market Standard Pool Heater | New | Pool Heater - Market Standard | Market Standard Pool Heater | Market Standard Pool Heater | per Home | 8 | Technical Support Document - Residential Water Heaters, Direct Heating Equipment, and Pooler Heaters. November 2009. Appendix C, Table 8-C.4.1, Page 8-C-7. | 364.01 | 364.01 | Savings methodology based on Residential Water Heaters, Direct Heating Equipment, and Pool Heaters; Final Rule, EERE-2006-STD-0129-0005-1 | Savings methodology based on Residential Water Heaters, Direct Heating Equipment, and Pool Heaters; Final Rule, EERE-2006-STD-0129-0005-1 | 0 | 0 | NA | NA | 0 | 0 | 0 | 0 | 0 | 0 | 0 | Existing conditions, assuming no cost | Existing conditions, assuming no cost | Assuming no incremental O&M cost | 0 | 0 | No applicable non-energy benefits | No applicable non-energy benefits | 100% | Equipment 100% technically feasible within end use | System | System
Lewis CountySingle Family - Highly ImpactedPool Heat3Existing | Lewis CountySingle Family - Highly ImpactedPool HeatExisting | Lewis County | Single Family - Highly Impacted | Pool Heat | 3 | Market Standard Pool Heater | Existing | Pool Heater - Market Standard | Market Standard Pool Heater | Market Standard Pool Heater | per Home | 8 | Technical Support Document - Residential Water Heaters, Direct Heating Equipment, and Pooler Heaters. November 2009. Appendix C, Table 8-C.4.1, Page 8-C-7. | 364.01 | 364.01 | Savings methodology based on Residential Water Heaters, Direct Heating Equipment, and Pool Heaters; Final Rule, EERE-2006-STD-0129-0005-1 | Savings methodology based on Residential Water Heaters, Direct Heating Equipment, and Pool Heaters; Final Rule, EERE-2006-STD-0129-0005-1 | 0 | 0 | NA | NA | 0 | 0 | 0 | 0 | 0 | 0 | 0 | Existing conditions, assuming no cost | Existing conditions, assuming no cost | Assuming no incremental O&M cost | 0 | 0 | No applicable non-energy benefits | No applicable non-energy benefits | 100% | Equipment 100% technically feasible within end use | System | System
Lewis CountySingle Family - Highly ImpactedPool Heat3New | Lewis CountySingle Family - Highly ImpactedPool HeatNew | Lewis County | Single Family - Highly Impacted | Pool Heat | 3 | Market Standard Pool Heater | New | Pool Heater - Market Standard | Market Standard Pool Heater | Market Standard Pool Heater | per Home | 8 | Technical Support Document - Residential Water Heaters, Direct Heating Equipment, and Pooler Heaters. November 2009. Appendix C, Table 8-C.4.1, Page 8-C-7. | 364.01 | 364.01 | Savings methodology based on Residential Water Heaters, Direct Heating Equipment, and Pool Heaters; Final Rule, EERE-2006-STD-0129-0005-1 | Savings methodology based on Residential Water Heaters, Direct Heating Equipment, and Pool Heaters; Final Rule, EERE-2006-STD-0129-0005-1 | 0 | 0 | NA | NA | 0 | 0 | 0 | 0 | 0 | 0 | 0 | Existing conditions, assuming no cost | Existing conditions, assuming no cost | Assuming no incremental O&M cost | 0 | 0 | No applicable non-energy benefits | No applicable non-energy benefits | 100% | Equipment 100% technically feasible within end use | System | System
Lewis CountyMultifamilyPool Heat3Existing | Lewis CountyMultifamilyPool HeatExisting | Lewis County | Multifamily | Pool Heat | 3 | Market Standard Pool Heater | Existing | Pool Heater - Market Standard | Market Standard Pool Heater | Market Standard Pool Heater | per Home | 8 | Technical Support Document - Residential Water Heaters, Direct Heating Equipment, and Pooler Heaters. November 2009. Appendix C, Table 8-C.4.1, Page 8-C-7. | 364.01 | 364.01 | Savings methodology based on Residential Water Heaters, Direct Heating Equipment, and Pool Heaters; Final Rule, EERE-2006-STD-0129-0005-1 | Savings methodology based on Residential Water Heaters, Direct Heating Equipment, and Pool Heaters; Final Rule, EERE-2006-STD-0129-0005-1 | 0 | 0 | NA | NA | 0 | 0 | 0 | 0 | 0 | 0 | 0 | Existing conditions, assuming no cost | Existing conditions, assuming no cost | Assuming no incremental O&M cost | 0 | 0 | No applicable non-energy benefits | No applicable non-energy benefits | 100% | Equipment 100% technically feasible within end use | System | System
Lewis CountyMultifamilyPool Heat3New | Lewis CountyMultifamilyPool HeatNew | Lewis County | Multifamily | Pool Heat | 3 | Market Standard Pool Heater | New | Pool Heater - Market Standard | Market Standard Pool Heater | Market Standard Pool Heater | per Home | 8 | Technical Support Document - Residential Water Heaters, Direct Heating Equipment, and Pooler Heaters. November 2009. Appendix C, Table 8-C.4.1, Page 8-C-7. | 364.01 | 364.01 | Savings methodology based on Residential Water Heaters, Direct Heating Equipment, and Pool Heaters; Final Rule, EERE-2006-STD-0129-0005-1 | Savings methodology based on Residential Water Heaters, Direct Heating Equipment, and Pool Heaters; Final Rule, EERE-2006-STD-0129-0005-1 | 0 | 0 | NA | NA | 0 | 0 | 0 | 0 | 0 | 0 | 0 | Existing conditions, assuming no cost | Existing conditions, assuming no cost | Assuming no incremental O&M cost | 0 | 0 | No applicable non-energy benefits | No applicable non-energy benefits | 100% | Equipment 100% technically feasible within end use | System | System
Lewis CountyMultifamily - Highly ImpactedPool Heat3Existing | Lewis CountyMultifamily - Highly ImpactedPool HeatExisting | Lewis County | Multifamily - Highly Impacted | Pool Heat | 3 | Market Standard Pool Heater | Existing | Pool Heater - Market Standard | Market Standard Pool Heater | Market Standard Pool Heater | per Home | 8 | Technical Support Document - Residential Water Heaters, Direct Heating Equipment, and Pooler Heaters. November 2009. Appendix C, Table 8-C.4.1, Page 8-C-7. | 364.01 | 364.01 | Savings methodology based on Residential Water Heaters, Direct Heating Equipment, and Pool Heaters; Final Rule, EERE-2006-STD-0129-0005-1 | Savings methodology based on Residential Water Heaters, Direct Heating Equipment, and Pool Heaters; Final Rule, EERE-2006-STD-0129-0005-1 | 0 | 0 | NA | NA | 0 | 0 | 0 | 0 | 0 | 0 | 0 | Existing conditions, assuming no cost | Existing conditions, assuming no cost | Assuming no incremental O&M cost | 0 | 0 | No applicable non-energy benefits | No applicable non-energy benefits | 100% | Equipment 100% technically feasible within end use | System | System
Lewis CountyMultifamily - Highly ImpactedPool Heat3New | Lewis CountyMultifamily - Highly ImpactedPool HeatNew | Lewis County | Multifamily - Highly Impacted | Pool Heat | 3 | Market Standard Pool Heater | New | Pool Heater - Market Standard | Market Standard Pool Heater | Market Standard Pool Heater | per Home | 8 | Technical Support Document - Residential Water Heaters, Direct Heating Equipment, and Pooler Heaters. November 2009. Appendix C, Table 8-C.4.1, Page 8-C-7. | 364.01 | 364.01 | Savings methodology based on Residential Water Heaters, Direct Heating Equipment, and Pool Heaters; Final Rule, EERE-2006-STD-0129-0005-1 | Savings methodology based on Residential Water Heaters, Direct Heating Equipment, and Pool Heaters; Final Rule, EERE-2006-STD-0129-0005-1 | 0 | 0 | NA | NA | 0 | 0 | 0 | 0 | 0 | 0 | 0 | Existing conditions, assuming no cost | Existing conditions, assuming no cost | Assuming no incremental O&M cost | 0 | 0 | No applicable non-energy benefits | No applicable non-energy benefits | 100% | Equipment 100% technically feasible within end use | System | System
Lewis CountyManufacturedPool Heat3Existing | Lewis CountyManufacturedPool HeatExisting | Lewis County | Manufactured | Pool Heat | 3 | Market Standard Pool Heater | Existing | Pool Heater - Market Standard | Market Standard Pool Heater | Market Standard Pool Heater | per Home | 8 | Technical Support Document - Residential Water Heaters, Direct Heating Equipment, and Pooler Heaters. November 2009. Appendix C, Table 8-C.4.1, Page 8-C-7. | 364.01 | 364.01 | Savings methodology based on Residential Water Heaters, Direct Heating Equipment, and Pool Heaters; Final Rule, EERE-2006-STD-0129-0005-1 | Savings methodology based on Residential Water Heaters, Direct Heating Equipment, and Pool Heaters; Final Rule, EERE-2006-STD-0129-0005-1 | 0 | 0 | NA | NA | 0 | 0 | 0 | 0 | 0 | 0 | 0 | Existing conditions, assuming no cost | Existing conditions, assuming no cost | Assuming no incremental O&M cost | 0 | 0 | No applicable non-energy benefits | No applicable non-energy benefits | 100% | Equipment 100% technically feasible within end use | System | System
Lewis CountyManufacturedPool Heat3New | Lewis CountyManufacturedPool HeatNew | Lewis County | Manufactured | Pool Heat | 3 | Market Standard Pool Heater | New | Pool Heater - Market Standard | Market Standard Pool Heater | Market Standard Pool Heater | per Home | 8 | Technical Support Document - Residential Water Heaters, Direct Heating Equipment, and Pooler Heaters. November 2009. Appendix C, Table 8-C.4.1, Page 8-C-7. | 364.01 | 364.01 | Savings methodology based on Residential Water Heaters, Direct Heating Equipment, and Pool Heaters; Final Rule, EERE-2006-STD-0129-0005-1 | Savings methodology based on Residential Water Heaters, Direct Heating Equipment, and Pool Heaters; Final Rule, EERE-2006-STD-0129-0005-1 | 0 | 0 | NA | NA | 0 | 0 | 0 | 0 | 0 | 0 | 0 | Existing conditions, assuming no cost | Existing conditions, assuming no cost | Assuming no incremental O&M cost | 0 | 0 | No applicable non-energy benefits | No applicable non-energy benefits | 100% | Equipment 100% technically feasible within end use | System | System
Lewis CountyManufactured - Highly ImpactedPool Heat3Existing | Lewis CountyManufactured - Highly ImpactedPool HeatExisting | Lewis County | Manufactured - Highly Impacted | Pool Heat | 3 | Market Standard Pool Heater | Existing | Pool Heater - Market Standard | Market Standard Pool Heater | Market Standard Pool Heater | per Home | 8 | Technical Support Document - Residential Water Heaters, Direct Heating Equipment, and Pooler Heaters. November 2009. Appendix C, Table 8-C.4.1, Page 8-C-7. | 364.01 | 364.01 | Savings methodology based on Residential Water Heaters, Direct Heating Equipment, and Pool Heaters; Final Rule, EERE-2006-STD-0129-0005-1 | Savings methodology based on Residential Water Heaters, Direct Heating Equipment, and Pool Heaters; Final Rule, EERE-2006-STD-0129-0005-1 | 0 | 0 | NA | NA | 0 | 0 | 0 | 0 | 0 | 0 | 0 | Existing conditions, assuming no cost | Existing conditions, assuming no cost | Assuming no incremental O&M cost | 0 | 0 | No applicable non-energy benefits | No applicable non-energy benefits | 100% | Equipment 100% technically feasible within end use | System | System
Lewis CountyManufactured - Highly ImpactedPool Heat3New | Lewis CountyManufactured - Highly ImpactedPool HeatNew | Lewis County | Manufactured - Highly Impacted | Pool Heat | 3 | Market Standard Pool Heater | New | Pool Heater - Market Standard | Market Standard Pool Heater | Market Standard Pool Heater | per Home | 8 | Technical Support Document - Residential Water Heaters, Direct Heating Equipment, and Pooler Heaters. November 2009. Appendix C, Table 8-C.4.1, Page 8-C-7. | 364.01 | 364.01 | Savings methodology based on Residential Water Heaters, Direct Heating Equipment, and Pool Heaters; Final Rule, EERE-2006-STD-0129-0005-1 | Savings methodology based on Residential Water Heaters, Direct Heating Equipment, and Pool Heaters; Final Rule, EERE-2006-STD-0129-0005-1 | 0 | 0 | NA | NA | 0 | 0 | 0 | 0 | 0 | 0 | 0 | Existing conditions, assuming no cost | Existing conditions, assuming no cost | Assuming no incremental O&M cost | 0 | 0 | No applicable non-energy benefits | No applicable non-energy benefits | 100% | Equipment 100% technically feasible within end use | System | System
Lewis CountySingle FamilyPool Heat4Existing | Lewis CountySingle FamilyPool HeatExisting | Lewis County | Single Family | Pool Heat | 4 | Efficient Pool Heater - 88% Efficient | Existing | Pool Heater - Efficient | Efficient Pool Heater - 88% Efficient | Federal Standard 2014 Pool Heater - 82% Efficient | per Home | 8 | Technical Support Document - Residential Water Heaters, Direct Heating Equipment, and Pooler Heaters. November 2009. Appendix C, Table 8-C.4.1, Page 8-C-7. | 364 | 328.5 | Savings methodology based on Residential Water Heaters, Direct Heating Equipment, and Pool Heaters; Final Rule, EERE-2006-STD-0129-0005-1 | Savings methodology based on Technical Support Document - Residential Water Heaters, Direct Heating Equipment, and Pooler Heaters. November 2009. Table 7.4.2, Page 7-41 | 0 | 0 | NA | NA | 1609.0662 | 1640.8911 | 0 | 2793.6653 | 1800.0155 | 0 | 0 | Technical Support Document - Residential Water Heaters, Direct Heating Equipment, and Pooler Heaters. November 2009. Table 8.2.38, Page 8-34. | Technical Support Document - Residential Water Heaters, Direct Heating Equipment, and Pooler Heaters. November 2009. Table 8.2.38, Page 8-34. | Assuming no incremental O&M cost | 0 | 0 | No applicable non-energy benefits | No applicable non-energy benefits | 100% | Equipment 100% technically feasible within end use | System | System
Lewis CountySingle FamilyPool Heat4New | Lewis CountySingle FamilyPool HeatNew | Lewis County | Single Family | Pool Heat | 4 | Efficient Pool Heater - 88% Efficient | New | Pool Heater - Efficient | Efficient Pool Heater - 88% Efficient | Federal Standard 2014 Pool Heater - 82% Efficient | per Home | 8 | Technical Support Document - Residential Water Heaters, Direct Heating Equipment, and Pooler Heaters. November 2009. Appendix C, Table 8-C.4.1, Page 8-C-7. | 364 | 328.5 | Savings methodology based on Residential Water Heaters, Direct Heating Equipment, and Pool Heaters; Final Rule, EERE-2006-STD-0129-0005-1 | Savings methodology based on Technical Support Document - Residential Water Heaters, Direct Heating Equipment, and Pooler Heaters. November 2009. Table 7.4.2, Page 7-41 | 0 | 0 | NA | NA | 1609.0662 | 1640.8911 | 0 | 2793.6653 | 1800.0155 | 0 | 0 | Technical Support Document - Residential Water Heaters, Direct Heating Equipment, and Pooler Heaters. November 2009. Table 8.2.38, Page 8-34. | Technical Support Document - Residential Water Heaters, Direct Heating Equipment, and Pooler Heaters. November 2009. Table 8.2.38, Page 8-34. | Assuming no incremental O&M cost | 0 | 0 | No applicable non-energy benefits | No applicable non-energy benefits | 100% | Equipment 100% technically feasible within end use | System | System
Lewis CountySingle Family - Highly ImpactedPool Heat4Existing | Lewis CountySingle Family - Highly ImpactedPool HeatExisting | Lewis County | Single Family - Highly Impacted | Pool Heat | 4 | Efficient Pool Heater - 88% Efficient | Existing | Pool Heater - Efficient | Efficient Pool Heater - 88% Efficient | Federal Standard 2014 Pool Heater - 82% Efficient | per Home | 8 | Technical Support Document - Residential Water Heaters, Direct Heating Equipment, and Pooler Heaters. November 2009. Appendix C, Table 8-C.4.1, Page 8-C-7. | 364 | 328.5 | Savings methodology based on Residential Water Heaters, Direct Heating Equipment, and Pool Heaters; Final Rule, EERE-2006-STD-0129-0005-1 | Savings methodology based on Technical Support Document - Residential Water Heaters, Direct Heating Equipment, and Pooler Heaters. November 2009. Table 7.4.2, Page 7-41 | 0 | 0 | NA | NA | 1609.0662 | 1640.8911 | 0 | 2793.6653 | 1800.0155 | 0 | 0 | Technical Support Document - Residential Water Heaters, Direct Heating Equipment, and Pooler Heaters. November 2009. Table 8.2.38, Page 8-34. | Technical Support Document - Residential Water Heaters, Direct Heating Equipment, and Pooler Heaters. November 2009. Table 8.2.38, Page 8-34. | Assuming no incremental O&M cost | 0 | 0 | No applicable non-energy benefits | No applicable non-energy benefits | 100% | Equipment 100% technically feasible within end use | System | System
Lewis CountySingle Family - Highly ImpactedPool Heat4New | Lewis CountySingle Family - Highly ImpactedPool HeatNew | Lewis County | Single Family - Highly Impacted | Pool Heat | 4 | Efficient Pool Heater - 88% Efficient | New | Pool Heater - Efficient | Efficient Pool Heater - 88% Efficient | Federal Standard 2014 Pool Heater - 82% Efficient | per Home | 8 | Technical Support Document - Residential Water Heaters, Direct Heating Equipment, and Pooler Heaters. November 2009. Appendix C, Table 8-C.4.1, Page 8-C-7. | 364 | 328.5 | Savings methodology based on Residential Water Heaters, Direct Heating Equipment, and Pool Heaters; Final Rule, EERE-2006-STD-0129-0005-1 | Savings methodology based on Technical Support Document - Residential Water Heaters, Direct Heating Equipment, and Pooler Heaters. November 2009. Table 7.4.2, Page 7-41 | 0 | 0 | NA | NA | 1609.0662 | 1640.8911 | 0 | 2793.6653 | 1800.0155 | 0 | 0 | Technical Support Document - Residential Water Heaters, Direct Heating Equipment, and Pooler Heaters. November 2009. Table 8.2.38, Page 8-34. | Technical Support Document - Residential Water Heaters, Direct Heating Equipment, and Pooler Heaters. November 2009. Table 8.2.38, Page 8-34. | Assuming no incremental O&M cost | 0 | 0 | No applicable non-energy benefits | No applicable non-energy benefits | 100% | Equipment 100% technically feasible within end use | System | System
Lewis CountyMultifamilyPool Heat4Existing | Lewis CountyMultifamilyPool HeatExisting | Lewis County | Multifamily | Pool Heat | 4 | Efficient Pool Heater - 88% Efficient | Existing | Pool Heater - Efficient | Efficient Pool Heater - 88% Efficient | Federal Standard 2014 Pool Heater - 82% Efficient | per Home | 8 | Technical Support Document - Residential Water Heaters, Direct Heating Equipment, and Pooler Heaters. November 2009. Appendix C, Table 8-C.4.1, Page 8-C-7. | 364 | 328.5 | Savings methodology based on Residential Water Heaters, Direct Heating Equipment, and Pool Heaters; Final Rule, EERE-2006-STD-0129-0005-1 | Savings methodology based on Technical Support Document - Residential Water Heaters, Direct Heating Equipment, and Pooler Heaters. November 2009. Table 7.4.2, Page 7-41 | 0 | 0 | NA | NA | 1609.0662 | 1640.8911 | 0 | 2793.6653 | 1800.0155 | 0 | 0 | Technical Support Document - Residential Water Heaters, Direct Heating Equipment, and Pooler Heaters. November 2009. Table 8.2.38, Page 8-34. | Technical Support Document - Residential Water Heaters, Direct Heating Equipment, and Pooler Heaters. November 2009. Table 8.2.38, Page 8-34. | Assuming no incremental O&M cost | 0 | 0 | No applicable non-energy benefits | No applicable non-energy benefits | 100% | Equipment 100% technically feasible within end use | System | System
Lewis CountyMultifamilyPool Heat4New | Lewis CountyMultifamilyPool HeatNew | Lewis County | Multifamily | Pool Heat | 4 | Efficient Pool Heater - 88% Efficient | New | Pool Heater - Efficient | Efficient Pool Heater - 88% Efficient | Federal Standard 2014 Pool Heater - 82% Efficient | per Home | 8 | Technical Support Document - Residential Water Heaters, Direct Heating Equipment, and Pooler Heaters. November 2009. Appendix C, Table 8-C.4.1, Page 8-C-7. | 364 | 328.5 | Savings methodology based on Residential Water Heaters, Direct Heating Equipment, and Pool Heaters; Final Rule, EERE-2006-STD-0129-0005-1 | Savings methodology based on Technical Support Document - Residential Water Heaters, Direct Heating Equipment, and Pooler Heaters. November 2009. Table 7.4.2, Page 7-41 | 0 | 0 | NA | NA | 1609.0662 | 1640.8911 | 0 | 2793.6653 | 1800.0155 | 0 | 0 | Technical Support Document - Residential Water Heaters, Direct Heating Equipment, and Pooler Heaters. November 2009. Table 8.2.38, Page 8-34. | Technical Support Document - Residential Water Heaters, Direct Heating Equipment, and Pooler Heaters. November 2009. Table 8.2.38, Page 8-34. | Assuming no incremental O&M cost | 0 | 0 | No applicable non-energy benefits | No applicable non-energy benefits | 100% | Equipment 100% technically feasible within end use | System | System
Lewis CountyMultifamily - Highly ImpactedPool Heat4Existing | Lewis CountyMultifamily - Highly ImpactedPool HeatExisting | Lewis County | Multifamily - Highly Impacted | Pool Heat | 4 | Efficient Pool Heater - 88% Efficient | Existing | Pool Heater - Efficient | Efficient Pool Heater - 88% Efficient | Federal Standard 2014 Pool Heater - 82% Efficient | per Home | 8 | Technical Support Document - Residential Water Heaters, Direct Heating Equipment, and Pooler Heaters. November 2009. Appendix C, Table 8-C.4.1, Page 8-C-7. | 364 | 328.5 | Savings methodology based on Residential Water Heaters, Direct Heating Equipment, and Pool Heaters; Final Rule, EERE-2006-STD-0129-0005-1 | Savings methodology based on Technical Support Document - Residential Water Heaters, Direct Heating Equipment, and Pooler Heaters. November 2009. Table 7.4.2, Page 7-41 | 0 | 0 | NA | NA | 1609.0662 | 1640.8911 | 0 | 2793.6653 | 1800.0155 | 0 | 0 | Technical Support Document - Residential Water Heaters, Direct Heating Equipment, and Pooler Heaters. November 2009. Table 8.2.38, Page 8-34. | Technical Support Document - Residential Water Heaters, Direct Heating Equipment, and Pooler Heaters. November 2009. Table 8.2.38, Page 8-34. | Assuming no incremental O&M cost | 0 | 0 | No applicable non-energy benefits | No applicable non-energy benefits | 100% | Equipment 100% technically feasible within end use | System | System
Lewis CountyMultifamily - Highly ImpactedPool Heat4New | Lewis CountyMultifamily - Highly ImpactedPool HeatNew | Lewis County | Multifamily - Highly Impacted | Pool Heat | 4 | Efficient Pool Heater - 88% Efficient | New | Pool Heater - Efficient | Efficient Pool Heater - 88% Efficient | Federal Standard 2014 Pool Heater - 82% Efficient | per Home | 8 | Technical Support Document - Residential Water Heaters, Direct Heating Equipment, and Pooler Heaters. November 2009. Appendix C, Table 8-C.4.1, Page 8-C-7. | 364 | 328.5 | Savings methodology based on Residential Water Heaters, Direct Heating Equipment, and Pool Heaters; Final Rule, EERE-2006-STD-0129-0005-1 | Savings methodology based on Technical Support Document - Residential Water Heaters, Direct Heating Equipment, and Pooler Heaters. November 2009. Table 7.4.2, Page 7-41 | 0 | 0 | NA | NA | 1609.0662 | 1640.8911 | 0 | 2793.6653 | 1800.0155 | 0 | 0 | Technical Support Document - Residential Water Heaters, Direct Heating Equipment, and Pooler Heaters. November 2009. Table 8.2.38, Page 8-34. | Technical Support Document - Residential Water Heaters, Direct Heating Equipment, and Pooler Heaters. November 2009. Table 8.2.38, Page 8-34. | Assuming no incremental O&M cost | 0 | 0 | No applicable non-energy benefits | No applicable non-energy benefits | 100% | Equipment 100% technically feasible within end use | System | System
Lewis CountyManufacturedPool Heat4Existing | Lewis CountyManufacturedPool HeatExisting | Lewis County | Manufactured | Pool Heat | 4 | Efficient Pool Heater - 88% Efficient | Existing | Pool Heater - Efficient | Efficient Pool Heater - 88% Efficient | Federal Standard 2014 Pool Heater - 82% Efficient | per Home | 8 | Technical Support Document - Residential Water Heaters, Direct Heating Equipment, and Pooler Heaters. November 2009. Appendix C, Table 8-C.4.1, Page 8-C-7. | 364 | 328.5 | Savings methodology based on Residential Water Heaters, Direct Heating Equipment, and Pool Heaters; Final Rule, EERE-2006-STD-0129-0005-1 | Savings methodology based on Technical Support Document - Residential Water Heaters, Direct Heating Equipment, and Pooler Heaters. November 2009. Table 7.4.2, Page 7-41 | 0 | 0 | NA | NA | 1609.0662 | 1640.8911 | 0 | 2793.6653 | 1800.0155 | 0 | 0 | Technical Support Document - Residential Water Heaters, Direct Heating Equipment, and Pooler Heaters. November 2009. Table 8.2.38, Page 8-34. | Technical Support Document - Residential Water Heaters, Direct Heating Equipment, and Pooler Heaters. November 2009. Table 8.2.38, Page 8-34. | Assuming no incremental O&M cost | 0 | 0 | No applicable non-energy benefits | No applicable non-energy benefits | 100% | Equipment 100% technically feasible within end use | System | System
Lewis CountyManufacturedPool Heat4New | Lewis CountyManufacturedPool HeatNew | Lewis County | Manufactured | Pool Heat | 4 | Efficient Pool Heater - 88% Efficient | New | Pool Heater - Efficient | Efficient Pool Heater - 88% Efficient | Federal Standard 2014 Pool Heater - 82% Efficient | per Home | 8 | Technical Support Document - Residential Water Heaters, Direct Heating Equipment, and Pooler Heaters. November 2009. Appendix C, Table 8-C.4.1, Page 8-C-7. | 364 | 328.5 | Savings methodology based on Residential Water Heaters, Direct Heating Equipment, and Pool Heaters; Final Rule, EERE-2006-STD-0129-0005-1 | Savings methodology based on Technical Support Document - Residential Water Heaters, Direct Heating Equipment, and Pooler Heaters. November 2009. Table 7.4.2, Page 7-41 | 0 | 0 | NA | NA | 1609.0662 | 1640.8911 | 0 | 2793.6653 | 1800.0155 | 0 | 0 | Technical Support Document - Residential Water Heaters, Direct Heating Equipment, and Pooler Heaters. November 2009. Table 8.2.38, Page 8-34. | Technical Support Document - Residential Water Heaters, Direct Heating Equipment, and Pooler Heaters. November 2009. Table 8.2.38, Page 8-34. | Assuming no incremental O&M cost | 0 | 0 | No applicable non-energy benefits | No applicable non-energy benefits | 100% | Equipment 100% technically feasible within end use | System | System
Lewis CountyManufactured - Highly ImpactedPool Heat4Existing | Lewis CountyManufactured - Highly ImpactedPool HeatExisting | Lewis County | Manufactured - Highly Impacted | Pool Heat | 4 | Efficient Pool Heater - 88% Efficient | Existing | Pool Heater - Efficient | Efficient Pool Heater - 88% Efficient | Federal Standard 2014 Pool Heater - 82% Efficient | per Home | 8 | Technical Support Document - Residential Water Heaters, Direct Heating Equipment, and Pooler Heaters. November 2009. Appendix C, Table 8-C.4.1, Page 8-C-7. | 364 | 328.5 | Savings methodology based on Residential Water Heaters, Direct Heating Equipment, and Pool Heaters; Final Rule, EERE-2006-STD-0129-0005-1 | Savings methodology based on Technical Support Document - Residential Water Heaters, Direct Heating Equipment, and Pooler Heaters. November 2009. Table 7.4.2, Page 7-41 | 0 | 0 | NA | NA | 1609.0662 | 1640.8911 | 0 | 2793.6653 | 1800.0155 | 0 | 0 | Technical Support Document - Residential Water Heaters, Direct Heating Equipment, and Pooler Heaters. November 2009. Table 8.2.38, Page 8-34. | Technical Support Document - Residential Water Heaters, Direct Heating Equipment, and Pooler Heaters. November 2009. Table 8.2.38, Page 8-34. | Assuming no incremental O&M cost | 0 | 0 | No applicable non-energy benefits | No applicable non-energy benefits | 100% | Equipment 100% technically feasible within end use | System | System
Lewis CountyManufactured - Highly ImpactedPool Heat4New | Lewis CountyManufactured - Highly ImpactedPool HeatNew | Lewis County | Manufactured - Highly Impacted | Pool Heat | 4 | Efficient Pool Heater - 88% Efficient | New | Pool Heater - Efficient | Efficient Pool Heater - 88% Efficient | Federal Standard 2014 Pool Heater - 82% Efficient | per Home | 8 | Technical Support Document - Residential Water Heaters, Direct Heating Equipment, and Pooler Heaters. November 2009. Appendix C, Table 8-C.4.1, Page 8-C-7. | 364 | 328.5 | Savings methodology based on Residential Water Heaters, Direct Heating Equipment, and Pool Heaters; Final Rule, EERE-2006-STD-0129-0005-1 | Savings methodology based on Technical Support Document - Residential Water Heaters, Direct Heating Equipment, and Pooler Heaters. November 2009. Table 7.4.2, Page 7-41 | 0 | 0 | NA | NA | 1609.0662 | 1640.8911 | 0 | 2793.6653 | 1800.0155 | 0 | 0 | Technical Support Document - Residential Water Heaters, Direct Heating Equipment, and Pooler Heaters. November 2009. Table 8.2.38, Page 8-34. | Technical Support Document - Residential Water Heaters, Direct Heating Equipment, and Pooler Heaters. November 2009. Table 8.2.38, Page 8-34. | Assuming no incremental O&M cost | 0 | 0 | No applicable non-energy benefits | No applicable non-energy benefits | 100% | Equipment 100% technically feasible within end use | System | System
Lewis CountySingle FamilyWater Heat LE 55 Gal1Existing | Lewis CountySingle FamilyWater Heat LE 55 GalExisting | Lewis County | Single Family | Water Heat LE 55 Gal | 1 | Below Standard Water Heater ≤ 55 GAL - EF 0.59 | Existing | Water Heater - Below Standard | Below Standard Water Heater ≤ 55 GAL - EF 0.59 | Below Standard Water Heater ≤ 55 GAL - EF 0.59 | per Home | 7 | Assuming half the measure life for below standard equipment. Based on PSE Business Case: APPROVED_Measure Case_Water Heater Res_2022 | 192.7029 | 192.7029 | Using measure description efficiency metrics to adjust loads from RTF/2021P workbooks to consumptions. | Using measure description efficiency metrics to adjust loads from RTF/2021P workbooks to consumptions. | 0 | 0 | NA | NA | 0 | 0 | 0 | 0 | 0 | 0 | 0 | Baseline is equal to efficient case. | Baseline is equal to efficient case. | Baseline is equal to efficient case. | 0 | 0 | No applicable non-energy benefits | No applicable non-energy benefits | 100% | Equipment 100% technically feasible within end use | System | System
Lewis CountySingle FamilyWater Heat LE 55 Gal1New | Lewis CountySingle FamilyWater Heat LE 55 GalNew | Lewis County | Single Family | Water Heat LE 55 Gal | 1 | Below Standard Water Heater ≤ 55 GAL - EF 0.59 | New | Water Heater - Below Standard | Below Standard Water Heater ≤ 55 GAL - EF 0.59 | Below Standard Water Heater ≤ 55 GAL - EF 0.59 | per Home | 7 | Assuming half the measure life for below standard equipment. Based on PSE Business Case: APPROVED_Measure Case_Water Heater Res_2022 | 192.7029 | 192.7029 | Using measure description efficiency metrics to adjust loads from RTF/2021P workbooks to consumptions. | Using measure description efficiency metrics to adjust loads from RTF/2021P workbooks to consumptions. | 0 | 0 | NA | NA | 0 | 0 | 0 | 0 | 0 | 0 | 0 | Baseline is equal to efficient case. | Baseline is equal to efficient case. | Baseline is equal to efficient case. | 0 | 0 | No applicable non-energy benefits | No applicable non-energy benefits | 100% | Equipment 100% technically feasible within end use | System | System
Lewis CountySingle Family - Highly ImpactedWater Heat LE 55 Gal1Existing | Lewis CountySingle Family - Highly ImpactedWater Heat LE 55 GalExisting | Lewis County | Single Family - Highly Impacted | Water Heat LE 55 Gal | 1 | Below Standard Water Heater ≤ 55 GAL - EF 0.59 | Existing | Water Heater - Below Standard | Below Standard Water Heater ≤ 55 GAL - EF 0.59 | Below Standard Water Heater ≤ 55 GAL - EF 0.59 | per Home | 7 | Assuming half the measure life for below standard equipment. Based on PSE Business Case: APPROVED_Measure Case_Water Heater Res_2022 | 168.3537 | 168.3537 | Using measure description efficiency metrics to adjust loads from RTF/2021P workbooks to consumptions. | Using measure description efficiency metrics to adjust loads from RTF/2021P workbooks to consumptions. | 0 | 0 | NA | NA | 0 | 0 | 0 | 0 | 0 | 0 | 0 | Baseline is equal to efficient case. | Baseline is equal to efficient case. | Baseline is equal to efficient case. | 0 | 0 | No applicable non-energy benefits | No applicable non-energy benefits | 100% | Equipment 100% technically feasible within end use | System | System
Lewis CountySingle Family - Highly ImpactedWater Heat LE 55 Gal1New | Lewis CountySingle Family - Highly ImpactedWater Heat LE 55 GalNew | Lewis County | Single Family - Highly Impacted | Water Heat LE 55 Gal | 1 | Below Standard Water Heater ≤ 55 GAL - EF 0.59 | New | Water Heater - Below Standard | Below Standard Water Heater ≤ 55 GAL - EF 0.59 | Below Standard Water Heater ≤ 55 GAL - EF 0.59 | per Home | 7 | Assuming half the measure life for below standard equipment. Based on PSE Business Case: APPROVED_Measure Case_Water Heater Res_2022 | 168.3537 | 168.3537 | Using measure description efficiency metrics to adjust loads from RTF/2021P workbooks to consumptions. | Using measure description efficiency metrics to adjust loads from RTF/2021P workbooks to consumptions. | 0 | 0 | NA | NA | 0 | 0 | 0 | 0 | 0 | 0 | 0 | Baseline is equal to efficient case. | Baseline is equal to efficient case. | Baseline is equal to efficient case. | 0 | 0 | No applicable non-energy benefits | No applicable non-energy benefits | 100% | Equipment 100% technically feasible within end use | System | System
Lewis CountyMultifamilyWater Heat LE 55 Gal1Existing | Lewis CountyMultifamilyWater Heat LE 55 GalExisting | Lewis County | Multifamily | Water Heat LE 55 Gal | 1 | Below Standard Water Heater ≤ 55 GAL - EF 0.59 | Existing | Water Heater - Below Standard | Below Standard Water Heater ≤ 55 GAL - EF 0.59 | Below Standard Water Heater ≤ 55 GAL - EF 0.59 | per Home | 7 | Assuming half the measure life for below standard equipment. Based on PSE Business Case: APPROVED_Measure Case_Water Heater Res_2022 | 136.8615 | 136.8615 | Using measure description efficiency metrics to adjust loads from RTF/2021P workbooks to consumptions. | Using measure description efficiency metrics to adjust loads from RTF/2021P workbooks to consumptions. | 0 | 0 | NA | NA | 0 | 0 | 0 | 0 | 0 | 0 | 0 | Baseline is equal to efficient case. | Baseline is equal to efficient case. | Baseline is equal to efficient case. | 0 | 0 | No applicable non-energy benefits | No applicable non-energy benefits | 100% | Equipment 100% technically feasible within end use | System | System
Lewis CountyMultifamilyWater Heat LE 55 Gal1New | Lewis CountyMultifamilyWater Heat LE 55 GalNew | Lewis County | Multifamily | Water Heat LE 55 Gal | 1 | Below Standard Water Heater ≤ 55 GAL - EF 0.59 | New | Water Heater - Below Standard | Below Standard Water Heater ≤ 55 GAL - EF 0.59 | Below Standard Water Heater ≤ 55 GAL - EF 0.59 | per Home | 7 | Assuming half the measure life for below standard equipment. Based on PSE Business Case: APPROVED_Measure Case_Water Heater Res_2022 | 136.8615 | 136.8615 | Using measure description efficiency metrics to adjust loads from RTF/2021P workbooks to consumptions. | Using measure description efficiency metrics to adjust loads from RTF/2021P workbooks to consumptions. | 0 | 0 | NA | NA | 0 | 0 | 0 | 0 | 0 | 0 | 0 | Baseline is equal to efficient case. | Baseline is equal to efficient case. | Baseline is equal to efficient case. | 0 | 0 | No applicable non-energy benefits | No applicable non-energy benefits | 100% | Equipment 100% technically feasible within end use | System | System
Lewis CountyMultifamily - Highly ImpactedWater Heat LE 55 Gal1Existing | Lewis CountyMultifamily - Highly ImpactedWater Heat LE 55 GalExisting | Lewis County | Multifamily - Highly Impacted | Water Heat LE 55 Gal | 1 | Below Standard Water Heater ≤ 55 GAL - EF 0.59 | Existing | Water Heater - Below Standard | Below Standard Water Heater ≤ 55 GAL - EF 0.59 | Below Standard Water Heater ≤ 55 GAL - EF 0.59 | per Home | 7 | Assuming half the measure life for below standard equipment. Based on PSE Business Case: APPROVED_Measure Case_Water Heater Res_2022 | 154.0732 | 154.0732 | Using measure description efficiency metrics to adjust loads from RTF/2021P workbooks to consumptions. | Using measure description efficiency metrics to adjust loads from RTF/2021P workbooks to consumptions. | 0 | 0 | NA | NA | 0 | 0 | 0 | 0 | 0 | 0 | 0 | Baseline is equal to efficient case. | Baseline is equal to efficient case. | Baseline is equal to efficient case. | 0 | 0 | No applicable non-energy benefits | No applicable non-energy benefits | 100% | Equipment 100% technically feasible within end use | System | System
Lewis CountyMultifamily - Highly ImpactedWater Heat LE 55 Gal1New | Lewis CountyMultifamily - Highly ImpactedWater Heat LE 55 GalNew | Lewis County | Multifamily - Highly Impacted | Water Heat LE 55 Gal | 1 | Below Standard Water Heater ≤ 55 GAL - EF 0.59 | New | Water Heater - Below Standard | Below Standard Water Heater ≤ 55 GAL - EF 0.59 | Below Standard Water Heater ≤ 55 GAL - EF 0.59 | per Home | 7 | Assuming half the measure life for below standard equipment. Based on PSE Business Case: APPROVED_Measure Case_Water Heater Res_2022 | 154.0732 | 154.0732 | Using measure description efficiency metrics to adjust loads from RTF/2021P workbooks to consumptions. | Using measure description efficiency metrics to adjust loads from RTF/2021P workbooks to consumptions. | 0 | 0 | NA | NA | 0 | 0 | 0 | 0 | 0 | 0 | 0 | Baseline is equal to efficient case. | Baseline is equal to efficient case. | Baseline is equal to efficient case. | 0 | 0 | No applicable non-energy benefits | No applicable non-energy benefits | 100% | Equipment 100% technically feasible within end use | System | System
Lewis CountyManufacturedWater Heat LE 55 Gal1Existing | Lewis CountyManufacturedWater Heat LE 55 GalExisting | Lewis County | Manufactured | Water Heat LE 55 Gal | 1 | Below Standard Water Heater ≤ 55 GAL - EF 0.59 | Existing | Water Heater - Below Standard | Below Standard Water Heater ≤ 55 GAL - EF 0.59 | Below Standard Water Heater ≤ 55 GAL - EF 0.59 | per Home | 7 | Assuming half the measure life for below standard equipment. Based on PSE Business Case: APPROVED_Measure Case_Water Heater Res_2022 | 170.8193 | 170.8193 | Using measure description efficiency metrics to adjust loads from RTF/2021P workbooks to consumptions. | Using measure description efficiency metrics to adjust loads from RTF/2021P workbooks to consumptions. | 0 | 0 | NA | NA | 0 | 0 | 0 | 0 | 0 | 0 | 0 | Baseline is equal to efficient case. | Baseline is equal to efficient case. | Baseline is equal to efficient case. | 0 | 0 | No applicable non-energy benefits | No applicable non-energy benefits | 100% | Equipment 100% technically feasible within end use | System | System
Lewis CountyManufacturedWater Heat LE 55 Gal1New | Lewis CountyManufacturedWater Heat LE 55 GalNew | Lewis County | Manufactured | Water Heat LE 55 Gal | 1 | Below Standard Water Heater ≤ 55 GAL - EF 0.59 | New | Water Heater - Below Standard | Below Standard Water Heater ≤ 55 GAL - EF 0.59 | Below Standard Water Heater ≤ 55 GAL - EF 0.59 | per Home | 7 | Assuming half the measure life for below standard equipment. Based on PSE Business Case: APPROVED_Measure Case_Water Heater Res_2022 | 170.8193 | 170.8193 | Using measure description efficiency metrics to adjust loads from RTF/2021P workbooks to consumptions. | Using measure description efficiency metrics to adjust loads from RTF/2021P workbooks to consumptions. | 0 | 0 | NA | NA | 0 | 0 | 0 | 0 | 0 | 0 | 0 | Baseline is equal to efficient case. | Baseline is equal to efficient case. | Baseline is equal to efficient case. | 0 | 0 | No applicable non-energy benefits | No applicable non-energy benefits | 100% | Equipment 100% technically feasible within end use | System | System
Lewis CountyManufactured - Highly ImpactedWater Heat LE 55 Gal1Existing | Lewis CountyManufactured - Highly ImpactedWater Heat LE 55 GalExisting | Lewis County | Manufactured - Highly Impacted | Water Heat LE 55 Gal | 1 | Below Standard Water Heater ≤ 55 GAL - EF 0.59 | Existing | Water Heater - Below Standard | Below Standard Water Heater ≤ 55 GAL - EF 0.59 | Below Standard Water Heater ≤ 55 GAL - EF 0.59 | per Home | 7 | Assuming half the measure life for below standard equipment. Based on PSE Business Case: APPROVED_Measure Case_Water Heater Res_2022 | 145.6448 | 145.6448 | Using measure description efficiency metrics to adjust loads from RTF/2021P workbooks to consumptions. | Using measure description efficiency metrics to adjust loads from RTF/2021P workbooks to consumptions. | 0 | 0 | NA | NA | 0 | 0 | 0 | 0 | 0 | 0 | 0 | Baseline is equal to efficient case. | Baseline is equal to efficient case. | Baseline is equal to efficient case. | 0 | 0 | No applicable non-energy benefits | No applicable non-energy benefits | 100% | Equipment 100% technically feasible within end use | System | System
Lewis CountyManufactured - Highly ImpactedWater Heat LE 55 Gal1New | Lewis CountyManufactured - Highly ImpactedWater Heat LE 55 GalNew | Lewis County | Manufactured - Highly Impacted | Water Heat LE 55 Gal | 1 | Below Standard Water Heater ≤ 55 GAL - EF 0.59 | New | Water Heater - Below Standard | Below Standard Water Heater ≤ 55 GAL - EF 0.59 | Below Standard Water Heater ≤ 55 GAL - EF 0.59 | per Home | 7 | Assuming half the measure life for below standard equipment. Based on PSE Business Case: APPROVED_Measure Case_Water Heater Res_2022 | 145.6448 | 145.6448 | Using measure description efficiency metrics to adjust loads from RTF/2021P workbooks to consumptions. | Using measure description efficiency metrics to adjust loads from RTF/2021P workbooks to consumptions. | 0 | 0 | NA | NA | 0 | 0 | 0 | 0 | 0 | 0 | 0 | Baseline is equal to efficient case. | Baseline is equal to efficient case. | Baseline is equal to efficient case. | 0 | 0 | No applicable non-energy benefits | No applicable non-energy benefits | 100% | Equipment 100% technically feasible within end use | System | System
Lewis CountySingle FamilyWater Heat LE 55 Gal2Existing | Lewis CountySingle FamilyWater Heat LE 55 GalExisting | Lewis County | Single Family | Water Heat LE 55 Gal | 2 | Federal Standard 2015 Storage Water Heater ≤ 55 GAL - EF 0.62 | Existing | Water Heater - Federal Standard 2015 Storage | Federal Standard 2015 Storage Water Heater ≤ 55 GAL - EF 0.62 | Federal Standard 2015 Storage Water Heater ≤ 55 GAL - EF 0.62 | per Home | 13 | Based on PSE Business Case: APPROVED_Measure Case_Water Heater Res_2022 | 183.3785 | 183.3785 | Using measure description efficiency metrics to adjust loads from RTF/2021P workbooks to consumptions. | Using measure description efficiency metrics to adjust loads from RTF/2021P workbooks to consumptions. | 0 | 0 | NA | NA | 0 | 0 | 0 | 595.7619 | 757.4323 | 0 | 0 | Technical Support Document - Residential Water Heaters, Direct Heating Equipment, and Pooler Heaters. November 2009; calculated by linear interpolation | Technical Support Document - Residential Water Heaters, Direct Heating Equipment, and Pooler Heaters. November 2009; calculated by linear interpolation | Assuming no incremental O&M cost | 0 | 0 | No applicable non-energy benefits | No applicable non-energy benefits | 100% | Equipment 100% technically feasible within end use | System | System
Lewis CountySingle FamilyWater Heat LE 55 Gal2New | Lewis CountySingle FamilyWater Heat LE 55 GalNew | Lewis County | Single Family | Water Heat LE 55 Gal | 2 | Federal Standard 2015 Storage Water Heater ≤ 55 GAL - EF 0.62 | New | Water Heater - Federal Standard 2015 Storage | Federal Standard 2015 Storage Water Heater ≤ 55 GAL - EF 0.62 | Federal Standard 2015 Storage Water Heater ≤ 55 GAL - EF 0.62 | per Home | 13 | Based on PSE Business Case: APPROVED_Measure Case_Water Heater Res_2022 | 183.3785 | 183.3785 | Using measure description efficiency metrics to adjust loads from RTF/2021P workbooks to consumptions. | Using measure description efficiency metrics to adjust loads from RTF/2021P workbooks to consumptions. | 0 | 0 | NA | NA | 0 | 0 | 0 | 595.7619 | 757.4323 | 0 | 0 | Technical Support Document - Residential Water Heaters, Direct Heating Equipment, and Pooler Heaters. November 2009; calculated by linear interpolation | Technical Support Document - Residential Water Heaters, Direct Heating Equipment, and Pooler Heaters. November 2009; calculated by linear interpolation | Assuming no incremental O&M cost | 0 | 0 | No applicable non-energy benefits | No applicable non-energy benefits | 100% | Equipment 100% technically feasible within end use | System | System
Lewis CountySingle Family - Highly ImpactedWater Heat LE 55 Gal2Existing | Lewis CountySingle Family - Highly ImpactedWater Heat LE 55 GalExisting | Lewis County | Single Family - Highly Impacted | Water Heat LE 55 Gal | 2 | Federal Standard 2015 Storage Water Heater ≤ 55 GAL - EF 0.62 | Existing | Water Heater - Federal Standard 2015 Storage | Federal Standard 2015 Storage Water Heater ≤ 55 GAL - EF 0.62 | Federal Standard 2015 Storage Water Heater ≤ 55 GAL - EF 0.62 | per Home | 13 | Based on PSE Business Case: APPROVED_Measure Case_Water Heater Res_2022 | 160.2076 | 160.2076 | Using measure description efficiency metrics to adjust loads from RTF/2021P workbooks to consumptions. | Using measure description efficiency metrics to adjust loads from RTF/2021P workbooks to consumptions. | 0 | 0 | NA | NA | 0 | 0 | 0 | 595.7619 | 757.4323 | 0 | 0 | Technical Support Document - Residential Water Heaters, Direct Heating Equipment, and Pooler Heaters. November 2009; calculated by linear interpolation | Technical Support Document - Residential Water Heaters, Direct Heating Equipment, and Pooler Heaters. November 2009; calculated by linear interpolation | Assuming no incremental O&M cost | 0 | 0 | No applicable non-energy benefits | No applicable non-energy benefits | 100% | Equipment 100% technically feasible within end use | System | System
Lewis CountySingle Family - Highly ImpactedWater Heat LE 55 Gal2New | Lewis CountySingle Family - Highly ImpactedWater Heat LE 55 GalNew | Lewis County | Single Family - Highly Impacted | Water Heat LE 55 Gal | 2 | Federal Standard 2015 Storage Water Heater ≤ 55 GAL - EF 0.62 | New | Water Heater - Federal Standard 2015 Storage | Federal Standard 2015 Storage Water Heater ≤ 55 GAL - EF 0.62 | Federal Standard 2015 Storage Water Heater ≤ 55 GAL - EF 0.62 | per Home | 13 | Based on PSE Business Case: APPROVED_Measure Case_Water Heater Res_2022 | 160.2076 | 160.2076 | Using measure description efficiency metrics to adjust loads from RTF/2021P workbooks to consumptions. | Using measure description efficiency metrics to adjust loads from RTF/2021P workbooks to consumptions. | 0 | 0 | NA | NA | 0 | 0 | 0 | 595.7619 | 757.4323 | 0 | 0 | Technical Support Document - Residential Water Heaters, Direct Heating Equipment, and Pooler Heaters. November 2009; calculated by linear interpolation | Technical Support Document - Residential Water Heaters, Direct Heating Equipment, and Pooler Heaters. November 2009; calculated by linear interpolation | Assuming no incremental O&M cost | 0 | 0 | No applicable non-energy benefits | No applicable non-energy benefits | 100% | Equipment 100% technically feasible within end use | System | System
Lewis CountyMultifamilyWater Heat LE 55 Gal2Existing | Lewis CountyMultifamilyWater Heat LE 55 GalExisting | Lewis County | Multifamily | Water Heat LE 55 Gal | 2 | Federal Standard 2015 Storage Water Heater ≤ 55 GAL - EF 0.62 | Existing | Water Heater - Federal Standard 2015 Storage | Federal Standard 2015 Storage Water Heater ≤ 55 GAL - EF 0.62 | Federal Standard 2015 Storage Water Heater ≤ 55 GAL - EF 0.62 | per Home | 13 | Based on PSE Business Case: APPROVED_Measure Case_Water Heater Res_2022 | 130.2392 | 130.2392 | Using measure description efficiency metrics to adjust loads from RTF/2021P workbooks to consumptions. | Using measure description efficiency metrics to adjust loads from RTF/2021P workbooks to consumptions. | 0 | 0 | NA | NA | 0 | 0 | 0 | 595.7619 | 757.4323 | 0 | 0 | Technical Support Document - Residential Water Heaters, Direct Heating Equipment, and Pooler Heaters. November 2009; calculated by linear interpolation | Technical Support Document - Residential Water Heaters, Direct Heating Equipment, and Pooler Heaters. November 2009; calculated by linear interpolation | Assuming no incremental O&M cost | 0 | 0 | No applicable non-energy benefits | No applicable non-energy benefits | 100% | Equipment 100% technically feasible within end use | System | System
Lewis CountyMultifamilyWater Heat LE 55 Gal2New | Lewis CountyMultifamilyWater Heat LE 55 GalNew | Lewis County | Multifamily | Water Heat LE 55 Gal | 2 | Federal Standard 2015 Storage Water Heater ≤ 55 GAL - EF 0.62 | New | Water Heater - Federal Standard 2015 Storage | Federal Standard 2015 Storage Water Heater ≤ 55 GAL - EF 0.62 | Federal Standard 2015 Storage Water Heater ≤ 55 GAL - EF 0.62 | per Home | 13 | Based on PSE Business Case: APPROVED_Measure Case_Water Heater Res_2022 | 130.2392 | 130.2392 | Using measure description efficiency metrics to adjust loads from RTF/2021P workbooks to consumptions. | Using measure description efficiency metrics to adjust loads from RTF/2021P workbooks to consumptions. | 0 | 0 | NA | NA | 0 | 0 | 0 | 595.7619 | 757.4323 | 0 | 0 | Technical Support Document - Residential Water Heaters, Direct Heating Equipment, and Pooler Heaters. November 2009; calculated by linear interpolation | Technical Support Document - Residential Water Heaters, Direct Heating Equipment, and Pooler Heaters. November 2009; calculated by linear interpolation | Assuming no incremental O&M cost | 0 | 0 | No applicable non-energy benefits | No applicable non-energy benefits | 100% | Equipment 100% technically feasible within end use | System | System
Lewis CountyMultifamily - Highly ImpactedWater Heat LE 55 Gal2Existing | Lewis CountyMultifamily - Highly ImpactedWater Heat LE 55 GalExisting | Lewis County | Multifamily - Highly Impacted | Water Heat LE 55 Gal | 2 | Federal Standard 2015 Storage Water Heater ≤ 55 GAL - EF 0.62 | Existing | Water Heater - Federal Standard 2015 Storage | Federal Standard 2015 Storage Water Heater ≤ 55 GAL - EF 0.62 | Federal Standard 2015 Storage Water Heater ≤ 55 GAL - EF 0.62 | per Home | 13 | Based on PSE Business Case: APPROVED_Measure Case_Water Heater Res_2022 | 146.618 | 146.618 | Using measure description efficiency metrics to adjust loads from RTF/2021P workbooks to consumptions. | Using measure description efficiency metrics to adjust loads from RTF/2021P workbooks to consumptions. | 0 | 0 | NA | NA | 0 | 0 | 0 | 595.7619 | 757.4323 | 0 | 0 | Technical Support Document - Residential Water Heaters, Direct Heating Equipment, and Pooler Heaters. November 2009; calculated by linear interpolation | Technical Support Document - Residential Water Heaters, Direct Heating Equipment, and Pooler Heaters. November 2009; calculated by linear interpolation | Assuming no incremental O&M cost | 0 | 0 | No applicable non-energy benefits | No applicable non-energy benefits | 100% | Equipment 100% technically feasible within end use | System | System
Lewis CountyMultifamily - Highly ImpactedWater Heat LE 55 Gal2New | Lewis CountyMultifamily - Highly ImpactedWater Heat LE 55 GalNew | Lewis County | Multifamily - Highly Impacted | Water Heat LE 55 Gal | 2 | Federal Standard 2015 Storage Water Heater ≤ 55 GAL - EF 0.62 | New | Water Heater - Federal Standard 2015 Storage | Federal Standard 2015 Storage Water Heater ≤ 55 GAL - EF 0.62 | Federal Standard 2015 Storage Water Heater ≤ 55 GAL - EF 0.62 | per Home | 13 | Based on PSE Business Case: APPROVED_Measure Case_Water Heater Res_2022 | 146.618 | 146.618 | Using measure description efficiency metrics to adjust loads from RTF/2021P workbooks to consumptions. | Using measure description efficiency metrics to adjust loads from RTF/2021P workbooks to consumptions. | 0 | 0 | NA | NA | 0 | 0 | 0 | 595.7619 | 757.4323 | 0 | 0 | Technical Support Document - Residential Water Heaters, Direct Heating Equipment, and Pooler Heaters. November 2009; calculated by linear interpolation | Technical Support Document - Residential Water Heaters, Direct Heating Equipment, and Pooler Heaters. November 2009; calculated by linear interpolation | Assuming no incremental O&M cost | 0 | 0 | No applicable non-energy benefits | No applicable non-energy benefits | 100% | Equipment 100% technically feasible within end use | System | System
Lewis CountyManufacturedWater Heat LE 55 Gal2Existing | Lewis CountyManufacturedWater Heat LE 55 GalExisting | Lewis County | Manufactured | Water Heat LE 55 Gal | 2 | Federal Standard 2015 Storage Water Heater ≤ 55 GAL - EF 0.62 | Existing | Water Heater - Federal Standard 2015 Storage | Federal Standard 2015 Storage Water Heater ≤ 55 GAL - EF 0.62 | Federal Standard 2015 Storage Water Heater ≤ 55 GAL - EF 0.62 | per Home | 13 | Based on PSE Business Case: APPROVED_Measure Case_Water Heater Res_2022 | 162.5538 | 162.5538 | Using measure description efficiency metrics to adjust loads from RTF/2021P workbooks to consumptions. | Using measure description efficiency metrics to adjust loads from RTF/2021P workbooks to consumptions. | 0 | 0 | NA | NA | 0 | 0 | 0 | 595.7619 | 757.4323 | 0 | 0 | Technical Support Document - Residential Water Heaters, Direct Heating Equipment, and Pooler Heaters. November 2009; calculated by linear interpolation | Technical Support Document - Residential Water Heaters, Direct Heating Equipment, and Pooler Heaters. November 2009; calculated by linear interpolation | Assuming no incremental O&M cost | 0 | 0 | No applicable non-energy benefits | No applicable non-energy benefits | 100% | Equipment 100% technically feasible within end use | System | System
Lewis CountyManufacturedWater Heat LE 55 Gal2New | Lewis CountyManufacturedWater Heat LE 55 GalNew | Lewis County | Manufactured | Water Heat LE 55 Gal | 2 | Federal Standard 2015 Storage Water Heater ≤ 55 GAL - EF 0.62 | New | Water Heater - Federal Standard 2015 Storage | Federal Standard 2015 Storage Water Heater ≤ 55 GAL - EF 0.62 | Federal Standard 2015 Storage Water Heater ≤ 55 GAL - EF 0.62 | per Home | 13 | Based on PSE Business Case: APPROVED_Measure Case_Water Heater Res_2022 | 162.5538 | 162.5538 | Using measure description efficiency metrics to adjust loads from RTF/2021P workbooks to consumptions. | Using measure description efficiency metrics to adjust loads from RTF/2021P workbooks to consumptions. | 0 | 0 | NA | NA | 0 | 0 | 0 | 595.7619 | 757.4323 | 0 | 0 | Technical Support Document - Residential Water Heaters, Direct Heating Equipment, and Pooler Heaters. November 2009; calculated by linear interpolation | Technical Support Document - Residential Water Heaters, Direct Heating Equipment, and Pooler Heaters. November 2009; calculated by linear interpolation | Assuming no incremental O&M cost | 0 | 0 | No applicable non-energy benefits | No applicable non-energy benefits | 100% | Equipment 100% technically feasible within end use | System | System
Lewis CountyManufactured - Highly ImpactedWater Heat LE 55 Gal2Existing | Lewis CountyManufactured - Highly ImpactedWater Heat LE 55 GalExisting | Lewis County | Manufactured - Highly Impacted | Water Heat LE 55 Gal | 2 | Federal Standard 2015 Storage Water Heater ≤ 55 GAL - EF 0.62 | Existing | Water Heater - Federal Standard 2015 Storage | Federal Standard 2015 Storage Water Heater ≤ 55 GAL - EF 0.62 | Federal Standard 2015 Storage Water Heater ≤ 55 GAL - EF 0.62 | per Home | 13 | Based on PSE Business Case: APPROVED_Measure Case_Water Heater Res_2022 | 138.5975 | 138.5975 | Using measure description efficiency metrics to adjust loads from RTF/2021P workbooks to consumptions. | Using measure description efficiency metrics to adjust loads from RTF/2021P workbooks to consumptions. | 0 | 0 | NA | NA | 0 | 0 | 0 | 595.7619 | 757.4323 | 0 | 0 | Technical Support Document - Residential Water Heaters, Direct Heating Equipment, and Pooler Heaters. November 2009; calculated by linear interpolation | Technical Support Document - Residential Water Heaters, Direct Heating Equipment, and Pooler Heaters. November 2009; calculated by linear interpolation | Assuming no incremental O&M cost | 0 | 0 | No applicable non-energy benefits | No applicable non-energy benefits | 100% | Equipment 100% technically feasible within end use | System | System
Lewis CountyManufactured - Highly ImpactedWater Heat LE 55 Gal2New | Lewis CountyManufactured - Highly ImpactedWater Heat LE 55 GalNew | Lewis County | Manufactured - Highly Impacted | Water Heat LE 55 Gal | 2 | Federal Standard 2015 Storage Water Heater ≤ 55 GAL - EF 0.62 | New | Water Heater - Federal Standard 2015 Storage | Federal Standard 2015 Storage Water Heater ≤ 55 GAL - EF 0.62 | Federal Standard 2015 Storage Water Heater ≤ 55 GAL - EF 0.62 | per Home | 13 | Based on PSE Business Case: APPROVED_Measure Case_Water Heater Res_2022 | 138.5975 | 138.5975 | Using measure description efficiency metrics to adjust loads from RTF/2021P workbooks to consumptions. | Using measure description efficiency metrics to adjust loads from RTF/2021P workbooks to consumptions. | 0 | 0 | NA | NA | 0 | 0 | 0 | 595.7619 | 757.4323 | 0 | 0 | Technical Support Document - Residential Water Heaters, Direct Heating Equipment, and Pooler Heaters. November 2009; calculated by linear interpolation | Technical Support Document - Residential Water Heaters, Direct Heating Equipment, and Pooler Heaters. November 2009; calculated by linear interpolation | Assuming no incremental O&M cost | 0 | 0 | No applicable non-energy benefits | No applicable non-energy benefits | 100% | Equipment 100% technically feasible within end use | System | System
Lewis CountySingle FamilyWater Heat LE 55 Gal3Existing | Lewis CountySingle FamilyWater Heat LE 55 GalExisting | Lewis County | Single Family | Water Heat LE 55 Gal | 3 | Market Standard Storage Water Heater ≤ 55 GAL | Existing | Water Heater - Market Standard | Market Standard Storage Water Heater ≤ 55 GAL | Market Standard Storage Water Heater ≤ 55 GAL | per Home | 13 | Based on PSE Business Case: APPROVED_Measure Case_Water Heater Res_2022 | 145.7228 | 145.7228 | Using measure description efficiency metrics to adjust loads from RTF/2021P workbooks to consumptions. | Using measure description efficiency metrics to adjust loads from RTF/2021P workbooks to consumptions. | 0 | 0 | NA | NA | 0 | 0 | 0 | 0 | 0 | 0 | 0 | Baseline is equal to efficient case. | Baseline is equal to efficient case. | Baseline is equal to efficient case. | 0 | 0 | No applicable non-energy benefits | No applicable non-energy benefits | 100% | Equipment 100% technically feasible within end use | System | System
Lewis CountySingle FamilyWater Heat LE 55 Gal3New | Lewis CountySingle FamilyWater Heat LE 55 GalNew | Lewis County | Single Family | Water Heat LE 55 Gal | 3 | Market Standard Storage Water Heater ≤ 55 GAL | New | Water Heater - Market Standard | Market Standard Storage Water Heater ≤ 55 GAL | Market Standard Storage Water Heater ≤ 55 GAL | per Home | 13 | Based on PSE Business Case: APPROVED_Measure Case_Water Heater Res_2022 | 145.7228 | 145.7228 | Using measure description efficiency metrics to adjust loads from RTF/2021P workbooks to consumptions. | Using measure description efficiency metrics to adjust loads from RTF/2021P workbooks to consumptions. | 0 | 0 | NA | NA | 0 | 0 | 0 | 0 | 0 | 0 | 0 | Baseline is equal to efficient case. | Baseline is equal to efficient case. | Baseline is equal to efficient case. | 0 | 0 | No applicable non-energy benefits | No applicable non-energy benefits | 100% | Equipment 100% technically feasible within end use | System | System
Lewis CountySingle Family - Highly ImpactedWater Heat LE 55 Gal3Existing | Lewis CountySingle Family - Highly ImpactedWater Heat LE 55 GalExisting | Lewis County | Single Family - Highly Impacted | Water Heat LE 55 Gal | 3 | Market Standard Storage Water Heater ≤ 55 GAL | Existing | Water Heater - Market Standard | Market Standard Storage Water Heater ≤ 55 GAL | Market Standard Storage Water Heater ≤ 55 GAL | per Home | 13 | Based on PSE Business Case: APPROVED_Measure Case_Water Heater Res_2022 | 127.3099 | 127.3099 | Using measure description efficiency metrics to adjust loads from RTF/2021P workbooks to consumptions. | Using measure description efficiency metrics to adjust loads from RTF/2021P workbooks to consumptions. | 0 | 0 | NA | NA | 0 | 0 | 0 | 0 | 0 | 0 | 0 | Baseline is equal to efficient case. | Baseline is equal to efficient case. | Baseline is equal to efficient case. | 0 | 0 | No applicable non-energy benefits | No applicable non-energy benefits | 100% | Equipment 100% technically feasible within end use | System | System
Lewis CountySingle Family - Highly ImpactedWater Heat LE 55 Gal3New | Lewis CountySingle Family - Highly ImpactedWater Heat LE 55 GalNew | Lewis County | Single Family - Highly Impacted | Water Heat LE 55 Gal | 3 | Market Standard Storage Water Heater ≤ 55 GAL | New | Water Heater - Market Standard | Market Standard Storage Water Heater ≤ 55 GAL | Market Standard Storage Water Heater ≤ 55 GAL | per Home | 13 | Based on PSE Business Case: APPROVED_Measure Case_Water Heater Res_2022 | 127.3099 | 127.3099 | Using measure description efficiency metrics to adjust loads from RTF/2021P workbooks to consumptions. | Using measure description efficiency metrics to adjust loads from RTF/2021P workbooks to consumptions. | 0 | 0 | NA | NA | 0 | 0 | 0 | 0 | 0 | 0 | 0 | Baseline is equal to efficient case. | Baseline is equal to efficient case. | Baseline is equal to efficient case. | 0 | 0 | No applicable non-energy benefits | No applicable non-energy benefits | 100% | Equipment 100% technically feasible within end use | System | System
Lewis CountyMultifamilyWater Heat LE 55 Gal3Existing | Lewis CountyMultifamilyWater Heat LE 55 GalExisting | Lewis County | Multifamily | Water Heat LE 55 Gal | 3 | Market Standard Storage Water Heater ≤ 55 GAL | Existing | Water Heater - Market Standard | Market Standard Storage Water Heater ≤ 55 GAL | Market Standard Storage Water Heater ≤ 55 GAL | per Home | 13 | Based on PSE Business Case: APPROVED_Measure Case_Water Heater Res_2022 | 103.4953 | 103.4953 | Using measure description efficiency metrics to adjust loads from RTF/2021P workbooks to consumptions. | Using measure description efficiency metrics to adjust loads from RTF/2021P workbooks to consumptions. | 0 | 0 | NA | NA | 0 | 0 | 0 | 0 | 0 | 0 | 0 | Baseline is equal to efficient case. | Baseline is equal to efficient case. | Baseline is equal to efficient case. | 0 | 0 | No applicable non-energy benefits | No applicable non-energy benefits | 100% | Equipment 100% technically feasible within end use | System | System
Lewis CountyMultifamilyWater Heat LE 55 Gal3New | Lewis CountyMultifamilyWater Heat LE 55 GalNew | Lewis County | Multifamily | Water Heat LE 55 Gal | 3 | Market Standard Storage Water Heater ≤ 55 GAL | New | Water Heater - Market Standard | Market Standard Storage Water Heater ≤ 55 GAL | Market Standard Storage Water Heater ≤ 55 GAL | per Home | 13 | Based on PSE Business Case: APPROVED_Measure Case_Water Heater Res_2022 | 103.4953 | 103.4953 | Using measure description efficiency metrics to adjust loads from RTF/2021P workbooks to consumptions. | Using measure description efficiency metrics to adjust loads from RTF/2021P workbooks to consumptions. | 0 | 0 | NA | NA | 0 | 0 | 0 | 0 | 0 | 0 | 0 | Baseline is equal to efficient case. | Baseline is equal to efficient case. | Baseline is equal to efficient case. | 0 | 0 | No applicable non-energy benefits | No applicable non-energy benefits | 100% | Equipment 100% technically feasible within end use | System | System
Lewis CountyMultifamily - Highly ImpactedWater Heat LE 55 Gal3Existing | Lewis CountyMultifamily - Highly ImpactedWater Heat LE 55 GalExisting | Lewis County | Multifamily - Highly Impacted | Water Heat LE 55 Gal | 3 | Market Standard Storage Water Heater ≤ 55 GAL | Existing | Water Heater - Market Standard | Market Standard Storage Water Heater ≤ 55 GAL | Market Standard Storage Water Heater ≤ 55 GAL | per Home | 13 | Based on PSE Business Case: APPROVED_Measure Case_Water Heater Res_2022 | 116.5108 | 116.5108 | Using measure description efficiency metrics to adjust loads from RTF/2021P workbooks to consumptions. | Using measure description efficiency metrics to adjust loads from RTF/2021P workbooks to consumptions. | 0 | 0 | NA | NA | 0 | 0 | 0 | 0 | 0 | 0 | 0 | Baseline is equal to efficient case. | Baseline is equal to efficient case. | Baseline is equal to efficient case. | 0 | 0 | No applicable non-energy benefits | No applicable non-energy benefits | 100% | Equipment 100% technically feasible within end use | System | System
Lewis CountyMultifamily - Highly ImpactedWater Heat LE 55 Gal3New | Lewis CountyMultifamily - Highly ImpactedWater Heat LE 55 GalNew | Lewis County | Multifamily - Highly Impacted | Water Heat LE 55 Gal | 3 | Market Standard Storage Water Heater ≤ 55 GAL | New | Water Heater - Market Standard | Market Standard Storage Water Heater ≤ 55 GAL | Market Standard Storage Water Heater ≤ 55 GAL | per Home | 13 | Based on PSE Business Case: APPROVED_Measure Case_Water Heater Res_2022 | 116.5108 | 116.5108 | Using measure description efficiency metrics to adjust loads from RTF/2021P workbooks to consumptions. | Using measure description efficiency metrics to adjust loads from RTF/2021P workbooks to consumptions. | 0 | 0 | NA | NA | 0 | 0 | 0 | 0 | 0 | 0 | 0 | Baseline is equal to efficient case. | Baseline is equal to efficient case. | Baseline is equal to efficient case. | 0 | 0 | No applicable non-energy benefits | No applicable non-energy benefits | 100% | Equipment 100% technically feasible within end use | System | System
Lewis CountyManufacturedWater Heat LE 55 Gal3Existing | Lewis CountyManufacturedWater Heat LE 55 GalExisting | Lewis County | Manufactured | Water Heat LE 55 Gal | 3 | Market Standard Storage Water Heater ≤ 55 GAL | Existing | Water Heater - Market Standard | Market Standard Storage Water Heater ≤ 55 GAL | Market Standard Storage Water Heater ≤ 55 GAL | per Home | 13 | Based on PSE Business Case: APPROVED_Measure Case_Water Heater Res_2022 | 129.1743 | 129.1743 | Using measure description efficiency metrics to adjust loads from RTF/2021P workbooks to consumptions. | Using measure description efficiency metrics to adjust loads from RTF/2021P workbooks to consumptions. | 0 | 0 | NA | NA | 0 | 0 | 0 | 0 | 0 | 0 | 0 | Baseline is equal to efficient case. | Baseline is equal to efficient case. | Baseline is equal to efficient case. | 0 | 0 | No applicable non-energy benefits | No applicable non-energy benefits | 100% | Equipment 100% technically feasible within end use | System | System
Lewis CountyManufacturedWater Heat LE 55 Gal3New | Lewis CountyManufacturedWater Heat LE 55 GalNew | Lewis County | Manufactured | Water Heat LE 55 Gal | 3 | Market Standard Storage Water Heater ≤ 55 GAL | New | Water Heater - Market Standard | Market Standard Storage Water Heater ≤ 55 GAL | Market Standard Storage Water Heater ≤ 55 GAL | per Home | 13 | Based on PSE Business Case: APPROVED_Measure Case_Water Heater Res_2022 | 129.1743 | 129.1743 | Using measure description efficiency metrics to adjust loads from RTF/2021P workbooks to consumptions. | Using measure description efficiency metrics to adjust loads from RTF/2021P workbooks to consumptions. | 0 | 0 | NA | NA | 0 | 0 | 0 | 0 | 0 | 0 | 0 | Baseline is equal to efficient case. | Baseline is equal to efficient case. | Baseline is equal to efficient case. | 0 | 0 | No applicable non-energy benefits | No applicable non-energy benefits | 100% | Equipment 100% technically feasible within end use | System | System
Lewis CountyManufactured - Highly ImpactedWater Heat LE 55 Gal3Existing | Lewis CountyManufactured - Highly ImpactedWater Heat LE 55 GalExisting | Lewis County | Manufactured - Highly Impacted | Water Heat LE 55 Gal | 3 | Market Standard Storage Water Heater ≤ 55 GAL | Existing | Water Heater - Market Standard | Market Standard Storage Water Heater ≤ 55 GAL | Market Standard Storage Water Heater ≤ 55 GAL | per Home | 13 | Based on PSE Business Case: APPROVED_Measure Case_Water Heater Res_2022 | 110.1373 | 110.1373 | Using measure description efficiency metrics to adjust loads from RTF/2021P workbooks to consumptions. | Using measure description efficiency metrics to adjust loads from RTF/2021P workbooks to consumptions. | 0 | 0 | NA | NA | 0 | 0 | 0 | 0 | 0 | 0 | 0 | Baseline is equal to efficient case. | Baseline is equal to efficient case. | Baseline is equal to efficient case. | 0 | 0 | No applicable non-energy benefits | No applicable non-energy benefits | 100% | Equipment 100% technically feasible within end use | System | System
Lewis CountyManufactured - Highly ImpactedWater Heat LE 55 Gal3New | Lewis CountyManufactured - Highly ImpactedWater Heat LE 55 GalNew | Lewis County | Manufactured - Highly Impacted | Water Heat LE 55 Gal | 3 | Market Standard Storage Water Heater ≤ 55 GAL | New | Water Heater - Market Standard | Market Standard Storage Water Heater ≤ 55 GAL | Market Standard Storage Water Heater ≤ 55 GAL | per Home | 13 | Based on PSE Business Case: APPROVED_Measure Case_Water Heater Res_2022 | 110.1373 | 110.1373 | Using measure description efficiency metrics to adjust loads from RTF/2021P workbooks to consumptions. | Using measure description efficiency metrics to adjust loads from RTF/2021P workbooks to consumptions. | 0 | 0 | NA | NA | 0 | 0 | 0 | 0 | 0 | 0 | 0 | Baseline is equal to efficient case. | Baseline is equal to efficient case. | Baseline is equal to efficient case. | 0 | 0 | No applicable non-energy benefits | No applicable non-energy benefits | 100% | Equipment 100% technically feasible within end use | System | System
Lewis CountySingle FamilyWater Heat LE 55 Gal4Existing | Lewis CountySingle FamilyWater Heat LE 55 GalExisting | Lewis County | Single Family | Water Heat LE 55 Gal | 4 | ENERGY STAR Storage Water Heater ≤ 55 GAL - EF 0.67 | Existing | Water Heater - ENERGY STAR Storage | ENERGY STAR Storage Water Heater ≤ 55 GAL - EF 0.67 | Federal Standard 2015 Storage Water Heater ≤ 55 GAL - EF 0.62 | per Home | 13 | Based on PSE Business Case: APPROVED_Measure Case_Water Heater Res_2022 | 183.3785 | 169.6936 | Using measure description efficiency metrics to adjust loads from RTF/2021P workbooks to consumptions. | Using measure description efficiency metrics to adjust loads from RTF/2021P workbooks to consumptions. | 0 | 0 | NA | NA | 595.7619 | 757.4323 | 0 | 929.2867 | 1028.5803 | 0 | 0 | Technical Support Document - Residential Water Heaters, Direct Heating Equipment, and Pooler Heaters. November 2009; calculated by linear interpolation | Technical Support Document - Residential Water Heaters, Direct Heating Equipment, and Pooler Heaters. November 2009; calculated by linear interpolation | Assuming no incremental O&M cost | 0 | 6.5644 | PSE NEI data | No applicable non-energy benefits | 100% | Equipment 100% technically feasible within end use | System | System
Lewis CountySingle FamilyWater Heat LE 55 Gal4New | Lewis CountySingle FamilyWater Heat LE 55 GalNew | Lewis County | Single Family | Water Heat LE 55 Gal | 4 | ENERGY STAR Storage Water Heater ≤ 55 GAL - EF 0.67 | New | Water Heater - ENERGY STAR Storage | ENERGY STAR Storage Water Heater ≤ 55 GAL - EF 0.67 | Federal Standard 2015 Storage Water Heater ≤ 55 GAL - EF 0.62 | per Home | 13 | Based on PSE Business Case: APPROVED_Measure Case_Water Heater Res_2022 | 183.3785 | 169.6936 | Using measure description efficiency metrics to adjust loads from RTF/2021P workbooks to consumptions. | Using measure description efficiency metrics to adjust loads from RTF/2021P workbooks to consumptions. | 0 | 0 | NA | NA | 595.7619 | 757.4323 | 0 | 929.2867 | 1028.5803 | 0 | 0 | Technical Support Document - Residential Water Heaters, Direct Heating Equipment, and Pooler Heaters. November 2009; calculated by linear interpolation | Technical Support Document - Residential Water Heaters, Direct Heating Equipment, and Pooler Heaters. November 2009; calculated by linear interpolation | Assuming no incremental O&M cost | 0 | 6.5644 | PSE NEI data | No applicable non-energy benefits | 100% | Equipment 100% technically feasible within end use | System | System
Lewis CountySingle Family - Highly ImpactedWater Heat LE 55 Gal4Existing | Lewis CountySingle Family - Highly ImpactedWater Heat LE 55 GalExisting | Lewis County | Single Family - Highly Impacted | Water Heat LE 55 Gal | 4 | ENERGY STAR Storage Water Heater ≤ 55 GAL - EF 0.67 | Existing | Water Heater - ENERGY STAR Storage | ENERGY STAR Storage Water Heater ≤ 55 GAL - EF 0.67 | Federal Standard 2015 Storage Water Heater ≤ 55 GAL - EF 0.62 | per Home | 13 | Based on PSE Business Case: APPROVED_Measure Case_Water Heater Res_2022 | 160.2076 | 148.2518 | Using measure description efficiency metrics to adjust loads from RTF/2021P workbooks to consumptions. | Using measure description efficiency metrics to adjust loads from RTF/2021P workbooks to consumptions. | 0 | 0 | NA | NA | 595.7619 | 757.4323 | 0 | 929.2867 | 1028.5803 | 0 | 0 | Technical Support Document - Residential Water Heaters, Direct Heating Equipment, and Pooler Heaters. November 2009; calculated by linear interpolation | Technical Support Document - Residential Water Heaters, Direct Heating Equipment, and Pooler Heaters. November 2009; calculated by linear interpolation | Assuming no incremental O&M cost | 0 | 1.2784 | PSE NEI data | No applicable non-energy benefits | 100% | Equipment 100% technically feasible within end use | System | System
Lewis CountySingle Family - Highly ImpactedWater Heat LE 55 Gal4New | Lewis CountySingle Family - Highly ImpactedWater Heat LE 55 GalNew | Lewis County | Single Family - Highly Impacted | Water Heat LE 55 Gal | 4 | ENERGY STAR Storage Water Heater ≤ 55 GAL - EF 0.67 | New | Water Heater - ENERGY STAR Storage | ENERGY STAR Storage Water Heater ≤ 55 GAL - EF 0.67 | Federal Standard 2015 Storage Water Heater ≤ 55 GAL - EF 0.62 | per Home | 13 | Based on PSE Business Case: APPROVED_Measure Case_Water Heater Res_2022 | 160.2076 | 148.2518 | Using measure description efficiency metrics to adjust loads from RTF/2021P workbooks to consumptions. | Using measure description efficiency metrics to adjust loads from RTF/2021P workbooks to consumptions. | 0 | 0 | NA | NA | 595.7619 | 757.4323 | 0 | 929.2867 | 1028.5803 | 0 | 0 | Technical Support Document - Residential Water Heaters, Direct Heating Equipment, and Pooler Heaters. November 2009; calculated by linear interpolation | Technical Support Document - Residential Water Heaters, Direct Heating Equipment, and Pooler Heaters. November 2009; calculated by linear interpolation | Assuming no incremental O&M cost | 0 | 1.2784 | PSE NEI data | No applicable non-energy benefits | 100% | Equipment 100% technically feasible within end use | System | System
Lewis CountyMultifamilyWater Heat LE 55 Gal4Existing | Lewis CountyMultifamilyWater Heat LE 55 GalExisting | Lewis County | Multifamily | Water Heat LE 55 Gal | 4 | ENERGY STAR Storage Water Heater ≤ 55 GAL - EF 0.67 | Existing | Water Heater - ENERGY STAR Storage | ENERGY STAR Storage Water Heater ≤ 55 GAL - EF 0.67 | Federal Standard 2015 Storage Water Heater ≤ 55 GAL - EF 0.62 | per Home | 13 | Based on PSE Business Case: APPROVED_Measure Case_Water Heater Res_2022 | 130.2392 | 120.5199 | Using measure description efficiency metrics to adjust loads from RTF/2021P workbooks to consumptions. | Using measure description efficiency metrics to adjust loads from RTF/2021P workbooks to consumptions. | 0 | 0 | NA | NA | 595.7619 | 757.4323 | 0 | 929.2867 | 1028.5803 | 0 | 0 | Technical Support Document - Residential Water Heaters, Direct Heating Equipment, and Pooler Heaters. November 2009; calculated by linear interpolation | Technical Support Document - Residential Water Heaters, Direct Heating Equipment, and Pooler Heaters. November 2009; calculated by linear interpolation | Assuming no incremental O&M cost | 0 | 4.6622 | PSE NEI data | No applicable non-energy benefits | 100% | Equipment 100% technically feasible within end use | System | System
Lewis CountyMultifamilyWater Heat LE 55 Gal4New | Lewis CountyMultifamilyWater Heat LE 55 GalNew | Lewis County | Multifamily | Water Heat LE 55 Gal | 4 | ENERGY STAR Storage Water Heater ≤ 55 GAL - EF 0.67 | New | Water Heater - ENERGY STAR Storage | ENERGY STAR Storage Water Heater ≤ 55 GAL - EF 0.67 | Federal Standard 2015 Storage Water Heater ≤ 55 GAL - EF 0.62 | per Home | 13 | Based on PSE Business Case: APPROVED_Measure Case_Water Heater Res_2022 | 130.2392 | 120.5199 | Using measure description efficiency metrics to adjust loads from RTF/2021P workbooks to consumptions. | Using measure description efficiency metrics to adjust loads from RTF/2021P workbooks to consumptions. | 0 | 0 | NA | NA | 595.7619 | 757.4323 | 0 | 929.2867 | 1028.5803 | 0 | 0 | Technical Support Document - Residential Water Heaters, Direct Heating Equipment, and Pooler Heaters. November 2009; calculated by linear interpolation | Technical Support Document - Residential Water Heaters, Direct Heating Equipment, and Pooler Heaters. November 2009; calculated by linear interpolation | Assuming no incremental O&M cost | 0 | 4.6622 | PSE NEI data | No applicable non-energy benefits | 100% | Equipment 100% technically feasible within end use | System | System
Lewis CountyMultifamily - Highly ImpactedWater Heat LE 55 Gal4Existing | Lewis CountyMultifamily - Highly ImpactedWater Heat LE 55 GalExisting | Lewis County | Multifamily - Highly Impacted | Water Heat LE 55 Gal | 4 | ENERGY STAR Storage Water Heater ≤ 55 GAL - EF 0.67 | Existing | Water Heater - ENERGY STAR Storage | ENERGY STAR Storage Water Heater ≤ 55 GAL - EF 0.67 | Federal Standard 2015 Storage Water Heater ≤ 55 GAL - EF 0.62 | per Home | 13 | Based on PSE Business Case: APPROVED_Measure Case_Water Heater Res_2022 | 146.618 | 135.6764 | Using measure description efficiency metrics to adjust loads from RTF/2021P workbooks to consumptions. | Using measure description efficiency metrics to adjust loads from RTF/2021P workbooks to consumptions. | 0 | 0 | NA | NA | 595.7619 | 757.4323 | 0 | 929.2867 | 1028.5803 | 0 | 0 | Technical Support Document - Residential Water Heaters, Direct Heating Equipment, and Pooler Heaters. November 2009; calculated by linear interpolation | Technical Support Document - Residential Water Heaters, Direct Heating Equipment, and Pooler Heaters. November 2009; calculated by linear interpolation | Assuming no incremental O&M cost | 0 | 1.1699 | PSE NEI data | No applicable non-energy benefits | 100% | Equipment 100% technically feasible within end use | System | System
Lewis CountyMultifamily - Highly ImpactedWater Heat LE 55 Gal4New | Lewis CountyMultifamily - Highly ImpactedWater Heat LE 55 GalNew | Lewis County | Multifamily - Highly Impacted | Water Heat LE 55 Gal | 4 | ENERGY STAR Storage Water Heater ≤ 55 GAL - EF 0.67 | New | Water Heater - ENERGY STAR Storage | ENERGY STAR Storage Water Heater ≤ 55 GAL - EF 0.67 | Federal Standard 2015 Storage Water Heater ≤ 55 GAL - EF 0.62 | per Home | 13 | Based on PSE Business Case: APPROVED_Measure Case_Water Heater Res_2022 | 146.618 | 135.6764 | Using measure description efficiency metrics to adjust loads from RTF/2021P workbooks to consumptions. | Using measure description efficiency metrics to adjust loads from RTF/2021P workbooks to consumptions. | 0 | 0 | NA | NA | 595.7619 | 757.4323 | 0 | 929.2867 | 1028.5803 | 0 | 0 | Technical Support Document - Residential Water Heaters, Direct Heating Equipment, and Pooler Heaters. November 2009; calculated by linear interpolation | Technical Support Document - Residential Water Heaters, Direct Heating Equipment, and Pooler Heaters. November 2009; calculated by linear interpolation | Assuming no incremental O&M cost | 0 | 1.1699 | PSE NEI data | No applicable non-energy benefits | 100% | Equipment 100% technically feasible within end use | System | System
Lewis CountyManufacturedWater Heat LE 55 Gal4Existing | Lewis CountyManufacturedWater Heat LE 55 GalExisting | Lewis County | Manufactured | Water Heat LE 55 Gal | 4 | ENERGY STAR Storage Water Heater ≤ 55 GAL - EF 0.67 | Existing | Water Heater - ENERGY STAR Storage | ENERGY STAR Storage Water Heater ≤ 55 GAL - EF 0.67 | Federal Standard 2015 Storage Water Heater ≤ 55 GAL - EF 0.62 | per Home | 13 | Based on PSE Business Case: APPROVED_Measure Case_Water Heater Res_2022 | 162.5538 | 150.4229 | Using measure description efficiency metrics to adjust loads from RTF/2021P workbooks to consumptions. | Using measure description efficiency metrics to adjust loads from RTF/2021P workbooks to consumptions. | 0 | 0 | NA | NA | 595.7619 | 757.4323 | 0 | 929.2867 | 1028.5803 | 0 | 0 | Technical Support Document - Residential Water Heaters, Direct Heating Equipment, and Pooler Heaters. November 2009; calculated by linear interpolation | Technical Support Document - Residential Water Heaters, Direct Heating Equipment, and Pooler Heaters. November 2009; calculated by linear interpolation | Assuming no incremental O&M cost | 0 | 5.819 | PSE NEI data | No applicable non-energy benefits | 100% | Equipment 100% technically feasible within end use | System | System
Lewis CountyManufacturedWater Heat LE 55 Gal4New | Lewis CountyManufacturedWater Heat LE 55 GalNew | Lewis County | Manufactured | Water Heat LE 55 Gal | 4 | ENERGY STAR Storage Water Heater ≤ 55 GAL - EF 0.67 | New | Water Heater - ENERGY STAR Storage | ENERGY STAR Storage Water Heater ≤ 55 GAL - EF 0.67 | Federal Standard 2015 Storage Water Heater ≤ 55 GAL - EF 0.62 | per Home | 13 | Based on PSE Business Case: APPROVED_Measure Case_Water Heater Res_2022 | 162.5538 | 150.4229 | Using measure description efficiency metrics to adjust loads from RTF/2021P workbooks to consumptions. | Using measure description efficiency metrics to adjust loads from RTF/2021P workbooks to consumptions. | 0 | 0 | NA | NA | 595.7619 | 757.4323 | 0 | 929.2867 | 1028.5803 | 0 | 0 | Technical Support Document - Residential Water Heaters, Direct Heating Equipment, and Pooler Heaters. November 2009; calculated by linear interpolation | Technical Support Document - Residential Water Heaters, Direct Heating Equipment, and Pooler Heaters. November 2009; calculated by linear interpolation | Assuming no incremental O&M cost | 0 | 5.819 | PSE NEI data | No applicable non-energy benefits | 100% | Equipment 100% technically feasible within end use | System | System
Lewis CountyManufactured - Highly ImpactedWater Heat LE 55 Gal4Existing | Lewis CountyManufactured - Highly ImpactedWater Heat LE 55 GalExisting | Lewis County | Manufactured - Highly Impacted | Water Heat LE 55 Gal | 4 | ENERGY STAR Storage Water Heater ≤ 55 GAL - EF 0.67 | Existing | Water Heater - ENERGY STAR Storage | ENERGY STAR Storage Water Heater ≤ 55 GAL - EF 0.67 | Federal Standard 2015 Storage Water Heater ≤ 55 GAL - EF 0.62 | per Home | 13 | Based on PSE Business Case: APPROVED_Measure Case_Water Heater Res_2022 | 138.5975 | 128.2544 | Using measure description efficiency metrics to adjust loads from RTF/2021P workbooks to consumptions. | Using measure description efficiency metrics to adjust loads from RTF/2021P workbooks to consumptions. | 0 | 0 | NA | NA | 595.7619 | 757.4323 | 0 | 929.2867 | 1028.5803 | 0 | 0 | Technical Support Document - Residential Water Heaters, Direct Heating Equipment, and Pooler Heaters. November 2009; calculated by linear interpolation | Technical Support Document - Residential Water Heaters, Direct Heating Equipment, and Pooler Heaters. November 2009; calculated by linear interpolation | Assuming no incremental O&M cost | 0 | 1.1059 | PSE NEI data | No applicable non-energy benefits | 100% | Equipment 100% technically feasible within end use | System | System
Lewis CountyManufactured - Highly ImpactedWater Heat LE 55 Gal4New | Lewis CountyManufactured - Highly ImpactedWater Heat LE 55 GalNew | Lewis County | Manufactured - Highly Impacted | Water Heat LE 55 Gal | 4 | ENERGY STAR Storage Water Heater ≤ 55 GAL - EF 0.67 | New | Water Heater - ENERGY STAR Storage | ENERGY STAR Storage Water Heater ≤ 55 GAL - EF 0.67 | Federal Standard 2015 Storage Water Heater ≤ 55 GAL - EF 0.62 | per Home | 13 | Based on PSE Business Case: APPROVED_Measure Case_Water Heater Res_2022 | 138.5975 | 128.2544 | Using measure description efficiency metrics to adjust loads from RTF/2021P workbooks to consumptions. | Using measure description efficiency metrics to adjust loads from RTF/2021P workbooks to consumptions. | 0 | 0 | NA | NA | 595.7619 | 757.4323 | 0 | 929.2867 | 1028.5803 | 0 | 0 | Technical Support Document - Residential Water Heaters, Direct Heating Equipment, and Pooler Heaters. November 2009; calculated by linear interpolation | Technical Support Document - Residential Water Heaters, Direct Heating Equipment, and Pooler Heaters. November 2009; calculated by linear interpolation | Assuming no incremental O&M cost | 0 | 1.1059 | PSE NEI data | No applicable non-energy benefits | 100% | Equipment 100% technically feasible within end use | System | System
Lewis CountySingle FamilyWater Heat LE 55 Gal5Existing | Lewis CountySingle FamilyWater Heat LE 55 GalExisting | Lewis County | Single Family | Water Heat LE 55 Gal | 5 | Condensing Water Heater ≤ 55 GAL - EF 0.85 | Existing | Water Heater - Condensing | Condensing Water Heater ≤ 55 GAL - EF 0.85 | Federal Standard 2015 Storage Water Heater ≤ 55 GAL - EF 0.62 | per Home | 13 | Based on PSE Business Case: APPROVED_Measure Case_Water Heater Res_2022 | 183.3785 | 133.7585 | Using measure description efficiency metrics to adjust loads from RTF/2021P workbooks to consumptions. | Using measure description efficiency metrics to adjust loads from RTF/2021P workbooks to consumptions. | 0 | 0 | NA | NA | 595.7619 | 757.4323 | 0 | 2027.0326 | 1068.0656 | 0 | 0 | Technical Support Document - Residential Water Heaters, Direct Heating Equipment, and Pooler Heaters. November 2009, various retail prices from internet price research; calculated by linear interpolation | Technical Support Document - Residential Water Heaters, Direct Heating Equipment, and Pooler Heaters. November 2009; calculated by linear interpolation | Assuming no incremental O&M cost | 0 | 23.8018 | PSE NEI data | No applicable non-energy benefits | 100% | Equipment 100% technically feasible within end use | System | System
Lewis CountySingle FamilyWater Heat LE 55 Gal5New | Lewis CountySingle FamilyWater Heat LE 55 GalNew | Lewis County | Single Family | Water Heat LE 55 Gal | 5 | Condensing Water Heater ≤ 55 GAL - EF 0.85 | New | Water Heater - Condensing | Condensing Water Heater ≤ 55 GAL - EF 0.85 | Federal Standard 2015 Storage Water Heater ≤ 55 GAL - EF 0.62 | per Home | 13 | Based on PSE Business Case: APPROVED_Measure Case_Water Heater Res_2022 | 183.3785 | 133.7585 | Using measure description efficiency metrics to adjust loads from RTF/2021P workbooks to consumptions. | Using measure description efficiency metrics to adjust loads from RTF/2021P workbooks to consumptions. | 0 | 0 | NA | NA | 595.7619 | 757.4323 | 0 | 2027.0326 | 1068.0656 | 0 | 0 | Technical Support Document - Residential Water Heaters, Direct Heating Equipment, and Pooler Heaters. November 2009, various retail prices from internet price research; calculated by linear interpolation | Technical Support Document - Residential Water Heaters, Direct Heating Equipment, and Pooler Heaters. November 2009; calculated by linear interpolation | Assuming no incremental O&M cost | 0 | 23.8018 | PSE NEI data | No applicable non-energy benefits | 100% | Equipment 100% technically feasible within end use | System | System
Lewis CountySingle Family - Highly ImpactedWater Heat LE 55 Gal5Existing | Lewis CountySingle Family - Highly ImpactedWater Heat LE 55 GalExisting | Lewis County | Single Family - Highly Impacted | Water Heat LE 55 Gal | 5 | Condensing Water Heater ≤ 55 GAL - EF 0.85 | Existing | Water Heater - Condensing | Condensing Water Heater ≤ 55 GAL - EF 0.85 | Federal Standard 2015 Storage Water Heater ≤ 55 GAL - EF 0.62 | per Home | 13 | Based on PSE Business Case: APPROVED_Measure Case_Water Heater Res_2022 | 160.2076 | 116.8573 | Using measure description efficiency metrics to adjust loads from RTF/2021P workbooks to consumptions. | Using measure description efficiency metrics to adjust loads from RTF/2021P workbooks to consumptions. | 0 | 0 | NA | NA | 595.7619 | 757.4323 | 0 | 2027.0326 | 1068.0656 | 0 | 0 | Technical Support Document - Residential Water Heaters, Direct Heating Equipment, and Pooler Heaters. November 2009, various retail prices from internet price research; calculated by linear interpolation | Technical Support Document - Residential Water Heaters, Direct Heating Equipment, and Pooler Heaters. November 2009; calculated by linear interpolation | Assuming no incremental O&M cost | 0 | 4.6352 | PSE NEI data | No applicable non-energy benefits | 100% | Equipment 100% technically feasible within end use | System | System
Lewis CountySingle Family - Highly ImpactedWater Heat LE 55 Gal5New | Lewis CountySingle Family - Highly ImpactedWater Heat LE 55 GalNew | Lewis County | Single Family - Highly Impacted | Water Heat LE 55 Gal | 5 | Condensing Water Heater ≤ 55 GAL - EF 0.85 | New | Water Heater - Condensing | Condensing Water Heater ≤ 55 GAL - EF 0.85 | Federal Standard 2015 Storage Water Heater ≤ 55 GAL - EF 0.62 | per Home | 13 | Based on PSE Business Case: APPROVED_Measure Case_Water Heater Res_2022 | 160.2076 | 116.8573 | Using measure description efficiency metrics to adjust loads from RTF/2021P workbooks to consumptions. | Using measure description efficiency metrics to adjust loads from RTF/2021P workbooks to consumptions. | 0 | 0 | NA | NA | 595.7619 | 757.4323 | 0 | 2027.0326 | 1068.0656 | 0 | 0 | Technical Support Document - Residential Water Heaters, Direct Heating Equipment, and Pooler Heaters. November 2009, various retail prices from internet price research; calculated by linear interpolation | Technical Support Document - Residential Water Heaters, Direct Heating Equipment, and Pooler Heaters. November 2009; calculated by linear interpolation | Assuming no incremental O&M cost | 0 | 4.6352 | PSE NEI data | No applicable non-energy benefits | 100% | Equipment 100% technically feasible within end use | System | System
Lewis CountyMultifamilyWater Heat LE 55 Gal5Existing | Lewis CountyMultifamilyWater Heat LE 55 GalExisting | Lewis County | Multifamily | Water Heat LE 55 Gal | 5 | Condensing Water Heater ≤ 55 GAL - EF 0.85 | Existing | Water Heater - Condensing | Condensing Water Heater ≤ 55 GAL - EF 0.85 | Federal Standard 2015 Storage Water Heater ≤ 55 GAL - EF 0.62 | per Home | 13 | Based on PSE Business Case: APPROVED_Measure Case_Water Heater Res_2022 | 130.2392 | 94.998 | Using measure description efficiency metrics to adjust loads from RTF/2021P workbooks to consumptions. | Using measure description efficiency metrics to adjust loads from RTF/2021P workbooks to consumptions. | 0 | 0 | NA | NA | 595.7619 | 757.4323 | 0 | 2027.0326 | 1068.0656 | 0 | 0 | Technical Support Document - Residential Water Heaters, Direct Heating Equipment, and Pooler Heaters. November 2009, various retail prices from internet price research; calculated by linear interpolation | Technical Support Document - Residential Water Heaters, Direct Heating Equipment, and Pooler Heaters. November 2009; calculated by linear interpolation | Assuming no incremental O&M cost | 0 | 16.9046 | PSE NEI data | No applicable non-energy benefits | 100% | Equipment 100% technically feasible within end use | System | System
Lewis CountyMultifamilyWater Heat LE 55 Gal5New | Lewis CountyMultifamilyWater Heat LE 55 GalNew | Lewis County | Multifamily | Water Heat LE 55 Gal | 5 | Condensing Water Heater ≤ 55 GAL - EF 0.85 | New | Water Heater - Condensing | Condensing Water Heater ≤ 55 GAL - EF 0.85 | Federal Standard 2015 Storage Water Heater ≤ 55 GAL - EF 0.62 | per Home | 13 | Based on PSE Business Case: APPROVED_Measure Case_Water Heater Res_2022 | 130.2392 | 94.998 | Using measure description efficiency metrics to adjust loads from RTF/2021P workbooks to consumptions. | Using measure description efficiency metrics to adjust loads from RTF/2021P workbooks to consumptions. | 0 | 0 | NA | NA | 595.7619 | 757.4323 | 0 | 2027.0326 | 1068.0656 | 0 | 0 | Technical Support Document - Residential Water Heaters, Direct Heating Equipment, and Pooler Heaters. November 2009, various retail prices from internet price research; calculated by linear interpolation | Technical Support Document - Residential Water Heaters, Direct Heating Equipment, and Pooler Heaters. November 2009; calculated by linear interpolation | Assuming no incremental O&M cost | 0 | 16.9046 | PSE NEI data | No applicable non-energy benefits | 100% | Equipment 100% technically feasible within end use | System | System
Lewis CountyMultifamily - Highly ImpactedWater Heat LE 55 Gal5Existing | Lewis CountyMultifamily - Highly ImpactedWater Heat LE 55 GalExisting | Lewis County | Multifamily - Highly Impacted | Water Heat LE 55 Gal | 5 | Condensing Water Heater ≤ 55 GAL - EF 0.85 | Existing | Water Heater - Condensing | Condensing Water Heater ≤ 55 GAL - EF 0.85 | Federal Standard 2015 Storage Water Heater ≤ 55 GAL - EF 0.62 | per Home | 13 | Based on PSE Business Case: APPROVED_Measure Case_Water Heater Res_2022 | 146.618 | 106.9449 | Using measure description efficiency metrics to adjust loads from RTF/2021P workbooks to consumptions. | Using measure description efficiency metrics to adjust loads from RTF/2021P workbooks to consumptions. | 0 | 0 | NA | NA | 595.7619 | 757.4323 | 0 | 2027.0326 | 1068.0656 | 0 | 0 | Technical Support Document - Residential Water Heaters, Direct Heating Equipment, and Pooler Heaters. November 2009, various retail prices from internet price research; calculated by linear interpolation | Technical Support Document - Residential Water Heaters, Direct Heating Equipment, and Pooler Heaters. November 2009; calculated by linear interpolation | Assuming no incremental O&M cost | 0 | 4.242 | PSE NEI data | No applicable non-energy benefits | 100% | Equipment 100% technically feasible within end use | System | System
Lewis CountyMultifamily - Highly ImpactedWater Heat LE 55 Gal5New | Lewis CountyMultifamily - Highly ImpactedWater Heat LE 55 GalNew | Lewis County | Multifamily - Highly Impacted | Water Heat LE 55 Gal | 5 | Condensing Water Heater ≤ 55 GAL - EF 0.85 | New | Water Heater - Condensing | Condensing Water Heater ≤ 55 GAL - EF 0.85 | Federal Standard 2015 Storage Water Heater ≤ 55 GAL - EF 0.62 | per Home | 13 | Based on PSE Business Case: APPROVED_Measure Case_Water Heater Res_2022 | 146.618 | 106.9449 | Using measure description efficiency metrics to adjust loads from RTF/2021P workbooks to consumptions. | Using measure description efficiency metrics to adjust loads from RTF/2021P workbooks to consumptions. | 0 | 0 | NA | NA | 595.7619 | 757.4323 | 0 | 2027.0326 | 1068.0656 | 0 | 0 | Technical Support Document - Residential Water Heaters, Direct Heating Equipment, and Pooler Heaters. November 2009, various retail prices from internet price research; calculated by linear interpolation | Technical Support Document - Residential Water Heaters, Direct Heating Equipment, and Pooler Heaters. November 2009; calculated by linear interpolation | Assuming no incremental O&M cost | 0 | 4.242 | PSE NEI data | No applicable non-energy benefits | 100% | Equipment 100% technically feasible within end use | System | System
Lewis CountyManufacturedWater Heat LE 55 Gal5Existing | Lewis CountyManufacturedWater Heat LE 55 GalExisting | Lewis County | Manufactured | Water Heat LE 55 Gal | 5 | Condensing Water Heater ≤ 55 GAL - EF 0.85 | Existing | Water Heater - Condensing | Condensing Water Heater ≤ 55 GAL - EF 0.85 | Federal Standard 2015 Storage Water Heater ≤ 55 GAL - EF 0.62 | per Home | 13 | Based on PSE Business Case: APPROVED_Measure Case_Water Heater Res_2022 | 162.5538 | 118.5687 | Using measure description efficiency metrics to adjust loads from RTF/2021P workbooks to consumptions. | Using measure description efficiency metrics to adjust loads from RTF/2021P workbooks to consumptions. | 0 | 0 | NA | NA | 595.7619 | 757.4323 | 0 | 2027.0326 | 1068.0656 | 0 | 0 | Technical Support Document - Residential Water Heaters, Direct Heating Equipment, and Pooler Heaters. November 2009, various retail prices from internet price research; calculated by linear interpolation | Technical Support Document - Residential Water Heaters, Direct Heating Equipment, and Pooler Heaters. November 2009; calculated by linear interpolation | Assuming no incremental O&M cost | 0 | 21.0989 | PSE NEI data | No applicable non-energy benefits | 100% | Equipment 100% technically feasible within end use | System | System
Lewis CountyManufacturedWater Heat LE 55 Gal5New | Lewis CountyManufacturedWater Heat LE 55 GalNew | Lewis County | Manufactured | Water Heat LE 55 Gal | 5 | Condensing Water Heater ≤ 55 GAL - EF 0.85 | New | Water Heater - Condensing | Condensing Water Heater ≤ 55 GAL - EF 0.85 | Federal Standard 2015 Storage Water Heater ≤ 55 GAL - EF 0.62 | per Home | 13 | Based on PSE Business Case: APPROVED_Measure Case_Water Heater Res_2022 | 162.5538 | 118.5687 | Using measure description efficiency metrics to adjust loads from RTF/2021P workbooks to consumptions. | Using measure description efficiency metrics to adjust loads from RTF/2021P workbooks to consumptions. | 0 | 0 | NA | NA | 595.7619 | 757.4323 | 0 | 2027.0326 | 1068.0656 | 0 | 0 | Technical Support Document - Residential Water Heaters, Direct Heating Equipment, and Pooler Heaters. November 2009, various retail prices from internet price research; calculated by linear interpolation | Technical Support Document - Residential Water Heaters, Direct Heating Equipment, and Pooler Heaters. November 2009; calculated by linear interpolation | Assuming no incremental O&M cost | 0 | 21.0989 | PSE NEI data | No applicable non-energy benefits | 100% | Equipment 100% technically feasible within end use | System | System
Lewis CountyManufactured - Highly ImpactedWater Heat LE 55 Gal5Existing | Lewis CountyManufactured - Highly ImpactedWater Heat LE 55 GalExisting | Lewis County | Manufactured - Highly Impacted | Water Heat LE 55 Gal | 5 | Condensing Water Heater ≤ 55 GAL - EF 0.85 | Existing | Water Heater - Condensing | Condensing Water Heater ≤ 55 GAL - EF 0.85 | Federal Standard 2015 Storage Water Heater ≤ 55 GAL - EF 0.62 | per Home | 13 | Based on PSE Business Case: APPROVED_Measure Case_Water Heater Res_2022 | 138.5975 | 101.0947 | Using measure description efficiency metrics to adjust loads from RTF/2021P workbooks to consumptions. | Using measure description efficiency metrics to adjust loads from RTF/2021P workbooks to consumptions. | 0 | 0 | NA | NA | 595.7619 | 757.4323 | 0 | 2027.0326 | 1068.0656 | 0 | 0 | Technical Support Document - Residential Water Heaters, Direct Heating Equipment, and Pooler Heaters. November 2009, various retail prices from internet price research; calculated by linear interpolation | Technical Support Document - Residential Water Heaters, Direct Heating Equipment, and Pooler Heaters. November 2009; calculated by linear interpolation | Assuming no incremental O&M cost | 0 | 4.01 | PSE NEI data | No applicable non-energy benefits | 100% | Equipment 100% technically feasible within end use | System | System
Lewis CountyManufactured - Highly ImpactedWater Heat LE 55 Gal5New | Lewis CountyManufactured - Highly ImpactedWater Heat LE 55 GalNew | Lewis County | Manufactured - Highly Impacted | Water Heat LE 55 Gal | 5 | Condensing Water Heater ≤ 55 GAL - EF 0.85 | New | Water Heater - Condensing | Condensing Water Heater ≤ 55 GAL - EF 0.85 | Federal Standard 2015 Storage Water Heater ≤ 55 GAL - EF 0.62 | per Home | 13 | Based on PSE Business Case: APPROVED_Measure Case_Water Heater Res_2022 | 138.5975 | 101.0947 | Using measure description efficiency metrics to adjust loads from RTF/2021P workbooks to consumptions. | Using measure description efficiency metrics to adjust loads from RTF/2021P workbooks to consumptions. | 0 | 0 | NA | NA | 595.7619 | 757.4323 | 0 | 2027.0326 | 1068.0656 | 0 | 0 | Technical Support Document - Residential Water Heaters, Direct Heating Equipment, and Pooler Heaters. November 2009, various retail prices from internet price research; calculated by linear interpolation | Technical Support Document - Residential Water Heaters, Direct Heating Equipment, and Pooler Heaters. November 2009; calculated by linear interpolation | Assuming no incremental O&M cost | 0 | 4.01 | PSE NEI data | No applicable non-energy benefits | 100% | Equipment 100% technically feasible within end use | System | System
Lewis CountySingle FamilyWater Heat LE 55 Gal6Existing | Lewis CountySingle FamilyWater Heat LE 55 GalExisting | Lewis County | Single Family | Water Heat LE 55 Gal | 6 | ENERGY STAR Tankless Water Heater ≤ 55 GAL - EF 0.90 | Existing | Water Heater - ENERGY STAR Tankless | ENERGY STAR Tankless Water Heater ≤ 55 GAL - EF 0.90 | Federal Standard 2015 Storage Water Heater ≤ 55 GAL - EF 0.62 | per Home | 20 | Based on PSE Business Case: APPROVED_Measure Case_Water Heater Res_2022 | 183.3785 | 126.3274 | Using measure description efficiency metrics to adjust loads from RTF/2021P workbooks to consumptions. | Using measure description efficiency metrics to adjust loads from RTF/2021P workbooks to consumptions. | 0 | 0 | NA | NA | 595.7619 | 757.4323 | 0 | 2318.3065 | 1226.2583 | 0 | 0 | Technical Support Document - Residential Water Heaters, Direct Heating Equipment, and Pooler Heaters. November 2009, various retail prices from internet price research; calculated by linear interpolation | Technical Support Document - Residential Water Heaters, Direct Heating Equipment, and Pooler Heaters. November 2009. | Assuming no incremental O&M cost | 0 | 15.2425 | PSE NEI data | No applicable non-energy benefits | 100% | Equipment 100% technically feasible within end use | System | System
Lewis CountySingle FamilyWater Heat LE 55 Gal6New | Lewis CountySingle FamilyWater Heat LE 55 GalNew | Lewis County | Single Family | Water Heat LE 55 Gal | 6 | ENERGY STAR Tankless Water Heater ≤ 55 GAL - EF 0.90 | New | Water Heater - ENERGY STAR Tankless | ENERGY STAR Tankless Water Heater ≤ 55 GAL - EF 0.90 | Federal Standard 2015 Storage Water Heater ≤ 55 GAL - EF 0.62 | per Home | 20 | Based on PSE Business Case: APPROVED_Measure Case_Water Heater Res_2022 | 183.3785 | 126.3274 | Using measure description efficiency metrics to adjust loads from RTF/2021P workbooks to consumptions. | Using measure description efficiency metrics to adjust loads from RTF/2021P workbooks to consumptions. | 0 | 0 | NA | NA | 595.7619 | 757.4323 | 0 | 2318.3065 | 1226.2583 | 0 | 0 | Technical Support Document - Residential Water Heaters, Direct Heating Equipment, and Pooler Heaters. November 2009, various retail prices from internet price research; calculated by linear interpolation | Technical Support Document - Residential Water Heaters, Direct Heating Equipment, and Pooler Heaters. November 2009. | Assuming no incremental O&M cost | 0 | 15.2425 | PSE NEI data | No applicable non-energy benefits | 100% | Equipment 100% technically feasible within end use | System | System
Lewis CountySingle Family - Highly ImpactedWater Heat LE 55 Gal6Existing | Lewis CountySingle Family - Highly ImpactedWater Heat LE 55 GalExisting | Lewis County | Single Family - Highly Impacted | Water Heat LE 55 Gal | 6 | ENERGY STAR Tankless Water Heater ≤ 55 GAL - EF 0.90 | Existing | Water Heater - ENERGY STAR Tankless | ENERGY STAR Tankless Water Heater ≤ 55 GAL - EF 0.90 | Federal Standard 2015 Storage Water Heater ≤ 55 GAL - EF 0.62 | per Home | 20 | Based on PSE Business Case: APPROVED_Measure Case_Water Heater Res_2022 | 160.2076 | 110.3652 | Using measure description efficiency metrics to adjust loads from RTF/2021P workbooks to consumptions. | Using measure description efficiency metrics to adjust loads from RTF/2021P workbooks to consumptions. | 0 | 0 | NA | NA | 595.7619 | 757.4323 | 0 | 2318.3065 | 1226.2583 | 0 | 0 | Technical Support Document - Residential Water Heaters, Direct Heating Equipment, and Pooler Heaters. November 2009, various retail prices from internet price research; calculated by linear interpolation | Technical Support Document - Residential Water Heaters, Direct Heating Equipment, and Pooler Heaters. November 2009. | Assuming no incremental O&M cost | 0 | 17.2322 | PSE NEI data | No applicable non-energy benefits | 100% | Equipment 100% technically feasible within end use | System | System
Lewis CountySingle Family - Highly ImpactedWater Heat LE 55 Gal6New | Lewis CountySingle Family - Highly ImpactedWater Heat LE 55 GalNew | Lewis County | Single Family - Highly Impacted | Water Heat LE 55 Gal | 6 | ENERGY STAR Tankless Water Heater ≤ 55 GAL - EF 0.90 | New | Water Heater - ENERGY STAR Tankless | ENERGY STAR Tankless Water Heater ≤ 55 GAL - EF 0.90 | Federal Standard 2015 Storage Water Heater ≤ 55 GAL - EF 0.62 | per Home | 20 | Based on PSE Business Case: APPROVED_Measure Case_Water Heater Res_2022 | 160.2076 | 110.3652 | Using measure description efficiency metrics to adjust loads from RTF/2021P workbooks to consumptions. | Using measure description efficiency metrics to adjust loads from RTF/2021P workbooks to consumptions. | 0 | 0 | NA | NA | 595.7619 | 757.4323 | 0 | 2318.3065 | 1226.2583 | 0 | 0 | Technical Support Document - Residential Water Heaters, Direct Heating Equipment, and Pooler Heaters. November 2009, various retail prices from internet price research; calculated by linear interpolation | Technical Support Document - Residential Water Heaters, Direct Heating Equipment, and Pooler Heaters. November 2009. | Assuming no incremental O&M cost | 0 | 17.2322 | PSE NEI data | No applicable non-energy benefits | 100% | Equipment 100% technically feasible within end use | System | System
Lewis CountyMultifamilyWater Heat LE 55 Gal6Existing | Lewis CountyMultifamilyWater Heat LE 55 GalExisting | Lewis County | Multifamily | Water Heat LE 55 Gal | 6 | ENERGY STAR Tankless Water Heater ≤ 55 GAL - EF 0.90 | Existing | Water Heater - ENERGY STAR Tankless | ENERGY STAR Tankless Water Heater ≤ 55 GAL - EF 0.90 | Federal Standard 2015 Storage Water Heater ≤ 55 GAL - EF 0.62 | per Home | 20 | Based on PSE Business Case: APPROVED_Measure Case_Water Heater Res_2022 | 130.2392 | 89.7203 | Using measure description efficiency metrics to adjust loads from RTF/2021P workbooks to consumptions. | Using measure description efficiency metrics to adjust loads from RTF/2021P workbooks to consumptions. | 0 | 0 | NA | NA | 595.7619 | 757.4323 | 0 | 2318.3065 | 1226.2583 | 0 | 0 | Technical Support Document - Residential Water Heaters, Direct Heating Equipment, and Pooler Heaters. November 2009, various retail prices from internet price research; calculated by linear interpolation | Technical Support Document - Residential Water Heaters, Direct Heating Equipment, and Pooler Heaters. November 2009. | Assuming no incremental O&M cost | 0 | 10.8255 | PSE NEI data | No applicable non-energy benefits | 100% | Equipment 100% technically feasible within end use | System | System
Lewis CountyMultifamilyWater Heat LE 55 Gal6New | Lewis CountyMultifamilyWater Heat LE 55 GalNew | Lewis County | Multifamily | Water Heat LE 55 Gal | 6 | ENERGY STAR Tankless Water Heater ≤ 55 GAL - EF 0.90 | New | Water Heater - ENERGY STAR Tankless | ENERGY STAR Tankless Water Heater ≤ 55 GAL - EF 0.90 | Federal Standard 2015 Storage Water Heater ≤ 55 GAL - EF 0.62 | per Home | 20 | Based on PSE Business Case: APPROVED_Measure Case_Water Heater Res_2022 | 130.2392 | 89.7203 | Using measure description efficiency metrics to adjust loads from RTF/2021P workbooks to consumptions. | Using measure description efficiency metrics to adjust loads from RTF/2021P workbooks to consumptions. | 0 | 0 | NA | NA | 595.7619 | 757.4323 | 0 | 2318.3065 | 1226.2583 | 0 | 0 | Technical Support Document - Residential Water Heaters, Direct Heating Equipment, and Pooler Heaters. November 2009, various retail prices from internet price research; calculated by linear interpolation | Technical Support Document - Residential Water Heaters, Direct Heating Equipment, and Pooler Heaters. November 2009. | Assuming no incremental O&M cost | 0 | 10.8255 | PSE NEI data | No applicable non-energy benefits | 100% | Equipment 100% technically feasible within end use | System | System
Lewis CountyMultifamily - Highly ImpactedWater Heat LE 55 Gal6Existing | Lewis CountyMultifamily - Highly ImpactedWater Heat LE 55 GalExisting | Lewis County | Multifamily - Highly Impacted | Water Heat LE 55 Gal | 6 | ENERGY STAR Tankless Water Heater ≤ 55 GAL - EF 0.90 | Existing | Water Heater - ENERGY STAR Tankless | ENERGY STAR Tankless Water Heater ≤ 55 GAL - EF 0.90 | Federal Standard 2015 Storage Water Heater ≤ 55 GAL - EF 0.62 | per Home | 20 | Based on PSE Business Case: APPROVED_Measure Case_Water Heater Res_2022 | 146.618 | 101.0035 | Using measure description efficiency metrics to adjust loads from RTF/2021P workbooks to consumptions. | Using measure description efficiency metrics to adjust loads from RTF/2021P workbooks to consumptions. | 0 | 0 | NA | NA | 595.7619 | 757.4323 | 0 | 2318.3065 | 1226.2583 | 0 | 0 | Technical Support Document - Residential Water Heaters, Direct Heating Equipment, and Pooler Heaters. November 2009, various retail prices from internet price research; calculated by linear interpolation | Technical Support Document - Residential Water Heaters, Direct Heating Equipment, and Pooler Heaters. November 2009. | Assuming no incremental O&M cost | 0 | 4.4709 | PSE NEI data | No applicable non-energy benefits | 100% | Equipment 100% technically feasible within end use | System | System
Lewis CountyMultifamily - Highly ImpactedWater Heat LE 55 Gal6New | Lewis CountyMultifamily - Highly ImpactedWater Heat LE 55 GalNew | Lewis County | Multifamily - Highly Impacted | Water Heat LE 55 Gal | 6 | ENERGY STAR Tankless Water Heater ≤ 55 GAL - EF 0.90 | New | Water Heater - ENERGY STAR Tankless | ENERGY STAR Tankless Water Heater ≤ 55 GAL - EF 0.90 | Federal Standard 2015 Storage Water Heater ≤ 55 GAL - EF 0.62 | per Home | 20 | Based on PSE Business Case: APPROVED_Measure Case_Water Heater Res_2022 | 146.618 | 101.0035 | Using measure description efficiency metrics to adjust loads from RTF/2021P workbooks to consumptions. | Using measure description efficiency metrics to adjust loads from RTF/2021P workbooks to consumptions. | 0 | 0 | NA | NA | 595.7619 | 757.4323 | 0 | 2318.3065 | 1226.2583 | 0 | 0 | Technical Support Document - Residential Water Heaters, Direct Heating Equipment, and Pooler Heaters. November 2009, various retail prices from internet price research; calculated by linear interpolation | Technical Support Document - Residential Water Heaters, Direct Heating Equipment, and Pooler Heaters. November 2009. | Assuming no incremental O&M cost | 0 | 4.4709 | PSE NEI data | No applicable non-energy benefits | 100% | Equipment 100% technically feasible within end use | System | System
Lewis CountyManufacturedWater Heat LE 55 Gal6Existing | Lewis CountyManufacturedWater Heat LE 55 GalExisting | Lewis County | Manufactured | Water Heat LE 55 Gal | 6 | ENERGY STAR Tankless Water Heater ≤ 55 GAL - EF 0.90 | Existing | Water Heater - ENERGY STAR Tankless | ENERGY STAR Tankless Water Heater ≤ 55 GAL - EF 0.90 | Federal Standard 2015 Storage Water Heater ≤ 55 GAL - EF 0.62 | per Home | 20 | Based on PSE Business Case: APPROVED_Measure Case_Water Heater Res_2022 | 162.5538 | 111.9815 | Using measure description efficiency metrics to adjust loads from RTF/2021P workbooks to consumptions. | Using measure description efficiency metrics to adjust loads from RTF/2021P workbooks to consumptions. | 0 | 0 | NA | NA | 595.7619 | 757.4323 | 0 | 2318.3065 | 1226.2583 | 0 | 0 | Technical Support Document - Residential Water Heaters, Direct Heating Equipment, and Pooler Heaters. November 2009, various retail prices from internet price research; calculated by linear interpolation | Technical Support Document - Residential Water Heaters, Direct Heating Equipment, and Pooler Heaters. November 2009. | Assuming no incremental O&M cost | 0 | 13.5115 | PSE NEI data | No applicable non-energy benefits | 100% | Equipment 100% technically feasible within end use | System | System
Lewis CountyManufacturedWater Heat LE 55 Gal6New | Lewis CountyManufacturedWater Heat LE 55 GalNew | Lewis County | Manufactured | Water Heat LE 55 Gal | 6 | ENERGY STAR Tankless Water Heater ≤ 55 GAL - EF 0.90 | New | Water Heater - ENERGY STAR Tankless | ENERGY STAR Tankless Water Heater ≤ 55 GAL - EF 0.90 | Federal Standard 2015 Storage Water Heater ≤ 55 GAL - EF 0.62 | per Home | 20 | Based on PSE Business Case: APPROVED_Measure Case_Water Heater Res_2022 | 162.5538 | 111.9815 | Using measure description efficiency metrics to adjust loads from RTF/2021P workbooks to consumptions. | Using measure description efficiency metrics to adjust loads from RTF/2021P workbooks to consumptions. | 0 | 0 | NA | NA | 595.7619 | 757.4323 | 0 | 2318.3065 | 1226.2583 | 0 | 0 | Technical Support Document - Residential Water Heaters, Direct Heating Equipment, and Pooler Heaters. November 2009, various retail prices from internet price research; calculated by linear interpolation | Technical Support Document - Residential Water Heaters, Direct Heating Equipment, and Pooler Heaters. November 2009. | Assuming no incremental O&M cost | 0 | 13.5115 | PSE NEI data | No applicable non-energy benefits | 100% | Equipment 100% technically feasible within end use | System | System
Lewis CountyManufactured - Highly ImpactedWater Heat LE 55 Gal6Existing | Lewis CountyManufactured - Highly ImpactedWater Heat LE 55 GalExisting | Lewis County | Manufactured - Highly Impacted | Water Heat LE 55 Gal | 6 | ENERGY STAR Tankless Water Heater ≤ 55 GAL - EF 0.90 | Existing | Water Heater - ENERGY STAR Tankless | ENERGY STAR Tankless Water Heater ≤ 55 GAL - EF 0.90 | Federal Standard 2015 Storage Water Heater ≤ 55 GAL - EF 0.62 | per Home | 20 | Based on PSE Business Case: APPROVED_Measure Case_Water Heater Res_2022 | 138.5975 | 95.4783 | Using measure description efficiency metrics to adjust loads from RTF/2021P workbooks to consumptions. | Using measure description efficiency metrics to adjust loads from RTF/2021P workbooks to consumptions. | 0 | 0 | NA | NA | 595.7619 | 757.4323 | 0 | 2318.3065 | 1226.2583 | 0 | 0 | Technical Support Document - Residential Water Heaters, Direct Heating Equipment, and Pooler Heaters. November 2009, various retail prices from internet price research; calculated by linear interpolation | Technical Support Document - Residential Water Heaters, Direct Heating Equipment, and Pooler Heaters. November 2009. | Assuming no incremental O&M cost | 0 | 4.2263 | PSE NEI data | No applicable non-energy benefits | 100% | Equipment 100% technically feasible within end use | System | System
Lewis CountyManufactured - Highly ImpactedWater Heat LE 55 Gal6New | Lewis CountyManufactured - Highly ImpactedWater Heat LE 55 GalNew | Lewis County | Manufactured - Highly Impacted | Water Heat LE 55 Gal | 6 | ENERGY STAR Tankless Water Heater ≤ 55 GAL - EF 0.90 | New | Water Heater - ENERGY STAR Tankless | ENERGY STAR Tankless Water Heater ≤ 55 GAL - EF 0.90 | Federal Standard 2015 Storage Water Heater ≤ 55 GAL - EF 0.62 | per Home | 20 | Based on PSE Business Case: APPROVED_Measure Case_Water Heater Res_2022 | 138.5975 | 95.4783 | Using measure description efficiency metrics to adjust loads from RTF/2021P workbooks to consumptions. | Using measure description efficiency metrics to adjust loads from RTF/2021P workbooks to consumptions. | 0 | 0 | NA | NA | 595.7619 | 757.4323 | 0 | 2318.3065 | 1226.2583 | 0 | 0 | Technical Support Document - Residential Water Heaters, Direct Heating Equipment, and Pooler Heaters. November 2009, various retail prices from internet price research; calculated by linear interpolation | Technical Support Document - Residential Water Heaters, Direct Heating Equipment, and Pooler Heaters. November 2009. | Assuming no incremental O&M cost | 0 | 4.2263 | PSE NEI data | No applicable non-energy benefits | 100% | Equipment 100% technically feasible within end use | System | System
Lewis CountySingle FamilyWater Heat GT 55 Gal1Existing | Lewis CountySingle FamilyWater Heat GT 55 GalExisting | Lewis County | Single Family | Water Heat GT 55 Gal | 1 | Below Standard Water Heater > 55 GAL - EF 0.52 | Existing | Water Heater - Below Standard | Below Standard Water Heater > 55 GAL - EF 0.52 | Below Standard Water Heater > 55 GAL - EF 0.52 | per Home | 7 | Assuming half the measure life for below standard equipment. Based on RTF workbook ResGasWH_v1_2 | 218.6436 | 218.6436 | Using measure description efficiency metrics to adjust loads from RTF/2021P workbooks to consumptions. | Using measure description efficiency metrics to adjust loads from RTF/2021P workbooks to consumptions. | 0 | 0 | NA | NA | 0 | 0 | 0 | 0 | 0 | 0 | 0 | Baseline is equal to efficient case | Baseline is equal to efficient case | Baseline is equal to efficient case | 0 | 0 | No applicable non-energy benefits | No applicable non-energy benefits | 100% | Equipment 100% technically feasible within end use | System | System
Lewis CountySingle FamilyWater Heat GT 55 Gal1New | Lewis CountySingle FamilyWater Heat GT 55 GalNew | Lewis County | Single Family | Water Heat GT 55 Gal | 1 | Below Standard Water Heater > 55 GAL - EF 0.52 | New | Water Heater - Below Standard | Below Standard Water Heater > 55 GAL - EF 0.52 | Below Standard Water Heater > 55 GAL - EF 0.52 | per Home | 7 | Assuming half the measure life for below standard equipment. Based on RTF workbook ResGasWH_v1_2 | 218.6436 | 218.6436 | Using measure description efficiency metrics to adjust loads from RTF/2021P workbooks to consumptions. | Using measure description efficiency metrics to adjust loads from RTF/2021P workbooks to consumptions. | 0 | 0 | NA | NA | 0 | 0 | 0 | 0 | 0 | 0 | 0 | Baseline is equal to efficient case | Baseline is equal to efficient case | Baseline is equal to efficient case | 0 | 0 | No applicable non-energy benefits | No applicable non-energy benefits | 100% | Equipment 100% technically feasible within end use | System | System
Lewis CountySingle Family - Highly ImpactedWater Heat GT 55 Gal1Existing | Lewis CountySingle Family - Highly ImpactedWater Heat GT 55 GalExisting | Lewis County | Single Family - Highly Impacted | Water Heat GT 55 Gal | 1 | Below Standard Water Heater > 55 GAL - EF 0.52 | Existing | Water Heater - Below Standard | Below Standard Water Heater > 55 GAL - EF 0.52 | Below Standard Water Heater > 55 GAL - EF 0.52 | per Home | 7 | Assuming half the measure life for below standard equipment. Based on RTF workbook ResGasWH_v1_2 | 191.0168 | 191.0168 | Using measure description efficiency metrics to adjust loads from RTF/2021P workbooks to consumptions. | Using measure description efficiency metrics to adjust loads from RTF/2021P workbooks to consumptions. | 0 | 0 | NA | NA | 0 | 0 | 0 | 0 | 0 | 0 | 0 | Baseline is equal to efficient case | Baseline is equal to efficient case | Baseline is equal to efficient case | 0 | 0 | No applicable non-energy benefits | No applicable non-energy benefits | 100% | Equipment 100% technically feasible within end use | System | System
Lewis CountySingle Family - Highly ImpactedWater Heat GT 55 Gal1New | Lewis CountySingle Family - Highly ImpactedWater Heat GT 55 GalNew | Lewis County | Single Family - Highly Impacted | Water Heat GT 55 Gal | 1 | Below Standard Water Heater > 55 GAL - EF 0.52 | New | Water Heater - Below Standard | Below Standard Water Heater > 55 GAL - EF 0.52 | Below Standard Water Heater > 55 GAL - EF 0.52 | per Home | 7 | Assuming half the measure life for below standard equipment. Based on RTF workbook ResGasWH_v1_2 | 191.0168 | 191.0168 | Using measure description efficiency metrics to adjust loads from RTF/2021P workbooks to consumptions. | Using measure description efficiency metrics to adjust loads from RTF/2021P workbooks to consumptions. | 0 | 0 | NA | NA | 0 | 0 | 0 | 0 | 0 | 0 | 0 | Baseline is equal to efficient case | Baseline is equal to efficient case | Baseline is equal to efficient case | 0 | 0 | No applicable non-energy benefits | No applicable non-energy benefits | 100% | Equipment 100% technically feasible within end use | System | System
Lewis CountyMultifamilyWater Heat GT 55 Gal1Existing | Lewis CountyMultifamilyWater Heat GT 55 GalExisting | Lewis County | Multifamily | Water Heat GT 55 Gal | 1 | Below Standard Water Heater > 55 GAL - EF 0.52 | Existing | Water Heater - Below Standard | Below Standard Water Heater > 55 GAL - EF 0.52 | Below Standard Water Heater > 55 GAL - EF 0.52 | per Home | 7 | Assuming half the measure life for below standard equipment. Based on RTF workbook ResGasWH_v1_2 | 155.2852 | 155.2852 | Using measure description efficiency metrics to adjust loads from RTF/2021P workbooks to consumptions. | Using measure description efficiency metrics to adjust loads from RTF/2021P workbooks to consumptions. | 0 | 0 | NA | NA | 0 | 0 | 0 | 0 | 0 | 0 | 0 | Baseline is equal to efficient case | Baseline is equal to efficient case | Baseline is equal to efficient case | 0 | 0 | No applicable non-energy benefits | No applicable non-energy benefits | 100% | Equipment 100% technically feasible within end use | System | System
Lewis CountyMultifamilyWater Heat GT 55 Gal1New | Lewis CountyMultifamilyWater Heat GT 55 GalNew | Lewis County | Multifamily | Water Heat GT 55 Gal | 1 | Below Standard Water Heater > 55 GAL - EF 0.52 | New | Water Heater - Below Standard | Below Standard Water Heater > 55 GAL - EF 0.52 | Below Standard Water Heater > 55 GAL - EF 0.52 | per Home | 7 | Assuming half the measure life for below standard equipment. Based on RTF workbook ResGasWH_v1_2 | 155.2852 | 155.2852 | Using measure description efficiency metrics to adjust loads from RTF/2021P workbooks to consumptions. | Using measure description efficiency metrics to adjust loads from RTF/2021P workbooks to consumptions. | 0 | 0 | NA | NA | 0 | 0 | 0 | 0 | 0 | 0 | 0 | Baseline is equal to efficient case | Baseline is equal to efficient case | Baseline is equal to efficient case | 0 | 0 | No applicable non-energy benefits | No applicable non-energy benefits | 100% | Equipment 100% technically feasible within end use | System | System
Lewis CountyMultifamily - Highly ImpactedWater Heat GT 55 Gal1Existing | Lewis CountyMultifamily - Highly ImpactedWater Heat GT 55 GalExisting | Lewis County | Multifamily - Highly Impacted | Water Heat GT 55 Gal | 1 | Below Standard Water Heater > 55 GAL - EF 0.52 | Existing | Water Heater - Below Standard | Below Standard Water Heater > 55 GAL - EF 0.52 | Below Standard Water Heater > 55 GAL - EF 0.52 | per Home | 7 | Assuming half the measure life for below standard equipment. Based on RTF workbook ResGasWH_v1_2 | 174.8138 | 174.8138 | Using measure description efficiency metrics to adjust loads from RTF/2021P workbooks to consumptions. | Using measure description efficiency metrics to adjust loads from RTF/2021P workbooks to consumptions. | 0 | 0 | NA | NA | 0 | 0 | 0 | 0 | 0 | 0 | 0 | Baseline is equal to efficient case | Baseline is equal to efficient case | Baseline is equal to efficient case | 0 | 0 | No applicable non-energy benefits | No applicable non-energy benefits | 100% | Equipment 100% technically feasible within end use | System | System
Lewis CountyMultifamily - Highly ImpactedWater Heat GT 55 Gal1New | Lewis CountyMultifamily - Highly ImpactedWater Heat GT 55 GalNew | Lewis County | Multifamily - Highly Impacted | Water Heat GT 55 Gal | 1 | Below Standard Water Heater > 55 GAL - EF 0.52 | New | Water Heater - Below Standard | Below Standard Water Heater > 55 GAL - EF 0.52 | Below Standard Water Heater > 55 GAL - EF 0.52 | per Home | 7 | Assuming half the measure life for below standard equipment. Based on RTF workbook ResGasWH_v1_2 | 174.8138 | 174.8138 | Using measure description efficiency metrics to adjust loads from RTF/2021P workbooks to consumptions. | Using measure description efficiency metrics to adjust loads from RTF/2021P workbooks to consumptions. | 0 | 0 | NA | NA | 0 | 0 | 0 | 0 | 0 | 0 | 0 | Baseline is equal to efficient case | Baseline is equal to efficient case | Baseline is equal to efficient case | 0 | 0 | No applicable non-energy benefits | No applicable non-energy benefits | 100% | Equipment 100% technically feasible within end use | System | System
Lewis CountyManufacturedWater Heat GT 55 Gal1Existing | Lewis CountyManufacturedWater Heat GT 55 GalExisting | Lewis County | Manufactured | Water Heat GT 55 Gal | 1 | Below Standard Water Heater > 55 GAL - EF 0.52 | Existing | Water Heater - Below Standard | Below Standard Water Heater > 55 GAL - EF 0.52 | Below Standard Water Heater > 55 GAL - EF 0.52 | per Home | 7 | Assuming half the measure life for below standard equipment. Based on RTF workbook ResGasWH_v1_2 | 193.8142 | 193.8142 | Using measure description efficiency metrics to adjust loads from RTF/2021P workbooks to consumptions. | Using measure description efficiency metrics to adjust loads from RTF/2021P workbooks to consumptions. | 0 | 0 | NA | NA | 0 | 0 | 0 | 0 | 0 | 0 | 0 | Baseline is equal to efficient case | Baseline is equal to efficient case | Baseline is equal to efficient case | 0 | 0 | No applicable non-energy benefits | No applicable non-energy benefits | 100% | Equipment 100% technically feasible within end use | System | System
Lewis CountyManufacturedWater Heat GT 55 Gal1New | Lewis CountyManufacturedWater Heat GT 55 GalNew | Lewis County | Manufactured | Water Heat GT 55 Gal | 1 | Below Standard Water Heater > 55 GAL - EF 0.52 | New | Water Heater - Below Standard | Below Standard Water Heater > 55 GAL - EF 0.52 | Below Standard Water Heater > 55 GAL - EF 0.52 | per Home | 7 | Assuming half the measure life for below standard equipment. Based on RTF workbook ResGasWH_v1_2 | 193.8142 | 193.8142 | Using measure description efficiency metrics to adjust loads from RTF/2021P workbooks to consumptions. | Using measure description efficiency metrics to adjust loads from RTF/2021P workbooks to consumptions. | 0 | 0 | NA | NA | 0 | 0 | 0 | 0 | 0 | 0 | 0 | Baseline is equal to efficient case | Baseline is equal to efficient case | Baseline is equal to efficient case | 0 | 0 | No applicable non-energy benefits | No applicable non-energy benefits | 100% | Equipment 100% technically feasible within end use | System | System
Lewis CountyManufactured - Highly ImpactedWater Heat GT 55 Gal1Existing | Lewis CountyManufactured - Highly ImpactedWater Heat GT 55 GalExisting | Lewis County | Manufactured - Highly Impacted | Water Heat GT 55 Gal | 1 | Below Standard Water Heater > 55 GAL - EF 0.52 | Existing | Water Heater - Below Standard | Below Standard Water Heater > 55 GAL - EF 0.52 | Below Standard Water Heater > 55 GAL - EF 0.52 | per Home | 7 | Assuming half the measure life for below standard equipment. Based on RTF workbook ResGasWH_v1_2 | 165.2509 | 165.2509 | Using measure description efficiency metrics to adjust loads from RTF/2021P workbooks to consumptions. | Using measure description efficiency metrics to adjust loads from RTF/2021P workbooks to consumptions. | 0 | 0 | NA | NA | 0 | 0 | 0 | 0 | 0 | 0 | 0 | Baseline is equal to efficient case | Baseline is equal to efficient case | Baseline is equal to efficient case | 0 | 0 | No applicable non-energy benefits | No applicable non-energy benefits | 100% | Equipment 100% technically feasible within end use | System | System
Lewis CountyManufactured - Highly ImpactedWater Heat GT 55 Gal1New | Lewis CountyManufactured - Highly ImpactedWater Heat GT 55 GalNew | Lewis County | Manufactured - Highly Impacted | Water Heat GT 55 Gal | 1 | Below Standard Water Heater > 55 GAL - EF 0.52 | New | Water Heater - Below Standard | Below Standard Water Heater > 55 GAL - EF 0.52 | Below Standard Water Heater > 55 GAL - EF 0.52 | per Home | 7 | Assuming half the measure life for below standard equipment. Based on RTF workbook ResGasWH_v1_2 | 165.2509 | 165.2509 | Using measure description efficiency metrics to adjust loads from RTF/2021P workbooks to consumptions. | Using measure description efficiency metrics to adjust loads from RTF/2021P workbooks to consumptions. | 0 | 0 | NA | NA | 0 | 0 | 0 | 0 | 0 | 0 | 0 | Baseline is equal to efficient case | Baseline is equal to efficient case | Baseline is equal to efficient case | 0 | 0 | No applicable non-energy benefits | No applicable non-energy benefits | 100% | Equipment 100% technically feasible within end use | System | System
Lewis CountySingle FamilyWater Heat GT 55 Gal2Existing | Lewis CountySingle FamilyWater Heat GT 55 GalExisting | Lewis County | Single Family | Water Heat GT 55 Gal | 2 | Federal Standard 2015 Condensing Water Heater > 55 GAL - EF 0.74 | Existing | Water Heater - Federal Standard 2015 Condensing | Federal Standard 2015 Condensing Water Heater > 55 GAL - EF 0.74 | Federal Standard 2015 Condensing Water Heater > 55 GAL - EF 0.74 | per Home | 13 | Based on RTF workbook ResGasWH_v1_2 | 153.6415 | 153.6415 | Using measure description efficiency metrics to adjust loads from RTF/2021P workbooks to consumptions. | Using measure description efficiency metrics to adjust loads from RTF/2021P workbooks to consumptions. | 0 | 0 | NA | NA | 0 | 0 | 0 | 985.5502 | 960.201 | 0 | 0 | Baseline is equal to efficient case | Baseline is equal to efficient case | Baseline is equal to efficient case | 0 | 0 | No applicable non-energy benefits | No applicable non-energy benefits | 100% | Equipment 100% technically feasible within end use | System | System
Lewis CountySingle FamilyWater Heat GT 55 Gal2New | Lewis CountySingle FamilyWater Heat GT 55 GalNew | Lewis County | Single Family | Water Heat GT 55 Gal | 2 | Federal Standard 2015 Condensing Water Heater > 55 GAL - EF 0.74 | New | Water Heater - Federal Standard 2015 Condensing | Federal Standard 2015 Condensing Water Heater > 55 GAL - EF 0.74 | Federal Standard 2015 Condensing Water Heater > 55 GAL - EF 0.74 | per Home | 13 | Based on RTF workbook ResGasWH_v1_2 | 153.6415 | 153.6415 | Using measure description efficiency metrics to adjust loads from RTF/2021P workbooks to consumptions. | Using measure description efficiency metrics to adjust loads from RTF/2021P workbooks to consumptions. | 0 | 0 | NA | NA | 0 | 0 | 0 | 985.5502 | 960.201 | 0 | 0 | Baseline is equal to efficient case | Baseline is equal to efficient case | Baseline is equal to efficient case | 0 | 0 | No applicable non-energy benefits | No applicable non-energy benefits | 100% | Equipment 100% technically feasible within end use | System | System
Lewis CountySingle Family - Highly ImpactedWater Heat GT 55 Gal2Existing | Lewis CountySingle Family - Highly ImpactedWater Heat GT 55 GalExisting | Lewis County | Single Family - Highly Impacted | Water Heat GT 55 Gal | 2 | Federal Standard 2015 Condensing Water Heater > 55 GAL - EF 0.74 | Existing | Water Heater - Federal Standard 2015 Condensing | Federal Standard 2015 Condensing Water Heater > 55 GAL - EF 0.74 | Federal Standard 2015 Condensing Water Heater > 55 GAL - EF 0.74 | per Home | 13 | Based on RTF workbook ResGasWH_v1_2 | 134.228 | 134.228 | Using measure description efficiency metrics to adjust loads from RTF/2021P workbooks to consumptions. | Using measure description efficiency metrics to adjust loads from RTF/2021P workbooks to consumptions. | 0 | 0 | NA | NA | 0 | 0 | 0 | 985.5502 | 960.201 | 0 | 0 | Baseline is equal to efficient case | Baseline is equal to efficient case | Baseline is equal to efficient case | 0 | 0 | No applicable non-energy benefits | No applicable non-energy benefits | 100% | Equipment 100% technically feasible within end use | System | System
Lewis CountySingle Family - Highly ImpactedWater Heat GT 55 Gal2New | Lewis CountySingle Family - Highly ImpactedWater Heat GT 55 GalNew | Lewis County | Single Family - Highly Impacted | Water Heat GT 55 Gal | 2 | Federal Standard 2015 Condensing Water Heater > 55 GAL - EF 0.74 | New | Water Heater - Federal Standard 2015 Condensing | Federal Standard 2015 Condensing Water Heater > 55 GAL - EF 0.74 | Federal Standard 2015 Condensing Water Heater > 55 GAL - EF 0.74 | per Home | 13 | Based on RTF workbook ResGasWH_v1_2 | 134.228 | 134.228 | Using measure description efficiency metrics to adjust loads from RTF/2021P workbooks to consumptions. | Using measure description efficiency metrics to adjust loads from RTF/2021P workbooks to consumptions. | 0 | 0 | NA | NA | 0 | 0 | 0 | 985.5502 | 960.201 | 0 | 0 | Baseline is equal to efficient case | Baseline is equal to efficient case | Baseline is equal to efficient case | 0 | 0 | No applicable non-energy benefits | No applicable non-energy benefits | 100% | Equipment 100% technically feasible within end use | System | System
Lewis CountyMultifamilyWater Heat GT 55 Gal2Existing | Lewis CountyMultifamilyWater Heat GT 55 GalExisting | Lewis County | Multifamily | Water Heat GT 55 Gal | 2 | Federal Standard 2015 Condensing Water Heater > 55 GAL - EF 0.74 | Existing | Water Heater - Federal Standard 2015 Condensing | Federal Standard 2015 Condensing Water Heater > 55 GAL - EF 0.74 | Federal Standard 2015 Condensing Water Heater > 55 GAL - EF 0.74 | per Home | 13 | Based on RTF workbook ResGasWH_v1_2 | 109.1193 | 109.1193 | Using measure description efficiency metrics to adjust loads from RTF/2021P workbooks to consumptions. | Using measure description efficiency metrics to adjust loads from RTF/2021P workbooks to consumptions. | 0 | 0 | NA | NA | 0 | 0 | 0 | 985.5502 | 960.201 | 0 | 0 | Baseline is equal to efficient case | Baseline is equal to efficient case | Baseline is equal to efficient case | 0 | 0 | No applicable non-energy benefits | No applicable non-energy benefits | 100% | Equipment 100% technically feasible within end use | System | System
Lewis CountyMultifamilyWater Heat GT 55 Gal2New | Lewis CountyMultifamilyWater Heat GT 55 GalNew | Lewis County | Multifamily | Water Heat GT 55 Gal | 2 | Federal Standard 2015 Condensing Water Heater > 55 GAL - EF 0.74 | New | Water Heater - Federal Standard 2015 Condensing | Federal Standard 2015 Condensing Water Heater > 55 GAL - EF 0.74 | Federal Standard 2015 Condensing Water Heater > 55 GAL - EF 0.74 | per Home | 13 | Based on RTF workbook ResGasWH_v1_2 | 109.1193 | 109.1193 | Using measure description efficiency metrics to adjust loads from RTF/2021P workbooks to consumptions. | Using measure description efficiency metrics to adjust loads from RTF/2021P workbooks to consumptions. | 0 | 0 | NA | NA | 0 | 0 | 0 | 985.5502 | 960.201 | 0 | 0 | Baseline is equal to efficient case | Baseline is equal to efficient case | Baseline is equal to efficient case | 0 | 0 | No applicable non-energy benefits | No applicable non-energy benefits | 100% | Equipment 100% technically feasible within end use | System | System
Lewis CountyMultifamily - Highly ImpactedWater Heat GT 55 Gal2Existing | Lewis CountyMultifamily - Highly ImpactedWater Heat GT 55 GalExisting | Lewis County | Multifamily - Highly Impacted | Water Heat GT 55 Gal | 2 | Federal Standard 2015 Condensing Water Heater > 55 GAL - EF 0.74 | Existing | Water Heater - Federal Standard 2015 Condensing | Federal Standard 2015 Condensing Water Heater > 55 GAL - EF 0.74 | Federal Standard 2015 Condensing Water Heater > 55 GAL - EF 0.74 | per Home | 13 | Based on RTF workbook ResGasWH_v1_2 | 122.8421 | 122.8421 | Using measure description efficiency metrics to adjust loads from RTF/2021P workbooks to consumptions. | Using measure description efficiency metrics to adjust loads from RTF/2021P workbooks to consumptions. | 0 | 0 | NA | NA | 0 | 0 | 0 | 985.5502 | 960.201 | 0 | 0 | Baseline is equal to efficient case | Baseline is equal to efficient case | Baseline is equal to efficient case | 0 | 0 | No applicable non-energy benefits | No applicable non-energy benefits | 100% | Equipment 100% technically feasible within end use | System | System
Lewis CountyMultifamily - Highly ImpactedWater Heat GT 55 Gal2New | Lewis CountyMultifamily - Highly ImpactedWater Heat GT 55 GalNew | Lewis County | Multifamily - Highly Impacted | Water Heat GT 55 Gal | 2 | Federal Standard 2015 Condensing Water Heater > 55 GAL - EF 0.74 | New | Water Heater - Federal Standard 2015 Condensing | Federal Standard 2015 Condensing Water Heater > 55 GAL - EF 0.74 | Federal Standard 2015 Condensing Water Heater > 55 GAL - EF 0.74 | per Home | 13 | Based on RTF workbook ResGasWH_v1_2 | 122.8421 | 122.8421 | Using measure description efficiency metrics to adjust loads from RTF/2021P workbooks to consumptions. | Using measure description efficiency metrics to adjust loads from RTF/2021P workbooks to consumptions. | 0 | 0 | NA | NA | 0 | 0 | 0 | 985.5502 | 960.201 | 0 | 0 | Baseline is equal to efficient case | Baseline is equal to efficient case | Baseline is equal to efficient case | 0 | 0 | No applicable non-energy benefits | No applicable non-energy benefits | 100% | Equipment 100% technically feasible within end use | System | System
Lewis CountyManufacturedWater Heat GT 55 Gal2Existing | Lewis CountyManufacturedWater Heat GT 55 GalExisting | Lewis County | Manufactured | Water Heat GT 55 Gal | 2 | Federal Standard 2015 Condensing Water Heater > 55 GAL - EF 0.74 | Existing | Water Heater - Federal Standard 2015 Condensing | Federal Standard 2015 Condensing Water Heater > 55 GAL - EF 0.74 | Federal Standard 2015 Condensing Water Heater > 55 GAL - EF 0.74 | per Home | 13 | Based on RTF workbook ResGasWH_v1_2 | 136.1937 | 136.1937 | Using measure description efficiency metrics to adjust loads from RTF/2021P workbooks to consumptions. | Using measure description efficiency metrics to adjust loads from RTF/2021P workbooks to consumptions. | 0 | 0 | NA | NA | 0 | 0 | 0 | 985.5502 | 960.201 | 0 | 0 | Baseline is equal to efficient case | Baseline is equal to efficient case | Baseline is equal to efficient case | 0 | 0 | No applicable non-energy benefits | No applicable non-energy benefits | 100% | Equipment 100% technically feasible within end use | System | System
Lewis CountyManufacturedWater Heat GT 55 Gal2New | Lewis CountyManufacturedWater Heat GT 55 GalNew | Lewis County | Manufactured | Water Heat GT 55 Gal | 2 | Federal Standard 2015 Condensing Water Heater > 55 GAL - EF 0.74 | New | Water Heater - Federal Standard 2015 Condensing | Federal Standard 2015 Condensing Water Heater > 55 GAL - EF 0.74 | Federal Standard 2015 Condensing Water Heater > 55 GAL - EF 0.74 | per Home | 13 | Based on RTF workbook ResGasWH_v1_2 | 136.1937 | 136.1937 | Using measure description efficiency metrics to adjust loads from RTF/2021P workbooks to consumptions. | Using measure description efficiency metrics to adjust loads from RTF/2021P workbooks to consumptions. | 0 | 0 | NA | NA | 0 | 0 | 0 | 985.5502 | 960.201 | 0 | 0 | Baseline is equal to efficient case | Baseline is equal to efficient case | Baseline is equal to efficient case | 0 | 0 | No applicable non-energy benefits | No applicable non-energy benefits | 100% | Equipment 100% technically feasible within end use | System | System
Lewis CountyManufactured - Highly ImpactedWater Heat GT 55 Gal2Existing | Lewis CountyManufactured - Highly ImpactedWater Heat GT 55 GalExisting | Lewis County | Manufactured - Highly Impacted | Water Heat GT 55 Gal | 2 | Federal Standard 2015 Condensing Water Heater > 55 GAL - EF 0.74 | Existing | Water Heater - Federal Standard 2015 Condensing | Federal Standard 2015 Condensing Water Heater > 55 GAL - EF 0.74 | Federal Standard 2015 Condensing Water Heater > 55 GAL - EF 0.74 | per Home | 13 | Based on RTF workbook ResGasWH_v1_2 | 116.1222 | 116.1222 | Using measure description efficiency metrics to adjust loads from RTF/2021P workbooks to consumptions. | Using measure description efficiency metrics to adjust loads from RTF/2021P workbooks to consumptions. | 0 | 0 | NA | NA | 0 | 0 | 0 | 985.5502 | 960.201 | 0 | 0 | Baseline is equal to efficient case | Baseline is equal to efficient case | Baseline is equal to efficient case | 0 | 0 | No applicable non-energy benefits | No applicable non-energy benefits | 100% | Equipment 100% technically feasible within end use | System | System
Lewis CountyManufactured - Highly ImpactedWater Heat GT 55 Gal2New | Lewis CountyManufactured - Highly ImpactedWater Heat GT 55 GalNew | Lewis County | Manufactured - Highly Impacted | Water Heat GT 55 Gal | 2 | Federal Standard 2015 Condensing Water Heater > 55 GAL - EF 0.74 | New | Water Heater - Federal Standard 2015 Condensing | Federal Standard 2015 Condensing Water Heater > 55 GAL - EF 0.74 | Federal Standard 2015 Condensing Water Heater > 55 GAL - EF 0.74 | per Home | 13 | Based on RTF workbook ResGasWH_v1_2 | 116.1222 | 116.1222 | Using measure description efficiency metrics to adjust loads from RTF/2021P workbooks to consumptions. | Using measure description efficiency metrics to adjust loads from RTF/2021P workbooks to consumptions. | 0 | 0 | NA | NA | 0 | 0 | 0 | 985.5502 | 960.201 | 0 | 0 | Baseline is equal to efficient case | Baseline is equal to efficient case | Baseline is equal to efficient case | 0 | 0 | No applicable non-energy benefits | No applicable non-energy benefits | 100% | Equipment 100% technically feasible within end use | System | System
Lewis CountySingle FamilyWater Heat GT 55 Gal3Existing | Lewis CountySingle FamilyWater Heat GT 55 GalExisting | Lewis County | Single Family | Water Heat GT 55 Gal | 3 | Market Standard Water Heater > 55 GAL | Existing | Water Heater - Market Standard | Market Standard Water Heater > 55 GAL | Market Standard Water Heater > 55 GAL | per Home | 13 | Based on RTF workbook ResGasWH_v1_2 | 147.1385 | 147.1385 | Using measure description efficiency metrics to adjust loads from RTF/2021P workbooks to consumptions. | Using measure description efficiency metrics to adjust loads from RTF/2021P workbooks to consumptions. | 0 | 0 | NA | NA | 0 | 0 | 0 | 0 | 0 | 0 | 0 | Baseline is equal to efficient case | Baseline is equal to efficient case | Baseline is equal to efficient case | 0 | 0 | No applicable non-energy benefits | No applicable non-energy benefits | 100% | Equipment 100% technically feasible within end use | System | System
Lewis CountySingle FamilyWater Heat GT 55 Gal3New | Lewis CountySingle FamilyWater Heat GT 55 GalNew | Lewis County | Single Family | Water Heat GT 55 Gal | 3 | Market Standard Water Heater > 55 GAL | New | Water Heater - Market Standard | Market Standard Water Heater > 55 GAL | Market Standard Water Heater > 55 GAL | per Home | 13 | Based on RTF workbook ResGasWH_v1_2 | 147.1385 | 147.1385 | Using measure description efficiency metrics to adjust loads from RTF/2021P workbooks to consumptions. | Using measure description efficiency metrics to adjust loads from RTF/2021P workbooks to consumptions. | 0 | 0 | NA | NA | 0 | 0 | 0 | 0 | 0 | 0 | 0 | Baseline is equal to efficient case | Baseline is equal to efficient case | Baseline is equal to efficient case | 0 | 0 | No applicable non-energy benefits | No applicable non-energy benefits | 100% | Equipment 100% technically feasible within end use | System | System
Lewis CountySingle Family - Highly ImpactedWater Heat GT 55 Gal3Existing | Lewis CountySingle Family - Highly ImpactedWater Heat GT 55 GalExisting | Lewis County | Single Family - Highly Impacted | Water Heat GT 55 Gal | 3 | Market Standard Water Heater > 55 GAL | Existing | Water Heater - Market Standard | Market Standard Water Heater > 55 GAL | Market Standard Water Heater > 55 GAL | per Home | 13 | Based on RTF workbook ResGasWH_v1_2 | 128.5467 | 128.5467 | Using measure description efficiency metrics to adjust loads from RTF/2021P workbooks to consumptions. | Using measure description efficiency metrics to adjust loads from RTF/2021P workbooks to consumptions. | 0 | 0 | NA | NA | 0 | 0 | 0 | 0 | 0 | 0 | 0 | Baseline is equal to efficient case | Baseline is equal to efficient case | Baseline is equal to efficient case | 0 | 0 | No applicable non-energy benefits | No applicable non-energy benefits | 100% | Equipment 100% technically feasible within end use | System | System
Lewis CountySingle Family - Highly ImpactedWater Heat GT 55 Gal3New | Lewis CountySingle Family - Highly ImpactedWater Heat GT 55 GalNew | Lewis County | Single Family - Highly Impacted | Water Heat GT 55 Gal | 3 | Market Standard Water Heater > 55 GAL | New | Water Heater - Market Standard | Market Standard Water Heater > 55 GAL | Market Standard Water Heater > 55 GAL | per Home | 13 | Based on RTF workbook ResGasWH_v1_2 | 128.5467 | 128.5467 | Using measure description efficiency metrics to adjust loads from RTF/2021P workbooks to consumptions. | Using measure description efficiency metrics to adjust loads from RTF/2021P workbooks to consumptions. | 0 | 0 | NA | NA | 0 | 0 | 0 | 0 | 0 | 0 | 0 | Baseline is equal to efficient case | Baseline is equal to efficient case | Baseline is equal to efficient case | 0 | 0 | No applicable non-energy benefits | No applicable non-energy benefits | 100% | Equipment 100% technically feasible within end use | System | System
Lewis CountyMultifamilyWater Heat GT 55 Gal3Existing | Lewis CountyMultifamilyWater Heat GT 55 GalExisting | Lewis County | Multifamily | Water Heat GT 55 Gal | 3 | Market Standard Water Heater > 55 GAL | Existing | Water Heater - Market Standard | Market Standard Water Heater > 55 GAL | Market Standard Water Heater > 55 GAL | per Home | 13 | Based on RTF workbook ResGasWH_v1_2 | 104.5008 | 104.5008 | Using measure description efficiency metrics to adjust loads from RTF/2021P workbooks to consumptions. | Using measure description efficiency metrics to adjust loads from RTF/2021P workbooks to consumptions. | 0 | 0 | NA | NA | 0 | 0 | 0 | 0 | 0 | 0 | 0 | Baseline is equal to efficient case | Baseline is equal to efficient case | Baseline is equal to efficient case | 0 | 0 | No applicable non-energy benefits | No applicable non-energy benefits | 100% | Equipment 100% technically feasible within end use | System | System
Lewis CountyMultifamilyWater Heat GT 55 Gal3New | Lewis CountyMultifamilyWater Heat GT 55 GalNew | Lewis County | Multifamily | Water Heat GT 55 Gal | 3 | Market Standard Water Heater > 55 GAL | New | Water Heater - Market Standard | Market Standard Water Heater > 55 GAL | Market Standard Water Heater > 55 GAL | per Home | 13 | Based on RTF workbook ResGasWH_v1_2 | 104.5008 | 104.5008 | Using measure description efficiency metrics to adjust loads from RTF/2021P workbooks to consumptions. | Using measure description efficiency metrics to adjust loads from RTF/2021P workbooks to consumptions. | 0 | 0 | NA | NA | 0 | 0 | 0 | 0 | 0 | 0 | 0 | Baseline is equal to efficient case | Baseline is equal to efficient case | Baseline is equal to efficient case | 0 | 0 | No applicable non-energy benefits | No applicable non-energy benefits | 100% | Equipment 100% technically feasible within end use | System | System
Lewis CountyMultifamily - Highly ImpactedWater Heat GT 55 Gal3Existing | Lewis CountyMultifamily - Highly ImpactedWater Heat GT 55 GalExisting | Lewis County | Multifamily - Highly Impacted | Water Heat GT 55 Gal | 3 | Market Standard Water Heater > 55 GAL | Existing | Water Heater - Market Standard | Market Standard Water Heater > 55 GAL | Market Standard Water Heater > 55 GAL | per Home | 13 | Based on RTF workbook ResGasWH_v1_2 | 117.6427 | 117.6427 | Using measure description efficiency metrics to adjust loads from RTF/2021P workbooks to consumptions. | Using measure description efficiency metrics to adjust loads from RTF/2021P workbooks to consumptions. | 0 | 0 | NA | NA | 0 | 0 | 0 | 0 | 0 | 0 | 0 | Baseline is equal to efficient case | Baseline is equal to efficient case | Baseline is equal to efficient case | 0 | 0 | No applicable non-energy benefits | No applicable non-energy benefits | 100% | Equipment 100% technically feasible within end use | System | System
Lewis CountyMultifamily - Highly ImpactedWater Heat GT 55 Gal3New | Lewis CountyMultifamily - Highly ImpactedWater Heat GT 55 GalNew | Lewis County | Multifamily - Highly Impacted | Water Heat GT 55 Gal | 3 | Market Standard Water Heater > 55 GAL | New | Water Heater - Market Standard | Market Standard Water Heater > 55 GAL | Market Standard Water Heater > 55 GAL | per Home | 13 | Based on RTF workbook ResGasWH_v1_2 | 117.6427 | 117.6427 | Using measure description efficiency metrics to adjust loads from RTF/2021P workbooks to consumptions. | Using measure description efficiency metrics to adjust loads from RTF/2021P workbooks to consumptions. | 0 | 0 | NA | NA | 0 | 0 | 0 | 0 | 0 | 0 | 0 | Baseline is equal to efficient case | Baseline is equal to efficient case | Baseline is equal to efficient case | 0 | 0 | No applicable non-energy benefits | No applicable non-energy benefits | 100% | Equipment 100% technically feasible within end use | System | System
Lewis CountyManufacturedWater Heat GT 55 Gal3Existing | Lewis CountyManufacturedWater Heat GT 55 GalExisting | Lewis County | Manufactured | Water Heat GT 55 Gal | 3 | Market Standard Water Heater > 55 GAL | Existing | Water Heater - Market Standard | Market Standard Water Heater > 55 GAL | Market Standard Water Heater > 55 GAL | per Home | 13 | Based on RTF workbook ResGasWH_v1_2 | 130.4292 | 130.4292 | Using measure description efficiency metrics to adjust loads from RTF/2021P workbooks to consumptions. | Using measure description efficiency metrics to adjust loads from RTF/2021P workbooks to consumptions. | 0 | 0 | NA | NA | 0 | 0 | 0 | 0 | 0 | 0 | 0 | Baseline is equal to efficient case | Baseline is equal to efficient case | Baseline is equal to efficient case | 0 | 0 | No applicable non-energy benefits | No applicable non-energy benefits | 100% | Equipment 100% technically feasible within end use | System | System
Lewis CountyManufacturedWater Heat GT 55 Gal3New | Lewis CountyManufacturedWater Heat GT 55 GalNew | Lewis County | Manufactured | Water Heat GT 55 Gal | 3 | Market Standard Water Heater > 55 GAL | New | Water Heater - Market Standard | Market Standard Water Heater > 55 GAL | Market Standard Water Heater > 55 GAL | per Home | 13 | Based on RTF workbook ResGasWH_v1_2 | 130.4292 | 130.4292 | Using measure description efficiency metrics to adjust loads from RTF/2021P workbooks to consumptions. | Using measure description efficiency metrics to adjust loads from RTF/2021P workbooks to consumptions. | 0 | 0 | NA | NA | 0 | 0 | 0 | 0 | 0 | 0 | 0 | Baseline is equal to efficient case | Baseline is equal to efficient case | Baseline is equal to efficient case | 0 | 0 | No applicable non-energy benefits | No applicable non-energy benefits | 100% | Equipment 100% technically feasible within end use | System | System
Lewis CountyManufactured - Highly ImpactedWater Heat GT 55 Gal3Existing | Lewis CountyManufactured - Highly ImpactedWater Heat GT 55 GalExisting | Lewis County | Manufactured - Highly Impacted | Water Heat GT 55 Gal | 3 | Market Standard Water Heater > 55 GAL | Existing | Water Heater - Market Standard | Market Standard Water Heater > 55 GAL | Market Standard Water Heater > 55 GAL | per Home | 13 | Based on RTF workbook ResGasWH_v1_2 | 111.2073 | 111.2073 | Using measure description efficiency metrics to adjust loads from RTF/2021P workbooks to consumptions. | Using measure description efficiency metrics to adjust loads from RTF/2021P workbooks to consumptions. | 0 | 0 | NA | NA | 0 | 0 | 0 | 0 | 0 | 0 | 0 | Baseline is equal to efficient case | Baseline is equal to efficient case | Baseline is equal to efficient case | 0 | 0 | No applicable non-energy benefits | No applicable non-energy benefits | 100% | Equipment 100% technically feasible within end use | System | System
Lewis CountyManufactured - Highly ImpactedWater Heat GT 55 Gal3New | Lewis CountyManufactured - Highly ImpactedWater Heat GT 55 GalNew | Lewis County | Manufactured - Highly Impacted | Water Heat GT 55 Gal | 3 | Market Standard Water Heater > 55 GAL | New | Water Heater - Market Standard | Market Standard Water Heater > 55 GAL | Market Standard Water Heater > 55 GAL | per Home | 13 | Based on RTF workbook ResGasWH_v1_2 | 111.2073 | 111.2073 | Using measure description efficiency metrics to adjust loads from RTF/2021P workbooks to consumptions. | Using measure description efficiency metrics to adjust loads from RTF/2021P workbooks to consumptions. | 0 | 0 | NA | NA | 0 | 0 | 0 | 0 | 0 | 0 | 0 | Baseline is equal to efficient case | Baseline is equal to efficient case | Baseline is equal to efficient case | 0 | 0 | No applicable non-energy benefits | No applicable non-energy benefits | 100% | Equipment 100% technically feasible within end use | System | System
Lewis CountySingle FamilyWater Heat GT 55 Gal4Existing | Lewis CountySingle FamilyWater Heat GT 55 GalExisting | Lewis County | Single Family | Water Heat GT 55 Gal | 4 | ENERGY STAR Condensing Water Heater > 55 GAL - EF 0.77 | Existing | Water Heater - ENERGY STAR Condensing | ENERGY STAR Condensing Water Heater > 55 GAL - EF 0.77 | Federal Standard 2015 Condensing Water Heater > 55 GAL - EF 0.74 | per Home | 13 | Based on RTF workbook ResGasWH_v1_2 | 153.6415 | 147.6554 | Using measure description efficiency metrics to adjust loads from RTF/2021P workbooks to consumptions. | Using measure description efficiency metrics to adjust loads from RTF/2021P workbooks to consumptions. | 0 | 0 | NA | NA | 985.5502 | 960.201 | 0 | 1041.0297 | 965.6137 | 0 | 0 | Technical Support Document - Residential Water Heaters, Direct Heating Equipment, and Pooler Heaters. November 2009; calculated by linear interpolation | Technical Support Document - Residential Water Heaters, Direct Heating Equipment, and Pooler Heaters. November 2009; calculated by linear interpolation | Assuming no incremental O&M cost | 0 | 2.8714 | PSE NEI data | No applicable non-energy benefits | 100% | Equipment 100% technically feasible within end use | System | System
Lewis CountySingle FamilyWater Heat GT 55 Gal4New | Lewis CountySingle FamilyWater Heat GT 55 GalNew | Lewis County | Single Family | Water Heat GT 55 Gal | 4 | ENERGY STAR Condensing Water Heater > 55 GAL - EF 0.77 | New | Water Heater - ENERGY STAR Condensing | ENERGY STAR Condensing Water Heater > 55 GAL - EF 0.77 | Federal Standard 2015 Condensing Water Heater > 55 GAL - EF 0.74 | per Home | 13 | Based on RTF workbook ResGasWH_v1_2 | 153.6415 | 147.6554 | Using measure description efficiency metrics to adjust loads from RTF/2021P workbooks to consumptions. | Using measure description efficiency metrics to adjust loads from RTF/2021P workbooks to consumptions. | 0 | 0 | NA | NA | 985.5502 | 960.201 | 0 | 1041.0297 | 965.6137 | 0 | 0 | Technical Support Document - Residential Water Heaters, Direct Heating Equipment, and Pooler Heaters. November 2009; calculated by linear interpolation | Technical Support Document - Residential Water Heaters, Direct Heating Equipment, and Pooler Heaters. November 2009; calculated by linear interpolation | Assuming no incremental O&M cost | 0 | 2.8714 | PSE NEI data | No applicable non-energy benefits | 100% | Equipment 100% technically feasible within end use | System | System
Lewis CountySingle Family - Highly ImpactedWater Heat GT 55 Gal4Existing | Lewis CountySingle Family - Highly ImpactedWater Heat GT 55 GalExisting | Lewis County | Single Family - Highly Impacted | Water Heat GT 55 Gal | 4 | ENERGY STAR Condensing Water Heater > 55 GAL - EF 0.77 | Existing | Water Heater - ENERGY STAR Condensing | ENERGY STAR Condensing Water Heater > 55 GAL - EF 0.77 | Federal Standard 2015 Condensing Water Heater > 55 GAL - EF 0.74 | per Home | 13 | Based on RTF workbook ResGasWH_v1_2 | 134.228 | 128.9983 | Using measure description efficiency metrics to adjust loads from RTF/2021P workbooks to consumptions. | Using measure description efficiency metrics to adjust loads from RTF/2021P workbooks to consumptions. | 0 | 0 | NA | NA | 985.5502 | 960.201 | 0 | 1041.0297 | 965.6137 | 0 | 0 | Technical Support Document - Residential Water Heaters, Direct Heating Equipment, and Pooler Heaters. November 2009; calculated by linear interpolation | Technical Support Document - Residential Water Heaters, Direct Heating Equipment, and Pooler Heaters. November 2009; calculated by linear interpolation | Assuming no incremental O&M cost | 0 | 0.55918 | PSE NEI data | No applicable non-energy benefits | 100% | Equipment 100% technically feasible within end use | System | System
Lewis CountySingle Family - Highly ImpactedWater Heat GT 55 Gal4New | Lewis CountySingle Family - Highly ImpactedWater Heat GT 55 GalNew | Lewis County | Single Family - Highly Impacted | Water Heat GT 55 Gal | 4 | ENERGY STAR Condensing Water Heater > 55 GAL - EF 0.77 | New | Water Heater - ENERGY STAR Condensing | ENERGY STAR Condensing Water Heater > 55 GAL - EF 0.77 | Federal Standard 2015 Condensing Water Heater > 55 GAL - EF 0.74 | per Home | 13 | Based on RTF workbook ResGasWH_v1_2 | 134.228 | 128.9983 | Using measure description efficiency metrics to adjust loads from RTF/2021P workbooks to consumptions. | Using measure description efficiency metrics to adjust loads from RTF/2021P workbooks to consumptions. | 0 | 0 | NA | NA | 985.5502 | 960.201 | 0 | 1041.0297 | 965.6137 | 0 | 0 | Technical Support Document - Residential Water Heaters, Direct Heating Equipment, and Pooler Heaters. November 2009; calculated by linear interpolation | Technical Support Document - Residential Water Heaters, Direct Heating Equipment, and Pooler Heaters. November 2009; calculated by linear interpolation | Assuming no incremental O&M cost | 0 | 0.55918 | PSE NEI data | No applicable non-energy benefits | 100% | Equipment 100% technically feasible within end use | System | System
Lewis CountyMultifamilyWater Heat GT 55 Gal4Existing | Lewis CountyMultifamilyWater Heat GT 55 GalExisting | Lewis County | Multifamily | Water Heat GT 55 Gal | 4 | ENERGY STAR Condensing Water Heater > 55 GAL - EF 0.77 | Existing | Water Heater - ENERGY STAR Condensing | ENERGY STAR Condensing Water Heater > 55 GAL - EF 0.77 | Federal Standard 2015 Condensing Water Heater > 55 GAL - EF 0.74 | per Home | 13 | Based on RTF workbook ResGasWH_v1_2 | 109.1193 | 104.8679 | Using measure description efficiency metrics to adjust loads from RTF/2021P workbooks to consumptions. | Using measure description efficiency metrics to adjust loads from RTF/2021P workbooks to consumptions. | 0 | 0 | NA | NA | 985.5502 | 960.201 | 0 | 1041.0297 | 965.6137 | 0 | 0 | Technical Support Document - Residential Water Heaters, Direct Heating Equipment, and Pooler Heaters. November 2009; calculated by linear interpolation | Technical Support Document - Residential Water Heaters, Direct Heating Equipment, and Pooler Heaters. November 2009; calculated by linear interpolation | Assuming no incremental O&M cost | 0 | 2.0393 | PSE NEI data | No applicable non-energy benefits | 100% | Equipment 100% technically feasible within end use | System | System
Lewis CountyMultifamilyWater Heat GT 55 Gal4New | Lewis CountyMultifamilyWater Heat GT 55 GalNew | Lewis County | Multifamily | Water Heat GT 55 Gal | 4 | ENERGY STAR Condensing Water Heater > 55 GAL - EF 0.77 | New | Water Heater - ENERGY STAR Condensing | ENERGY STAR Condensing Water Heater > 55 GAL - EF 0.77 | Federal Standard 2015 Condensing Water Heater > 55 GAL - EF 0.74 | per Home | 13 | Based on RTF workbook ResGasWH_v1_2 | 109.1193 | 104.8679 | Using measure description efficiency metrics to adjust loads from RTF/2021P workbooks to consumptions. | Using measure description efficiency metrics to adjust loads from RTF/2021P workbooks to consumptions. | 0 | 0 | NA | NA | 985.5502 | 960.201 | 0 | 1041.0297 | 965.6137 | 0 | 0 | Technical Support Document - Residential Water Heaters, Direct Heating Equipment, and Pooler Heaters. November 2009; calculated by linear interpolation | Technical Support Document - Residential Water Heaters, Direct Heating Equipment, and Pooler Heaters. November 2009; calculated by linear interpolation | Assuming no incremental O&M cost | 0 | 2.0393 | PSE NEI data | No applicable non-energy benefits | 100% | Equipment 100% technically feasible within end use | System | System
Lewis CountyMultifamily - Highly ImpactedWater Heat GT 55 Gal4Existing | Lewis CountyMultifamily - Highly ImpactedWater Heat GT 55 GalExisting | Lewis County | Multifamily - Highly Impacted | Water Heat GT 55 Gal | 4 | ENERGY STAR Condensing Water Heater > 55 GAL - EF 0.77 | Existing | Water Heater - ENERGY STAR Condensing | ENERGY STAR Condensing Water Heater > 55 GAL - EF 0.77 | Federal Standard 2015 Condensing Water Heater > 55 GAL - EF 0.74 | per Home | 13 | Based on RTF workbook ResGasWH_v1_2 | 122.8421 | 118.0561 | Using measure description efficiency metrics to adjust loads from RTF/2021P workbooks to consumptions. | Using measure description efficiency metrics to adjust loads from RTF/2021P workbooks to consumptions. | 0 | 0 | NA | NA | 985.5502 | 960.201 | 0 | 1041.0297 | 965.6137 | 0 | 0 | Technical Support Document - Residential Water Heaters, Direct Heating Equipment, and Pooler Heaters. November 2009; calculated by linear interpolation | Technical Support Document - Residential Water Heaters, Direct Heating Equipment, and Pooler Heaters. November 2009; calculated by linear interpolation | Assuming no incremental O&M cost | 0 | 0.51175 | PSE NEI data | No applicable non-energy benefits | 100% | Equipment 100% technically feasible within end use | System | System
Lewis CountyMultifamily - Highly ImpactedWater Heat GT 55 Gal4New | Lewis CountyMultifamily - Highly ImpactedWater Heat GT 55 GalNew | Lewis County | Multifamily - Highly Impacted | Water Heat GT 55 Gal | 4 | ENERGY STAR Condensing Water Heater > 55 GAL - EF 0.77 | New | Water Heater - ENERGY STAR Condensing | ENERGY STAR Condensing Water Heater > 55 GAL - EF 0.77 | Federal Standard 2015 Condensing Water Heater > 55 GAL - EF 0.74 | per Home | 13 | Based on RTF workbook ResGasWH_v1_2 | 122.8421 | 118.0561 | Using measure description efficiency metrics to adjust loads from RTF/2021P workbooks to consumptions. | Using measure description efficiency metrics to adjust loads from RTF/2021P workbooks to consumptions. | 0 | 0 | NA | NA | 985.5502 | 960.201 | 0 | 1041.0297 | 965.6137 | 0 | 0 | Technical Support Document - Residential Water Heaters, Direct Heating Equipment, and Pooler Heaters. November 2009; calculated by linear interpolation | Technical Support Document - Residential Water Heaters, Direct Heating Equipment, and Pooler Heaters. November 2009; calculated by linear interpolation | Assuming no incremental O&M cost | 0 | 0.51175 | PSE NEI data | No applicable non-energy benefits | 100% | Equipment 100% technically feasible within end use | System | System
Lewis CountyManufacturedWater Heat GT 55 Gal4Existing | Lewis CountyManufacturedWater Heat GT 55 GalExisting | Lewis County | Manufactured | Water Heat GT 55 Gal | 4 | ENERGY STAR Condensing Water Heater > 55 GAL - EF 0.77 | Existing | Water Heater - ENERGY STAR Condensing | ENERGY STAR Condensing Water Heater > 55 GAL - EF 0.77 | Federal Standard 2015 Condensing Water Heater > 55 GAL - EF 0.74 | per Home | 13 | Based on RTF workbook ResGasWH_v1_2 | 136.1937 | 130.8875 | Using measure description efficiency metrics to adjust loads from RTF/2021P workbooks to consumptions. | Using measure description efficiency metrics to adjust loads from RTF/2021P workbooks to consumptions. | 0 | 0 | NA | NA | 985.5502 | 960.201 | 0 | 1041.0297 | 965.6137 | 0 | 0 | Technical Support Document - Residential Water Heaters, Direct Heating Equipment, and Pooler Heaters. November 2009; calculated by linear interpolation | Technical Support Document - Residential Water Heaters, Direct Heating Equipment, and Pooler Heaters. November 2009; calculated by linear interpolation | Assuming no incremental O&M cost | 0 | 2.5453 | PSE NEI data | No applicable non-energy benefits | 100% | Equipment 100% technically feasible within end use | System | System
Lewis CountyManufacturedWater Heat GT 55 Gal4New | Lewis CountyManufacturedWater Heat GT 55 GalNew | Lewis County | Manufactured | Water Heat GT 55 Gal | 4 | ENERGY STAR Condensing Water Heater > 55 GAL - EF 0.77 | New | Water Heater - ENERGY STAR Condensing | ENERGY STAR Condensing Water Heater > 55 GAL - EF 0.77 | Federal Standard 2015 Condensing Water Heater > 55 GAL - EF 0.74 | per Home | 13 | Based on RTF workbook ResGasWH_v1_2 | 136.1937 | 130.8875 | Using measure description efficiency metrics to adjust loads from RTF/2021P workbooks to consumptions. | Using measure description efficiency metrics to adjust loads from RTF/2021P workbooks to consumptions. | 0 | 0 | NA | NA | 985.5502 | 960.201 | 0 | 1041.0297 | 965.6137 | 0 | 0 | Technical Support Document - Residential Water Heaters, Direct Heating Equipment, and Pooler Heaters. November 2009; calculated by linear interpolation | Technical Support Document - Residential Water Heaters, Direct Heating Equipment, and Pooler Heaters. November 2009; calculated by linear interpolation | Assuming no incremental O&M cost | 0 | 2.5453 | PSE NEI data | No applicable non-energy benefits | 100% | Equipment 100% technically feasible within end use | System | System
Lewis CountyManufactured - Highly ImpactedWater Heat GT 55 Gal4Existing | Lewis CountyManufactured - Highly ImpactedWater Heat GT 55 GalExisting | Lewis County | Manufactured - Highly Impacted | Water Heat GT 55 Gal | 4 | ENERGY STAR Condensing Water Heater > 55 GAL - EF 0.77 | Existing | Water Heater - ENERGY STAR Condensing | ENERGY STAR Condensing Water Heater > 55 GAL - EF 0.77 | Federal Standard 2015 Condensing Water Heater > 55 GAL - EF 0.74 | per Home | 13 | Based on RTF workbook ResGasWH_v1_2 | 116.1222 | 111.598 | Using measure description efficiency metrics to adjust loads from RTF/2021P workbooks to consumptions. | Using measure description efficiency metrics to adjust loads from RTF/2021P workbooks to consumptions. | 0 | 0 | NA | NA | 985.5502 | 960.201 | 0 | 1041.0297 | 965.6137 | 0 | 0 | Technical Support Document - Residential Water Heaters, Direct Heating Equipment, and Pooler Heaters. November 2009; calculated by linear interpolation | Technical Support Document - Residential Water Heaters, Direct Heating Equipment, and Pooler Heaters. November 2009; calculated by linear interpolation | Assuming no incremental O&M cost | 0 | 0.48375 | PSE NEI data | No applicable non-energy benefits | 100% | Equipment 100% technically feasible within end use | System | System
Lewis CountyManufactured - Highly ImpactedWater Heat GT 55 Gal4New | Lewis CountyManufactured - Highly ImpactedWater Heat GT 55 GalNew | Lewis County | Manufactured - Highly Impacted | Water Heat GT 55 Gal | 4 | ENERGY STAR Condensing Water Heater > 55 GAL - EF 0.77 | New | Water Heater - ENERGY STAR Condensing | ENERGY STAR Condensing Water Heater > 55 GAL - EF 0.77 | Federal Standard 2015 Condensing Water Heater > 55 GAL - EF 0.74 | per Home | 13 | Based on RTF workbook ResGasWH_v1_2 | 116.1222 | 111.598 | Using measure description efficiency metrics to adjust loads from RTF/2021P workbooks to consumptions. | Using measure description efficiency metrics to adjust loads from RTF/2021P workbooks to consumptions. | 0 | 0 | NA | NA | 985.5502 | 960.201 | 0 | 1041.0297 | 965.6137 | 0 | 0 | Technical Support Document - Residential Water Heaters, Direct Heating Equipment, and Pooler Heaters. November 2009; calculated by linear interpolation | Technical Support Document - Residential Water Heaters, Direct Heating Equipment, and Pooler Heaters. November 2009; calculated by linear interpolation | Assuming no incremental O&M cost | 0 | 0.48375 | PSE NEI data | No applicable non-energy benefits | 100% | Equipment 100% technically feasible within end use | System | System
Lewis CountySingle FamilyWater Heat GT 55 Gal5Existing | Lewis CountySingle FamilyWater Heat GT 55 GalExisting | Lewis County | Single Family | Water Heat GT 55 Gal | 5 | Condensing Water Heater > 55 GAL - EF 0.85 | Existing | Water Heater - Condensing | Condensing Water Heater > 55 GAL - EF 0.85 | Federal Standard 2015 Condensing Water Heater > 55 GAL - EF 0.74 | per Home | 13 | Based on RTF workbook ResGasWH_v1_2 | 153.6415 | 133.7585 | Using measure description efficiency metrics to adjust loads from RTF/2021P workbooks to consumptions. | Using measure description efficiency metrics to adjust loads from RTF/2021P workbooks to consumptions. | 0 | 0 | NA | NA | 985.5502 | 960.201 | 0 | 1740.7333 | 980.0474 | 0 | 0 | Technical Support Document - Residential Water Heaters, Direct Heating Equipment, and Pooler Heaters. November 2009, various retail prices from internet price research; calculated by linear interpolation | Technical Support Document - Residential Water Heaters, Direct Heating Equipment, and Pooler Heaters. November 2009; calculated by linear interpolation | Assuming no incremental O&M cost | 0 | 9.5375 | PSE NEI data | No applicable non-energy benefits | 100% | Equipment 100% technically feasible within end use | System | System
Lewis CountySingle FamilyWater Heat GT 55 Gal5New | Lewis CountySingle FamilyWater Heat GT 55 GalNew | Lewis County | Single Family | Water Heat GT 55 Gal | 5 | Condensing Water Heater > 55 GAL - EF 0.85 | New | Water Heater - Condensing | Condensing Water Heater > 55 GAL - EF 0.85 | Federal Standard 2015 Condensing Water Heater > 55 GAL - EF 0.74 | per Home | 13 | Based on RTF workbook ResGasWH_v1_2 | 153.6415 | 133.7585 | Using measure description efficiency metrics to adjust loads from RTF/2021P workbooks to consumptions. | Using measure description efficiency metrics to adjust loads from RTF/2021P workbooks to consumptions. | 0 | 0 | NA | NA | 985.5502 | 960.201 | 0 | 1740.7333 | 980.0474 | 0 | 0 | Technical Support Document - Residential Water Heaters, Direct Heating Equipment, and Pooler Heaters. November 2009, various retail prices from internet price research; calculated by linear interpolation | Technical Support Document - Residential Water Heaters, Direct Heating Equipment, and Pooler Heaters. November 2009; calculated by linear interpolation | Assuming no incremental O&M cost | 0 | 9.5375 | PSE NEI data | No applicable non-energy benefits | 100% | Equipment 100% technically feasible within end use | System | System
Lewis CountySingle Family - Highly ImpactedWater Heat GT 55 Gal5Existing | Lewis CountySingle Family - Highly ImpactedWater Heat GT 55 GalExisting | Lewis County | Single Family - Highly Impacted | Water Heat GT 55 Gal | 5 | Condensing Water Heater > 55 GAL - EF 0.85 | Existing | Water Heater - Condensing | Condensing Water Heater > 55 GAL - EF 0.85 | Federal Standard 2015 Condensing Water Heater > 55 GAL - EF 0.74 | per Home | 13 | Based on RTF workbook ResGasWH_v1_2 | 134.228 | 116.8573 | Using measure description efficiency metrics to adjust loads from RTF/2021P workbooks to consumptions. | Using measure description efficiency metrics to adjust loads from RTF/2021P workbooks to consumptions. | 0 | 0 | NA | NA | 985.5502 | 960.201 | 0 | 1740.7333 | 980.0474 | 0 | 0 | Technical Support Document - Residential Water Heaters, Direct Heating Equipment, and Pooler Heaters. November 2009, various retail prices from internet price research; calculated by linear interpolation | Technical Support Document - Residential Water Heaters, Direct Heating Equipment, and Pooler Heaters. November 2009; calculated by linear interpolation | Assuming no incremental O&M cost | 0 | 1.8574 | PSE NEI data | No applicable non-energy benefits | 100% | Equipment 100% technically feasible within end use | System | System
Lewis CountySingle Family - Highly ImpactedWater Heat GT 55 Gal5New | Lewis CountySingle Family - Highly ImpactedWater Heat GT 55 GalNew | Lewis County | Single Family - Highly Impacted | Water Heat GT 55 Gal | 5 | Condensing Water Heater > 55 GAL - EF 0.85 | New | Water Heater - Condensing | Condensing Water Heater > 55 GAL - EF 0.85 | Federal Standard 2015 Condensing Water Heater > 55 GAL - EF 0.74 | per Home | 13 | Based on RTF workbook ResGasWH_v1_2 | 134.228 | 116.8573 | Using measure description efficiency metrics to adjust loads from RTF/2021P workbooks to consumptions. | Using measure description efficiency metrics to adjust loads from RTF/2021P workbooks to consumptions. | 0 | 0 | NA | NA | 985.5502 | 960.201 | 0 | 1740.7333 | 980.0474 | 0 | 0 | Technical Support Document - Residential Water Heaters, Direct Heating Equipment, and Pooler Heaters. November 2009, various retail prices from internet price research; calculated by linear interpolation | Technical Support Document - Residential Water Heaters, Direct Heating Equipment, and Pooler Heaters. November 2009; calculated by linear interpolation | Assuming no incremental O&M cost | 0 | 1.8574 | PSE NEI data | No applicable non-energy benefits | 100% | Equipment 100% technically feasible within end use | System | System
Lewis CountyMultifamilyWater Heat GT 55 Gal5Existing | Lewis CountyMultifamilyWater Heat GT 55 GalExisting | Lewis County | Multifamily | Water Heat GT 55 Gal | 5 | Condensing Water Heater > 55 GAL - EF 0.85 | Existing | Water Heater - Condensing | Condensing Water Heater > 55 GAL - EF 0.85 | Federal Standard 2015 Condensing Water Heater > 55 GAL - EF 0.74 | per Home | 13 | Based on RTF workbook ResGasWH_v1_2 | 109.1193 | 94.998 | Using measure description efficiency metrics to adjust loads from RTF/2021P workbooks to consumptions. | Using measure description efficiency metrics to adjust loads from RTF/2021P workbooks to consumptions. | 0 | 0 | NA | NA | 985.5502 | 960.201 | 0 | 1740.7333 | 980.0474 | 0 | 0 | Technical Support Document - Residential Water Heaters, Direct Heating Equipment, and Pooler Heaters. November 2009, various retail prices from internet price research; calculated by linear interpolation | Technical Support Document - Residential Water Heaters, Direct Heating Equipment, and Pooler Heaters. November 2009; calculated by linear interpolation | Assuming no incremental O&M cost | 0 | 6.7737 | PSE NEI data | No applicable non-energy benefits | 100% | Equipment 100% technically feasible within end use | System | System
Lewis CountyMultifamilyWater Heat GT 55 Gal5New | Lewis CountyMultifamilyWater Heat GT 55 GalNew | Lewis County | Multifamily | Water Heat GT 55 Gal | 5 | Condensing Water Heater > 55 GAL - EF 0.85 | New | Water Heater - Condensing | Condensing Water Heater > 55 GAL - EF 0.85 | Federal Standard 2015 Condensing Water Heater > 55 GAL - EF 0.74 | per Home | 13 | Based on RTF workbook ResGasWH_v1_2 | 109.1193 | 94.998 | Using measure description efficiency metrics to adjust loads from RTF/2021P workbooks to consumptions. | Using measure description efficiency metrics to adjust loads from RTF/2021P workbooks to consumptions. | 0 | 0 | NA | NA | 985.5502 | 960.201 | 0 | 1740.7333 | 980.0474 | 0 | 0 | Technical Support Document - Residential Water Heaters, Direct Heating Equipment, and Pooler Heaters. November 2009, various retail prices from internet price research; calculated by linear interpolation | Technical Support Document - Residential Water Heaters, Direct Heating Equipment, and Pooler Heaters. November 2009; calculated by linear interpolation | Assuming no incremental O&M cost | 0 | 6.7737 | PSE NEI data | No applicable non-energy benefits | 100% | Equipment 100% technically feasible within end use | System | System
Lewis CountyMultifamily - Highly ImpactedWater Heat GT 55 Gal5Existing | Lewis CountyMultifamily - Highly ImpactedWater Heat GT 55 GalExisting | Lewis County | Multifamily - Highly Impacted | Water Heat GT 55 Gal | 5 | Condensing Water Heater > 55 GAL - EF 0.85 | Existing | Water Heater - Condensing | Condensing Water Heater > 55 GAL - EF 0.85 | Federal Standard 2015 Condensing Water Heater > 55 GAL - EF 0.74 | per Home | 13 | Based on RTF workbook ResGasWH_v1_2 | 122.8421 | 106.9449 | Using measure description efficiency metrics to adjust loads from RTF/2021P workbooks to consumptions. | Using measure description efficiency metrics to adjust loads from RTF/2021P workbooks to consumptions. | 0 | 0 | NA | NA | 985.5502 | 960.201 | 0 | 1740.7333 | 980.0474 | 0 | 0 | Technical Support Document - Residential Water Heaters, Direct Heating Equipment, and Pooler Heaters. November 2009, various retail prices from internet price research; calculated by linear interpolation | Technical Support Document - Residential Water Heaters, Direct Heating Equipment, and Pooler Heaters. November 2009; calculated by linear interpolation | Assuming no incremental O&M cost | 0 | 1.6998 | PSE NEI data | No applicable non-energy benefits | 100% | Equipment 100% technically feasible within end use | System | System
Lewis CountyMultifamily - Highly ImpactedWater Heat GT 55 Gal5New | Lewis CountyMultifamily - Highly ImpactedWater Heat GT 55 GalNew | Lewis County | Multifamily - Highly Impacted | Water Heat GT 55 Gal | 5 | Condensing Water Heater > 55 GAL - EF 0.85 | New | Water Heater - Condensing | Condensing Water Heater > 55 GAL - EF 0.85 | Federal Standard 2015 Condensing Water Heater > 55 GAL - EF 0.74 | per Home | 13 | Based on RTF workbook ResGasWH_v1_2 | 122.8421 | 106.9449 | Using measure description efficiency metrics to adjust loads from RTF/2021P workbooks to consumptions. | Using measure description efficiency metrics to adjust loads from RTF/2021P workbooks to consumptions. | 0 | 0 | NA | NA | 985.5502 | 960.201 | 0 | 1740.7333 | 980.0474 | 0 | 0 | Technical Support Document - Residential Water Heaters, Direct Heating Equipment, and Pooler Heaters. November 2009, various retail prices from internet price research; calculated by linear interpolation | Technical Support Document - Residential Water Heaters, Direct Heating Equipment, and Pooler Heaters. November 2009; calculated by linear interpolation | Assuming no incremental O&M cost | 0 | 1.6998 | PSE NEI data | No applicable non-energy benefits | 100% | Equipment 100% technically feasible within end use | System | System
Lewis CountyManufacturedWater Heat GT 55 Gal5Existing | Lewis CountyManufacturedWater Heat GT 55 GalExisting | Lewis County | Manufactured | Water Heat GT 55 Gal | 5 | Condensing Water Heater > 55 GAL - EF 0.85 | Existing | Water Heater - Condensing | Condensing Water Heater > 55 GAL - EF 0.85 | Federal Standard 2015 Condensing Water Heater > 55 GAL - EF 0.74 | per Home | 13 | Based on RTF workbook ResGasWH_v1_2 | 136.1937 | 118.5687 | Using measure description efficiency metrics to adjust loads from RTF/2021P workbooks to consumptions. | Using measure description efficiency metrics to adjust loads from RTF/2021P workbooks to consumptions. | 0 | 0 | NA | NA | 985.5502 | 960.201 | 0 | 1740.7333 | 980.0474 | 0 | 0 | Technical Support Document - Residential Water Heaters, Direct Heating Equipment, and Pooler Heaters. November 2009, various retail prices from internet price research; calculated by linear interpolation | Technical Support Document - Residential Water Heaters, Direct Heating Equipment, and Pooler Heaters. November 2009; calculated by linear interpolation | Assuming no incremental O&M cost | 0 | 8.4544 | PSE NEI data | No applicable non-energy benefits | 100% | Equipment 100% technically feasible within end use | System | System
Lewis CountyManufacturedWater Heat GT 55 Gal5New | Lewis CountyManufacturedWater Heat GT 55 GalNew | Lewis County | Manufactured | Water Heat GT 55 Gal | 5 | Condensing Water Heater > 55 GAL - EF 0.85 | New | Water Heater - Condensing | Condensing Water Heater > 55 GAL - EF 0.85 | Federal Standard 2015 Condensing Water Heater > 55 GAL - EF 0.74 | per Home | 13 | Based on RTF workbook ResGasWH_v1_2 | 136.1937 | 118.5687 | Using measure description efficiency metrics to adjust loads from RTF/2021P workbooks to consumptions. | Using measure description efficiency metrics to adjust loads from RTF/2021P workbooks to consumptions. | 0 | 0 | NA | NA | 985.5502 | 960.201 | 0 | 1740.7333 | 980.0474 | 0 | 0 | Technical Support Document - Residential Water Heaters, Direct Heating Equipment, and Pooler Heaters. November 2009, various retail prices from internet price research; calculated by linear interpolation | Technical Support Document - Residential Water Heaters, Direct Heating Equipment, and Pooler Heaters. November 2009; calculated by linear interpolation | Assuming no incremental O&M cost | 0 | 8.4544 | PSE NEI data | No applicable non-energy benefits | 100% | Equipment 100% technically feasible within end use | System | System
Lewis CountyManufactured - Highly ImpactedWater Heat GT 55 Gal5Existing | Lewis CountyManufactured - Highly ImpactedWater Heat GT 55 GalExisting | Lewis County | Manufactured - Highly Impacted | Water Heat GT 55 Gal | 5 | Condensing Water Heater > 55 GAL - EF 0.85 | Existing | Water Heater - Condensing | Condensing Water Heater > 55 GAL - EF 0.85 | Federal Standard 2015 Condensing Water Heater > 55 GAL - EF 0.74 | per Home | 13 | Based on RTF workbook ResGasWH_v1_2 | 116.1222 | 101.0947 | Using measure description efficiency metrics to adjust loads from RTF/2021P workbooks to consumptions. | Using measure description efficiency metrics to adjust loads from RTF/2021P workbooks to consumptions. | 0 | 0 | NA | NA | 985.5502 | 960.201 | 0 | 1740.7333 | 980.0474 | 0 | 0 | Technical Support Document - Residential Water Heaters, Direct Heating Equipment, and Pooler Heaters. November 2009, various retail prices from internet price research; calculated by linear interpolation | Technical Support Document - Residential Water Heaters, Direct Heating Equipment, and Pooler Heaters. November 2009; calculated by linear interpolation | Assuming no incremental O&M cost | 0 | 1.6068 | PSE NEI data | No applicable non-energy benefits | 100% | Equipment 100% technically feasible within end use | System | System
Lewis CountyManufactured - Highly ImpactedWater Heat GT 55 Gal5New | Lewis CountyManufactured - Highly ImpactedWater Heat GT 55 GalNew | Lewis County | Manufactured - Highly Impacted | Water Heat GT 55 Gal | 5 | Condensing Water Heater > 55 GAL - EF 0.85 | New | Water Heater - Condensing | Condensing Water Heater > 55 GAL - EF 0.85 | Federal Standard 2015 Condensing Water Heater > 55 GAL - EF 0.74 | per Home | 13 | Based on RTF workbook ResGasWH_v1_2 | 116.1222 | 101.0947 | Using measure description efficiency metrics to adjust loads from RTF/2021P workbooks to consumptions. | Using measure description efficiency metrics to adjust loads from RTF/2021P workbooks to consumptions. | 0 | 0 | NA | NA | 985.5502 | 960.201 | 0 | 1740.7333 | 980.0474 | 0 | 0 | Technical Support Document - Residential Water Heaters, Direct Heating Equipment, and Pooler Heaters. November 2009, various retail prices from internet price research; calculated by linear interpolation | Technical Support Document - Residential Water Heaters, Direct Heating Equipment, and Pooler Heaters. November 2009; calculated by linear interpolation | Assuming no incremental O&M cost | 0 | 1.6068 | PSE NEI data | No applicable non-energy benefits | 100% | Equipment 100% technically feasible within end use | System | System
Lewis CountySingle FamilyWater Heat GT 55 Gal6Existing | Lewis CountySingle FamilyWater Heat GT 55 GalExisting | Lewis County | Single Family | Water Heat GT 55 Gal | 6 | ENERGY STAR Tankless Water Heater > 55 GAL - EF 0.90 | Existing | Water Heater - ENERGY STAR Tankless | ENERGY STAR Tankless Water Heater > 55 GAL - EF 0.90 | Federal Standard 2015 Condensing Water Heater > 55 GAL - EF 0.74 | per Home | 20 | Based on RTF workbook ResGasWH_v1_2 | 153.6415 | 126.3274 | Using measure description efficiency metrics to adjust loads from RTF/2021P workbooks to consumptions. | Using measure description efficiency metrics to adjust loads from RTF/2021P workbooks to consumptions. | 0 | 0 | NA | NA | 985.5502 | 960.201 | 0 | 2135.7217 | 1129.6809 | 0 | 0 | Technical Support Document - Residential Water Heaters, Direct Heating Equipment, and Pooler Heaters. November 2009, various retail prices from internet price research; calculated by linear interpolation | Technical Support Document - Residential Water Heaters, Direct Heating Equipment, and Pooler Heaters. November 2009. | Assuming no incremental O&M cost | 0 | 7.2976 | PSE NEI data | No applicable non-energy benefits | 100% | Equipment 100% technically feasible within end use | System | System
Lewis CountySingle FamilyWater Heat GT 55 Gal6New | Lewis CountySingle FamilyWater Heat GT 55 GalNew | Lewis County | Single Family | Water Heat GT 55 Gal | 6 | ENERGY STAR Tankless Water Heater > 55 GAL - EF 0.90 | New | Water Heater - ENERGY STAR Tankless | ENERGY STAR Tankless Water Heater > 55 GAL - EF 0.90 | Federal Standard 2015 Condensing Water Heater > 55 GAL - EF 0.74 | per Home | 20 | Based on RTF workbook ResGasWH_v1_2 | 153.6415 | 126.3274 | Using measure description efficiency metrics to adjust loads from RTF/2021P workbooks to consumptions. | Using measure description efficiency metrics to adjust loads from RTF/2021P workbooks to consumptions. | 0 | 0 | NA | NA | 985.5502 | 960.201 | 0 | 2135.7217 | 1129.6809 | 0 | 0 | Technical Support Document - Residential Water Heaters, Direct Heating Equipment, and Pooler Heaters. November 2009, various retail prices from internet price research; calculated by linear interpolation | Technical Support Document - Residential Water Heaters, Direct Heating Equipment, and Pooler Heaters. November 2009. | Assuming no incremental O&M cost | 0 | 7.2976 | PSE NEI data | No applicable non-energy benefits | 100% | Equipment 100% technically feasible within end use | System | System
Lewis CountySingle Family - Highly ImpactedWater Heat GT 55 Gal6Existing | Lewis CountySingle Family - Highly ImpactedWater Heat GT 55 GalExisting | Lewis County | Single Family - Highly Impacted | Water Heat GT 55 Gal | 6 | ENERGY STAR Tankless Water Heater > 55 GAL - EF 0.90 | Existing | Water Heater - ENERGY STAR Tankless | ENERGY STAR Tankless Water Heater > 55 GAL - EF 0.90 | Federal Standard 2015 Condensing Water Heater > 55 GAL - EF 0.74 | per Home | 20 | Based on RTF workbook ResGasWH_v1_2 | 134.228 | 110.3652 | Using measure description efficiency metrics to adjust loads from RTF/2021P workbooks to consumptions. | Using measure description efficiency metrics to adjust loads from RTF/2021P workbooks to consumptions. | 0 | 0 | NA | NA | 985.5502 | 960.201 | 0 | 2135.7217 | 1129.6809 | 0 | 0 | Technical Support Document - Residential Water Heaters, Direct Heating Equipment, and Pooler Heaters. November 2009, various retail prices from internet price research; calculated by linear interpolation | Technical Support Document - Residential Water Heaters, Direct Heating Equipment, and Pooler Heaters. November 2009. | Assuming no incremental O&M cost | 0 | 8.2502 | PSE NEI data | No applicable non-energy benefits | 100% | Equipment 100% technically feasible within end use | System | System
Lewis CountySingle Family - Highly ImpactedWater Heat GT 55 Gal6New | Lewis CountySingle Family - Highly ImpactedWater Heat GT 55 GalNew | Lewis County | Single Family - Highly Impacted | Water Heat GT 55 Gal | 6 | ENERGY STAR Tankless Water Heater > 55 GAL - EF 0.90 | New | Water Heater - ENERGY STAR Tankless | ENERGY STAR Tankless Water Heater > 55 GAL - EF 0.90 | Federal Standard 2015 Condensing Water Heater > 55 GAL - EF 0.74 | per Home | 20 | Based on RTF workbook ResGasWH_v1_2 | 134.228 | 110.3652 | Using measure description efficiency metrics to adjust loads from RTF/2021P workbooks to consumptions. | Using measure description efficiency metrics to adjust loads from RTF/2021P workbooks to consumptions. | 0 | 0 | NA | NA | 985.5502 | 960.201 | 0 | 2135.7217 | 1129.6809 | 0 | 0 | Technical Support Document - Residential Water Heaters, Direct Heating Equipment, and Pooler Heaters. November 2009, various retail prices from internet price research; calculated by linear interpolation | Technical Support Document - Residential Water Heaters, Direct Heating Equipment, and Pooler Heaters. November 2009. | Assuming no incremental O&M cost | 0 | 8.2502 | PSE NEI data | No applicable non-energy benefits | 100% | Equipment 100% technically feasible within end use | System | System
Lewis CountyMultifamilyWater Heat GT 55 Gal6Existing | Lewis CountyMultifamilyWater Heat GT 55 GalExisting | Lewis County | Multifamily | Water Heat GT 55 Gal | 6 | ENERGY STAR Tankless Water Heater > 55 GAL - EF 0.90 | Existing | Water Heater - ENERGY STAR Tankless | ENERGY STAR Tankless Water Heater > 55 GAL - EF 0.90 | Federal Standard 2015 Condensing Water Heater > 55 GAL - EF 0.74 | per Home | 20 | Based on RTF workbook ResGasWH_v1_2 | 109.1193 | 89.7203 | Using measure description efficiency metrics to adjust loads from RTF/2021P workbooks to consumptions. | Using measure description efficiency metrics to adjust loads from RTF/2021P workbooks to consumptions. | 0 | 0 | NA | NA | 985.5502 | 960.201 | 0 | 2135.7217 | 1129.6809 | 0 | 0 | Technical Support Document - Residential Water Heaters, Direct Heating Equipment, and Pooler Heaters. November 2009, various retail prices from internet price research; calculated by linear interpolation | Technical Support Document - Residential Water Heaters, Direct Heating Equipment, and Pooler Heaters. November 2009. | Assuming no incremental O&M cost | 0 | 5.1829 | PSE NEI data | No applicable non-energy benefits | 100% | Equipment 100% technically feasible within end use | System | System
Lewis CountyMultifamilyWater Heat GT 55 Gal6New | Lewis CountyMultifamilyWater Heat GT 55 GalNew | Lewis County | Multifamily | Water Heat GT 55 Gal | 6 | ENERGY STAR Tankless Water Heater > 55 GAL - EF 0.90 | New | Water Heater - ENERGY STAR Tankless | ENERGY STAR Tankless Water Heater > 55 GAL - EF 0.90 | Federal Standard 2015 Condensing Water Heater > 55 GAL - EF 0.74 | per Home | 20 | Based on RTF workbook ResGasWH_v1_2 | 109.1193 | 89.7203 | Using measure description efficiency metrics to adjust loads from RTF/2021P workbooks to consumptions. | Using measure description efficiency metrics to adjust loads from RTF/2021P workbooks to consumptions. | 0 | 0 | NA | NA | 985.5502 | 960.201 | 0 | 2135.7217 | 1129.6809 | 0 | 0 | Technical Support Document - Residential Water Heaters, Direct Heating Equipment, and Pooler Heaters. November 2009, various retail prices from internet price research; calculated by linear interpolation | Technical Support Document - Residential Water Heaters, Direct Heating Equipment, and Pooler Heaters. November 2009. | Assuming no incremental O&M cost | 0 | 5.1829 | PSE NEI data | No applicable non-energy benefits | 100% | Equipment 100% technically feasible within end use | System | System
Lewis CountyMultifamily - Highly ImpactedWater Heat GT 55 Gal6Existing | Lewis CountyMultifamily - Highly ImpactedWater Heat GT 55 GalExisting | Lewis County | Multifamily - Highly Impacted | Water Heat GT 55 Gal | 6 | ENERGY STAR Tankless Water Heater > 55 GAL - EF 0.90 | Existing | Water Heater - ENERGY STAR Tankless | ENERGY STAR Tankless Water Heater > 55 GAL - EF 0.90 | Federal Standard 2015 Condensing Water Heater > 55 GAL - EF 0.74 | per Home | 20 | Based on RTF workbook ResGasWH_v1_2 | 122.8421 | 101.0035 | Using measure description efficiency metrics to adjust loads from RTF/2021P workbooks to consumptions. | Using measure description efficiency metrics to adjust loads from RTF/2021P workbooks to consumptions. | 0 | 0 | NA | NA | 985.5502 | 960.201 | 0 | 2135.7217 | 1129.6809 | 0 | 0 | Technical Support Document - Residential Water Heaters, Direct Heating Equipment, and Pooler Heaters. November 2009, various retail prices from internet price research; calculated by linear interpolation | Technical Support Document - Residential Water Heaters, Direct Heating Equipment, and Pooler Heaters. November 2009. | Assuming no incremental O&M cost | 0 | 2.1405 | PSE NEI data | No applicable non-energy benefits | 100% | Equipment 100% technically feasible within end use | System | System
Lewis CountyMultifamily - Highly ImpactedWater Heat GT 55 Gal6New | Lewis CountyMultifamily - Highly ImpactedWater Heat GT 55 GalNew | Lewis County | Multifamily - Highly Impacted | Water Heat GT 55 Gal | 6 | ENERGY STAR Tankless Water Heater > 55 GAL - EF 0.90 | New | Water Heater - ENERGY STAR Tankless | ENERGY STAR Tankless Water Heater > 55 GAL - EF 0.90 | Federal Standard 2015 Condensing Water Heater > 55 GAL - EF 0.74 | per Home | 20 | Based on RTF workbook ResGasWH_v1_2 | 122.8421 | 101.0035 | Using measure description efficiency metrics to adjust loads from RTF/2021P workbooks to consumptions. | Using measure description efficiency metrics to adjust loads from RTF/2021P workbooks to consumptions. | 0 | 0 | NA | NA | 985.5502 | 960.201 | 0 | 2135.7217 | 1129.6809 | 0 | 0 | Technical Support Document - Residential Water Heaters, Direct Heating Equipment, and Pooler Heaters. November 2009, various retail prices from internet price research; calculated by linear interpolation | Technical Support Document - Residential Water Heaters, Direct Heating Equipment, and Pooler Heaters. November 2009. | Assuming no incremental O&M cost | 0 | 2.1405 | PSE NEI data | No applicable non-energy benefits | 100% | Equipment 100% technically feasible within end use | System | System
Lewis CountyManufacturedWater Heat GT 55 Gal6Existing | Lewis CountyManufacturedWater Heat GT 55 GalExisting | Lewis County | Manufactured | Water Heat GT 55 Gal | 6 | ENERGY STAR Tankless Water Heater > 55 GAL - EF 0.90 | Existing | Water Heater - ENERGY STAR Tankless | ENERGY STAR Tankless Water Heater > 55 GAL - EF 0.90 | Federal Standard 2015 Condensing Water Heater > 55 GAL - EF 0.74 | per Home | 20 | Based on RTF workbook ResGasWH_v1_2 | 136.1937 | 111.9815 | Using measure description efficiency metrics to adjust loads from RTF/2021P workbooks to consumptions. | Using measure description efficiency metrics to adjust loads from RTF/2021P workbooks to consumptions. | 0 | 0 | NA | NA | 985.5502 | 960.201 | 0 | 2135.7217 | 1129.6809 | 0 | 0 | Technical Support Document - Residential Water Heaters, Direct Heating Equipment, and Pooler Heaters. November 2009, various retail prices from internet price research; calculated by linear interpolation | Technical Support Document - Residential Water Heaters, Direct Heating Equipment, and Pooler Heaters. November 2009. | Assuming no incremental O&M cost | 0 | 6.4688 | PSE NEI data | No applicable non-energy benefits | 100% | Equipment 100% technically feasible within end use | System | System
Lewis CountyManufacturedWater Heat GT 55 Gal6New | Lewis CountyManufacturedWater Heat GT 55 GalNew | Lewis County | Manufactured | Water Heat GT 55 Gal | 6 | ENERGY STAR Tankless Water Heater > 55 GAL - EF 0.90 | New | Water Heater - ENERGY STAR Tankless | ENERGY STAR Tankless Water Heater > 55 GAL - EF 0.90 | Federal Standard 2015 Condensing Water Heater > 55 GAL - EF 0.74 | per Home | 20 | Based on RTF workbook ResGasWH_v1_2 | 136.1937 | 111.9815 | Using measure description efficiency metrics to adjust loads from RTF/2021P workbooks to consumptions. | Using measure description efficiency metrics to adjust loads from RTF/2021P workbooks to consumptions. | 0 | 0 | NA | NA | 985.5502 | 960.201 | 0 | 2135.7217 | 1129.6809 | 0 | 0 | Technical Support Document - Residential Water Heaters, Direct Heating Equipment, and Pooler Heaters. November 2009, various retail prices from internet price research; calculated by linear interpolation | Technical Support Document - Residential Water Heaters, Direct Heating Equipment, and Pooler Heaters. November 2009. | Assuming no incremental O&M cost | 0 | 6.4688 | PSE NEI data | No applicable non-energy benefits | 100% | Equipment 100% technically feasible within end use | System | System
Lewis CountyManufactured - Highly ImpactedWater Heat GT 55 Gal6Existing | Lewis CountyManufactured - Highly ImpactedWater Heat GT 55 GalExisting | Lewis County | Manufactured - Highly Impacted | Water Heat GT 55 Gal | 6 | ENERGY STAR Tankless Water Heater > 55 GAL - EF 0.90 | Existing | Water Heater - ENERGY STAR Tankless | ENERGY STAR Tankless Water Heater > 55 GAL - EF 0.90 | Federal Standard 2015 Condensing Water Heater > 55 GAL - EF 0.74 | per Home | 20 | Based on RTF workbook ResGasWH_v1_2 | 116.1222 | 95.4783 | Using measure description efficiency metrics to adjust loads from RTF/2021P workbooks to consumptions. | Using measure description efficiency metrics to adjust loads from RTF/2021P workbooks to consumptions. | 0 | 0 | NA | NA | 985.5502 | 960.201 | 0 | 2135.7217 | 1129.6809 | 0 | 0 | Technical Support Document - Residential Water Heaters, Direct Heating Equipment, and Pooler Heaters. November 2009, various retail prices from internet price research; calculated by linear interpolation | Technical Support Document - Residential Water Heaters, Direct Heating Equipment, and Pooler Heaters. November 2009. | Assuming no incremental O&M cost | 0 | 2.0234 | PSE NEI data | No applicable non-energy benefits | 100% | Equipment 100% technically feasible within end use | System | System
Lewis CountyManufactured - Highly ImpactedWater Heat GT 55 Gal6New | Lewis CountyManufactured - Highly ImpactedWater Heat GT 55 GalNew | Lewis County | Manufactured - Highly Impacted | Water Heat GT 55 Gal | 6 | ENERGY STAR Tankless Water Heater > 55 GAL - EF 0.90 | New | Water Heater - ENERGY STAR Tankless | ENERGY STAR Tankless Water Heater > 55 GAL - EF 0.90 | Federal Standard 2015 Condensing Water Heater > 55 GAL - EF 0.74 | per Home | 20 | Based on RTF workbook ResGasWH_v1_2 | 116.1222 | 95.4783 | Using measure description efficiency metrics to adjust loads from RTF/2021P workbooks to consumptions. | Using measure description efficiency metrics to adjust loads from RTF/2021P workbooks to consumptions. | 0 | 0 | NA | NA | 985.5502 | 960.201 | 0 | 2135.7217 | 1129.6809 | 0 | 0 | Technical Support Document - Residential Water Heaters, Direct Heating Equipment, and Pooler Heaters. November 2009, various retail prices from internet price research; calculated by linear interpolation | Technical Support Document - Residential Water Heaters, Direct Heating Equipment, and Pooler Heaters. November 2009. | Assuming no incremental O&M cost | 0 | 2.0234 | PSE NEI data | No applicable non-energy benefits | 100% | Equipment 100% technically feasible within end use | System | System
Pierce CountySingle FamilyCooking Oven1Existing | Pierce CountySingle FamilyCooking OvenExisting | Pierce County | Single Family | Cooking Oven | 1 | Below Standard Cooking Oven | Existing | Cooking Oven - Below Standard | Below Standard Cooking Oven | Below Standard Cooking Oven | per Home | 8 | Assuming half the measure life for below standard equipment. | 15.5667 | 15.5667 | 2016 SNOPR Analytical Tools: National Impact Analysis (NIA) Spreadsheet, Cooking_Pds_NIA_SNOPR_DOE_2016_publication | 2016 SNOPR Analytical Tools: National Impact Analysis (NIA) Spreadsheet, Cooking_Pds_NIA_SNOPR_DOE_2016_publication | 0 | 0 | NA | NA | 0 | 0 | 0 | 0 | 0 | 0 | 0 | Baseline and measure are at the same efficiency level. Assuming no incremental cost. | No cost | No cost | 0 | 0 | No applicable non-energy benefits | No applicable non-energy benefits | 100% | Equipment 100% technically feasible within end use | System | System
Pierce CountySingle FamilyCooking Oven1New | Pierce CountySingle FamilyCooking OvenNew | Pierce County | Single Family | Cooking Oven | 1 | Below Standard Cooking Oven | New | Cooking Oven - Below Standard | Below Standard Cooking Oven | Below Standard Cooking Oven | per Home | 8 | Assuming half the measure life for below standard equipment. | 15.5667 | 15.5667 | 2016 SNOPR Analytical Tools: National Impact Analysis (NIA) Spreadsheet, Cooking_Pds_NIA_SNOPR_DOE_2016_publication | 2016 SNOPR Analytical Tools: National Impact Analysis (NIA) Spreadsheet, Cooking_Pds_NIA_SNOPR_DOE_2016_publication | 0 | 0 | NA | NA | 0 | 0 | 0 | 0 | 0 | 0 | 0 | Baseline and measure are at the same efficiency level. Assuming no incremental cost. | No cost | No cost | 0 | 0 | No applicable non-energy benefits | No applicable non-energy benefits | 100% | Equipment 100% technically feasible within end use | System | System
Pierce CountySingle Family - Highly ImpactedCooking Oven1Existing | Pierce CountySingle Family - Highly ImpactedCooking OvenExisting | Pierce County | Single Family - Highly Impacted | Cooking Oven | 1 | Below Standard Cooking Oven | Existing | Cooking Oven - Below Standard | Below Standard Cooking Oven | Below Standard Cooking Oven | per Home | 8 | Assuming half the measure life for below standard equipment. | 15.5667 | 15.5667 | 2016 SNOPR Analytical Tools: National Impact Analysis (NIA) Spreadsheet, Cooking_Pds_NIA_SNOPR_DOE_2016_publication | 2016 SNOPR Analytical Tools: National Impact Analysis (NIA) Spreadsheet, Cooking_Pds_NIA_SNOPR_DOE_2016_publication | 0 | 0 | NA | NA | 0 | 0 | 0 | 0 | 0 | 0 | 0 | Baseline and measure are at the same efficiency level. Assuming no incremental cost. | No cost | No cost | 0 | 0 | No applicable non-energy benefits | No applicable non-energy benefits | 100% | Equipment 100% technically feasible within end use | System | System
Pierce CountySingle Family - Highly ImpactedCooking Oven1New | Pierce CountySingle Family - Highly ImpactedCooking OvenNew | Pierce County | Single Family - Highly Impacted | Cooking Oven | 1 | Below Standard Cooking Oven | New | Cooking Oven - Below Standard | Below Standard Cooking Oven | Below Standard Cooking Oven | per Home | 8 | Assuming half the measure life for below standard equipment. | 15.5667 | 15.5667 | 2016 SNOPR Analytical Tools: National Impact Analysis (NIA) Spreadsheet, Cooking_Pds_NIA_SNOPR_DOE_2016_publication | 2016 SNOPR Analytical Tools: National Impact Analysis (NIA) Spreadsheet, Cooking_Pds_NIA_SNOPR_DOE_2016_publication | 0 | 0 | NA | NA | 0 | 0 | 0 | 0 | 0 | 0 | 0 | Baseline and measure are at the same efficiency level. Assuming no incremental cost. | No cost | No cost | 0 | 0 | No applicable non-energy benefits | No applicable non-energy benefits | 100% | Equipment 100% technically feasible within end use | System | System
Pierce CountyMultifamilyCooking Oven1Existing | Pierce CountyMultifamilyCooking OvenExisting | Pierce County | Multifamily | Cooking Oven | 1 | Below Standard Cooking Oven | Existing | Cooking Oven - Below Standard | Below Standard Cooking Oven | Below Standard Cooking Oven | per Home | 8 | Assuming half the measure life for below standard equipment. | 15.5667 | 15.5667 | 2016 SNOPR Analytical Tools: National Impact Analysis (NIA) Spreadsheet, Cooking_Pds_NIA_SNOPR_DOE_2016_publication | 2016 SNOPR Analytical Tools: National Impact Analysis (NIA) Spreadsheet, Cooking_Pds_NIA_SNOPR_DOE_2016_publication | 0 | 0 | NA | NA | 0 | 0 | 0 | 0 | 0 | 0 | 0 | Baseline and measure are at the same efficiency level. Assuming no incremental cost. | No cost | No cost | 0 | 0 | No applicable non-energy benefits | No applicable non-energy benefits | 100% | Equipment 100% technically feasible within end use | System | System
Pierce CountyMultifamilyCooking Oven1New | Pierce CountyMultifamilyCooking OvenNew | Pierce County | Multifamily | Cooking Oven | 1 | Below Standard Cooking Oven | New | Cooking Oven - Below Standard | Below Standard Cooking Oven | Below Standard Cooking Oven | per Home | 8 | Assuming half the measure life for below standard equipment. | 15.5667 | 15.5667 | 2016 SNOPR Analytical Tools: National Impact Analysis (NIA) Spreadsheet, Cooking_Pds_NIA_SNOPR_DOE_2016_publication | 2016 SNOPR Analytical Tools: National Impact Analysis (NIA) Spreadsheet, Cooking_Pds_NIA_SNOPR_DOE_2016_publication | 0 | 0 | NA | NA | 0 | 0 | 0 | 0 | 0 | 0 | 0 | Baseline and measure are at the same efficiency level. Assuming no incremental cost. | No cost | No cost | 0 | 0 | No applicable non-energy benefits | No applicable non-energy benefits | 100% | Equipment 100% technically feasible within end use | System | System
Pierce CountyMultifamily - Highly ImpactedCooking Oven1Existing | Pierce CountyMultifamily - Highly ImpactedCooking OvenExisting | Pierce County | Multifamily - Highly Impacted | Cooking Oven | 1 | Below Standard Cooking Oven | Existing | Cooking Oven - Below Standard | Below Standard Cooking Oven | Below Standard Cooking Oven | per Home | 8 | Assuming half the measure life for below standard equipment. | 15.5667 | 15.5667 | 2016 SNOPR Analytical Tools: National Impact Analysis (NIA) Spreadsheet, Cooking_Pds_NIA_SNOPR_DOE_2016_publication | 2016 SNOPR Analytical Tools: National Impact Analysis (NIA) Spreadsheet, Cooking_Pds_NIA_SNOPR_DOE_2016_publication | 0 | 0 | NA | NA | 0 | 0 | 0 | 0 | 0 | 0 | 0 | Baseline and measure are at the same efficiency level. Assuming no incremental cost. | No cost | No cost | 0 | 0 | No applicable non-energy benefits | No applicable non-energy benefits | 100% | Equipment 100% technically feasible within end use | System | System
Pierce CountyMultifamily - Highly ImpactedCooking Oven1New | Pierce CountyMultifamily - Highly ImpactedCooking OvenNew | Pierce County | Multifamily - Highly Impacted | Cooking Oven | 1 | Below Standard Cooking Oven | New | Cooking Oven - Below Standard | Below Standard Cooking Oven | Below Standard Cooking Oven | per Home | 8 | Assuming half the measure life for below standard equipment. | 15.5667 | 15.5667 | 2016 SNOPR Analytical Tools: National Impact Analysis (NIA) Spreadsheet, Cooking_Pds_NIA_SNOPR_DOE_2016_publication | 2016 SNOPR Analytical Tools: National Impact Analysis (NIA) Spreadsheet, Cooking_Pds_NIA_SNOPR_DOE_2016_publication | 0 | 0 | NA | NA | 0 | 0 | 0 | 0 | 0 | 0 | 0 | Baseline and measure are at the same efficiency level. Assuming no incremental cost. | No cost | No cost | 0 | 0 | No applicable non-energy benefits | No applicable non-energy benefits | 100% | Equipment 100% technically feasible within end use | System | System
Pierce CountyManufacturedCooking Oven1Existing | Pierce CountyManufacturedCooking OvenExisting | Pierce County | Manufactured | Cooking Oven | 1 | Below Standard Cooking Oven | Existing | Cooking Oven - Below Standard | Below Standard Cooking Oven | Below Standard Cooking Oven | per Home | 8 | Assuming half the measure life for below standard equipment. | 15.5667 | 15.5667 | 2016 SNOPR Analytical Tools: National Impact Analysis (NIA) Spreadsheet, Cooking_Pds_NIA_SNOPR_DOE_2016_publication | 2016 SNOPR Analytical Tools: National Impact Analysis (NIA) Spreadsheet, Cooking_Pds_NIA_SNOPR_DOE_2016_publication | 0 | 0 | NA | NA | 0 | 0 | 0 | 0 | 0 | 0 | 0 | Baseline and measure are at the same efficiency level. Assuming no incremental cost. | No cost | No cost | 0 | 0 | No applicable non-energy benefits | No applicable non-energy benefits | 100% | Equipment 100% technically feasible within end use | System | System
Pierce CountyManufacturedCooking Oven1New | Pierce CountyManufacturedCooking OvenNew | Pierce County | Manufactured | Cooking Oven | 1 | Below Standard Cooking Oven | New | Cooking Oven - Below Standard | Below Standard Cooking Oven | Below Standard Cooking Oven | per Home | 8 | Assuming half the measure life for below standard equipment. | 15.5667 | 15.5667 | 2016 SNOPR Analytical Tools: National Impact Analysis (NIA) Spreadsheet, Cooking_Pds_NIA_SNOPR_DOE_2016_publication | 2016 SNOPR Analytical Tools: National Impact Analysis (NIA) Spreadsheet, Cooking_Pds_NIA_SNOPR_DOE_2016_publication | 0 | 0 | NA | NA | 0 | 0 | 0 | 0 | 0 | 0 | 0 | Baseline and measure are at the same efficiency level. Assuming no incremental cost. | No cost | No cost | 0 | 0 | No applicable non-energy benefits | No applicable non-energy benefits | 100% | Equipment 100% technically feasible within end use | System | System
Pierce CountyManufactured - Highly ImpactedCooking Oven1Existing | Pierce CountyManufactured - Highly ImpactedCooking OvenExisting | Pierce County | Manufactured - Highly Impacted | Cooking Oven | 1 | Below Standard Cooking Oven | Existing | Cooking Oven - Below Standard | Below Standard Cooking Oven | Below Standard Cooking Oven | per Home | 8 | Assuming half the measure life for below standard equipment. | 15.5667 | 15.5667 | 2016 SNOPR Analytical Tools: National Impact Analysis (NIA) Spreadsheet, Cooking_Pds_NIA_SNOPR_DOE_2016_publication | 2016 SNOPR Analytical Tools: National Impact Analysis (NIA) Spreadsheet, Cooking_Pds_NIA_SNOPR_DOE_2016_publication | 0 | 0 | NA | NA | 0 | 0 | 0 | 0 | 0 | 0 | 0 | Baseline and measure are at the same efficiency level. Assuming no incremental cost. | No cost | No cost | 0 | 0 | No applicable non-energy benefits | No applicable non-energy benefits | 100% | Equipment 100% technically feasible within end use | System | System
Pierce CountyManufactured - Highly ImpactedCooking Oven1New | Pierce CountyManufactured - Highly ImpactedCooking OvenNew | Pierce County | Manufactured - Highly Impacted | Cooking Oven | 1 | Below Standard Cooking Oven | New | Cooking Oven - Below Standard | Below Standard Cooking Oven | Below Standard Cooking Oven | per Home | 8 | Assuming half the measure life for below standard equipment. | 15.5667 | 15.5667 | 2016 SNOPR Analytical Tools: National Impact Analysis (NIA) Spreadsheet, Cooking_Pds_NIA_SNOPR_DOE_2016_publication | 2016 SNOPR Analytical Tools: National Impact Analysis (NIA) Spreadsheet, Cooking_Pds_NIA_SNOPR_DOE_2016_publication | 0 | 0 | NA | NA | 0 | 0 | 0 | 0 | 0 | 0 | 0 | Baseline and measure are at the same efficiency level. Assuming no incremental cost. | No cost | No cost | 0 | 0 | No applicable non-energy benefits | No applicable non-energy benefits | 100% | Equipment 100% technically feasible within end use | System | System
Pierce CountySingle FamilyCooking Oven2Existing | Pierce CountySingle FamilyCooking OvenExisting | Pierce County | Single Family | Cooking Oven | 2 | Federal Standard 2012 Cooking Oven | Existing | Cooking Oven - Federal Standard 2012 | Federal Standard 2012 Cooking Oven | Federal Standard 2012 Cooking Oven | per Home | 16 | NWPCC 2021 Plan workbook Res-Oven-2021P_v2 | 9.915 | 9.915 | 2016 SNOPR Analytical Tools: National Impact Analysis (NIA) Spreadsheet, Cooking_Pds_NIA_SNOPR_DOE_2016_publication | 2016 SNOPR Analytical Tools: National Impact Analysis (NIA) Spreadsheet, Cooking_Pds_NIA_SNOPR_DOE_2016_publication | 0 | 0 | NA | NA | 565.2938 | 0 | 0 | 565.2938 | 0 | 0 | 0 | 2016 SNOPR Analytical Tools: National Impact Analysis (NIA) Spreadsheet, Cooking_Pds_NIA_SNOPR_DOE_2016_publication | No cost | No cost | 0 | 0 | No applicable non-energy benefits | No applicable non-energy benefits | 100% | Equipment 100% technically feasible within end use | System | System
Pierce CountySingle FamilyCooking Oven2New | Pierce CountySingle FamilyCooking OvenNew | Pierce County | Single Family | Cooking Oven | 2 | Federal Standard 2012 Cooking Oven | New | Cooking Oven - Federal Standard 2012 | Federal Standard 2012 Cooking Oven | Federal Standard 2012 Cooking Oven | per Home | 16 | NWPCC 2021 Plan workbook Res-Oven-2021P_v2 | 9.915 | 9.915 | 2016 SNOPR Analytical Tools: National Impact Analysis (NIA) Spreadsheet, Cooking_Pds_NIA_SNOPR_DOE_2016_publication | 2016 SNOPR Analytical Tools: National Impact Analysis (NIA) Spreadsheet, Cooking_Pds_NIA_SNOPR_DOE_2016_publication | 0 | 0 | NA | NA | 565.2938 | 0 | 0 | 565.2938 | 0 | 0 | 0 | 2016 SNOPR Analytical Tools: National Impact Analysis (NIA) Spreadsheet, Cooking_Pds_NIA_SNOPR_DOE_2016_publication | No cost | No cost | 0 | 0 | No applicable non-energy benefits | No applicable non-energy benefits | 100% | Equipment 100% technically feasible within end use | System | System
Pierce CountySingle Family - Highly ImpactedCooking Oven2Existing | Pierce CountySingle Family - Highly ImpactedCooking OvenExisting | Pierce County | Single Family - Highly Impacted | Cooking Oven | 2 | Federal Standard 2012 Cooking Oven | Existing | Cooking Oven - Federal Standard 2012 | Federal Standard 2012 Cooking Oven | Federal Standard 2012 Cooking Oven | per Home | 16 | NWPCC 2021 Plan workbook Res-Oven-2021P_v2 | 9.915 | 9.915 | 2016 SNOPR Analytical Tools: National Impact Analysis (NIA) Spreadsheet, Cooking_Pds_NIA_SNOPR_DOE_2016_publication | 2016 SNOPR Analytical Tools: National Impact Analysis (NIA) Spreadsheet, Cooking_Pds_NIA_SNOPR_DOE_2016_publication | 0 | 0 | NA | NA | 565.2938 | 0 | 0 | 565.2938 | 0 | 0 | 0 | 2016 SNOPR Analytical Tools: National Impact Analysis (NIA) Spreadsheet, Cooking_Pds_NIA_SNOPR_DOE_2016_publication | No cost | No cost | 0 | 0 | No applicable non-energy benefits | No applicable non-energy benefits | 100% | Equipment 100% technically feasible within end use | System | System
Pierce CountySingle Family - Highly ImpactedCooking Oven2New | Pierce CountySingle Family - Highly ImpactedCooking OvenNew | Pierce County | Single Family - Highly Impacted | Cooking Oven | 2 | Federal Standard 2012 Cooking Oven | New | Cooking Oven - Federal Standard 2012 | Federal Standard 2012 Cooking Oven | Federal Standard 2012 Cooking Oven | per Home | 16 | NWPCC 2021 Plan workbook Res-Oven-2021P_v2 | 9.915 | 9.915 | 2016 SNOPR Analytical Tools: National Impact Analysis (NIA) Spreadsheet, Cooking_Pds_NIA_SNOPR_DOE_2016_publication | 2016 SNOPR Analytical Tools: National Impact Analysis (NIA) Spreadsheet, Cooking_Pds_NIA_SNOPR_DOE_2016_publication | 0 | 0 | NA | NA | 565.2938 | 0 | 0 | 565.2938 | 0 | 0 | 0 | 2016 SNOPR Analytical Tools: National Impact Analysis (NIA) Spreadsheet, Cooking_Pds_NIA_SNOPR_DOE_2016_publication | No cost | No cost | 0 | 0 | No applicable non-energy benefits | No applicable non-energy benefits | 100% | Equipment 100% technically feasible within end use | System | System
Pierce CountyMultifamilyCooking Oven2Existing | Pierce CountyMultifamilyCooking OvenExisting | Pierce County | Multifamily | Cooking Oven | 2 | Federal Standard 2012 Cooking Oven | Existing | Cooking Oven - Federal Standard 2012 | Federal Standard 2012 Cooking Oven | Federal Standard 2012 Cooking Oven | per Home | 16 | NWPCC 2021 Plan workbook Res-Oven-2021P_v2 | 9.915 | 9.915 | 2016 SNOPR Analytical Tools: National Impact Analysis (NIA) Spreadsheet, Cooking_Pds_NIA_SNOPR_DOE_2016_publication | 2016 SNOPR Analytical Tools: National Impact Analysis (NIA) Spreadsheet, Cooking_Pds_NIA_SNOPR_DOE_2016_publication | 0 | 0 | NA | NA | 565.2938 | 0 | 0 | 565.2938 | 0 | 0 | 0 | 2016 SNOPR Analytical Tools: National Impact Analysis (NIA) Spreadsheet, Cooking_Pds_NIA_SNOPR_DOE_2016_publication | No cost | No cost | 0 | 0 | No applicable non-energy benefits | No applicable non-energy benefits | 100% | Equipment 100% technically feasible within end use | System | System
Pierce CountyMultifamilyCooking Oven2New | Pierce CountyMultifamilyCooking OvenNew | Pierce County | Multifamily | Cooking Oven | 2 | Federal Standard 2012 Cooking Oven | New | Cooking Oven - Federal Standard 2012 | Federal Standard 2012 Cooking Oven | Federal Standard 2012 Cooking Oven | per Home | 16 | NWPCC 2021 Plan workbook Res-Oven-2021P_v2 | 9.915 | 9.915 | 2016 SNOPR Analytical Tools: National Impact Analysis (NIA) Spreadsheet, Cooking_Pds_NIA_SNOPR_DOE_2016_publication | 2016 SNOPR Analytical Tools: National Impact Analysis (NIA) Spreadsheet, Cooking_Pds_NIA_SNOPR_DOE_2016_publication | 0 | 0 | NA | NA | 565.2938 | 0 | 0 | 565.2938 | 0 | 0 | 0 | 2016 SNOPR Analytical Tools: National Impact Analysis (NIA) Spreadsheet, Cooking_Pds_NIA_SNOPR_DOE_2016_publication | No cost | No cost | 0 | 0 | No applicable non-energy benefits | No applicable non-energy benefits | 100% | Equipment 100% technically feasible within end use | System | System
Pierce CountyMultifamily - Highly ImpactedCooking Oven2Existing | Pierce CountyMultifamily - Highly ImpactedCooking OvenExisting | Pierce County | Multifamily - Highly Impacted | Cooking Oven | 2 | Federal Standard 2012 Cooking Oven | Existing | Cooking Oven - Federal Standard 2012 | Federal Standard 2012 Cooking Oven | Federal Standard 2012 Cooking Oven | per Home | 16 | NWPCC 2021 Plan workbook Res-Oven-2021P_v2 | 9.915 | 9.915 | 2016 SNOPR Analytical Tools: National Impact Analysis (NIA) Spreadsheet, Cooking_Pds_NIA_SNOPR_DOE_2016_publication | 2016 SNOPR Analytical Tools: National Impact Analysis (NIA) Spreadsheet, Cooking_Pds_NIA_SNOPR_DOE_2016_publication | 0 | 0 | NA | NA | 565.2938 | 0 | 0 | 565.2938 | 0 | 0 | 0 | 2016 SNOPR Analytical Tools: National Impact Analysis (NIA) Spreadsheet, Cooking_Pds_NIA_SNOPR_DOE_2016_publication | No cost | No cost | 0 | 0 | No applicable non-energy benefits | No applicable non-energy benefits | 100% | Equipment 100% technically feasible within end use | System | System
Pierce CountyMultifamily - Highly ImpactedCooking Oven2New | Pierce CountyMultifamily - Highly ImpactedCooking OvenNew | Pierce County | Multifamily - Highly Impacted | Cooking Oven | 2 | Federal Standard 2012 Cooking Oven | New | Cooking Oven - Federal Standard 2012 | Federal Standard 2012 Cooking Oven | Federal Standard 2012 Cooking Oven | per Home | 16 | NWPCC 2021 Plan workbook Res-Oven-2021P_v2 | 9.915 | 9.915 | 2016 SNOPR Analytical Tools: National Impact Analysis (NIA) Spreadsheet, Cooking_Pds_NIA_SNOPR_DOE_2016_publication | 2016 SNOPR Analytical Tools: National Impact Analysis (NIA) Spreadsheet, Cooking_Pds_NIA_SNOPR_DOE_2016_publication | 0 | 0 | NA | NA | 565.2938 | 0 | 0 | 565.2938 | 0 | 0 | 0 | 2016 SNOPR Analytical Tools: National Impact Analysis (NIA) Spreadsheet, Cooking_Pds_NIA_SNOPR_DOE_2016_publication | No cost | No cost | 0 | 0 | No applicable non-energy benefits | No applicable non-energy benefits | 100% | Equipment 100% technically feasible within end use | System | System
Pierce CountyManufacturedCooking Oven2Existing | Pierce CountyManufacturedCooking OvenExisting | Pierce County | Manufactured | Cooking Oven | 2 | Federal Standard 2012 Cooking Oven | Existing | Cooking Oven - Federal Standard 2012 | Federal Standard 2012 Cooking Oven | Federal Standard 2012 Cooking Oven | per Home | 16 | NWPCC 2021 Plan workbook Res-Oven-2021P_v2 | 9.915 | 9.915 | 2016 SNOPR Analytical Tools: National Impact Analysis (NIA) Spreadsheet, Cooking_Pds_NIA_SNOPR_DOE_2016_publication | 2016 SNOPR Analytical Tools: National Impact Analysis (NIA) Spreadsheet, Cooking_Pds_NIA_SNOPR_DOE_2016_publication | 0 | 0 | NA | NA | 565.2938 | 0 | 0 | 565.2938 | 0 | 0 | 0 | 2016 SNOPR Analytical Tools: National Impact Analysis (NIA) Spreadsheet, Cooking_Pds_NIA_SNOPR_DOE_2016_publication | No cost | No cost | 0 | 0 | No applicable non-energy benefits | No applicable non-energy benefits | 100% | Equipment 100% technically feasible within end use | System | System
Pierce CountyManufacturedCooking Oven2New | Pierce CountyManufacturedCooking OvenNew | Pierce County | Manufactured | Cooking Oven | 2 | Federal Standard 2012 Cooking Oven | New | Cooking Oven - Federal Standard 2012 | Federal Standard 2012 Cooking Oven | Federal Standard 2012 Cooking Oven | per Home | 16 | NWPCC 2021 Plan workbook Res-Oven-2021P_v2 | 9.915 | 9.915 | 2016 SNOPR Analytical Tools: National Impact Analysis (NIA) Spreadsheet, Cooking_Pds_NIA_SNOPR_DOE_2016_publication | 2016 SNOPR Analytical Tools: National Impact Analysis (NIA) Spreadsheet, Cooking_Pds_NIA_SNOPR_DOE_2016_publication | 0 | 0 | NA | NA | 565.2938 | 0 | 0 | 565.2938 | 0 | 0 | 0 | 2016 SNOPR Analytical Tools: National Impact Analysis (NIA) Spreadsheet, Cooking_Pds_NIA_SNOPR_DOE_2016_publication | No cost | No cost | 0 | 0 | No applicable non-energy benefits | No applicable non-energy benefits | 100% | Equipment 100% technically feasible within end use | System | System
Pierce CountyManufactured - Highly ImpactedCooking Oven2Existing | Pierce CountyManufactured - Highly ImpactedCooking OvenExisting | Pierce County | Manufactured - Highly Impacted | Cooking Oven | 2 | Federal Standard 2012 Cooking Oven | Existing | Cooking Oven - Federal Standard 2012 | Federal Standard 2012 Cooking Oven | Federal Standard 2012 Cooking Oven | per Home | 16 | NWPCC 2021 Plan workbook Res-Oven-2021P_v2 | 9.915 | 9.915 | 2016 SNOPR Analytical Tools: National Impact Analysis (NIA) Spreadsheet, Cooking_Pds_NIA_SNOPR_DOE_2016_publication | 2016 SNOPR Analytical Tools: National Impact Analysis (NIA) Spreadsheet, Cooking_Pds_NIA_SNOPR_DOE_2016_publication | 0 | 0 | NA | NA | 565.2938 | 0 | 0 | 565.2938 | 0 | 0 | 0 | 2016 SNOPR Analytical Tools: National Impact Analysis (NIA) Spreadsheet, Cooking_Pds_NIA_SNOPR_DOE_2016_publication | No cost | No cost | 0 | 0 | No applicable non-energy benefits | No applicable non-energy benefits | 100% | Equipment 100% technically feasible within end use | System | System
Pierce CountyManufactured - Highly ImpactedCooking Oven2New | Pierce CountyManufactured - Highly ImpactedCooking OvenNew | Pierce County | Manufactured - Highly Impacted | Cooking Oven | 2 | Federal Standard 2012 Cooking Oven | New | Cooking Oven - Federal Standard 2012 | Federal Standard 2012 Cooking Oven | Federal Standard 2012 Cooking Oven | per Home | 16 | NWPCC 2021 Plan workbook Res-Oven-2021P_v2 | 9.915 | 9.915 | 2016 SNOPR Analytical Tools: National Impact Analysis (NIA) Spreadsheet, Cooking_Pds_NIA_SNOPR_DOE_2016_publication | 2016 SNOPR Analytical Tools: National Impact Analysis (NIA) Spreadsheet, Cooking_Pds_NIA_SNOPR_DOE_2016_publication | 0 | 0 | NA | NA | 565.2938 | 0 | 0 | 565.2938 | 0 | 0 | 0 | 2016 SNOPR Analytical Tools: National Impact Analysis (NIA) Spreadsheet, Cooking_Pds_NIA_SNOPR_DOE_2016_publication | No cost | No cost | 0 | 0 | No applicable non-energy benefits | No applicable non-energy benefits | 100% | Equipment 100% technically feasible within end use | System | System
Pierce CountySingle FamilyCooking Oven3Existing | Pierce CountySingle FamilyCooking OvenExisting | Pierce County | Single Family | Cooking Oven | 3 | Market Standard Cooking Oven | Existing | Cooking Oven - Market Standard | Market Standard Cooking Oven | Market Standard Cooking Oven | per Home | 16 | NWPCC 2021 Plan workbook Res-Oven-2021P_v2 | 9.1974 | 9.1974 | 2016 SNOPR Analytical Tools: National Impact Analysis (NIA) Spreadsheet, Cooking_Pds_NIA_SNOPR_DOE_2016_publication | 2016 SNOPR Analytical Tools: National Impact Analysis (NIA) Spreadsheet, Cooking_Pds_NIA_SNOPR_DOE_2016_publication | 0 | 0 | NA | NA | 0 | 0 | 0 | 0 | 0 | 0 | 0 | Baseline and measure are at the same efficiency level. Assuming no incremental cost. | No cost | No cost | 0 | 0 | No applicable non-energy benefits | No applicable non-energy benefits | 100% | Equipment 100% technically feasible within end use | System | System
Pierce CountySingle FamilyCooking Oven3New | Pierce CountySingle FamilyCooking OvenNew | Pierce County | Single Family | Cooking Oven | 3 | Market Standard Cooking Oven | New | Cooking Oven - Market Standard | Market Standard Cooking Oven | Market Standard Cooking Oven | per Home | 16 | NWPCC 2021 Plan workbook Res-Oven-2021P_v2 | 9.1974 | 9.1974 | 2016 SNOPR Analytical Tools: National Impact Analysis (NIA) Spreadsheet, Cooking_Pds_NIA_SNOPR_DOE_2016_publication | 2016 SNOPR Analytical Tools: National Impact Analysis (NIA) Spreadsheet, Cooking_Pds_NIA_SNOPR_DOE_2016_publication | 0 | 0 | NA | NA | 0 | 0 | 0 | 0 | 0 | 0 | 0 | Baseline and measure are at the same efficiency level. Assuming no incremental cost. | No cost | No cost | 0 | 0 | No applicable non-energy benefits | No applicable non-energy benefits | 100% | Equipment 100% technically feasible within end use | System | System
Pierce CountySingle Family - Highly ImpactedCooking Oven3Existing | Pierce CountySingle Family - Highly ImpactedCooking OvenExisting | Pierce County | Single Family - Highly Impacted | Cooking Oven | 3 | Market Standard Cooking Oven | Existing | Cooking Oven - Market Standard | Market Standard Cooking Oven | Market Standard Cooking Oven | per Home | 16 | NWPCC 2021 Plan workbook Res-Oven-2021P_v2 | 9.1974 | 9.1974 | 2016 SNOPR Analytical Tools: National Impact Analysis (NIA) Spreadsheet, Cooking_Pds_NIA_SNOPR_DOE_2016_publication | 2016 SNOPR Analytical Tools: National Impact Analysis (NIA) Spreadsheet, Cooking_Pds_NIA_SNOPR_DOE_2016_publication | 0 | 0 | NA | NA | 0 | 0 | 0 | 0 | 0 | 0 | 0 | Baseline and measure are at the same efficiency level. Assuming no incremental cost. | No cost | No cost | 0 | 0 | No applicable non-energy benefits | No applicable non-energy benefits | 100% | Equipment 100% technically feasible within end use | System | System
Pierce CountySingle Family - Highly ImpactedCooking Oven3New | Pierce CountySingle Family - Highly ImpactedCooking OvenNew | Pierce County | Single Family - Highly Impacted | Cooking Oven | 3 | Market Standard Cooking Oven | New | Cooking Oven - Market Standard | Market Standard Cooking Oven | Market Standard Cooking Oven | per Home | 16 | NWPCC 2021 Plan workbook Res-Oven-2021P_v2 | 9.1974 | 9.1974 | 2016 SNOPR Analytical Tools: National Impact Analysis (NIA) Spreadsheet, Cooking_Pds_NIA_SNOPR_DOE_2016_publication | 2016 SNOPR Analytical Tools: National Impact Analysis (NIA) Spreadsheet, Cooking_Pds_NIA_SNOPR_DOE_2016_publication | 0 | 0 | NA | NA | 0 | 0 | 0 | 0 | 0 | 0 | 0 | Baseline and measure are at the same efficiency level. Assuming no incremental cost. | No cost | No cost | 0 | 0 | No applicable non-energy benefits | No applicable non-energy benefits | 100% | Equipment 100% technically feasible within end use | System | System
Pierce CountyMultifamilyCooking Oven3Existing | Pierce CountyMultifamilyCooking OvenExisting | Pierce County | Multifamily | Cooking Oven | 3 | Market Standard Cooking Oven | Existing | Cooking Oven - Market Standard | Market Standard Cooking Oven | Market Standard Cooking Oven | per Home | 16 | NWPCC 2021 Plan workbook Res-Oven-2021P_v2 | 9.1974 | 9.1974 | 2016 SNOPR Analytical Tools: National Impact Analysis (NIA) Spreadsheet, Cooking_Pds_NIA_SNOPR_DOE_2016_publication | 2016 SNOPR Analytical Tools: National Impact Analysis (NIA) Spreadsheet, Cooking_Pds_NIA_SNOPR_DOE_2016_publication | 0 | 0 | NA | NA | 0 | 0 | 0 | 0 | 0 | 0 | 0 | Baseline and measure are at the same efficiency level. Assuming no incremental cost. | No cost | No cost | 0 | 0 | No applicable non-energy benefits | No applicable non-energy benefits | 100% | Equipment 100% technically feasible within end use | System | System
Pierce CountyMultifamilyCooking Oven3New | Pierce CountyMultifamilyCooking OvenNew | Pierce County | Multifamily | Cooking Oven | 3 | Market Standard Cooking Oven | New | Cooking Oven - Market Standard | Market Standard Cooking Oven | Market Standard Cooking Oven | per Home | 16 | NWPCC 2021 Plan workbook Res-Oven-2021P_v2 | 9.1974 | 9.1974 | 2016 SNOPR Analytical Tools: National Impact Analysis (NIA) Spreadsheet, Cooking_Pds_NIA_SNOPR_DOE_2016_publication | 2016 SNOPR Analytical Tools: National Impact Analysis (NIA) Spreadsheet, Cooking_Pds_NIA_SNOPR_DOE_2016_publication | 0 | 0 | NA | NA | 0 | 0 | 0 | 0 | 0 | 0 | 0 | Baseline and measure are at the same efficiency level. Assuming no incremental cost. | No cost | No cost | 0 | 0 | No applicable non-energy benefits | No applicable non-energy benefits | 100% | Equipment 100% technically feasible within end use | System | System
Pierce CountyMultifamily - Highly ImpactedCooking Oven3Existing | Pierce CountyMultifamily - Highly ImpactedCooking OvenExisting | Pierce County | Multifamily - Highly Impacted | Cooking Oven | 3 | Market Standard Cooking Oven | Existing | Cooking Oven - Market Standard | Market Standard Cooking Oven | Market Standard Cooking Oven | per Home | 16 | NWPCC 2021 Plan workbook Res-Oven-2021P_v2 | 9.1974 | 9.1974 | 2016 SNOPR Analytical Tools: National Impact Analysis (NIA) Spreadsheet, Cooking_Pds_NIA_SNOPR_DOE_2016_publication | 2016 SNOPR Analytical Tools: National Impact Analysis (NIA) Spreadsheet, Cooking_Pds_NIA_SNOPR_DOE_2016_publication | 0 | 0 | NA | NA | 0 | 0 | 0 | 0 | 0 | 0 | 0 | Baseline and measure are at the same efficiency level. Assuming no incremental cost. | No cost | No cost | 0 | 0 | No applicable non-energy benefits | No applicable non-energy benefits | 100% | Equipment 100% technically feasible within end use | System | System
Pierce CountyMultifamily - Highly ImpactedCooking Oven3New | Pierce CountyMultifamily - Highly ImpactedCooking OvenNew | Pierce County | Multifamily - Highly Impacted | Cooking Oven | 3 | Market Standard Cooking Oven | New | Cooking Oven - Market Standard | Market Standard Cooking Oven | Market Standard Cooking Oven | per Home | 16 | NWPCC 2021 Plan workbook Res-Oven-2021P_v2 | 9.1974 | 9.1974 | 2016 SNOPR Analytical Tools: National Impact Analysis (NIA) Spreadsheet, Cooking_Pds_NIA_SNOPR_DOE_2016_publication | 2016 SNOPR Analytical Tools: National Impact Analysis (NIA) Spreadsheet, Cooking_Pds_NIA_SNOPR_DOE_2016_publication | 0 | 0 | NA | NA | 0 | 0 | 0 | 0 | 0 | 0 | 0 | Baseline and measure are at the same efficiency level. Assuming no incremental cost. | No cost | No cost | 0 | 0 | No applicable non-energy benefits | No applicable non-energy benefits | 100% | Equipment 100% technically feasible within end use | System | System
Pierce CountyManufacturedCooking Oven3Existing | Pierce CountyManufacturedCooking OvenExisting | Pierce County | Manufactured | Cooking Oven | 3 | Market Standard Cooking Oven | Existing | Cooking Oven - Market Standard | Market Standard Cooking Oven | Market Standard Cooking Oven | per Home | 16 | NWPCC 2021 Plan workbook Res-Oven-2021P_v2 | 9.1974 | 9.1974 | 2016 SNOPR Analytical Tools: National Impact Analysis (NIA) Spreadsheet, Cooking_Pds_NIA_SNOPR_DOE_2016_publication | 2016 SNOPR Analytical Tools: National Impact Analysis (NIA) Spreadsheet, Cooking_Pds_NIA_SNOPR_DOE_2016_publication | 0 | 0 | NA | NA | 0 | 0 | 0 | 0 | 0 | 0 | 0 | Baseline and measure are at the same efficiency level. Assuming no incremental cost. | No cost | No cost | 0 | 0 | No applicable non-energy benefits | No applicable non-energy benefits | 100% | Equipment 100% technically feasible within end use | System | System
Pierce CountyManufacturedCooking Oven3New | Pierce CountyManufacturedCooking OvenNew | Pierce County | Manufactured | Cooking Oven | 3 | Market Standard Cooking Oven | New | Cooking Oven - Market Standard | Market Standard Cooking Oven | Market Standard Cooking Oven | per Home | 16 | NWPCC 2021 Plan workbook Res-Oven-2021P_v2 | 9.1974 | 9.1974 | 2016 SNOPR Analytical Tools: National Impact Analysis (NIA) Spreadsheet, Cooking_Pds_NIA_SNOPR_DOE_2016_publication | 2016 SNOPR Analytical Tools: National Impact Analysis (NIA) Spreadsheet, Cooking_Pds_NIA_SNOPR_DOE_2016_publication | 0 | 0 | NA | NA | 0 | 0 | 0 | 0 | 0 | 0 | 0 | Baseline and measure are at the same efficiency level. Assuming no incremental cost. | No cost | No cost | 0 | 0 | No applicable non-energy benefits | No applicable non-energy benefits | 100% | Equipment 100% technically feasible within end use | System | System
Pierce CountyManufactured - Highly ImpactedCooking Oven3Existing | Pierce CountyManufactured - Highly ImpactedCooking OvenExisting | Pierce County | Manufactured - Highly Impacted | Cooking Oven | 3 | Market Standard Cooking Oven | Existing | Cooking Oven - Market Standard | Market Standard Cooking Oven | Market Standard Cooking Oven | per Home | 16 | NWPCC 2021 Plan workbook Res-Oven-2021P_v2 | 9.1974 | 9.1974 | 2016 SNOPR Analytical Tools: National Impact Analysis (NIA) Spreadsheet, Cooking_Pds_NIA_SNOPR_DOE_2016_publication | 2016 SNOPR Analytical Tools: National Impact Analysis (NIA) Spreadsheet, Cooking_Pds_NIA_SNOPR_DOE_2016_publication | 0 | 0 | NA | NA | 0 | 0 | 0 | 0 | 0 | 0 | 0 | Baseline and measure are at the same efficiency level. Assuming no incremental cost. | No cost | No cost | 0 | 0 | No applicable non-energy benefits | No applicable non-energy benefits | 100% | Equipment 100% technically feasible within end use | System | System
Pierce CountyManufactured - Highly ImpactedCooking Oven3New | Pierce CountyManufactured - Highly ImpactedCooking OvenNew | Pierce County | Manufactured - Highly Impacted | Cooking Oven | 3 | Market Standard Cooking Oven | New | Cooking Oven - Market Standard | Market Standard Cooking Oven | Market Standard Cooking Oven | per Home | 16 | NWPCC 2021 Plan workbook Res-Oven-2021P_v2 | 9.1974 | 9.1974 | 2016 SNOPR Analytical Tools: National Impact Analysis (NIA) Spreadsheet, Cooking_Pds_NIA_SNOPR_DOE_2016_publication | 2016 SNOPR Analytical Tools: National Impact Analysis (NIA) Spreadsheet, Cooking_Pds_NIA_SNOPR_DOE_2016_publication | 0 | 0 | NA | NA | 0 | 0 | 0 | 0 | 0 | 0 | 0 | Baseline and measure are at the same efficiency level. Assuming no incremental cost. | No cost | No cost | 0 | 0 | No applicable non-energy benefits | No applicable non-energy benefits | 100% | Equipment 100% technically feasible within end use | System | System
Pierce CountySingle FamilyCooking Oven4Existing | Pierce CountySingle FamilyCooking OvenExisting | Pierce County | Single Family | Cooking Oven | 4 | High Efficiency Convection Cooking Oven | Existing | Cooking Oven - High Efficiency | High Efficiency Convection Cooking Oven | Federal Standard 2012 Cooking Oven | per Home | 16 | NWPCC 2021 Plan workbook Res-Oven-2021P_v2 | 9.915 | 8.3182 | 2016 SNOPR Analytical Tools: National Impact Analysis (NIA) Spreadsheet, Cooking_Pds_NIA_SNOPR_DOE_2016_publication | 2016 SNOPR Analytical Tools: National Impact Analysis (NIA) Spreadsheet, Cooking_Pds_NIA_SNOPR_DOE_2016_publication | 0 | 0 | NA | NA | 565.2938 | 0 | 0 | 584.462 | 0 | 0 | 0 | 2016 SNOPR Analytical Tools: National Impact Analysis (NIA) Spreadsheet, Cooking_Pds_NIA_SNOPR_DOE_2016_publication | No cost | No cost | 0 | 0 | No applicable non-energy benefits | No applicable non-energy benefits | 100% | Equipment 100% technically feasible within end use | System | System
Pierce CountySingle FamilyCooking Oven4New | Pierce CountySingle FamilyCooking OvenNew | Pierce County | Single Family | Cooking Oven | 4 | High Efficiency Convection Cooking Oven | New | Cooking Oven - High Efficiency | High Efficiency Convection Cooking Oven | Federal Standard 2012 Cooking Oven | per Home | 16 | NWPCC 2021 Plan workbook Res-Oven-2021P_v2 | 9.915 | 8.3182 | 2016 SNOPR Analytical Tools: National Impact Analysis (NIA) Spreadsheet, Cooking_Pds_NIA_SNOPR_DOE_2016_publication | 2016 SNOPR Analytical Tools: National Impact Analysis (NIA) Spreadsheet, Cooking_Pds_NIA_SNOPR_DOE_2016_publication | 0 | 0 | NA | NA | 565.2938 | 0 | 0 | 584.462 | 0 | 0 | 0 | 2016 SNOPR Analytical Tools: National Impact Analysis (NIA) Spreadsheet, Cooking_Pds_NIA_SNOPR_DOE_2016_publication | No cost | No cost | 0 | 0 | No applicable non-energy benefits | No applicable non-energy benefits | 100% | Equipment 100% technically feasible within end use | System | System
Pierce CountySingle Family - Highly ImpactedCooking Oven4Existing | Pierce CountySingle Family - Highly ImpactedCooking OvenExisting | Pierce County | Single Family - Highly Impacted | Cooking Oven | 4 | High Efficiency Convection Cooking Oven | Existing | Cooking Oven - High Efficiency | High Efficiency Convection Cooking Oven | Federal Standard 2012 Cooking Oven | per Home | 16 | NWPCC 2021 Plan workbook Res-Oven-2021P_v2 | 9.915 | 8.3182 | 2016 SNOPR Analytical Tools: National Impact Analysis (NIA) Spreadsheet, Cooking_Pds_NIA_SNOPR_DOE_2016_publication | 2016 SNOPR Analytical Tools: National Impact Analysis (NIA) Spreadsheet, Cooking_Pds_NIA_SNOPR_DOE_2016_publication | 0 | 0 | NA | NA | 565.2938 | 0 | 0 | 584.462 | 0 | 0 | 0 | 2016 SNOPR Analytical Tools: National Impact Analysis (NIA) Spreadsheet, Cooking_Pds_NIA_SNOPR_DOE_2016_publication | No cost | No cost | 0 | 0 | No applicable non-energy benefits | No applicable non-energy benefits | 100% | Equipment 100% technically feasible within end use | System | System
Pierce CountySingle Family - Highly ImpactedCooking Oven4New | Pierce CountySingle Family - Highly ImpactedCooking OvenNew | Pierce County | Single Family - Highly Impacted | Cooking Oven | 4 | High Efficiency Convection Cooking Oven | New | Cooking Oven - High Efficiency | High Efficiency Convection Cooking Oven | Federal Standard 2012 Cooking Oven | per Home | 16 | NWPCC 2021 Plan workbook Res-Oven-2021P_v2 | 9.915 | 8.3182 | 2016 SNOPR Analytical Tools: National Impact Analysis (NIA) Spreadsheet, Cooking_Pds_NIA_SNOPR_DOE_2016_publication | 2016 SNOPR Analytical Tools: National Impact Analysis (NIA) Spreadsheet, Cooking_Pds_NIA_SNOPR_DOE_2016_publication | 0 | 0 | NA | NA | 565.2938 | 0 | 0 | 584.462 | 0 | 0 | 0 | 2016 SNOPR Analytical Tools: National Impact Analysis (NIA) Spreadsheet, Cooking_Pds_NIA_SNOPR_DOE_2016_publication | No cost | No cost | 0 | 0 | No applicable non-energy benefits | No applicable non-energy benefits | 100% | Equipment 100% technically feasible within end use | System | System
Pierce CountyMultifamilyCooking Oven4Existing | Pierce CountyMultifamilyCooking OvenExisting | Pierce County | Multifamily | Cooking Oven | 4 | High Efficiency Convection Cooking Oven | Existing | Cooking Oven - High Efficiency | High Efficiency Convection Cooking Oven | Federal Standard 2012 Cooking Oven | per Home | 16 | NWPCC 2021 Plan workbook Res-Oven-2021P_v2 | 9.915 | 8.3182 | 2016 SNOPR Analytical Tools: National Impact Analysis (NIA) Spreadsheet, Cooking_Pds_NIA_SNOPR_DOE_2016_publication | 2016 SNOPR Analytical Tools: National Impact Analysis (NIA) Spreadsheet, Cooking_Pds_NIA_SNOPR_DOE_2016_publication | 0 | 0 | NA | NA | 565.2938 | 0 | 0 | 584.462 | 0 | 0 | 0 | 2016 SNOPR Analytical Tools: National Impact Analysis (NIA) Spreadsheet, Cooking_Pds_NIA_SNOPR_DOE_2016_publication | No cost | No cost | 0 | 0 | No applicable non-energy benefits | No applicable non-energy benefits | 100% | Equipment 100% technically feasible within end use | System | System
Pierce CountyMultifamilyCooking Oven4New | Pierce CountyMultifamilyCooking OvenNew | Pierce County | Multifamily | Cooking Oven | 4 | High Efficiency Convection Cooking Oven | New | Cooking Oven - High Efficiency | High Efficiency Convection Cooking Oven | Federal Standard 2012 Cooking Oven | per Home | 16 | NWPCC 2021 Plan workbook Res-Oven-2021P_v2 | 9.915 | 8.3182 | 2016 SNOPR Analytical Tools: National Impact Analysis (NIA) Spreadsheet, Cooking_Pds_NIA_SNOPR_DOE_2016_publication | 2016 SNOPR Analytical Tools: National Impact Analysis (NIA) Spreadsheet, Cooking_Pds_NIA_SNOPR_DOE_2016_publication | 0 | 0 | NA | NA | 565.2938 | 0 | 0 | 584.462 | 0 | 0 | 0 | 2016 SNOPR Analytical Tools: National Impact Analysis (NIA) Spreadsheet, Cooking_Pds_NIA_SNOPR_DOE_2016_publication | No cost | No cost | 0 | 0 | No applicable non-energy benefits | No applicable non-energy benefits | 100% | Equipment 100% technically feasible within end use | System | System
Pierce CountyMultifamily - Highly ImpactedCooking Oven4Existing | Pierce CountyMultifamily - Highly ImpactedCooking OvenExisting | Pierce County | Multifamily - Highly Impacted | Cooking Oven | 4 | High Efficiency Convection Cooking Oven | Existing | Cooking Oven - High Efficiency | High Efficiency Convection Cooking Oven | Federal Standard 2012 Cooking Oven | per Home | 16 | NWPCC 2021 Plan workbook Res-Oven-2021P_v2 | 9.915 | 8.3182 | 2016 SNOPR Analytical Tools: National Impact Analysis (NIA) Spreadsheet, Cooking_Pds_NIA_SNOPR_DOE_2016_publication | 2016 SNOPR Analytical Tools: National Impact Analysis (NIA) Spreadsheet, Cooking_Pds_NIA_SNOPR_DOE_2016_publication | 0 | 0 | NA | NA | 565.2938 | 0 | 0 | 584.462 | 0 | 0 | 0 | 2016 SNOPR Analytical Tools: National Impact Analysis (NIA) Spreadsheet, Cooking_Pds_NIA_SNOPR_DOE_2016_publication | No cost | No cost | 0 | 0 | No applicable non-energy benefits | No applicable non-energy benefits | 100% | Equipment 100% technically feasible within end use | System | System
Pierce CountyMultifamily - Highly ImpactedCooking Oven4New | Pierce CountyMultifamily - Highly ImpactedCooking OvenNew | Pierce County | Multifamily - Highly Impacted | Cooking Oven | 4 | High Efficiency Convection Cooking Oven | New | Cooking Oven - High Efficiency | High Efficiency Convection Cooking Oven | Federal Standard 2012 Cooking Oven | per Home | 16 | NWPCC 2021 Plan workbook Res-Oven-2021P_v2 | 9.915 | 8.3182 | 2016 SNOPR Analytical Tools: National Impact Analysis (NIA) Spreadsheet, Cooking_Pds_NIA_SNOPR_DOE_2016_publication | 2016 SNOPR Analytical Tools: National Impact Analysis (NIA) Spreadsheet, Cooking_Pds_NIA_SNOPR_DOE_2016_publication | 0 | 0 | NA | NA | 565.2938 | 0 | 0 | 584.462 | 0 | 0 | 0 | 2016 SNOPR Analytical Tools: National Impact Analysis (NIA) Spreadsheet, Cooking_Pds_NIA_SNOPR_DOE_2016_publication | No cost | No cost | 0 | 0 | No applicable non-energy benefits | No applicable non-energy benefits | 100% | Equipment 100% technically feasible within end use | System | System
Pierce CountyManufacturedCooking Oven4Existing | Pierce CountyManufacturedCooking OvenExisting | Pierce County | Manufactured | Cooking Oven | 4 | High Efficiency Convection Cooking Oven | Existing | Cooking Oven - High Efficiency | High Efficiency Convection Cooking Oven | Federal Standard 2012 Cooking Oven | per Home | 16 | NWPCC 2021 Plan workbook Res-Oven-2021P_v2 | 9.915 | 8.3182 | 2016 SNOPR Analytical Tools: National Impact Analysis (NIA) Spreadsheet, Cooking_Pds_NIA_SNOPR_DOE_2016_publication | 2016 SNOPR Analytical Tools: National Impact Analysis (NIA) Spreadsheet, Cooking_Pds_NIA_SNOPR_DOE_2016_publication | 0 | 0 | NA | NA | 565.2938 | 0 | 0 | 584.462 | 0 | 0 | 0 | 2016 SNOPR Analytical Tools: National Impact Analysis (NIA) Spreadsheet, Cooking_Pds_NIA_SNOPR_DOE_2016_publication | No cost | No cost | 0 | 0 | No applicable non-energy benefits | No applicable non-energy benefits | 100% | Equipment 100% technically feasible within end use | System | System
Pierce CountyManufacturedCooking Oven4New | Pierce CountyManufacturedCooking OvenNew | Pierce County | Manufactured | Cooking Oven | 4 | High Efficiency Convection Cooking Oven | New | Cooking Oven - High Efficiency | High Efficiency Convection Cooking Oven | Federal Standard 2012 Cooking Oven | per Home | 16 | NWPCC 2021 Plan workbook Res-Oven-2021P_v2 | 9.915 | 8.3182 | 2016 SNOPR Analytical Tools: National Impact Analysis (NIA) Spreadsheet, Cooking_Pds_NIA_SNOPR_DOE_2016_publication | 2016 SNOPR Analytical Tools: National Impact Analysis (NIA) Spreadsheet, Cooking_Pds_NIA_SNOPR_DOE_2016_publication | 0 | 0 | NA | NA | 565.2938 | 0 | 0 | 584.462 | 0 | 0 | 0 | 2016 SNOPR Analytical Tools: National Impact Analysis (NIA) Spreadsheet, Cooking_Pds_NIA_SNOPR_DOE_2016_publication | No cost | No cost | 0 | 0 | No applicable non-energy benefits | No applicable non-energy benefits | 100% | Equipment 100% technically feasible within end use | System | System
Pierce CountyManufactured - Highly ImpactedCooking Oven4Existing | Pierce CountyManufactured - Highly ImpactedCooking OvenExisting | Pierce County | Manufactured - Highly Impacted | Cooking Oven | 4 | High Efficiency Convection Cooking Oven | Existing | Cooking Oven - High Efficiency | High Efficiency Convection Cooking Oven | Federal Standard 2012 Cooking Oven | per Home | 16 | NWPCC 2021 Plan workbook Res-Oven-2021P_v2 | 9.915 | 8.3182 | 2016 SNOPR Analytical Tools: National Impact Analysis (NIA) Spreadsheet, Cooking_Pds_NIA_SNOPR_DOE_2016_publication | 2016 SNOPR Analytical Tools: National Impact Analysis (NIA) Spreadsheet, Cooking_Pds_NIA_SNOPR_DOE_2016_publication | 0 | 0 | NA | NA | 565.2938 | 0 | 0 | 584.462 | 0 | 0 | 0 | 2016 SNOPR Analytical Tools: National Impact Analysis (NIA) Spreadsheet, Cooking_Pds_NIA_SNOPR_DOE_2016_publication | No cost | No cost | 0 | 0 | No applicable non-energy benefits | No applicable non-energy benefits | 100% | Equipment 100% technically feasible within end use | System | System
Pierce CountyManufactured - Highly ImpactedCooking Oven4New | Pierce CountyManufactured - Highly ImpactedCooking OvenNew | Pierce County | Manufactured - Highly Impacted | Cooking Oven | 4 | High Efficiency Convection Cooking Oven | New | Cooking Oven - High Efficiency | High Efficiency Convection Cooking Oven | Federal Standard 2012 Cooking Oven | per Home | 16 | NWPCC 2021 Plan workbook Res-Oven-2021P_v2 | 9.915 | 8.3182 | 2016 SNOPR Analytical Tools: National Impact Analysis (NIA) Spreadsheet, Cooking_Pds_NIA_SNOPR_DOE_2016_publication | 2016 SNOPR Analytical Tools: National Impact Analysis (NIA) Spreadsheet, Cooking_Pds_NIA_SNOPR_DOE_2016_publication | 0 | 0 | NA | NA | 565.2938 | 0 | 0 | 584.462 | 0 | 0 | 0 | 2016 SNOPR Analytical Tools: National Impact Analysis (NIA) Spreadsheet, Cooking_Pds_NIA_SNOPR_DOE_2016_publication | No cost | No cost | 0 | 0 | No applicable non-energy benefits | No applicable non-energy benefits | 100% | Equipment 100% technically feasible within end use | System | System
Pierce CountySingle FamilyCooking Range1Existing | Pierce CountySingle FamilyCooking RangeExisting | Pierce County | Single Family | Cooking Range | 1 | Federal Standard 2012 Cooking Range | Existing | Cooking Range - Federal Standard 2012 | Federal Standard 2012 Cooking Range | Federal Standard 2012 Cooking Range | per Home | 19 | Chapter 8 of 2009 TSD; Table 8.2.43, pg 8-39; found at: : https://www.regulations.gov/document?D=EERE-2006-STD-0127-0097 | 7.2 | 7.2 | Chapter 6 of 2009 TSD; Table 6.2.1, pg 6-3 and Table 6.2.5, pg 6-7; found at: : https://www.regulations.gov/document?D=EERE-2006-STD-0127-0097 | Chapter 6 of 2009 TSD; Table 6.2.1, pg 6-3 and Table 6.2.5, pg 6-7; found at: : https://www.regulations.gov/document?D=EERE-2006-STD-0127-0097 | 0 | 0 | NA | NA | 523.4587 | 0 | 0 | 523.4587 | 0 | 0 | 0 | Baseline and measure are at the same efficiency level. Source: 2009 TSD, Chapter 8, Table 8.2.12, pg 8-18 and Table 8.2.41, pg 8-38 | Baseline and measure are at the same efficiency level. Assuming no incremental cost. | Baseline and measure are at the same efficiency level. Assuming no incremental cost. | 0 | 0 | No applicable non-energy benefits | No applicable non-energy benefits | 100% | Equipment 100% technically feasible within end use | System | System
Pierce CountySingle FamilyCooking Range1New | Pierce CountySingle FamilyCooking RangeNew | Pierce County | Single Family | Cooking Range | 1 | Federal Standard 2012 Cooking Range | New | Cooking Range - Federal Standard 2012 | Federal Standard 2012 Cooking Range | Federal Standard 2012 Cooking Range | per Home | 19 | Chapter 8 of 2009 TSD; Table 8.2.43, pg 8-39; found at: : https://www.regulations.gov/document?D=EERE-2006-STD-0127-0097 | 7.2 | 7.2 | Chapter 6 of 2009 TSD; Table 6.2.1, pg 6-3 and Table 6.2.5, pg 6-7; found at: : https://www.regulations.gov/document?D=EERE-2006-STD-0127-0097 | Chapter 6 of 2009 TSD; Table 6.2.1, pg 6-3 and Table 6.2.5, pg 6-7; found at: : https://www.regulations.gov/document?D=EERE-2006-STD-0127-0097 | 0 | 0 | NA | NA | 523.4587 | 0 | 0 | 523.4587 | 0 | 0 | 0 | Baseline and measure are at the same efficiency level. Source: 2009 TSD, Chapter 8, Table 8.2.12, pg 8-18 and Table 8.2.41, pg 8-38 | Baseline and measure are at the same efficiency level. Assuming no incremental cost. | Baseline and measure are at the same efficiency level. Assuming no incremental cost. | 0 | 0 | No applicable non-energy benefits | No applicable non-energy benefits | 100% | Equipment 100% technically feasible within end use | System | System
Pierce CountySingle Family - Highly ImpactedCooking Range1Existing | Pierce CountySingle Family - Highly ImpactedCooking RangeExisting | Pierce County | Single Family - Highly Impacted | Cooking Range | 1 | Federal Standard 2012 Cooking Range | Existing | Cooking Range - Federal Standard 2012 | Federal Standard 2012 Cooking Range | Federal Standard 2012 Cooking Range | per Home | 19 | Chapter 8 of 2009 TSD; Table 8.2.43, pg 8-39; found at: : https://www.regulations.gov/document?D=EERE-2006-STD-0127-0097 | 7.2 | 7.2 | Chapter 6 of 2009 TSD; Table 6.2.1, pg 6-3 and Table 6.2.5, pg 6-7; found at: : https://www.regulations.gov/document?D=EERE-2006-STD-0127-0097 | Chapter 6 of 2009 TSD; Table 6.2.1, pg 6-3 and Table 6.2.5, pg 6-7; found at: : https://www.regulations.gov/document?D=EERE-2006-STD-0127-0097 | 0 | 0 | NA | NA | 523.4587 | 0 | 0 | 523.4587 | 0 | 0 | 0 | Baseline and measure are at the same efficiency level. Source: 2009 TSD, Chapter 8, Table 8.2.12, pg 8-18 and Table 8.2.41, pg 8-38 | Baseline and measure are at the same efficiency level. Assuming no incremental cost. | Baseline and measure are at the same efficiency level. Assuming no incremental cost. | 0 | 0 | No applicable non-energy benefits | No applicable non-energy benefits | 100% | Equipment 100% technically feasible within end use | System | System
Pierce CountySingle Family - Highly ImpactedCooking Range1New | Pierce CountySingle Family - Highly ImpactedCooking RangeNew | Pierce County | Single Family - Highly Impacted | Cooking Range | 1 | Federal Standard 2012 Cooking Range | New | Cooking Range - Federal Standard 2012 | Federal Standard 2012 Cooking Range | Federal Standard 2012 Cooking Range | per Home | 19 | Chapter 8 of 2009 TSD; Table 8.2.43, pg 8-39; found at: : https://www.regulations.gov/document?D=EERE-2006-STD-0127-0097 | 7.2 | 7.2 | Chapter 6 of 2009 TSD; Table 6.2.1, pg 6-3 and Table 6.2.5, pg 6-7; found at: : https://www.regulations.gov/document?D=EERE-2006-STD-0127-0097 | Chapter 6 of 2009 TSD; Table 6.2.1, pg 6-3 and Table 6.2.5, pg 6-7; found at: : https://www.regulations.gov/document?D=EERE-2006-STD-0127-0097 | 0 | 0 | NA | NA | 523.4587 | 0 | 0 | 523.4587 | 0 | 0 | 0 | Baseline and measure are at the same efficiency level. Source: 2009 TSD, Chapter 8, Table 8.2.12, pg 8-18 and Table 8.2.41, pg 8-38 | Baseline and measure are at the same efficiency level. Assuming no incremental cost. | Baseline and measure are at the same efficiency level. Assuming no incremental cost. | 0 | 0 | No applicable non-energy benefits | No applicable non-energy benefits | 100% | Equipment 100% technically feasible within end use | System | System
Pierce CountyMultifamilyCooking Range1Existing | Pierce CountyMultifamilyCooking RangeExisting | Pierce County | Multifamily | Cooking Range | 1 | Federal Standard 2012 Cooking Range | Existing | Cooking Range - Federal Standard 2012 | Federal Standard 2012 Cooking Range | Federal Standard 2012 Cooking Range | per Home | 19 | Chapter 8 of 2009 TSD; Table 8.2.43, pg 8-39; found at: : https://www.regulations.gov/document?D=EERE-2006-STD-0127-0097 | 7.2 | 7.2 | Chapter 6 of 2009 TSD; Table 6.2.1, pg 6-3 and Table 6.2.5, pg 6-7; found at: : https://www.regulations.gov/document?D=EERE-2006-STD-0127-0097 | Chapter 6 of 2009 TSD; Table 6.2.1, pg 6-3 and Table 6.2.5, pg 6-7; found at: : https://www.regulations.gov/document?D=EERE-2006-STD-0127-0097 | 0 | 0 | NA | NA | 523.4587 | 0 | 0 | 523.4587 | 0 | 0 | 0 | Baseline and measure are at the same efficiency level. Source: 2009 TSD, Chapter 8, Table 8.2.12, pg 8-18 and Table 8.2.41, pg 8-38 | Baseline and measure are at the same efficiency level. Assuming no incremental cost. | Baseline and measure are at the same efficiency level. Assuming no incremental cost. | 0 | 0 | No applicable non-energy benefits | No applicable non-energy benefits | 100% | Equipment 100% technically feasible within end use | System | System
Pierce CountyMultifamilyCooking Range1New | Pierce CountyMultifamilyCooking RangeNew | Pierce County | Multifamily | Cooking Range | 1 | Federal Standard 2012 Cooking Range | New | Cooking Range - Federal Standard 2012 | Federal Standard 2012 Cooking Range | Federal Standard 2012 Cooking Range | per Home | 19 | Chapter 8 of 2009 TSD; Table 8.2.43, pg 8-39; found at: : https://www.regulations.gov/document?D=EERE-2006-STD-0127-0097 | 7.2 | 7.2 | Chapter 6 of 2009 TSD; Table 6.2.1, pg 6-3 and Table 6.2.5, pg 6-7; found at: : https://www.regulations.gov/document?D=EERE-2006-STD-0127-0097 | Chapter 6 of 2009 TSD; Table 6.2.1, pg 6-3 and Table 6.2.5, pg 6-7; found at: : https://www.regulations.gov/document?D=EERE-2006-STD-0127-0097 | 0 | 0 | NA | NA | 523.4587 | 0 | 0 | 523.4587 | 0 | 0 | 0 | Baseline and measure are at the same efficiency level. Source: 2009 TSD, Chapter 8, Table 8.2.12, pg 8-18 and Table 8.2.41, pg 8-38 | Baseline and measure are at the same efficiency level. Assuming no incremental cost. | Baseline and measure are at the same efficiency level. Assuming no incremental cost. | 0 | 0 | No applicable non-energy benefits | No applicable non-energy benefits | 100% | Equipment 100% technically feasible within end use | System | System
Pierce CountyMultifamily - Highly ImpactedCooking Range1Existing | Pierce CountyMultifamily - Highly ImpactedCooking RangeExisting | Pierce County | Multifamily - Highly Impacted | Cooking Range | 1 | Federal Standard 2012 Cooking Range | Existing | Cooking Range - Federal Standard 2012 | Federal Standard 2012 Cooking Range | Federal Standard 2012 Cooking Range | per Home | 19 | Chapter 8 of 2009 TSD; Table 8.2.43, pg 8-39; found at: : https://www.regulations.gov/document?D=EERE-2006-STD-0127-0097 | 7.2 | 7.2 | Chapter 6 of 2009 TSD; Table 6.2.1, pg 6-3 and Table 6.2.5, pg 6-7; found at: : https://www.regulations.gov/document?D=EERE-2006-STD-0127-0097 | Chapter 6 of 2009 TSD; Table 6.2.1, pg 6-3 and Table 6.2.5, pg 6-7; found at: : https://www.regulations.gov/document?D=EERE-2006-STD-0127-0097 | 0 | 0 | NA | NA | 523.4587 | 0 | 0 | 523.4587 | 0 | 0 | 0 | Baseline and measure are at the same efficiency level. Source: 2009 TSD, Chapter 8, Table 8.2.12, pg 8-18 and Table 8.2.41, pg 8-38 | Baseline and measure are at the same efficiency level. Assuming no incremental cost. | Baseline and measure are at the same efficiency level. Assuming no incremental cost. | 0 | 0 | No applicable non-energy benefits | No applicable non-energy benefits | 100% | Equipment 100% technically feasible within end use | System | System
Pierce CountyMultifamily - Highly ImpactedCooking Range1New | Pierce CountyMultifamily - Highly ImpactedCooking RangeNew | Pierce County | Multifamily - Highly Impacted | Cooking Range | 1 | Federal Standard 2012 Cooking Range | New | Cooking Range - Federal Standard 2012 | Federal Standard 2012 Cooking Range | Federal Standard 2012 Cooking Range | per Home | 19 | Chapter 8 of 2009 TSD; Table 8.2.43, pg 8-39; found at: : https://www.regulations.gov/document?D=EERE-2006-STD-0127-0097 | 7.2 | 7.2 | Chapter 6 of 2009 TSD; Table 6.2.1, pg 6-3 and Table 6.2.5, pg 6-7; found at: : https://www.regulations.gov/document?D=EERE-2006-STD-0127-0097 | Chapter 6 of 2009 TSD; Table 6.2.1, pg 6-3 and Table 6.2.5, pg 6-7; found at: : https://www.regulations.gov/document?D=EERE-2006-STD-0127-0097 | 0 | 0 | NA | NA | 523.4587 | 0 | 0 | 523.4587 | 0 | 0 | 0 | Baseline and measure are at the same efficiency level. Source: 2009 TSD, Chapter 8, Table 8.2.12, pg 8-18 and Table 8.2.41, pg 8-38 | Baseline and measure are at the same efficiency level. Assuming no incremental cost. | Baseline and measure are at the same efficiency level. Assuming no incremental cost. | 0 | 0 | No applicable non-energy benefits | No applicable non-energy benefits | 100% | Equipment 100% technically feasible within end use | System | System
Pierce CountyManufacturedCooking Range1Existing | Pierce CountyManufacturedCooking RangeExisting | Pierce County | Manufactured | Cooking Range | 1 | Federal Standard 2012 Cooking Range | Existing | Cooking Range - Federal Standard 2012 | Federal Standard 2012 Cooking Range | Federal Standard 2012 Cooking Range | per Home | 19 | Chapter 8 of 2009 TSD; Table 8.2.43, pg 8-39; found at: : https://www.regulations.gov/document?D=EERE-2006-STD-0127-0097 | 7.2 | 7.2 | Chapter 6 of 2009 TSD; Table 6.2.1, pg 6-3 and Table 6.2.5, pg 6-7; found at: : https://www.regulations.gov/document?D=EERE-2006-STD-0127-0097 | Chapter 6 of 2009 TSD; Table 6.2.1, pg 6-3 and Table 6.2.5, pg 6-7; found at: : https://www.regulations.gov/document?D=EERE-2006-STD-0127-0097 | 0 | 0 | NA | NA | 523.4587 | 0 | 0 | 523.4587 | 0 | 0 | 0 | Baseline and measure are at the same efficiency level. Source: 2009 TSD, Chapter 8, Table 8.2.12, pg 8-18 and Table 8.2.41, pg 8-38 | Baseline and measure are at the same efficiency level. Assuming no incremental cost. | Baseline and measure are at the same efficiency level. Assuming no incremental cost. | 0 | 0 | No applicable non-energy benefits | No applicable non-energy benefits | 100% | Equipment 100% technically feasible within end use | System | System
Pierce CountyManufacturedCooking Range1New | Pierce CountyManufacturedCooking RangeNew | Pierce County | Manufactured | Cooking Range | 1 | Federal Standard 2012 Cooking Range | New | Cooking Range - Federal Standard 2012 | Federal Standard 2012 Cooking Range | Federal Standard 2012 Cooking Range | per Home | 19 | Chapter 8 of 2009 TSD; Table 8.2.43, pg 8-39; found at: : https://www.regulations.gov/document?D=EERE-2006-STD-0127-0097 | 7.2 | 7.2 | Chapter 6 of 2009 TSD; Table 6.2.1, pg 6-3 and Table 6.2.5, pg 6-7; found at: : https://www.regulations.gov/document?D=EERE-2006-STD-0127-0097 | Chapter 6 of 2009 TSD; Table 6.2.1, pg 6-3 and Table 6.2.5, pg 6-7; found at: : https://www.regulations.gov/document?D=EERE-2006-STD-0127-0097 | 0 | 0 | NA | NA | 523.4587 | 0 | 0 | 523.4587 | 0 | 0 | 0 | Baseline and measure are at the same efficiency level. Source: 2009 TSD, Chapter 8, Table 8.2.12, pg 8-18 and Table 8.2.41, pg 8-38 | Baseline and measure are at the same efficiency level. Assuming no incremental cost. | Baseline and measure are at the same efficiency level. Assuming no incremental cost. | 0 | 0 | No applicable non-energy benefits | No applicable non-energy benefits | 100% | Equipment 100% technically feasible within end use | System | System
Pierce CountyManufactured - Highly ImpactedCooking Range1Existing | Pierce CountyManufactured - Highly ImpactedCooking RangeExisting | Pierce County | Manufactured - Highly Impacted | Cooking Range | 1 | Federal Standard 2012 Cooking Range | Existing | Cooking Range - Federal Standard 2012 | Federal Standard 2012 Cooking Range | Federal Standard 2012 Cooking Range | per Home | 19 | Chapter 8 of 2009 TSD; Table 8.2.43, pg 8-39; found at: : https://www.regulations.gov/document?D=EERE-2006-STD-0127-0097 | 7.2 | 7.2 | Chapter 6 of 2009 TSD; Table 6.2.1, pg 6-3 and Table 6.2.5, pg 6-7; found at: : https://www.regulations.gov/document?D=EERE-2006-STD-0127-0097 | Chapter 6 of 2009 TSD; Table 6.2.1, pg 6-3 and Table 6.2.5, pg 6-7; found at: : https://www.regulations.gov/document?D=EERE-2006-STD-0127-0097 | 0 | 0 | NA | NA | 523.4587 | 0 | 0 | 523.4587 | 0 | 0 | 0 | Baseline and measure are at the same efficiency level. Source: 2009 TSD, Chapter 8, Table 8.2.12, pg 8-18 and Table 8.2.41, pg 8-38 | Baseline and measure are at the same efficiency level. Assuming no incremental cost. | Baseline and measure are at the same efficiency level. Assuming no incremental cost. | 0 | 0 | No applicable non-energy benefits | No applicable non-energy benefits | 100% | Equipment 100% technically feasible within end use | System | System
Pierce CountyManufactured - Highly ImpactedCooking Range1New | Pierce CountyManufactured - Highly ImpactedCooking RangeNew | Pierce County | Manufactured - Highly Impacted | Cooking Range | 1 | Federal Standard 2012 Cooking Range | New | Cooking Range - Federal Standard 2012 | Federal Standard 2012 Cooking Range | Federal Standard 2012 Cooking Range | per Home | 19 | Chapter 8 of 2009 TSD; Table 8.2.43, pg 8-39; found at: : https://www.regulations.gov/document?D=EERE-2006-STD-0127-0097 | 7.2 | 7.2 | Chapter 6 of 2009 TSD; Table 6.2.1, pg 6-3 and Table 6.2.5, pg 6-7; found at: : https://www.regulations.gov/document?D=EERE-2006-STD-0127-0097 | Chapter 6 of 2009 TSD; Table 6.2.1, pg 6-3 and Table 6.2.5, pg 6-7; found at: : https://www.regulations.gov/document?D=EERE-2006-STD-0127-0097 | 0 | 0 | NA | NA | 523.4587 | 0 | 0 | 523.4587 | 0 | 0 | 0 | Baseline and measure are at the same efficiency level. Source: 2009 TSD, Chapter 8, Table 8.2.12, pg 8-18 and Table 8.2.41, pg 8-38 | Baseline and measure are at the same efficiency level. Assuming no incremental cost. | Baseline and measure are at the same efficiency level. Assuming no incremental cost. | 0 | 0 | No applicable non-energy benefits | No applicable non-energy benefits | 100% | Equipment 100% technically feasible within end use | System | System
Pierce CountySingle FamilyOther1Existing | Pierce CountySingle FamilyOtherExisting | Pierce County | Single Family | Other | 1 | Standard Other Equipment | Existing | Other - Standard | Standard Other Equipment | Standard Other Equipment | per Home | 10 | Potential study model calibration end use. Setting EUL to 10 years based on Engineering Judgment | 0 | 0 | Potential study model calibration end use and therefore assigned UEC of 0 | Potential study model calibration end use and therefore assigned UEC of 0 | 0 | 0 | NA | NA | 0 | 0 | 0 | 0 | 0 | 0 | 0 | Baseline and measure are identical, default to zero | Baseline and measure are identical, default to zero | Baseline and measure are identical, default to zero | 0 | 0 | No applicable non-energy benefits | No applicable non-energy benefits | 100% | Equipment 100% technically feasible within end use | System | System
Pierce CountySingle FamilyOther1New | Pierce CountySingle FamilyOtherNew | Pierce County | Single Family | Other | 1 | Standard Other Equipment | New | Other - Standard | Standard Other Equipment | Standard Other Equipment | per Home | 10 | Potential study model calibration end use. Setting EUL to 10 years based on Engineering Judgment | 0 | 0 | Potential study model calibration end use and therefore assigned UEC of 0 | Potential study model calibration end use and therefore assigned UEC of 0 | 0 | 0 | NA | NA | 0 | 0 | 0 | 0 | 0 | 0 | 0 | Baseline and measure are identical, default to zero | Baseline and measure are identical, default to zero | Baseline and measure are identical, default to zero | 0 | 0 | No applicable non-energy benefits | No applicable non-energy benefits | 100% | Equipment 100% technically feasible within end use | System | System
Pierce CountySingle Family - Highly ImpactedOther1Existing | Pierce CountySingle Family - Highly ImpactedOtherExisting | Pierce County | Single Family - Highly Impacted | Other | 1 | Standard Other Equipment | Existing | Other - Standard | Standard Other Equipment | Standard Other Equipment | per Home | 10 | Potential study model calibration end use. Setting EUL to 10 years based on Engineering Judgment | 0 | 0 | Potential study model calibration end use and therefore assigned UEC of 0 | Potential study model calibration end use and therefore assigned UEC of 0 | 0 | 0 | NA | NA | 0 | 0 | 0 | 0 | 0 | 0 | 0 | Baseline and measure are identical, default to zero | Baseline and measure are identical, default to zero | Baseline and measure are identical, default to zero | 0 | 0 | No applicable non-energy benefits | No applicable non-energy benefits | 100% | Equipment 100% technically feasible within end use | System | System
Pierce CountySingle Family - Highly ImpactedOther1New | Pierce CountySingle Family - Highly ImpactedOtherNew | Pierce County | Single Family - Highly Impacted | Other | 1 | Standard Other Equipment | New | Other - Standard | Standard Other Equipment | Standard Other Equipment | per Home | 10 | Potential study model calibration end use. Setting EUL to 10 years based on Engineering Judgment | 0 | 0 | Potential study model calibration end use and therefore assigned UEC of 0 | Potential study model calibration end use and therefore assigned UEC of 0 | 0 | 0 | NA | NA | 0 | 0 | 0 | 0 | 0 | 0 | 0 | Baseline and measure are identical, default to zero | Baseline and measure are identical, default to zero | Baseline and measure are identical, default to zero | 0 | 0 | No applicable non-energy benefits | No applicable non-energy benefits | 100% | Equipment 100% technically feasible within end use | System | System
Pierce CountyMultifamilyOther1Existing | Pierce CountyMultifamilyOtherExisting | Pierce County | Multifamily | Other | 1 | Standard Other Equipment | Existing | Other - Standard | Standard Other Equipment | Standard Other Equipment | per Home | 10 | Potential study model calibration end use. Setting EUL to 10 years based on Engineering Judgment | 0 | 0 | Potential study model calibration end use and therefore assigned UEC of 0 | Potential study model calibration end use and therefore assigned UEC of 0 | 0 | 0 | NA | NA | 0 | 0 | 0 | 0 | 0 | 0 | 0 | Baseline and measure are identical, default to zero | Baseline and measure are identical, default to zero | Baseline and measure are identical, default to zero | 0 | 0 | No applicable non-energy benefits | No applicable non-energy benefits | 100% | Equipment 100% technically feasible within end use | System | System
Pierce CountyMultifamilyOther1New | Pierce CountyMultifamilyOtherNew | Pierce County | Multifamily | Other | 1 | Standard Other Equipment | New | Other - Standard | Standard Other Equipment | Standard Other Equipment | per Home | 10 | Potential study model calibration end use. Setting EUL to 10 years based on Engineering Judgment | 0 | 0 | Potential study model calibration end use and therefore assigned UEC of 0 | Potential study model calibration end use and therefore assigned UEC of 0 | 0 | 0 | NA | NA | 0 | 0 | 0 | 0 | 0 | 0 | 0 | Baseline and measure are identical, default to zero | Baseline and measure are identical, default to zero | Baseline and measure are identical, default to zero | 0 | 0 | No applicable non-energy benefits | No applicable non-energy benefits | 100% | Equipment 100% technically feasible within end use | System | System
Pierce CountyMultifamily - Highly ImpactedOther1Existing | Pierce CountyMultifamily - Highly ImpactedOtherExisting | Pierce County | Multifamily - Highly Impacted | Other | 1 | Standard Other Equipment | Existing | Other - Standard | Standard Other Equipment | Standard Other Equipment | per Home | 10 | Potential study model calibration end use. Setting EUL to 10 years based on Engineering Judgment | 0 | 0 | Potential study model calibration end use and therefore assigned UEC of 0 | Potential study model calibration end use and therefore assigned UEC of 0 | 0 | 0 | NA | NA | 0 | 0 | 0 | 0 | 0 | 0 | 0 | Baseline and measure are identical, default to zero | Baseline and measure are identical, default to zero | Baseline and measure are identical, default to zero | 0 | 0 | No applicable non-energy benefits | No applicable non-energy benefits | 100% | Equipment 100% technically feasible within end use | System | System
Pierce CountyMultifamily - Highly ImpactedOther1New | Pierce CountyMultifamily - Highly ImpactedOtherNew | Pierce County | Multifamily - Highly Impacted | Other | 1 | Standard Other Equipment | New | Other - Standard | Standard Other Equipment | Standard Other Equipment | per Home | 10 | Potential study model calibration end use. Setting EUL to 10 years based on Engineering Judgment | 0 | 0 | Potential study model calibration end use and therefore assigned UEC of 0 | Potential study model calibration end use and therefore assigned UEC of 0 | 0 | 0 | NA | NA | 0 | 0 | 0 | 0 | 0 | 0 | 0 | Baseline and measure are identical, default to zero | Baseline and measure are identical, default to zero | Baseline and measure are identical, default to zero | 0 | 0 | No applicable non-energy benefits | No applicable non-energy benefits | 100% | Equipment 100% technically feasible within end use | System | System
Pierce CountyManufacturedOther1Existing | Pierce CountyManufacturedOtherExisting | Pierce County | Manufactured | Other | 1 | Standard Other Equipment | Existing | Other - Standard | Standard Other Equipment | Standard Other Equipment | per Home | 10 | Potential study model calibration end use. Setting EUL to 10 years based on Engineering Judgment | 0 | 0 | Potential study model calibration end use and therefore assigned UEC of 0 | Potential study model calibration end use and therefore assigned UEC of 0 | 0 | 0 | NA | NA | 0 | 0 | 0 | 0 | 0 | 0 | 0 | Baseline and measure are identical, default to zero | Baseline and measure are identical, default to zero | Baseline and measure are identical, default to zero | 0 | 0 | No applicable non-energy benefits | No applicable non-energy benefits | 100% | Equipment 100% technically feasible within end use | System | System
Pierce CountyManufacturedOther1New | Pierce CountyManufacturedOtherNew | Pierce County | Manufactured | Other | 1 | Standard Other Equipment | New | Other - Standard | Standard Other Equipment | Standard Other Equipment | per Home | 10 | Potential study model calibration end use. Setting EUL to 10 years based on Engineering Judgment | 0 | 0 | Potential study model calibration end use and therefore assigned UEC of 0 | Potential study model calibration end use and therefore assigned UEC of 0 | 0 | 0 | NA | NA | 0 | 0 | 0 | 0 | 0 | 0 | 0 | Baseline and measure are identical, default to zero | Baseline and measure are identical, default to zero | Baseline and measure are identical, default to zero | 0 | 0 | No applicable non-energy benefits | No applicable non-energy benefits | 100% | Equipment 100% technically feasible within end use | System | System
Pierce CountyManufactured - Highly ImpactedOther1Existing | Pierce CountyManufactured - Highly ImpactedOtherExisting | Pierce County | Manufactured - Highly Impacted | Other | 1 | Standard Other Equipment | Existing | Other - Standard | Standard Other Equipment | Standard Other Equipment | per Home | 10 | Potential study model calibration end use. Setting EUL to 10 years based on Engineering Judgment | 0 | 0 | Potential study model calibration end use and therefore assigned UEC of 0 | Potential study model calibration end use and therefore assigned UEC of 0 | 0 | 0 | NA | NA | 0 | 0 | 0 | 0 | 0 | 0 | 0 | Baseline and measure are identical, default to zero | Baseline and measure are identical, default to zero | Baseline and measure are identical, default to zero | 0 | 0 | No applicable non-energy benefits | No applicable non-energy benefits | 100% | Equipment 100% technically feasible within end use | System | System
Pierce CountyManufactured - Highly ImpactedOther1New | Pierce CountyManufactured - Highly ImpactedOtherNew | Pierce County | Manufactured - Highly Impacted | Other | 1 | Standard Other Equipment | New | Other - Standard | Standard Other Equipment | Standard Other Equipment | per Home | 10 | Potential study model calibration end use. Setting EUL to 10 years based on Engineering Judgment | 0 | 0 | Potential study model calibration end use and therefore assigned UEC of 0 | Potential study model calibration end use and therefore assigned UEC of 0 | 0 | 0 | NA | NA | 0 | 0 | 0 | 0 | 0 | 0 | 0 | Baseline and measure are identical, default to zero | Baseline and measure are identical, default to zero | Baseline and measure are identical, default to zero | 0 | 0 | No applicable non-energy benefits | No applicable non-energy benefits | 100% | Equipment 100% technically feasible within end use | System | System
Pierce CountySingle FamilyDryer1Existing | Pierce CountySingle FamilyDryerExisting | Pierce County | Single Family | Dryer | 1 | Below Standard Dryer - CEF/EF 1.57/1.82 (Gas Dryer) | Existing | Dryer - Below Standard | Below Standard Dryer - CEF/EF 1.57/1.82 (Gas Dryer) | Below Standard Dryer - CEF/EF 1.57/1.82 (Gas Dryer) | per Home | 6 | Assuming half the measure life for below standard equipment. | 46.7761 | 46.7761 | Savings methodology based on New York Standard Approach for Estimating Energy, v9 | Savings methodology based on New York Standard Approach for Estimating Energy, v9 | 0 | 0 | NA | NA | 0 | 0 | 0 | 0 | 0 | 0 | 0 | Baseline and measure are at the same efficiency level. Assuming no incremental cost. | No cost | No cost | 0 | 0 | No applicable non-energy benefits | No applicable non-energy benefits | 100% | Equipment 100% technically feasible within end use | System | System
Pierce CountySingle FamilyDryer1New | Pierce CountySingle FamilyDryerNew | Pierce County | Single Family | Dryer | 1 | Below Standard Dryer - CEF/EF 1.57/1.82 (Gas Dryer) | New | Dryer - Below Standard | Below Standard Dryer - CEF/EF 1.57/1.82 (Gas Dryer) | Below Standard Dryer - CEF/EF 1.57/1.82 (Gas Dryer) | per Home | 6 | Assuming half the measure life for below standard equipment. | 46.7761 | 46.7761 | Savings methodology based on New York Standard Approach for Estimating Energy, v9 | Savings methodology based on New York Standard Approach for Estimating Energy, v9 | 0 | 0 | NA | NA | 0 | 0 | 0 | 0 | 0 | 0 | 0 | Baseline and measure are at the same efficiency level. Assuming no incremental cost. | No cost | No cost | 0 | 0 | No applicable non-energy benefits | No applicable non-energy benefits | 100% | Equipment 100% technically feasible within end use | System | System
Pierce CountySingle Family - Highly ImpactedDryer1Existing | Pierce CountySingle Family - Highly ImpactedDryerExisting | Pierce County | Single Family - Highly Impacted | Dryer | 1 | Below Standard Dryer - CEF/EF 1.57/1.82 (Gas Dryer) | Existing | Dryer - Below Standard | Below Standard Dryer - CEF/EF 1.57/1.82 (Gas Dryer) | Below Standard Dryer - CEF/EF 1.57/1.82 (Gas Dryer) | per Home | 6 | Assuming half the measure life for below standard equipment. | 46.7761 | 46.7761 | Savings methodology based on New York Standard Approach for Estimating Energy, v9 | Savings methodology based on New York Standard Approach for Estimating Energy, v9 | 0 | 0 | NA | NA | 0 | 0 | 0 | 0 | 0 | 0 | 0 | Baseline and measure are at the same efficiency level. Assuming no incremental cost. | No cost | No cost | 0 | 0 | No applicable non-energy benefits | No applicable non-energy benefits | 100% | Equipment 100% technically feasible within end use | System | System
Pierce CountySingle Family - Highly ImpactedDryer1New | Pierce CountySingle Family - Highly ImpactedDryerNew | Pierce County | Single Family - Highly Impacted | Dryer | 1 | Below Standard Dryer - CEF/EF 1.57/1.82 (Gas Dryer) | New | Dryer - Below Standard | Below Standard Dryer - CEF/EF 1.57/1.82 (Gas Dryer) | Below Standard Dryer - CEF/EF 1.57/1.82 (Gas Dryer) | per Home | 6 | Assuming half the measure life for below standard equipment. | 46.7761 | 46.7761 | Savings methodology based on New York Standard Approach for Estimating Energy, v9 | Savings methodology based on New York Standard Approach for Estimating Energy, v9 | 0 | 0 | NA | NA | 0 | 0 | 0 | 0 | 0 | 0 | 0 | Baseline and measure are at the same efficiency level. Assuming no incremental cost. | No cost | No cost | 0 | 0 | No applicable non-energy benefits | No applicable non-energy benefits | 100% | Equipment 100% technically feasible within end use | System | System
Pierce CountyMultifamilyDryer1Existing | Pierce CountyMultifamilyDryerExisting | Pierce County | Multifamily | Dryer | 1 | Below Standard Dryer - CEF/EF 1.57/1.82 (Gas Dryer) | Existing | Dryer - Below Standard | Below Standard Dryer - CEF/EF 1.57/1.82 (Gas Dryer) | Below Standard Dryer - CEF/EF 1.57/1.82 (Gas Dryer) | per Home | 6 | Assuming half the measure life for below standard equipment. | 46.7761 | 46.7761 | Savings methodology based on New York Standard Approach for Estimating Energy, v9 | Savings methodology based on New York Standard Approach for Estimating Energy, v9 | 0 | 0 | NA | NA | 0 | 0 | 0 | 0 | 0 | 0 | 0 | Baseline and measure are at the same efficiency level. Assuming no incremental cost. | No cost | No cost | 0 | 0 | No applicable non-energy benefits | No applicable non-energy benefits | 100% | Equipment 100% technically feasible within end use | System | System
Pierce CountyMultifamilyDryer1New | Pierce CountyMultifamilyDryerNew | Pierce County | Multifamily | Dryer | 1 | Below Standard Dryer - CEF/EF 1.57/1.82 (Gas Dryer) | New | Dryer - Below Standard | Below Standard Dryer - CEF/EF 1.57/1.82 (Gas Dryer) | Below Standard Dryer - CEF/EF 1.57/1.82 (Gas Dryer) | per Home | 6 | Assuming half the measure life for below standard equipment. | 46.7761 | 46.7761 | Savings methodology based on New York Standard Approach for Estimating Energy, v9 | Savings methodology based on New York Standard Approach for Estimating Energy, v9 | 0 | 0 | NA | NA | 0 | 0 | 0 | 0 | 0 | 0 | 0 | Baseline and measure are at the same efficiency level. Assuming no incremental cost. | No cost | No cost | 0 | 0 | No applicable non-energy benefits | No applicable non-energy benefits | 100% | Equipment 100% technically feasible within end use | System | System
Pierce CountyMultifamily - Highly ImpactedDryer1Existing | Pierce CountyMultifamily - Highly ImpactedDryerExisting | Pierce County | Multifamily - Highly Impacted | Dryer | 1 | Below Standard Dryer - CEF/EF 1.57/1.82 (Gas Dryer) | Existing | Dryer - Below Standard | Below Standard Dryer - CEF/EF 1.57/1.82 (Gas Dryer) | Below Standard Dryer - CEF/EF 1.57/1.82 (Gas Dryer) | per Home | 6 | Assuming half the measure life for below standard equipment. | 46.7761 | 46.7761 | Savings methodology based on New York Standard Approach for Estimating Energy, v9 | Savings methodology based on New York Standard Approach for Estimating Energy, v9 | 0 | 0 | NA | NA | 0 | 0 | 0 | 0 | 0 | 0 | 0 | Baseline and measure are at the same efficiency level. Assuming no incremental cost. | No cost | No cost | 0 | 0 | No applicable non-energy benefits | No applicable non-energy benefits | 100% | Equipment 100% technically feasible within end use | System | System
Pierce CountyMultifamily - Highly ImpactedDryer1New | Pierce CountyMultifamily - Highly ImpactedDryerNew | Pierce County | Multifamily - Highly Impacted | Dryer | 1 | Below Standard Dryer - CEF/EF 1.57/1.82 (Gas Dryer) | New | Dryer - Below Standard | Below Standard Dryer - CEF/EF 1.57/1.82 (Gas Dryer) | Below Standard Dryer - CEF/EF 1.57/1.82 (Gas Dryer) | per Home | 6 | Assuming half the measure life for below standard equipment. | 46.7761 | 46.7761 | Savings methodology based on New York Standard Approach for Estimating Energy, v9 | Savings methodology based on New York Standard Approach for Estimating Energy, v9 | 0 | 0 | NA | NA | 0 | 0 | 0 | 0 | 0 | 0 | 0 | Baseline and measure are at the same efficiency level. Assuming no incremental cost. | No cost | No cost | 0 | 0 | No applicable non-energy benefits | No applicable non-energy benefits | 100% | Equipment 100% technically feasible within end use | System | System
Pierce CountyManufacturedDryer1Existing | Pierce CountyManufacturedDryerExisting | Pierce County | Manufactured | Dryer | 1 | Below Standard Dryer - CEF/EF 1.57/1.82 (Gas Dryer) | Existing | Dryer - Below Standard | Below Standard Dryer - CEF/EF 1.57/1.82 (Gas Dryer) | Below Standard Dryer - CEF/EF 1.57/1.82 (Gas Dryer) | per Home | 6 | Assuming half the measure life for below standard equipment. | 46.7761 | 46.7761 | Savings methodology based on New York Standard Approach for Estimating Energy, v9 | Savings methodology based on New York Standard Approach for Estimating Energy, v9 | 0 | 0 | NA | NA | 0 | 0 | 0 | 0 | 0 | 0 | 0 | Baseline and measure are at the same efficiency level. Assuming no incremental cost. | No cost | No cost | 0 | 0 | No applicable non-energy benefits | No applicable non-energy benefits | 100% | Equipment 100% technically feasible within end use | System | System
Pierce CountyManufacturedDryer1New | Pierce CountyManufacturedDryerNew | Pierce County | Manufactured | Dryer | 1 | Below Standard Dryer - CEF/EF 1.57/1.82 (Gas Dryer) | New | Dryer - Below Standard | Below Standard Dryer - CEF/EF 1.57/1.82 (Gas Dryer) | Below Standard Dryer - CEF/EF 1.57/1.82 (Gas Dryer) | per Home | 6 | Assuming half the measure life for below standard equipment. | 46.7761 | 46.7761 | Savings methodology based on New York Standard Approach for Estimating Energy, v9 | Savings methodology based on New York Standard Approach for Estimating Energy, v9 | 0 | 0 | NA | NA | 0 | 0 | 0 | 0 | 0 | 0 | 0 | Baseline and measure are at the same efficiency level. Assuming no incremental cost. | No cost | No cost | 0 | 0 | No applicable non-energy benefits | No applicable non-energy benefits | 100% | Equipment 100% technically feasible within end use | System | System
Pierce CountyManufactured - Highly ImpactedDryer1Existing | Pierce CountyManufactured - Highly ImpactedDryerExisting | Pierce County | Manufactured - Highly Impacted | Dryer | 1 | Below Standard Dryer - CEF/EF 1.57/1.82 (Gas Dryer) | Existing | Dryer - Below Standard | Below Standard Dryer - CEF/EF 1.57/1.82 (Gas Dryer) | Below Standard Dryer - CEF/EF 1.57/1.82 (Gas Dryer) | per Home | 6 | Assuming half the measure life for below standard equipment. | 46.7761 | 46.7761 | Savings methodology based on New York Standard Approach for Estimating Energy, v9 | Savings methodology based on New York Standard Approach for Estimating Energy, v9 | 0 | 0 | NA | NA | 0 | 0 | 0 | 0 | 0 | 0 | 0 | Baseline and measure are at the same efficiency level. Assuming no incremental cost. | No cost | No cost | 0 | 0 | No applicable non-energy benefits | No applicable non-energy benefits | 100% | Equipment 100% technically feasible within end use | System | System
Pierce CountyManufactured - Highly ImpactedDryer1New | Pierce CountyManufactured - Highly ImpactedDryerNew | Pierce County | Manufactured - Highly Impacted | Dryer | 1 | Below Standard Dryer - CEF/EF 1.57/1.82 (Gas Dryer) | New | Dryer - Below Standard | Below Standard Dryer - CEF/EF 1.57/1.82 (Gas Dryer) | Below Standard Dryer - CEF/EF 1.57/1.82 (Gas Dryer) | per Home | 6 | Assuming half the measure life for below standard equipment. | 46.7761 | 46.7761 | Savings methodology based on New York Standard Approach for Estimating Energy, v9 | Savings methodology based on New York Standard Approach for Estimating Energy, v9 | 0 | 0 | NA | NA | 0 | 0 | 0 | 0 | 0 | 0 | 0 | Baseline and measure are at the same efficiency level. Assuming no incremental cost. | No cost | No cost | 0 | 0 | No applicable non-energy benefits | No applicable non-energy benefits | 100% | Equipment 100% technically feasible within end use | System | System
Pierce CountySingle FamilyDryer2Existing | Pierce CountySingle FamilyDryerExisting | Pierce County | Single Family | Dryer | 2 | Federal Standard 2015 Dryer - CEF/EF 2.84/3.30 (Gas Dryer) | Existing | Dryer - Federal Standard 2015 | Federal Standard 2015 Dryer - CEF/EF 2.84/3.30 (Gas Dryer) | Federal Standard 2015 Dryer - CEF/EF 2.84/3.30 (Gas Dryer) | per Home | 12 | RTF; ResClothesDryers_v4_2 | 25.7977 | 25.7977 | Savings methodology based on New York Standard Approach for Estimating Energy, v9 | Savings methodology based on New York Standard Approach for Estimating Energy, v9 | 0 | 0 | NA | NA | 0 | 0 | 0 | 0 | 0 | 0 | 0 | Baseline and measure are at the same efficiency level. Assuming no incremental cost. | No cost | No cost | 0 | 0 | No applicable non-energy benefits | No applicable non-energy benefits | 100% | Equipment 100% technically feasible within end use | System | System
Pierce CountySingle FamilyDryer2New | Pierce CountySingle FamilyDryerNew | Pierce County | Single Family | Dryer | 2 | Federal Standard 2015 Dryer - CEF/EF 2.84/3.30 (Gas Dryer) | New | Dryer - Federal Standard 2015 | Federal Standard 2015 Dryer - CEF/EF 2.84/3.30 (Gas Dryer) | Federal Standard 2015 Dryer - CEF/EF 2.84/3.30 (Gas Dryer) | per Home | 12 | RTF; ResClothesDryers_v4_2 | 25.7977 | 25.7977 | Savings methodology based on New York Standard Approach for Estimating Energy, v9 | Savings methodology based on New York Standard Approach for Estimating Energy, v9 | 0 | 0 | NA | NA | 0 | 0 | 0 | 0 | 0 | 0 | 0 | Baseline and measure are at the same efficiency level. Assuming no incremental cost. | No cost | No cost | 0 | 0 | No applicable non-energy benefits | No applicable non-energy benefits | 100% | Equipment 100% technically feasible within end use | System | System
Pierce CountySingle Family - Highly ImpactedDryer2Existing | Pierce CountySingle Family - Highly ImpactedDryerExisting | Pierce County | Single Family - Highly Impacted | Dryer | 2 | Federal Standard 2015 Dryer - CEF/EF 2.84/3.30 (Gas Dryer) | Existing | Dryer - Federal Standard 2015 | Federal Standard 2015 Dryer - CEF/EF 2.84/3.30 (Gas Dryer) | Federal Standard 2015 Dryer - CEF/EF 2.84/3.30 (Gas Dryer) | per Home | 12 | RTF; ResClothesDryers_v4_2 | 25.7977 | 25.7977 | Savings methodology based on New York Standard Approach for Estimating Energy, v9 | Savings methodology based on New York Standard Approach for Estimating Energy, v9 | 0 | 0 | NA | NA | 0 | 0 | 0 | 0 | 0 | 0 | 0 | Baseline and measure are at the same efficiency level. Assuming no incremental cost. | No cost | No cost | 0 | 0 | No applicable non-energy benefits | No applicable non-energy benefits | 100% | Equipment 100% technically feasible within end use | System | System
Pierce CountySingle Family - Highly ImpactedDryer2New | Pierce CountySingle Family - Highly ImpactedDryerNew | Pierce County | Single Family - Highly Impacted | Dryer | 2 | Federal Standard 2015 Dryer - CEF/EF 2.84/3.30 (Gas Dryer) | New | Dryer - Federal Standard 2015 | Federal Standard 2015 Dryer - CEF/EF 2.84/3.30 (Gas Dryer) | Federal Standard 2015 Dryer - CEF/EF 2.84/3.30 (Gas Dryer) | per Home | 12 | RTF; ResClothesDryers_v4_2 | 25.7977 | 25.7977 | Savings methodology based on New York Standard Approach for Estimating Energy, v9 | Savings methodology based on New York Standard Approach for Estimating Energy, v9 | 0 | 0 | NA | NA | 0 | 0 | 0 | 0 | 0 | 0 | 0 | Baseline and measure are at the same efficiency level. Assuming no incremental cost. | No cost | No cost | 0 | 0 | No applicable non-energy benefits | No applicable non-energy benefits | 100% | Equipment 100% technically feasible within end use | System | System
Pierce CountyMultifamilyDryer2Existing | Pierce CountyMultifamilyDryerExisting | Pierce County | Multifamily | Dryer | 2 | Federal Standard 2015 Dryer - CEF/EF 2.84/3.30 (Gas Dryer) | Existing | Dryer - Federal Standard 2015 | Federal Standard 2015 Dryer - CEF/EF 2.84/3.30 (Gas Dryer) | Federal Standard 2015 Dryer - CEF/EF 2.84/3.30 (Gas Dryer) | per Home | 12 | RTF; ResClothesDryers_v4_2 | 25.7977 | 25.7977 | Savings methodology based on New York Standard Approach for Estimating Energy, v9 | Savings methodology based on New York Standard Approach for Estimating Energy, v9 | 0 | 0 | NA | NA | 0 | 0 | 0 | 0 | 0 | 0 | 0 | Baseline and measure are at the same efficiency level. Assuming no incremental cost. | No cost | No cost | 0 | 0 | No applicable non-energy benefits | No applicable non-energy benefits | 100% | Equipment 100% technically feasible within end use | System | System
Pierce CountyMultifamilyDryer2New | Pierce CountyMultifamilyDryerNew | Pierce County | Multifamily | Dryer | 2 | Federal Standard 2015 Dryer - CEF/EF 2.84/3.30 (Gas Dryer) | New | Dryer - Federal Standard 2015 | Federal Standard 2015 Dryer - CEF/EF 2.84/3.30 (Gas Dryer) | Federal Standard 2015 Dryer - CEF/EF 2.84/3.30 (Gas Dryer) | per Home | 12 | RTF; ResClothesDryers_v4_2 | 25.7977 | 25.7977 | Savings methodology based on New York Standard Approach for Estimating Energy, v9 | Savings methodology based on New York Standard Approach for Estimating Energy, v9 | 0 | 0 | NA | NA | 0 | 0 | 0 | 0 | 0 | 0 | 0 | Baseline and measure are at the same efficiency level. Assuming no incremental cost. | No cost | No cost | 0 | 0 | No applicable non-energy benefits | No applicable non-energy benefits | 100% | Equipment 100% technically feasible within end use | System | System
Pierce CountyMultifamily - Highly ImpactedDryer2Existing | Pierce CountyMultifamily - Highly ImpactedDryerExisting | Pierce County | Multifamily - Highly Impacted | Dryer | 2 | Federal Standard 2015 Dryer - CEF/EF 2.84/3.30 (Gas Dryer) | Existing | Dryer - Federal Standard 2015 | Federal Standard 2015 Dryer - CEF/EF 2.84/3.30 (Gas Dryer) | Federal Standard 2015 Dryer - CEF/EF 2.84/3.30 (Gas Dryer) | per Home | 12 | RTF; ResClothesDryers_v4_2 | 25.7977 | 25.7977 | Savings methodology based on New York Standard Approach for Estimating Energy, v9 | Savings methodology based on New York Standard Approach for Estimating Energy, v9 | 0 | 0 | NA | NA | 0 | 0 | 0 | 0 | 0 | 0 | 0 | Baseline and measure are at the same efficiency level. Assuming no incremental cost. | No cost | No cost | 0 | 0 | No applicable non-energy benefits | No applicable non-energy benefits | 100% | Equipment 100% technically feasible within end use | System | System
Pierce CountyMultifamily - Highly ImpactedDryer2New | Pierce CountyMultifamily - Highly ImpactedDryerNew | Pierce County | Multifamily - Highly Impacted | Dryer | 2 | Federal Standard 2015 Dryer - CEF/EF 2.84/3.30 (Gas Dryer) | New | Dryer - Federal Standard 2015 | Federal Standard 2015 Dryer - CEF/EF 2.84/3.30 (Gas Dryer) | Federal Standard 2015 Dryer - CEF/EF 2.84/3.30 (Gas Dryer) | per Home | 12 | RTF; ResClothesDryers_v4_2 | 25.7977 | 25.7977 | Savings methodology based on New York Standard Approach for Estimating Energy, v9 | Savings methodology based on New York Standard Approach for Estimating Energy, v9 | 0 | 0 | NA | NA | 0 | 0 | 0 | 0 | 0 | 0 | 0 | Baseline and measure are at the same efficiency level. Assuming no incremental cost. | No cost | No cost | 0 | 0 | No applicable non-energy benefits | No applicable non-energy benefits | 100% | Equipment 100% technically feasible within end use | System | System
Pierce CountyManufacturedDryer2Existing | Pierce CountyManufacturedDryerExisting | Pierce County | Manufactured | Dryer | 2 | Federal Standard 2015 Dryer - CEF/EF 2.84/3.30 (Gas Dryer) | Existing | Dryer - Federal Standard 2015 | Federal Standard 2015 Dryer - CEF/EF 2.84/3.30 (Gas Dryer) | Federal Standard 2015 Dryer - CEF/EF 2.84/3.30 (Gas Dryer) | per Home | 12 | RTF; ResClothesDryers_v4_2 | 25.7977 | 25.7977 | Savings methodology based on New York Standard Approach for Estimating Energy, v9 | Savings methodology based on New York Standard Approach for Estimating Energy, v9 | 0 | 0 | NA | NA | 0 | 0 | 0 | 0 | 0 | 0 | 0 | Baseline and measure are at the same efficiency level. Assuming no incremental cost. | No cost | No cost | 0 | 0 | No applicable non-energy benefits | No applicable non-energy benefits | 100% | Equipment 100% technically feasible within end use | System | System
Pierce CountyManufacturedDryer2New | Pierce CountyManufacturedDryerNew | Pierce County | Manufactured | Dryer | 2 | Federal Standard 2015 Dryer - CEF/EF 2.84/3.30 (Gas Dryer) | New | Dryer - Federal Standard 2015 | Federal Standard 2015 Dryer - CEF/EF 2.84/3.30 (Gas Dryer) | Federal Standard 2015 Dryer - CEF/EF 2.84/3.30 (Gas Dryer) | per Home | 12 | RTF; ResClothesDryers_v4_2 | 25.7977 | 25.7977 | Savings methodology based on New York Standard Approach for Estimating Energy, v9 | Savings methodology based on New York Standard Approach for Estimating Energy, v9 | 0 | 0 | NA | NA | 0 | 0 | 0 | 0 | 0 | 0 | 0 | Baseline and measure are at the same efficiency level. Assuming no incremental cost. | No cost | No cost | 0 | 0 | No applicable non-energy benefits | No applicable non-energy benefits | 100% | Equipment 100% technically feasible within end use | System | System
Pierce CountyManufactured - Highly ImpactedDryer2Existing | Pierce CountyManufactured - Highly ImpactedDryerExisting | Pierce County | Manufactured - Highly Impacted | Dryer | 2 | Federal Standard 2015 Dryer - CEF/EF 2.84/3.30 (Gas Dryer) | Existing | Dryer - Federal Standard 2015 | Federal Standard 2015 Dryer - CEF/EF 2.84/3.30 (Gas Dryer) | Federal Standard 2015 Dryer - CEF/EF 2.84/3.30 (Gas Dryer) | per Home | 12 | RTF; ResClothesDryers_v4_2 | 25.7977 | 25.7977 | Savings methodology based on New York Standard Approach for Estimating Energy, v9 | Savings methodology based on New York Standard Approach for Estimating Energy, v9 | 0 | 0 | NA | NA | 0 | 0 | 0 | 0 | 0 | 0 | 0 | Baseline and measure are at the same efficiency level. Assuming no incremental cost. | No cost | No cost | 0 | 0 | No applicable non-energy benefits | No applicable non-energy benefits | 100% | Equipment 100% technically feasible within end use | System | System
Pierce CountyManufactured - Highly ImpactedDryer2New | Pierce CountyManufactured - Highly ImpactedDryerNew | Pierce County | Manufactured - Highly Impacted | Dryer | 2 | Federal Standard 2015 Dryer - CEF/EF 2.84/3.30 (Gas Dryer) | New | Dryer - Federal Standard 2015 | Federal Standard 2015 Dryer - CEF/EF 2.84/3.30 (Gas Dryer) | Federal Standard 2015 Dryer - CEF/EF 2.84/3.30 (Gas Dryer) | per Home | 12 | RTF; ResClothesDryers_v4_2 | 25.7977 | 25.7977 | Savings methodology based on New York Standard Approach for Estimating Energy, v9 | Savings methodology based on New York Standard Approach for Estimating Energy, v9 | 0 | 0 | NA | NA | 0 | 0 | 0 | 0 | 0 | 0 | 0 | Baseline and measure are at the same efficiency level. Assuming no incremental cost. | No cost | No cost | 0 | 0 | No applicable non-energy benefits | No applicable non-energy benefits | 100% | Equipment 100% technically feasible within end use | System | System
Pierce CountySingle FamilyDryer3Existing | Pierce CountySingle FamilyDryerExisting | Pierce County | Single Family | Dryer | 3 | Market Standard Dryer | Existing | Dryer - Market Standard | Market Standard Dryer | Market Standard Dryer | per Home | 12 | RTF; ResClothesDryers_v4_2 | 25.1305 | 25.1305 | RTF; ResClothesDryers_v4_2 | RTF; ResClothesDryers_v4_2 | 0 | 0 | NA | NA | 0 | 0 | 0 | 23.4373 | 0 | 0 | 0 | RTF; ResClothesDryers_v4_2 | No cost | No cost | 0 | 0 | No applicable non-energy benefits | No applicable non-energy benefits | 100% | Equipment 100% technically feasible within end use | System | System
Pierce CountySingle FamilyDryer3New | Pierce CountySingle FamilyDryerNew | Pierce County | Single Family | Dryer | 3 | Market Standard Dryer | New | Dryer - Market Standard | Market Standard Dryer | Market Standard Dryer | per Home | 12 | RTF; ResClothesDryers_v4_2 | 25.1305 | 25.1305 | RTF; ResClothesDryers_v4_2 | RTF; ResClothesDryers_v4_2 | 0 | 0 | NA | NA | 0 | 0 | 0 | 23.4373 | 0 | 0 | 0 | RTF; ResClothesDryers_v4_2 | No cost | No cost | 0 | 0 | No applicable non-energy benefits | No applicable non-energy benefits | 100% | Equipment 100% technically feasible within end use | System | System
Pierce CountySingle Family - Highly ImpactedDryer3Existing | Pierce CountySingle Family - Highly ImpactedDryerExisting | Pierce County | Single Family - Highly Impacted | Dryer | 3 | Market Standard Dryer | Existing | Dryer - Market Standard | Market Standard Dryer | Market Standard Dryer | per Home | 12 | RTF; ResClothesDryers_v4_2 | 25.1305 | 25.1305 | RTF; ResClothesDryers_v4_2 | RTF; ResClothesDryers_v4_2 | 0 | 0 | NA | NA | 0 | 0 | 0 | 23.4373 | 0 | 0 | 0 | RTF; ResClothesDryers_v4_2 | No cost | No cost | 0 | 0 | No applicable non-energy benefits | No applicable non-energy benefits | 100% | Equipment 100% technically feasible within end use | System | System
Pierce CountySingle Family - Highly ImpactedDryer3New | Pierce CountySingle Family - Highly ImpactedDryerNew | Pierce County | Single Family - Highly Impacted | Dryer | 3 | Market Standard Dryer | New | Dryer - Market Standard | Market Standard Dryer | Market Standard Dryer | per Home | 12 | RTF; ResClothesDryers_v4_2 | 25.1305 | 25.1305 | RTF; ResClothesDryers_v4_2 | RTF; ResClothesDryers_v4_2 | 0 | 0 | NA | NA | 0 | 0 | 0 | 23.4373 | 0 | 0 | 0 | RTF; ResClothesDryers_v4_2 | No cost | No cost | 0 | 0 | No applicable non-energy benefits | No applicable non-energy benefits | 100% | Equipment 100% technically feasible within end use | System | System
Pierce CountyMultifamilyDryer3Existing | Pierce CountyMultifamilyDryerExisting | Pierce County | Multifamily | Dryer | 3 | Market Standard Dryer | Existing | Dryer - Market Standard | Market Standard Dryer | Market Standard Dryer | per Home | 12 | RTF; ResClothesDryers_v4_2 | 25.1305 | 25.1305 | RTF; ResClothesDryers_v4_2 | RTF; ResClothesDryers_v4_2 | 0 | 0 | NA | NA | 0 | 0 | 0 | 23.4373 | 0 | 0 | 0 | RTF; ResClothesDryers_v4_2 | No cost | No cost | 0 | 0 | No applicable non-energy benefits | No applicable non-energy benefits | 100% | Equipment 100% technically feasible within end use | System | System
Pierce CountyMultifamilyDryer3New | Pierce CountyMultifamilyDryerNew | Pierce County | Multifamily | Dryer | 3 | Market Standard Dryer | New | Dryer - Market Standard | Market Standard Dryer | Market Standard Dryer | per Home | 12 | RTF; ResClothesDryers_v4_2 | 25.1305 | 25.1305 | RTF; ResClothesDryers_v4_2 | RTF; ResClothesDryers_v4_2 | 0 | 0 | NA | NA | 0 | 0 | 0 | 23.4373 | 0 | 0 | 0 | RTF; ResClothesDryers_v4_2 | No cost | No cost | 0 | 0 | No applicable non-energy benefits | No applicable non-energy benefits | 100% | Equipment 100% technically feasible within end use | System | System
Pierce CountyMultifamily - Highly ImpactedDryer3Existing | Pierce CountyMultifamily - Highly ImpactedDryerExisting | Pierce County | Multifamily - Highly Impacted | Dryer | 3 | Market Standard Dryer | Existing | Dryer - Market Standard | Market Standard Dryer | Market Standard Dryer | per Home | 12 | RTF; ResClothesDryers_v4_2 | 25.1305 | 25.1305 | RTF; ResClothesDryers_v4_2 | RTF; ResClothesDryers_v4_2 | 0 | 0 | NA | NA | 0 | 0 | 0 | 23.4373 | 0 | 0 | 0 | RTF; ResClothesDryers_v4_2 | No cost | No cost | 0 | 0 | No applicable non-energy benefits | No applicable non-energy benefits | 100% | Equipment 100% technically feasible within end use | System | System
Pierce CountyMultifamily - Highly ImpactedDryer3New | Pierce CountyMultifamily - Highly ImpactedDryerNew | Pierce County | Multifamily - Highly Impacted | Dryer | 3 | Market Standard Dryer | New | Dryer - Market Standard | Market Standard Dryer | Market Standard Dryer | per Home | 12 | RTF; ResClothesDryers_v4_2 | 25.1305 | 25.1305 | RTF; ResClothesDryers_v4_2 | RTF; ResClothesDryers_v4_2 | 0 | 0 | NA | NA | 0 | 0 | 0 | 23.4373 | 0 | 0 | 0 | RTF; ResClothesDryers_v4_2 | No cost | No cost | 0 | 0 | No applicable non-energy benefits | No applicable non-energy benefits | 100% | Equipment 100% technically feasible within end use | System | System
Pierce CountyManufacturedDryer3Existing | Pierce CountyManufacturedDryerExisting | Pierce County | Manufactured | Dryer | 3 | Market Standard Dryer | Existing | Dryer - Market Standard | Market Standard Dryer | Market Standard Dryer | per Home | 12 | RTF; ResClothesDryers_v4_2 | 25.1305 | 25.1305 | RTF; ResClothesDryers_v4_2 | RTF; ResClothesDryers_v4_2 | 0 | 0 | NA | NA | 0 | 0 | 0 | 23.4373 | 0 | 0 | 0 | RTF; ResClothesDryers_v4_2 | No cost | No cost | 0 | 0 | No applicable non-energy benefits | No applicable non-energy benefits | 100% | Equipment 100% technically feasible within end use | System | System
Pierce CountyManufacturedDryer3New | Pierce CountyManufacturedDryerNew | Pierce County | Manufactured | Dryer | 3 | Market Standard Dryer | New | Dryer - Market Standard | Market Standard Dryer | Market Standard Dryer | per Home | 12 | RTF; ResClothesDryers_v4_2 | 25.1305 | 25.1305 | RTF; ResClothesDryers_v4_2 | RTF; ResClothesDryers_v4_2 | 0 | 0 | NA | NA | 0 | 0 | 0 | 23.4373 | 0 | 0 | 0 | RTF; ResClothesDryers_v4_2 | No cost | No cost | 0 | 0 | No applicable non-energy benefits | No applicable non-energy benefits | 100% | Equipment 100% technically feasible within end use | System | System
Pierce CountyManufactured - Highly ImpactedDryer3Existing | Pierce CountyManufactured - Highly ImpactedDryerExisting | Pierce County | Manufactured - Highly Impacted | Dryer | 3 | Market Standard Dryer | Existing | Dryer - Market Standard | Market Standard Dryer | Market Standard Dryer | per Home | 12 | RTF; ResClothesDryers_v4_2 | 25.1305 | 25.1305 | RTF; ResClothesDryers_v4_2 | RTF; ResClothesDryers_v4_2 | 0 | 0 | NA | NA | 0 | 0 | 0 | 23.4373 | 0 | 0 | 0 | RTF; ResClothesDryers_v4_2 | No cost | No cost | 0 | 0 | No applicable non-energy benefits | No applicable non-energy benefits | 100% | Equipment 100% technically feasible within end use | System | System
Pierce CountyManufactured - Highly ImpactedDryer3New | Pierce CountyManufactured - Highly ImpactedDryerNew | Pierce County | Manufactured - Highly Impacted | Dryer | 3 | Market Standard Dryer | New | Dryer - Market Standard | Market Standard Dryer | Market Standard Dryer | per Home | 12 | RTF; ResClothesDryers_v4_2 | 25.1305 | 25.1305 | RTF; ResClothesDryers_v4_2 | RTF; ResClothesDryers_v4_2 | 0 | 0 | NA | NA | 0 | 0 | 0 | 23.4373 | 0 | 0 | 0 | RTF; ResClothesDryers_v4_2 | No cost | No cost | 0 | 0 | No applicable non-energy benefits | No applicable non-energy benefits | 100% | Equipment 100% technically feasible within end use | System | System
Pierce CountySingle FamilyDryer4Existing | Pierce CountySingle FamilyDryerExisting | Pierce County | Single Family | Dryer | 4 | ENERGY STAR Dryer - CEF 3.48 (Gas Dryer) | Existing | Dryer - ENERGY STAR | ENERGY STAR Dryer - CEF 3.48 (Gas Dryer) | Federal Standard 2015 Dryer - CEF/EF 2.84/3.30 (Gas Dryer) | per Home | 12 | RTF; ResClothesDryers_v4_2 | 25.7977 | 24.4633 | RTF; ResClothesDryers_v4_2 | Savings methodology based on New York Standard Approach for Estimating Energy, v9 | 0 | 0 | NA | NA | 0 | 0 | 0 | 43.4498 | 0 | 0 | 0 | RTF; ResClothesDryers_v4_2 | No cost | No cost | 0 | 0 | No applicable non-energy benefits | No applicable non-energy benefits | 100% | Equipment 100% technically feasible within end use | System | System
Pierce CountySingle FamilyDryer4New | Pierce CountySingle FamilyDryerNew | Pierce County | Single Family | Dryer | 4 | ENERGY STAR Dryer - CEF 3.48 (Gas Dryer) | New | Dryer - ENERGY STAR | ENERGY STAR Dryer - CEF 3.48 (Gas Dryer) | Federal Standard 2015 Dryer - CEF/EF 2.84/3.30 (Gas Dryer) | per Home | 12 | RTF; ResClothesDryers_v4_2 | 25.7977 | 24.4633 | RTF; ResClothesDryers_v4_2 | Savings methodology based on New York Standard Approach for Estimating Energy, v9 | 0 | 0 | NA | NA | 0 | 0 | 0 | 43.4498 | 0 | 0 | 0 | RTF; ResClothesDryers_v4_2 | No cost | No cost | 0 | 0 | No applicable non-energy benefits | No applicable non-energy benefits | 100% | Equipment 100% technically feasible within end use | System | System
Pierce CountySingle Family - Highly ImpactedDryer4Existing | Pierce CountySingle Family - Highly ImpactedDryerExisting | Pierce County | Single Family - Highly Impacted | Dryer | 4 | ENERGY STAR Dryer - CEF 3.48 (Gas Dryer) | Existing | Dryer - ENERGY STAR | ENERGY STAR Dryer - CEF 3.48 (Gas Dryer) | Federal Standard 2015 Dryer - CEF/EF 2.84/3.30 (Gas Dryer) | per Home | 12 | RTF; ResClothesDryers_v4_2 | 25.7977 | 24.4633 | RTF; ResClothesDryers_v4_2 | Savings methodology based on New York Standard Approach for Estimating Energy, v9 | 0 | 0 | NA | NA | 0 | 0 | 0 | 43.4498 | 0 | 0 | 0 | RTF; ResClothesDryers_v4_2 | No cost | No cost | 0 | 0 | No applicable non-energy benefits | No applicable non-energy benefits | 100% | Equipment 100% technically feasible within end use | System | System
Pierce CountySingle Family - Highly ImpactedDryer4New | Pierce CountySingle Family - Highly ImpactedDryerNew | Pierce County | Single Family - Highly Impacted | Dryer | 4 | ENERGY STAR Dryer - CEF 3.48 (Gas Dryer) | New | Dryer - ENERGY STAR | ENERGY STAR Dryer - CEF 3.48 (Gas Dryer) | Federal Standard 2015 Dryer - CEF/EF 2.84/3.30 (Gas Dryer) | per Home | 12 | RTF; ResClothesDryers_v4_2 | 25.7977 | 24.4633 | RTF; ResClothesDryers_v4_2 | Savings methodology based on New York Standard Approach for Estimating Energy, v9 | 0 | 0 | NA | NA | 0 | 0 | 0 | 43.4498 | 0 | 0 | 0 | RTF; ResClothesDryers_v4_2 | No cost | No cost | 0 | 0 | No applicable non-energy benefits | No applicable non-energy benefits | 100% | Equipment 100% technically feasible within end use | System | System
Pierce CountyMultifamilyDryer4Existing | Pierce CountyMultifamilyDryerExisting | Pierce County | Multifamily | Dryer | 4 | ENERGY STAR Dryer - CEF 3.48 (Gas Dryer) | Existing | Dryer - ENERGY STAR | ENERGY STAR Dryer - CEF 3.48 (Gas Dryer) | Federal Standard 2015 Dryer - CEF/EF 2.84/3.30 (Gas Dryer) | per Home | 12 | RTF; ResClothesDryers_v4_2 | 25.7977 | 24.4633 | RTF; ResClothesDryers_v4_2 | Savings methodology based on New York Standard Approach for Estimating Energy, v9 | 0 | 0 | NA | NA | 0 | 0 | 0 | 43.4498 | 0 | 0 | 0 | RTF; ResClothesDryers_v4_2 | No cost | No cost | 0 | 0 | No applicable non-energy benefits | No applicable non-energy benefits | 100% | Equipment 100% technically feasible within end use | System | System
Pierce CountyMultifamilyDryer4New | Pierce CountyMultifamilyDryerNew | Pierce County | Multifamily | Dryer | 4 | ENERGY STAR Dryer - CEF 3.48 (Gas Dryer) | New | Dryer - ENERGY STAR | ENERGY STAR Dryer - CEF 3.48 (Gas Dryer) | Federal Standard 2015 Dryer - CEF/EF 2.84/3.30 (Gas Dryer) | per Home | 12 | RTF; ResClothesDryers_v4_2 | 25.7977 | 24.4633 | RTF; ResClothesDryers_v4_2 | Savings methodology based on New York Standard Approach for Estimating Energy, v9 | 0 | 0 | NA | NA | 0 | 0 | 0 | 43.4498 | 0 | 0 | 0 | RTF; ResClothesDryers_v4_2 | No cost | No cost | 0 | 0 | No applicable non-energy benefits | No applicable non-energy benefits | 100% | Equipment 100% technically feasible within end use | System | System
Pierce CountyMultifamily - Highly ImpactedDryer4Existing | Pierce CountyMultifamily - Highly ImpactedDryerExisting | Pierce County | Multifamily - Highly Impacted | Dryer | 4 | ENERGY STAR Dryer - CEF 3.48 (Gas Dryer) | Existing | Dryer - ENERGY STAR | ENERGY STAR Dryer - CEF 3.48 (Gas Dryer) | Federal Standard 2015 Dryer - CEF/EF 2.84/3.30 (Gas Dryer) | per Home | 12 | RTF; ResClothesDryers_v4_2 | 25.7977 | 24.4633 | RTF; ResClothesDryers_v4_2 | Savings methodology based on New York Standard Approach for Estimating Energy, v9 | 0 | 0 | NA | NA | 0 | 0 | 0 | 43.4498 | 0 | 0 | 0 | RTF; ResClothesDryers_v4_2 | No cost | No cost | 0 | 0 | No applicable non-energy benefits | No applicable non-energy benefits | 100% | Equipment 100% technically feasible within end use | System | System
Pierce CountyMultifamily - Highly ImpactedDryer4New | Pierce CountyMultifamily - Highly ImpactedDryerNew | Pierce County | Multifamily - Highly Impacted | Dryer | 4 | ENERGY STAR Dryer - CEF 3.48 (Gas Dryer) | New | Dryer - ENERGY STAR | ENERGY STAR Dryer - CEF 3.48 (Gas Dryer) | Federal Standard 2015 Dryer - CEF/EF 2.84/3.30 (Gas Dryer) | per Home | 12 | RTF; ResClothesDryers_v4_2 | 25.7977 | 24.4633 | RTF; ResClothesDryers_v4_2 | Savings methodology based on New York Standard Approach for Estimating Energy, v9 | 0 | 0 | NA | NA | 0 | 0 | 0 | 43.4498 | 0 | 0 | 0 | RTF; ResClothesDryers_v4_2 | No cost | No cost | 0 | 0 | No applicable non-energy benefits | No applicable non-energy benefits | 100% | Equipment 100% technically feasible within end use | System | System
Pierce CountyManufacturedDryer4Existing | Pierce CountyManufacturedDryerExisting | Pierce County | Manufactured | Dryer | 4 | ENERGY STAR Dryer - CEF 3.48 (Gas Dryer) | Existing | Dryer - ENERGY STAR | ENERGY STAR Dryer - CEF 3.48 (Gas Dryer) | Federal Standard 2015 Dryer - CEF/EF 2.84/3.30 (Gas Dryer) | per Home | 12 | RTF; ResClothesDryers_v4_2 | 25.7977 | 24.4633 | RTF; ResClothesDryers_v4_2 | Savings methodology based on New York Standard Approach for Estimating Energy, v9 | 0 | 0 | NA | NA | 0 | 0 | 0 | 43.4498 | 0 | 0 | 0 | RTF; ResClothesDryers_v4_2 | No cost | No cost | 0 | 0 | No applicable non-energy benefits | No applicable non-energy benefits | 100% | Equipment 100% technically feasible within end use | System | System
Pierce CountyManufacturedDryer4New | Pierce CountyManufacturedDryerNew | Pierce County | Manufactured | Dryer | 4 | ENERGY STAR Dryer - CEF 3.48 (Gas Dryer) | New | Dryer - ENERGY STAR | ENERGY STAR Dryer - CEF 3.48 (Gas Dryer) | Federal Standard 2015 Dryer - CEF/EF 2.84/3.30 (Gas Dryer) | per Home | 12 | RTF; ResClothesDryers_v4_2 | 25.7977 | 24.4633 | RTF; ResClothesDryers_v4_2 | Savings methodology based on New York Standard Approach for Estimating Energy, v9 | 0 | 0 | NA | NA | 0 | 0 | 0 | 43.4498 | 0 | 0 | 0 | RTF; ResClothesDryers_v4_2 | No cost | No cost | 0 | 0 | No applicable non-energy benefits | No applicable non-energy benefits | 100% | Equipment 100% technically feasible within end use | System | System
Pierce CountyManufactured - Highly ImpactedDryer4Existing | Pierce CountyManufactured - Highly ImpactedDryerExisting | Pierce County | Manufactured - Highly Impacted | Dryer | 4 | ENERGY STAR Dryer - CEF 3.48 (Gas Dryer) | Existing | Dryer - ENERGY STAR | ENERGY STAR Dryer - CEF 3.48 (Gas Dryer) | Federal Standard 2015 Dryer - CEF/EF 2.84/3.30 (Gas Dryer) | per Home | 12 | RTF; ResClothesDryers_v4_2 | 25.7977 | 24.4633 | RTF; ResClothesDryers_v4_2 | Savings methodology based on New York Standard Approach for Estimating Energy, v9 | 0 | 0 | NA | NA | 0 | 0 | 0 | 43.4498 | 0 | 0 | 0 | RTF; ResClothesDryers_v4_2 | No cost | No cost | 0 | 0 | No applicable non-energy benefits | No applicable non-energy benefits | 100% | Equipment 100% technically feasible within end use | System | System
Pierce CountyManufactured - Highly ImpactedDryer4New | Pierce CountyManufactured - Highly ImpactedDryerNew | Pierce County | Manufactured - Highly Impacted | Dryer | 4 | ENERGY STAR Dryer - CEF 3.48 (Gas Dryer) | New | Dryer - ENERGY STAR | ENERGY STAR Dryer - CEF 3.48 (Gas Dryer) | Federal Standard 2015 Dryer - CEF/EF 2.84/3.30 (Gas Dryer) | per Home | 12 | RTF; ResClothesDryers_v4_2 | 25.7977 | 24.4633 | RTF; ResClothesDryers_v4_2 | Savings methodology based on New York Standard Approach for Estimating Energy, v9 | 0 | 0 | NA | NA | 0 | 0 | 0 | 43.4498 | 0 | 0 | 0 | RTF; ResClothesDryers_v4_2 | No cost | No cost | 0 | 0 | No applicable non-energy benefits | No applicable non-energy benefits | 100% | Equipment 100% technically feasible within end use | System | System
Pierce CountySingle FamilyDryer5Existing | Pierce CountySingle FamilyDryerExisting | Pierce County | Single Family | Dryer | 5 | Advanced Efficiency Dryer - CEF 3.8 (Gas Dryer) | Existing | Dryer - Advanced Efficiency | Advanced Efficiency Dryer - CEF 3.8 (Gas Dryer) | Federal Standard 2015 Dryer - CEF/EF 2.84/3.30 (Gas Dryer) | per Home | 12 | RTF; ResClothesDryers_v4_2 | 25.7977 | 22.4033 | RTF; ResClothesDryers_v4_2 | Savings methodology based on New York Standard Approach for Estimating Energy, v9 | 0 | 0 | NA | NA | 0 | 0 | 0 | 43.4498 | 0 | 0 | 0 | RTF; ResClothesDryers_v4_2 | No cost | No cost | 0 | 0 | No applicable non-energy benefits | No applicable non-energy benefits | 100% | Equipment 100% technically feasible within end use | System | System
Pierce CountySingle FamilyDryer5New | Pierce CountySingle FamilyDryerNew | Pierce County | Single Family | Dryer | 5 | Advanced Efficiency Dryer - CEF 3.8 (Gas Dryer) | New | Dryer - Advanced Efficiency | Advanced Efficiency Dryer - CEF 3.8 (Gas Dryer) | Federal Standard 2015 Dryer - CEF/EF 2.84/3.30 (Gas Dryer) | per Home | 12 | RTF; ResClothesDryers_v4_2 | 25.7977 | 22.4033 | RTF; ResClothesDryers_v4_2 | Savings methodology based on New York Standard Approach for Estimating Energy, v9 | 0 | 0 | NA | NA | 0 | 0 | 0 | 43.4498 | 0 | 0 | 0 | RTF; ResClothesDryers_v4_2 | No cost | No cost | 0 | 0 | No applicable non-energy benefits | No applicable non-energy benefits | 100% | Equipment 100% technically feasible within end use | System | System
Pierce CountySingle Family - Highly ImpactedDryer5Existing | Pierce CountySingle Family - Highly ImpactedDryerExisting | Pierce County | Single Family - Highly Impacted | Dryer | 5 | Advanced Efficiency Dryer - CEF 3.8 (Gas Dryer) | Existing | Dryer - Advanced Efficiency | Advanced Efficiency Dryer - CEF 3.8 (Gas Dryer) | Federal Standard 2015 Dryer - CEF/EF 2.84/3.30 (Gas Dryer) | per Home | 12 | RTF; ResClothesDryers_v4_2 | 25.7977 | 22.4033 | RTF; ResClothesDryers_v4_2 | Savings methodology based on New York Standard Approach for Estimating Energy, v9 | 0 | 0 | NA | NA | 0 | 0 | 0 | 43.4498 | 0 | 0 | 0 | RTF; ResClothesDryers_v4_2 | No cost | No cost | 0 | 0 | No applicable non-energy benefits | No applicable non-energy benefits | 100% | Equipment 100% technically feasible within end use | System | System
Pierce CountySingle Family - Highly ImpactedDryer5New | Pierce CountySingle Family - Highly ImpactedDryerNew | Pierce County | Single Family - Highly Impacted | Dryer | 5 | Advanced Efficiency Dryer - CEF 3.8 (Gas Dryer) | New | Dryer - Advanced Efficiency | Advanced Efficiency Dryer - CEF 3.8 (Gas Dryer) | Federal Standard 2015 Dryer - CEF/EF 2.84/3.30 (Gas Dryer) | per Home | 12 | RTF; ResClothesDryers_v4_2 | 25.7977 | 22.4033 | RTF; ResClothesDryers_v4_2 | Savings methodology based on New York Standard Approach for Estimating Energy, v9 | 0 | 0 | NA | NA | 0 | 0 | 0 | 43.4498 | 0 | 0 | 0 | RTF; ResClothesDryers_v4_2 | No cost | No cost | 0 | 0 | No applicable non-energy benefits | No applicable non-energy benefits | 100% | Equipment 100% technically feasible within end use | System | System
Pierce CountyMultifamilyDryer5Existing | Pierce CountyMultifamilyDryerExisting | Pierce County | Multifamily | Dryer | 5 | Advanced Efficiency Dryer - CEF 3.8 (Gas Dryer) | Existing | Dryer - Advanced Efficiency | Advanced Efficiency Dryer - CEF 3.8 (Gas Dryer) | Federal Standard 2015 Dryer - CEF/EF 2.84/3.30 (Gas Dryer) | per Home | 12 | RTF; ResClothesDryers_v4_2 | 25.7977 | 22.4033 | RTF; ResClothesDryers_v4_2 | Savings methodology based on New York Standard Approach for Estimating Energy, v9 | 0 | 0 | NA | NA | 0 | 0 | 0 | 43.4498 | 0 | 0 | 0 | RTF; ResClothesDryers_v4_2 | No cost | No cost | 0 | 0 | No applicable non-energy benefits | No applicable non-energy benefits | 100% | Equipment 100% technically feasible within end use | System | System
Pierce CountyMultifamilyDryer5New | Pierce CountyMultifamilyDryerNew | Pierce County | Multifamily | Dryer | 5 | Advanced Efficiency Dryer - CEF 3.8 (Gas Dryer) | New | Dryer - Advanced Efficiency | Advanced Efficiency Dryer - CEF 3.8 (Gas Dryer) | Federal Standard 2015 Dryer - CEF/EF 2.84/3.30 (Gas Dryer) | per Home | 12 | RTF; ResClothesDryers_v4_2 | 25.7977 | 22.4033 | RTF; ResClothesDryers_v4_2 | Savings methodology based on New York Standard Approach for Estimating Energy, v9 | 0 | 0 | NA | NA | 0 | 0 | 0 | 43.4498 | 0 | 0 | 0 | RTF; ResClothesDryers_v4_2 | No cost | No cost | 0 | 0 | No applicable non-energy benefits | No applicable non-energy benefits | 100% | Equipment 100% technically feasible within end use | System | System
Pierce CountyMultifamily - Highly ImpactedDryer5Existing | Pierce CountyMultifamily - Highly ImpactedDryerExisting | Pierce County | Multifamily - Highly Impacted | Dryer | 5 | Advanced Efficiency Dryer - CEF 3.8 (Gas Dryer) | Existing | Dryer - Advanced Efficiency | Advanced Efficiency Dryer - CEF 3.8 (Gas Dryer) | Federal Standard 2015 Dryer - CEF/EF 2.84/3.30 (Gas Dryer) | per Home | 12 | RTF; ResClothesDryers_v4_2 | 25.7977 | 22.4033 | RTF; ResClothesDryers_v4_2 | Savings methodology based on New York Standard Approach for Estimating Energy, v9 | 0 | 0 | NA | NA | 0 | 0 | 0 | 43.4498 | 0 | 0 | 0 | RTF; ResClothesDryers_v4_2 | No cost | No cost | 0 | 0 | No applicable non-energy benefits | No applicable non-energy benefits | 100% | Equipment 100% technically feasible within end use | System | System
Pierce CountyMultifamily - Highly ImpactedDryer5New | Pierce CountyMultifamily - Highly ImpactedDryerNew | Pierce County | Multifamily - Highly Impacted | Dryer | 5 | Advanced Efficiency Dryer - CEF 3.8 (Gas Dryer) | New | Dryer - Advanced Efficiency | Advanced Efficiency Dryer - CEF 3.8 (Gas Dryer) | Federal Standard 2015 Dryer - CEF/EF 2.84/3.30 (Gas Dryer) | per Home | 12 | RTF; ResClothesDryers_v4_2 | 25.7977 | 22.4033 | RTF; ResClothesDryers_v4_2 | Savings methodology based on New York Standard Approach for Estimating Energy, v9 | 0 | 0 | NA | NA | 0 | 0 | 0 | 43.4498 | 0 | 0 | 0 | RTF; ResClothesDryers_v4_2 | No cost | No cost | 0 | 0 | No applicable non-energy benefits | No applicable non-energy benefits | 100% | Equipment 100% technically feasible within end use | System | System
Pierce CountyManufacturedDryer5Existing | Pierce CountyManufacturedDryerExisting | Pierce County | Manufactured | Dryer | 5 | Advanced Efficiency Dryer - CEF 3.8 (Gas Dryer) | Existing | Dryer - Advanced Efficiency | Advanced Efficiency Dryer - CEF 3.8 (Gas Dryer) | Federal Standard 2015 Dryer - CEF/EF 2.84/3.30 (Gas Dryer) | per Home | 12 | RTF; ResClothesDryers_v4_2 | 25.7977 | 22.4033 | RTF; ResClothesDryers_v4_2 | Savings methodology based on New York Standard Approach for Estimating Energy, v9 | 0 | 0 | NA | NA | 0 | 0 | 0 | 43.4498 | 0 | 0 | 0 | RTF; ResClothesDryers_v4_2 | No cost | No cost | 0 | 0 | No applicable non-energy benefits | No applicable non-energy benefits | 100% | Equipment 100% technically feasible within end use | System | System
Pierce CountyManufacturedDryer5New | Pierce CountyManufacturedDryerNew | Pierce County | Manufactured | Dryer | 5 | Advanced Efficiency Dryer - CEF 3.8 (Gas Dryer) | New | Dryer - Advanced Efficiency | Advanced Efficiency Dryer - CEF 3.8 (Gas Dryer) | Federal Standard 2015 Dryer - CEF/EF 2.84/3.30 (Gas Dryer) | per Home | 12 | RTF; ResClothesDryers_v4_2 | 25.7977 | 22.4033 | RTF; ResClothesDryers_v4_2 | Savings methodology based on New York Standard Approach for Estimating Energy, v9 | 0 | 0 | NA | NA | 0 | 0 | 0 | 43.4498 | 0 | 0 | 0 | RTF; ResClothesDryers_v4_2 | No cost | No cost | 0 | 0 | No applicable non-energy benefits | No applicable non-energy benefits | 100% | Equipment 100% technically feasible within end use | System | System
Pierce CountyManufactured - Highly ImpactedDryer5Existing | Pierce CountyManufactured - Highly ImpactedDryerExisting | Pierce County | Manufactured - Highly Impacted | Dryer | 5 | Advanced Efficiency Dryer - CEF 3.8 (Gas Dryer) | Existing | Dryer - Advanced Efficiency | Advanced Efficiency Dryer - CEF 3.8 (Gas Dryer) | Federal Standard 2015 Dryer - CEF/EF 2.84/3.30 (Gas Dryer) | per Home | 12 | RTF; ResClothesDryers_v4_2 | 25.7977 | 22.4033 | RTF; ResClothesDryers_v4_2 | Savings methodology based on New York Standard Approach for Estimating Energy, v9 | 0 | 0 | NA | NA | 0 | 0 | 0 | 43.4498 | 0 | 0 | 0 | RTF; ResClothesDryers_v4_2 | No cost | No cost | 0 | 0 | No applicable non-energy benefits | No applicable non-energy benefits | 100% | Equipment 100% technically feasible within end use | System | System
Pierce CountyManufactured - Highly ImpactedDryer5New | Pierce CountyManufactured - Highly ImpactedDryerNew | Pierce County | Manufactured - Highly Impacted | Dryer | 5 | Advanced Efficiency Dryer - CEF 3.8 (Gas Dryer) | New | Dryer - Advanced Efficiency | Advanced Efficiency Dryer - CEF 3.8 (Gas Dryer) | Federal Standard 2015 Dryer - CEF/EF 2.84/3.30 (Gas Dryer) | per Home | 12 | RTF; ResClothesDryers_v4_2 | 25.7977 | 22.4033 | RTF; ResClothesDryers_v4_2 | Savings methodology based on New York Standard Approach for Estimating Energy, v9 | 0 | 0 | NA | NA | 0 | 0 | 0 | 43.4498 | 0 | 0 | 0 | RTF; ResClothesDryers_v4_2 | No cost | No cost | 0 | 0 | No applicable non-energy benefits | No applicable non-energy benefits | 100% | Equipment 100% technically feasible within end use | System | System
Pierce CountySingle FamilyHeat Central Gas Boiler1Existing | Pierce CountySingle FamilyHeat Central Gas BoilerExisting | Pierce County | Single Family | Heat Central Gas Boiler | 1 | Below Standard Boiler - 78% AFUE (Low Income) | Existing | Boiler - Below Standard | Below Standard Boiler - 78% AFUE (Low Income) | Below Standard Boiler - 78% AFUE (Low Income) | per Home | 13 | Assuming half the measure life for below standard equipment. Based on RTF Commercal Gas Boilersv1.2; Used residential data; Median lifetime as estimated in the DOE Technical Support Document for Consumer (Residential) Boilers | 675.4 | 675.4 | Using measure description efficiency metrics to adjust loads from RTF/2021P workbooks to consumptions. | Using measure description efficiency metrics to adjust loads from RTF/2021P workbooks to consumptions. | 0 | 0 | NA | NA | 0 | 0 | 0 | 0 | 0 | 0 | 0 | Baseline is same as efficient condition. | Baseline is same as efficient condition. | Baseline is same as efficient condition. | 0 | 0 | No applicable non-energy benefits | No applicable non-energy benefits | 100% | Equipment 100% technically feasible within end use | System | System
Pierce CountySingle FamilyHeat Central Gas Boiler1New | Pierce CountySingle FamilyHeat Central Gas BoilerNew | Pierce County | Single Family | Heat Central Gas Boiler | 1 | Below Standard Boiler - 78% AFUE (Low Income) | New | Boiler - Below Standard | Below Standard Boiler - 78% AFUE (Low Income) | Below Standard Boiler - 78% AFUE (Low Income) | per Home | 13 | Assuming half the measure life for below standard equipment. Based on RTF Commercal Gas Boilersv1.2; Used residential data; Median lifetime as estimated in the DOE Technical Support Document for Consumer (Residential) Boilers | 439.01 | 439.01 | Using measure description efficiency metrics to adjust loads from RTF/2021P workbooks to consumptions. | Using measure description efficiency metrics to adjust loads from RTF/2021P workbooks to consumptions. | 0 | 0 | NA | NA | 0 | 0 | 0 | 0 | 0 | 0 | 0 | Baseline is same as efficient condition. | Baseline is same as efficient condition. | Baseline is same as efficient condition. | 0 | 0 | No applicable non-energy benefits | No applicable non-energy benefits | 100% | Equipment 100% technically feasible within end use | System | System
Pierce CountySingle Family - Highly ImpactedHeat Central Gas Boiler1Existing | Pierce CountySingle Family - Highly ImpactedHeat Central Gas BoilerExisting | Pierce County | Single Family - Highly Impacted | Heat Central Gas Boiler | 1 | Below Standard Boiler - 78% AFUE (Low Income) | Existing | Boiler - Below Standard | Below Standard Boiler - 78% AFUE (Low Income) | Below Standard Boiler - 78% AFUE (Low Income) | per Home | 13 | Assuming half the measure life for below standard equipment. Based on RTF Commercal Gas Boilersv1.2; Used residential data; Median lifetime as estimated in the DOE Technical Support Document for Consumer (Residential) Boilers | 485.8391 | 485.8391 | Using measure description efficiency metrics to adjust loads from RTF/2021P workbooks to consumptions. | Using measure description efficiency metrics to adjust loads from RTF/2021P workbooks to consumptions. | 0 | 0 | NA | NA | 0 | 0 | 0 | 0 | 0 | 0 | 0 | Baseline is same as efficient condition. | Baseline is same as efficient condition. | Baseline is same as efficient condition. | 0 | 0 | No applicable non-energy benefits | No applicable non-energy benefits | 100% | Equipment 100% technically feasible within end use | System | System
Pierce CountySingle Family - Highly ImpactedHeat Central Gas Boiler1New | Pierce CountySingle Family - Highly ImpactedHeat Central Gas BoilerNew | Pierce County | Single Family - Highly Impacted | Heat Central Gas Boiler | 1 | Below Standard Boiler - 78% AFUE (Low Income) | New | Boiler - Below Standard | Below Standard Boiler - 78% AFUE (Low Income) | Below Standard Boiler - 78% AFUE (Low Income) | per Home | 13 | Assuming half the measure life for below standard equipment. Based on RTF Commercal Gas Boilersv1.2; Used residential data; Median lifetime as estimated in the DOE Technical Support Document for Consumer (Residential) Boilers | 315.7954 | 315.7954 | Using measure description efficiency metrics to adjust loads from RTF/2021P workbooks to consumptions. | Using measure description efficiency metrics to adjust loads from RTF/2021P workbooks to consumptions. | 0 | 0 | NA | NA | 0 | 0 | 0 | 0 | 0 | 0 | 0 | Baseline is same as efficient condition. | Baseline is same as efficient condition. | Baseline is same as efficient condition. | 0 | 0 | No applicable non-energy benefits | No applicable non-energy benefits | 100% | Equipment 100% technically feasible within end use | System | System
Pierce CountyMultifamilyHeat Central Gas Boiler1Existing | Pierce CountyMultifamilyHeat Central Gas BoilerExisting | Pierce County | Multifamily | Heat Central Gas Boiler | 1 | Below Standard Boiler - 78% AFUE (Low Income) | Existing | Boiler - Below Standard | Below Standard Boiler - 78% AFUE (Low Income) | Below Standard Boiler - 78% AFUE (Low Income) | per Home | 13 | Assuming half the measure life for below standard equipment. Based on RTF Commercal Gas Boilersv1.2; Used residential data; Median lifetime as estimated in the DOE Technical Support Document for Consumer (Residential) Boilers | 445.3883 | 445.3883 | Using measure description efficiency metrics to adjust loads from RTF/2021P workbooks to consumptions. | Using measure description efficiency metrics to adjust loads from RTF/2021P workbooks to consumptions. | 0 | 0 | NA | NA | 0 | 0 | 0 | 0 | 0 | 0 | 0 | Baseline is same as efficient condition. | Baseline is same as efficient condition. | Baseline is same as efficient condition. | 0 | 0 | No applicable non-energy benefits | No applicable non-energy benefits | 100% | Equipment 100% technically feasible within end use | System | System
Pierce CountyMultifamilyHeat Central Gas Boiler1New | Pierce CountyMultifamilyHeat Central Gas BoilerNew | Pierce County | Multifamily | Heat Central Gas Boiler | 1 | Below Standard Boiler - 78% AFUE (Low Income) | New | Boiler - Below Standard | Below Standard Boiler - 78% AFUE (Low Income) | Below Standard Boiler - 78% AFUE (Low Income) | per Home | 13 | Assuming half the measure life for below standard equipment. Based on RTF Commercal Gas Boilersv1.2; Used residential data; Median lifetime as estimated in the DOE Technical Support Document for Consumer (Residential) Boilers | 289.5024 | 289.5024 | Using measure description efficiency metrics to adjust loads from RTF/2021P workbooks to consumptions. | Using measure description efficiency metrics to adjust loads from RTF/2021P workbooks to consumptions. | 0 | 0 | NA | NA | 0 | 0 | 0 | 0 | 0 | 0 | 0 | Baseline is same as efficient condition. | Baseline is same as efficient condition. | Baseline is same as efficient condition. | 0 | 0 | No applicable non-energy benefits | No applicable non-energy benefits | 100% | Equipment 100% technically feasible within end use | System | System
Pierce CountyMultifamily - Highly ImpactedHeat Central Gas Boiler1Existing | Pierce CountyMultifamily - Highly ImpactedHeat Central Gas BoilerExisting | Pierce County | Multifamily - Highly Impacted | Heat Central Gas Boiler | 1 | Below Standard Boiler - 78% AFUE (Low Income) | Existing | Boiler - Below Standard | Below Standard Boiler - 78% AFUE (Low Income) | Below Standard Boiler - 78% AFUE (Low Income) | per Home | 13 | Assuming half the measure life for below standard equipment. Based on RTF Commercal Gas Boilersv1.2; Used residential data; Median lifetime as estimated in the DOE Technical Support Document for Consumer (Residential) Boilers | 378.0246 | 378.0246 | Using measure description efficiency metrics to adjust loads from RTF/2021P workbooks to consumptions. | Using measure description efficiency metrics to adjust loads from RTF/2021P workbooks to consumptions. | 0 | 0 | NA | NA | 0 | 0 | 0 | 0 | 0 | 0 | 0 | Baseline is same as efficient condition. | Baseline is same as efficient condition. | Baseline is same as efficient condition. | 0 | 0 | No applicable non-energy benefits | No applicable non-energy benefits | 100% | Equipment 100% technically feasible within end use | System | System
Pierce CountyMultifamily - Highly ImpactedHeat Central Gas Boiler1New | Pierce CountyMultifamily - Highly ImpactedHeat Central Gas BoilerNew | Pierce County | Multifamily - Highly Impacted | Heat Central Gas Boiler | 1 | Below Standard Boiler - 78% AFUE (Low Income) | New | Boiler - Below Standard | Below Standard Boiler - 78% AFUE (Low Income) | Below Standard Boiler - 78% AFUE (Low Income) | per Home | 13 | Assuming half the measure life for below standard equipment. Based on RTF Commercal Gas Boilersv1.2; Used residential data; Median lifetime as estimated in the DOE Technical Support Document for Consumer (Residential) Boilers | 245.716 | 245.716 | Using measure description efficiency metrics to adjust loads from RTF/2021P workbooks to consumptions. | Using measure description efficiency metrics to adjust loads from RTF/2021P workbooks to consumptions. | 0 | 0 | NA | NA | 0 | 0 | 0 | 0 | 0 | 0 | 0 | Baseline is same as efficient condition. | Baseline is same as efficient condition. | Baseline is same as efficient condition. | 0 | 0 | No applicable non-energy benefits | No applicable non-energy benefits | 100% | Equipment 100% technically feasible within end use | System | System
Pierce CountyManufacturedHeat Central Gas Boiler1Existing | Pierce CountyManufacturedHeat Central Gas BoilerExisting | Pierce County | Manufactured | Heat Central Gas Boiler | 1 | Below Standard Boiler - 78% AFUE (Low Income) | Existing | Boiler - Below Standard | Below Standard Boiler - 78% AFUE (Low Income) | Below Standard Boiler - 78% AFUE (Low Income) | per Home | 13 | Assuming half the measure life for below standard equipment. Based on RTF Commercal Gas Boilersv1.2; Used residential data; Median lifetime as estimated in the DOE Technical Support Document for Consumer (Residential) Boilers | 609.8567 | 609.8567 | Using measure description efficiency metrics to adjust loads from RTF/2021P workbooks to consumptions. | Using measure description efficiency metrics to adjust loads from RTF/2021P workbooks to consumptions. | 0 | 0 | NA | NA | 0 | 0 | 0 | 0 | 0 | 0 | 0 | Baseline is same as efficient condition. | Baseline is same as efficient condition. | Baseline is same as efficient condition. | 0 | 0 | No applicable non-energy benefits | No applicable non-energy benefits | 100% | Equipment 100% technically feasible within end use | System | System
Pierce CountyManufacturedHeat Central Gas Boiler1New | Pierce CountyManufacturedHeat Central Gas BoilerNew | Pierce County | Manufactured | Heat Central Gas Boiler | 1 | Below Standard Boiler - 78% AFUE (Low Income) | New | Boiler - Below Standard | Below Standard Boiler - 78% AFUE (Low Income) | Below Standard Boiler - 78% AFUE (Low Income) | per Home | 13 | Assuming half the measure life for below standard equipment. Based on RTF Commercal Gas Boilersv1.2; Used residential data; Median lifetime as estimated in the DOE Technical Support Document for Consumer (Residential) Boilers | 396.4069 | 396.4069 | Using measure description efficiency metrics to adjust loads from RTF/2021P workbooks to consumptions. | Using measure description efficiency metrics to adjust loads from RTF/2021P workbooks to consumptions. | 0 | 0 | NA | NA | 0 | 0 | 0 | 0 | 0 | 0 | 0 | Baseline is same as efficient condition. | Baseline is same as efficient condition. | Baseline is same as efficient condition. | 0 | 0 | No applicable non-energy benefits | No applicable non-energy benefits | 100% | Equipment 100% technically feasible within end use | System | System
Pierce CountyManufactured - Highly ImpactedHeat Central Gas Boiler1Existing | Pierce CountyManufactured - Highly ImpactedHeat Central Gas BoilerExisting | Pierce County | Manufactured - Highly Impacted | Heat Central Gas Boiler | 1 | Below Standard Boiler - 78% AFUE (Low Income) | Existing | Boiler - Below Standard | Below Standard Boiler - 78% AFUE (Low Income) | Below Standard Boiler - 78% AFUE (Low Income) | per Home | 13 | Assuming half the measure life for below standard equipment. Based on RTF Commercal Gas Boilersv1.2; Used residential data; Median lifetime as estimated in the DOE Technical Support Document for Consumer (Residential) Boilers | 472.8126 | 472.8126 | Using measure description efficiency metrics to adjust loads from RTF/2021P workbooks to consumptions. | Using measure description efficiency metrics to adjust loads from RTF/2021P workbooks to consumptions. | 0 | 0 | NA | NA | 0 | 0 | 0 | 0 | 0 | 0 | 0 | Baseline is same as efficient condition. | Baseline is same as efficient condition. | Baseline is same as efficient condition. | 0 | 0 | No applicable non-energy benefits | No applicable non-energy benefits | 100% | Equipment 100% technically feasible within end use | System | System
Pierce CountyManufactured - Highly ImpactedHeat Central Gas Boiler1New | Pierce CountyManufactured - Highly ImpactedHeat Central Gas BoilerNew | Pierce County | Manufactured - Highly Impacted | Heat Central Gas Boiler | 1 | Below Standard Boiler - 78% AFUE (Low Income) | New | Boiler - Below Standard | Below Standard Boiler - 78% AFUE (Low Income) | Below Standard Boiler - 78% AFUE (Low Income) | per Home | 13 | Assuming half the measure life for below standard equipment. Based on RTF Commercal Gas Boilersv1.2; Used residential data; Median lifetime as estimated in the DOE Technical Support Document for Consumer (Residential) Boilers | 307.3282 | 307.3282 | Using measure description efficiency metrics to adjust loads from RTF/2021P workbooks to consumptions. | Using measure description efficiency metrics to adjust loads from RTF/2021P workbooks to consumptions. | 0 | 0 | NA | NA | 0 | 0 | 0 | 0 | 0 | 0 | 0 | Baseline is same as efficient condition. | Baseline is same as efficient condition. | Baseline is same as efficient condition. | 0 | 0 | No applicable non-energy benefits | No applicable non-energy benefits | 100% | Equipment 100% technically feasible within end use | System | System
Pierce CountySingle FamilyHeat Central Gas Boiler2Existing | Pierce CountySingle FamilyHeat Central Gas BoilerExisting | Pierce County | Single Family | Heat Central Gas Boiler | 2 | Federal Standard 2022 Boiler - 84% AFUE | Existing | Boiler - Federal Standard 2022 | Federal Standard 2022 Boiler - 84% AFUE | Federal Standard 2022 Boiler - 84% AFUE | per Home | 25 | Based on RTF Commercal Gas Boilersv1.2; Used residential data; Median lifetime as estimated in the DOE Technical Support Document for Consumer (Residential) Boilers | 627.1571 | 627.1571 | Using measure description efficiency metrics to adjust loads from RTF/2021P workbooks to consumptions. | Using measure description efficiency metrics to adjust loads from RTF/2021P workbooks to consumptions. | 0 | 0 | NA | NA | 1953.0315 | 3961.4944 | 0 | 1953.0315 | 3961.4944 | 0 | 0 | Baseline is same as efficient condition. | Baseline is same as efficient condition. | Baseline is same as efficient condition. | 0 | 0 | No applicable non-energy benefits | No applicable non-energy benefits | 100% | Equipment 100% technically feasible within end use | System | System
Pierce CountySingle FamilyHeat Central Gas Boiler2New | Pierce CountySingle FamilyHeat Central Gas BoilerNew | Pierce County | Single Family | Heat Central Gas Boiler | 2 | Federal Standard 2022 Boiler - 84% AFUE | New | Boiler - Federal Standard 2022 | Federal Standard 2022 Boiler - 84% AFUE | Federal Standard 2022 Boiler - 84% AFUE | per Home | 25 | Based on RTF Commercal Gas Boilersv1.2; Used residential data; Median lifetime as estimated in the DOE Technical Support Document for Consumer (Residential) Boilers | 407.6521 | 407.6521 | Using measure description efficiency metrics to adjust loads from RTF/2021P workbooks to consumptions. | Using measure description efficiency metrics to adjust loads from RTF/2021P workbooks to consumptions. | 0 | 0 | NA | NA | 1953.0315 | 3961.4944 | 0 | 1953.0315 | 3961.4944 | 0 | 0 | Baseline is same as efficient condition. | Baseline is same as efficient condition. | Baseline is same as efficient condition. | 0 | 0 | No applicable non-energy benefits | No applicable non-energy benefits | 100% | Equipment 100% technically feasible within end use | System | System
Pierce CountySingle Family - Highly ImpactedHeat Central Gas Boiler2Existing | Pierce CountySingle Family - Highly ImpactedHeat Central Gas BoilerExisting | Pierce County | Single Family - Highly Impacted | Heat Central Gas Boiler | 2 | Federal Standard 2022 Boiler - 84% AFUE | Existing | Boiler - Federal Standard 2022 | Federal Standard 2022 Boiler - 84% AFUE | Federal Standard 2022 Boiler - 84% AFUE | per Home | 25 | Based on RTF Commercal Gas Boilersv1.2; Used residential data; Median lifetime as estimated in the DOE Technical Support Document for Consumer (Residential) Boilers | 451.1363 | 451.1363 | Using measure description efficiency metrics to adjust loads from RTF/2021P workbooks to consumptions. | Using measure description efficiency metrics to adjust loads from RTF/2021P workbooks to consumptions. | 0 | 0 | NA | NA | 1404.8848 | 2849.6434 | 0 | 1404.8848 | 2849.6434 | 0 | 0 | Baseline is same as efficient condition. | Baseline is same as efficient condition. | Baseline is same as efficient condition. | 0 | 0 | No applicable non-energy benefits | No applicable non-energy benefits | 100% | Equipment 100% technically feasible within end use | System | System
Pierce CountySingle Family - Highly ImpactedHeat Central Gas Boiler2New | Pierce CountySingle Family - Highly ImpactedHeat Central Gas BoilerNew | Pierce County | Single Family - Highly Impacted | Heat Central Gas Boiler | 2 | Federal Standard 2022 Boiler - 84% AFUE | New | Boiler - Federal Standard 2022 | Federal Standard 2022 Boiler - 84% AFUE | Federal Standard 2022 Boiler - 84% AFUE | per Home | 25 | Based on RTF Commercal Gas Boilersv1.2; Used residential data; Median lifetime as estimated in the DOE Technical Support Document for Consumer (Residential) Boilers | 293.2386 | 293.2386 | Using measure description efficiency metrics to adjust loads from RTF/2021P workbooks to consumptions. | Using measure description efficiency metrics to adjust loads from RTF/2021P workbooks to consumptions. | 0 | 0 | NA | NA | 1404.8848 | 2849.6434 | 0 | 1404.8848 | 2849.6434 | 0 | 0 | Baseline is same as efficient condition. | Baseline is same as efficient condition. | Baseline is same as efficient condition. | 0 | 0 | No applicable non-energy benefits | No applicable non-energy benefits | 100% | Equipment 100% technically feasible within end use | System | System
Pierce CountyMultifamilyHeat Central Gas Boiler2Existing | Pierce CountyMultifamilyHeat Central Gas BoilerExisting | Pierce County | Multifamily | Heat Central Gas Boiler | 2 | Federal Standard 2022 Boiler - 84% AFUE | Existing | Boiler - Federal Standard 2022 | Federal Standard 2022 Boiler - 84% AFUE | Federal Standard 2022 Boiler - 84% AFUE | per Home | 25 | Based on RTF Commercal Gas Boilersv1.2; Used residential data; Median lifetime as estimated in the DOE Technical Support Document for Consumer (Residential) Boilers | 413.5749 | 413.5749 | Using measure description efficiency metrics to adjust loads from RTF/2021P workbooks to consumptions. | Using measure description efficiency metrics to adjust loads from RTF/2021P workbooks to consumptions. | 0 | 0 | NA | NA | 854.4624 | 1733.1763 | 0 | 854.4624 | 1733.1763 | 0 | 0 | Baseline is same as efficient condition. | Baseline is same as efficient condition. | Baseline is same as efficient condition. | 0 | 0 | No applicable non-energy benefits | No applicable non-energy benefits | 100% | Equipment 100% technically feasible within end use | System | System
Pierce CountyMultifamilyHeat Central Gas Boiler2New | Pierce CountyMultifamilyHeat Central Gas BoilerNew | Pierce County | Multifamily | Heat Central Gas Boiler | 2 | Federal Standard 2022 Boiler - 84% AFUE | New | Boiler - Federal Standard 2022 | Federal Standard 2022 Boiler - 84% AFUE | Federal Standard 2022 Boiler - 84% AFUE | per Home | 25 | Based on RTF Commercal Gas Boilersv1.2; Used residential data; Median lifetime as estimated in the DOE Technical Support Document for Consumer (Residential) Boilers | 268.8237 | 268.8237 | Using measure description efficiency metrics to adjust loads from RTF/2021P workbooks to consumptions. | Using measure description efficiency metrics to adjust loads from RTF/2021P workbooks to consumptions. | 0 | 0 | NA | NA | 854.4624 | 1733.1763 | 0 | 854.4624 | 1733.1763 | 0 | 0 | Baseline is same as efficient condition. | Baseline is same as efficient condition. | Baseline is same as efficient condition. | 0 | 0 | No applicable non-energy benefits | No applicable non-energy benefits | 100% | Equipment 100% technically feasible within end use | System | System
Pierce CountyMultifamily - Highly ImpactedHeat Central Gas Boiler2Existing | Pierce CountyMultifamily - Highly ImpactedHeat Central Gas BoilerExisting | Pierce County | Multifamily - Highly Impacted | Heat Central Gas Boiler | 2 | Federal Standard 2022 Boiler - 84% AFUE | Existing | Boiler - Federal Standard 2022 | Federal Standard 2022 Boiler - 84% AFUE | Federal Standard 2022 Boiler - 84% AFUE | per Home | 25 | Based on RTF Commercal Gas Boilersv1.2; Used residential data; Median lifetime as estimated in the DOE Technical Support Document for Consumer (Residential) Boilers | 351.0228 | 351.0228 | Using measure description efficiency metrics to adjust loads from RTF/2021P workbooks to consumptions. | Using measure description efficiency metrics to adjust loads from RTF/2021P workbooks to consumptions. | 0 | 0 | NA | NA | 725.2273 | 1471.0382 | 0 | 725.2273 | 1471.0382 | 0 | 0 | Baseline is same as efficient condition. | Baseline is same as efficient condition. | Baseline is same as efficient condition. | 0 | 0 | No applicable non-energy benefits | No applicable non-energy benefits | 100% | Equipment 100% technically feasible within end use | System | System
Pierce CountyMultifamily - Highly ImpactedHeat Central Gas Boiler2New | Pierce CountyMultifamily - Highly ImpactedHeat Central Gas BoilerNew | Pierce County | Multifamily - Highly Impacted | Heat Central Gas Boiler | 2 | Federal Standard 2022 Boiler - 84% AFUE | New | Boiler - Federal Standard 2022 | Federal Standard 2022 Boiler - 84% AFUE | Federal Standard 2022 Boiler - 84% AFUE | per Home | 25 | Based on RTF Commercal Gas Boilersv1.2; Used residential data; Median lifetime as estimated in the DOE Technical Support Document for Consumer (Residential) Boilers | 228.1648 | 228.1648 | Using measure description efficiency metrics to adjust loads from RTF/2021P workbooks to consumptions. | Using measure description efficiency metrics to adjust loads from RTF/2021P workbooks to consumptions. | 0 | 0 | NA | NA | 725.2273 | 1471.0382 | 0 | 725.2273 | 1471.0382 | 0 | 0 | Baseline is same as efficient condition. | Baseline is same as efficient condition. | Baseline is same as efficient condition. | 0 | 0 | No applicable non-energy benefits | No applicable non-energy benefits | 100% | Equipment 100% technically feasible within end use | System | System
Pierce CountyManufacturedHeat Central Gas Boiler2Existing | Pierce CountyManufacturedHeat Central Gas BoilerExisting | Pierce County | Manufactured | Heat Central Gas Boiler | 2 | Federal Standard 2022 Boiler - 84% AFUE | Existing | Boiler - Federal Standard 2022 | Federal Standard 2022 Boiler - 84% AFUE | Federal Standard 2022 Boiler - 84% AFUE | per Home | 25 | Based on RTF Commercal Gas Boilersv1.2; Used residential data; Median lifetime as estimated in the DOE Technical Support Document for Consumer (Residential) Boilers | 566.2955 | 566.2955 | Using measure description efficiency metrics to adjust loads from RTF/2021P workbooks to consumptions. | Using measure description efficiency metrics to adjust loads from RTF/2021P workbooks to consumptions. | 0 | 0 | NA | NA | 1452.6206 | 2946.4698 | 0 | 1452.6206 | 2946.4698 | 0 | 0 | Baseline is same as efficient condition. | Baseline is same as efficient condition. | Baseline is same as efficient condition. | 0 | 0 | No applicable non-energy benefits | No applicable non-energy benefits | 100% | Equipment 100% technically feasible within end use | System | System
Pierce CountyManufacturedHeat Central Gas Boiler2New | Pierce CountyManufacturedHeat Central Gas BoilerNew | Pierce County | Manufactured | Heat Central Gas Boiler | 2 | Federal Standard 2022 Boiler - 84% AFUE | New | Boiler - Federal Standard 2022 | Federal Standard 2022 Boiler - 84% AFUE | Federal Standard 2022 Boiler - 84% AFUE | per Home | 25 | Based on RTF Commercal Gas Boilersv1.2; Used residential data; Median lifetime as estimated in the DOE Technical Support Document for Consumer (Residential) Boilers | 368.0921 | 368.0921 | Using measure description efficiency metrics to adjust loads from RTF/2021P workbooks to consumptions. | Using measure description efficiency metrics to adjust loads from RTF/2021P workbooks to consumptions. | 0 | 0 | NA | NA | 1452.6206 | 2946.4698 | 0 | 1452.6206 | 2946.4698 | 0 | 0 | Baseline is same as efficient condition. | Baseline is same as efficient condition. | Baseline is same as efficient condition. | 0 | 0 | No applicable non-energy benefits | No applicable non-energy benefits | 100% | Equipment 100% technically feasible within end use | System | System
Pierce CountyManufactured - Highly ImpactedHeat Central Gas Boiler2Existing | Pierce CountyManufactured - Highly ImpactedHeat Central Gas BoilerExisting | Pierce County | Manufactured - Highly Impacted | Heat Central Gas Boiler | 2 | Federal Standard 2022 Boiler - 84% AFUE | Existing | Boiler - Federal Standard 2022 | Federal Standard 2022 Boiler - 84% AFUE | Federal Standard 2022 Boiler - 84% AFUE | per Home | 25 | Based on RTF Commercal Gas Boilersv1.2; Used residential data; Median lifetime as estimated in the DOE Technical Support Document for Consumer (Residential) Boilers | 439.0403 | 439.0403 | Using measure description efficiency metrics to adjust loads from RTF/2021P workbooks to consumptions. | Using measure description efficiency metrics to adjust loads from RTF/2021P workbooks to consumptions. | 0 | 0 | NA | NA | 1126.1947 | 2284.3532 | 0 | 1126.1947 | 2284.3532 | 0 | 0 | Baseline is same as efficient condition. | Baseline is same as efficient condition. | Baseline is same as efficient condition. | 0 | 0 | No applicable non-energy benefits | No applicable non-energy benefits | 100% | Equipment 100% technically feasible within end use | System | System
Pierce CountyManufactured - Highly ImpactedHeat Central Gas Boiler2New | Pierce CountyManufactured - Highly ImpactedHeat Central Gas BoilerNew | Pierce County | Manufactured - Highly Impacted | Heat Central Gas Boiler | 2 | Federal Standard 2022 Boiler - 84% AFUE | New | Boiler - Federal Standard 2022 | Federal Standard 2022 Boiler - 84% AFUE | Federal Standard 2022 Boiler - 84% AFUE | per Home | 25 | Based on RTF Commercal Gas Boilersv1.2; Used residential data; Median lifetime as estimated in the DOE Technical Support Document for Consumer (Residential) Boilers | 285.3762 | 285.3762 | Using measure description efficiency metrics to adjust loads from RTF/2021P workbooks to consumptions. | Using measure description efficiency metrics to adjust loads from RTF/2021P workbooks to consumptions. | 0 | 0 | NA | NA | 1126.1947 | 2284.3532 | 0 | 1126.1947 | 2284.3532 | 0 | 0 | Baseline is same as efficient condition. | Baseline is same as efficient condition. | Baseline is same as efficient condition. | 0 | 0 | No applicable non-energy benefits | No applicable non-energy benefits | 100% | Equipment 100% technically feasible within end use | System | System
Pierce CountySingle FamilyHeat Central Gas Boiler3Existing | Pierce CountySingle FamilyHeat Central Gas BoilerExisting | Pierce County | Single Family | Heat Central Gas Boiler | 3 | Market Standard Boiler | Existing | Boiler - Market Standard | Market Standard Boiler | Market Standard Boiler | per Home | 25 | Based on RTF Commercal Gas Boilersv1.2; Used residential data; Median lifetime as estimated in the DOE Technical Support Document for Consumer (Residential) Boilers | 598.65 | 598.65 | Using measure description efficiency metrics to adjust loads from RTF/2021P workbooks to consumptions. | Using measure description efficiency metrics to adjust loads from RTF/2021P workbooks to consumptions. | 0 | 0 | NA | NA | 0 | 0 | 0 | 0 | 0 | 0 | 0 | Baseline is same as efficient condition. | Baseline is same as efficient condition. | Baseline is same as efficient condition. | 0 | 0 | No applicable non-energy benefits | No applicable non-energy benefits | 100% | Equipment 100% technically feasible within end use | System | System
Pierce CountySingle FamilyHeat Central Gas Boiler3New | Pierce CountySingle FamilyHeat Central Gas BoilerNew | Pierce County | Single Family | Heat Central Gas Boiler | 3 | Market Standard Boiler | New | Boiler - Market Standard | Market Standard Boiler | Market Standard Boiler | per Home | 25 | Based on RTF Commercal Gas Boilersv1.2; Used residential data; Median lifetime as estimated in the DOE Technical Support Document for Consumer (Residential) Boilers | 389.1225 | 389.1225 | Using measure description efficiency metrics to adjust loads from RTF/2021P workbooks to consumptions. | Using measure description efficiency metrics to adjust loads from RTF/2021P workbooks to consumptions. | 0 | 0 | NA | NA | 0 | 0 | 0 | 0 | 0 | 0 | 0 | Baseline is same as efficient condition. | Baseline is same as efficient condition. | Baseline is same as efficient condition. | 0 | 0 | No applicable non-energy benefits | No applicable non-energy benefits | 100% | Equipment 100% technically feasible within end use | System | System
Pierce CountySingle Family - Highly ImpactedHeat Central Gas Boiler3Existing | Pierce CountySingle Family - Highly ImpactedHeat Central Gas BoilerExisting | Pierce County | Single Family - Highly Impacted | Heat Central Gas Boiler | 3 | Market Standard Boiler | Existing | Boiler - Market Standard | Market Standard Boiler | Market Standard Boiler | per Home | 25 | Based on RTF Commercal Gas Boilersv1.2; Used residential data; Median lifetime as estimated in the DOE Technical Support Document for Consumer (Residential) Boilers | 430.6301 | 430.6301 | Using measure description efficiency metrics to adjust loads from RTF/2021P workbooks to consumptions. | Using measure description efficiency metrics to adjust loads from RTF/2021P workbooks to consumptions. | 0 | 0 | NA | NA | 0 | 0 | 0 | 0 | 0 | 0 | 0 | Baseline is same as efficient condition. | Baseline is same as efficient condition. | Baseline is same as efficient condition. | 0 | 0 | No applicable non-energy benefits | No applicable non-energy benefits | 100% | Equipment 100% technically feasible within end use | System | System
Pierce CountySingle Family - Highly ImpactedHeat Central Gas Boiler3New | Pierce CountySingle Family - Highly ImpactedHeat Central Gas BoilerNew | Pierce County | Single Family - Highly Impacted | Heat Central Gas Boiler | 3 | Market Standard Boiler | New | Boiler - Market Standard | Market Standard Boiler | Market Standard Boiler | per Home | 25 | Based on RTF Commercal Gas Boilersv1.2; Used residential data; Median lifetime as estimated in the DOE Technical Support Document for Consumer (Residential) Boilers | 279.9096 | 279.9096 | Using measure description efficiency metrics to adjust loads from RTF/2021P workbooks to consumptions. | Using measure description efficiency metrics to adjust loads from RTF/2021P workbooks to consumptions. | 0 | 0 | NA | NA | 0 | 0 | 0 | 0 | 0 | 0 | 0 | Baseline is same as efficient condition. | Baseline is same as efficient condition. | Baseline is same as efficient condition. | 0 | 0 | No applicable non-energy benefits | No applicable non-energy benefits | 100% | Equipment 100% technically feasible within end use | System | System
Pierce CountyMultifamilyHeat Central Gas Boiler3Existing | Pierce CountyMultifamilyHeat Central Gas BoilerExisting | Pierce County | Multifamily | Heat Central Gas Boiler | 3 | Market Standard Boiler | Existing | Boiler - Market Standard | Market Standard Boiler | Market Standard Boiler | per Home | 25 | Based on RTF Commercal Gas Boilersv1.2; Used residential data; Median lifetime as estimated in the DOE Technical Support Document for Consumer (Residential) Boilers | 394.776 | 394.776 | Using measure description efficiency metrics to adjust loads from RTF/2021P workbooks to consumptions. | Using measure description efficiency metrics to adjust loads from RTF/2021P workbooks to consumptions. | 0 | 0 | NA | NA | 0 | 0 | 0 | 0 | 0 | 0 | 0 | Baseline is same as efficient condition. | Baseline is same as efficient condition. | Baseline is same as efficient condition. | 0 | 0 | No applicable non-energy benefits | No applicable non-energy benefits | 100% | Equipment 100% technically feasible within end use | System | System
Pierce CountyMultifamilyHeat Central Gas Boiler3New | Pierce CountyMultifamilyHeat Central Gas BoilerNew | Pierce County | Multifamily | Heat Central Gas Boiler | 3 | Market Standard Boiler | New | Boiler - Market Standard | Market Standard Boiler | Market Standard Boiler | per Home | 25 | Based on RTF Commercal Gas Boilersv1.2; Used residential data; Median lifetime as estimated in the DOE Technical Support Document for Consumer (Residential) Boilers | 256.6044 | 256.6044 | Using measure description efficiency metrics to adjust loads from RTF/2021P workbooks to consumptions. | Using measure description efficiency metrics to adjust loads from RTF/2021P workbooks to consumptions. | 0 | 0 | NA | NA | 0 | 0 | 0 | 0 | 0 | 0 | 0 | Baseline is same as efficient condition. | Baseline is same as efficient condition. | Baseline is same as efficient condition. | 0 | 0 | No applicable non-energy benefits | No applicable non-energy benefits | 100% | Equipment 100% technically feasible within end use | System | System
Pierce CountyMultifamily - Highly ImpactedHeat Central Gas Boiler3Existing | Pierce CountyMultifamily - Highly ImpactedHeat Central Gas BoilerExisting | Pierce County | Multifamily - Highly Impacted | Heat Central Gas Boiler | 3 | Market Standard Boiler | Existing | Boiler - Market Standard | Market Standard Boiler | Market Standard Boiler | per Home | 25 | Based on RTF Commercal Gas Boilersv1.2; Used residential data; Median lifetime as estimated in the DOE Technical Support Document for Consumer (Residential) Boilers | 335.0673 | 335.0673 | Using measure description efficiency metrics to adjust loads from RTF/2021P workbooks to consumptions. | Using measure description efficiency metrics to adjust loads from RTF/2021P workbooks to consumptions. | 0 | 0 | NA | NA | 0 | 0 | 0 | 0 | 0 | 0 | 0 | Baseline is same as efficient condition. | Baseline is same as efficient condition. | Baseline is same as efficient condition. | 0 | 0 | No applicable non-energy benefits | No applicable non-energy benefits | 100% | Equipment 100% technically feasible within end use | System | System
Pierce CountyMultifamily - Highly ImpactedHeat Central Gas Boiler3New | Pierce CountyMultifamily - Highly ImpactedHeat Central Gas BoilerNew | Pierce County | Multifamily - Highly Impacted | Heat Central Gas Boiler | 3 | Market Standard Boiler | New | Boiler - Market Standard | Market Standard Boiler | Market Standard Boiler | per Home | 25 | Based on RTF Commercal Gas Boilersv1.2; Used residential data; Median lifetime as estimated in the DOE Technical Support Document for Consumer (Residential) Boilers | 217.7937 | 217.7937 | Using measure description efficiency metrics to adjust loads from RTF/2021P workbooks to consumptions. | Using measure description efficiency metrics to adjust loads from RTF/2021P workbooks to consumptions. | 0 | 0 | NA | NA | 0 | 0 | 0 | 0 | 0 | 0 | 0 | Baseline is same as efficient condition. | Baseline is same as efficient condition. | Baseline is same as efficient condition. | 0 | 0 | No applicable non-energy benefits | No applicable non-energy benefits | 100% | Equipment 100% technically feasible within end use | System | System
Pierce CountyManufacturedHeat Central Gas Boiler3Existing | Pierce CountyManufacturedHeat Central Gas BoilerExisting | Pierce County | Manufactured | Heat Central Gas Boiler | 3 | Market Standard Boiler | Existing | Boiler - Market Standard | Market Standard Boiler | Market Standard Boiler | per Home | 25 | Based on RTF Commercal Gas Boilersv1.2; Used residential data; Median lifetime as estimated in the DOE Technical Support Document for Consumer (Residential) Boilers | 540.5548 | 540.5548 | Using measure description efficiency metrics to adjust loads from RTF/2021P workbooks to consumptions. | Using measure description efficiency metrics to adjust loads from RTF/2021P workbooks to consumptions. | 0 | 0 | NA | NA | 0 | 0 | 0 | 0 | 0 | 0 | 0 | Baseline is same as efficient condition. | Baseline is same as efficient condition. | Baseline is same as efficient condition. | 0 | 0 | No applicable non-energy benefits | No applicable non-energy benefits | 100% | Equipment 100% technically feasible within end use | System | System
Pierce CountyManufacturedHeat Central Gas Boiler3New | Pierce CountyManufacturedHeat Central Gas BoilerNew | Pierce County | Manufactured | Heat Central Gas Boiler | 3 | Market Standard Boiler | New | Boiler - Market Standard | Market Standard Boiler | Market Standard Boiler | per Home | 25 | Based on RTF Commercal Gas Boilersv1.2; Used residential data; Median lifetime as estimated in the DOE Technical Support Document for Consumer (Residential) Boilers | 351.3606 | 351.3606 | Using measure description efficiency metrics to adjust loads from RTF/2021P workbooks to consumptions. | Using measure description efficiency metrics to adjust loads from RTF/2021P workbooks to consumptions. | 0 | 0 | NA | NA | 0 | 0 | 0 | 0 | 0 | 0 | 0 | Baseline is same as efficient condition. | Baseline is same as efficient condition. | Baseline is same as efficient condition. | 0 | 0 | No applicable non-energy benefits | No applicable non-energy benefits | 100% | Equipment 100% technically feasible within end use | System | System
Pierce CountyManufactured - Highly ImpactedHeat Central Gas Boiler3Existing | Pierce CountyManufactured - Highly ImpactedHeat Central Gas BoilerExisting | Pierce County | Manufactured - Highly Impacted | Heat Central Gas Boiler | 3 | Market Standard Boiler | Existing | Boiler - Market Standard | Market Standard Boiler | Market Standard Boiler | per Home | 25 | Based on RTF Commercal Gas Boilersv1.2; Used residential data; Median lifetime as estimated in the DOE Technical Support Document for Consumer (Residential) Boilers | 419.0839 | 419.0839 | Using measure description efficiency metrics to adjust loads from RTF/2021P workbooks to consumptions. | Using measure description efficiency metrics to adjust loads from RTF/2021P workbooks to consumptions. | 0 | 0 | NA | NA | 0 | 0 | 0 | 0 | 0 | 0 | 0 | Baseline is same as efficient condition. | Baseline is same as efficient condition. | Baseline is same as efficient condition. | 0 | 0 | No applicable non-energy benefits | No applicable non-energy benefits | 100% | Equipment 100% technically feasible within end use | System | System
Pierce CountyManufactured - Highly ImpactedHeat Central Gas Boiler3New | Pierce CountyManufactured - Highly ImpactedHeat Central Gas BoilerNew | Pierce County | Manufactured - Highly Impacted | Heat Central Gas Boiler | 3 | Market Standard Boiler | New | Boiler - Market Standard | Market Standard Boiler | Market Standard Boiler | per Home | 25 | Based on RTF Commercal Gas Boilersv1.2; Used residential data; Median lifetime as estimated in the DOE Technical Support Document for Consumer (Residential) Boilers | 272.4046 | 272.4046 | Using measure description efficiency metrics to adjust loads from RTF/2021P workbooks to consumptions. | Using measure description efficiency metrics to adjust loads from RTF/2021P workbooks to consumptions. | 0 | 0 | NA | NA | 0 | 0 | 0 | 0 | 0 | 0 | 0 | Baseline is same as efficient condition. | Baseline is same as efficient condition. | Baseline is same as efficient condition. | 0 | 0 | No applicable non-energy benefits | No applicable non-energy benefits | 100% | Equipment 100% technically feasible within end use | System | System
Pierce CountySingle FamilyHeat Central Gas Boiler4Existing | Pierce CountySingle FamilyHeat Central Gas BoilerExisting | Pierce County | Single Family | Heat Central Gas Boiler | 4 | Advanced Efficiency Boiler - 93% AFUE | Existing | Boiler - Advanced Efficiency | Advanced Efficiency Boiler - 93% AFUE | Federal Standard 2022 Boiler - 84% AFUE | per Home | 25 | Based on RTF Commercal Gas Boilersv1.2; Used residential data; Median lifetime as estimated in the DOE Technical Support Document for Consumer (Residential) Boilers | 627.1571 | 566.4645 | Using measure description efficiency metrics to adjust loads from RTF/2021P workbooks to consumptions. | Using measure description efficiency metrics to adjust loads from RTF/2021P workbooks to consumptions. | 0 | 0 | NA | NA | 1953.0315 | 3961.4944 | 0 | 3124.019 | 4062.1947 | 0 | 0 | Equipment cost derived from table 8.2.7, average capacity derived from table 7B.2.12 and 7B.2.14, Technical Support Document: Residential Boilers, December 22, 2015. https://www.regulations.gov/document?D=EERE-2012-BT-STD-0047-0070 | Labor cost derived from table 8.2.5, average capacity derived from table 7B.2.12 and 7B.2.14, Technical Support Document: Residential Boilers, December 22, 2015. https://www.regulations.gov/document?D=EERE-2012-BT-STD-0047-0070 | Assuming no incremental O&M cost | 0 | 17.6988 | PSE NEI data | No applicable non-energy benefits | 100% | Equipment 100% technically feasible within end use | System | System
Pierce CountySingle FamilyHeat Central Gas Boiler4New | Pierce CountySingle FamilyHeat Central Gas BoilerNew | Pierce County | Single Family | Heat Central Gas Boiler | 4 | Advanced Efficiency Boiler - 93% AFUE | New | Boiler - Advanced Efficiency | Advanced Efficiency Boiler - 93% AFUE | Federal Standard 2022 Boiler - 84% AFUE | per Home | 25 | Based on RTF Commercal Gas Boilersv1.2; Used residential data; Median lifetime as estimated in the DOE Technical Support Document for Consumer (Residential) Boilers | 407.6521 | 368.2019 | Using measure description efficiency metrics to adjust loads from RTF/2021P workbooks to consumptions. | Using measure description efficiency metrics to adjust loads from RTF/2021P workbooks to consumptions. | 0 | 0 | NA | NA | 1953.0315 | 3961.4944 | 0 | 3124.019 | 4062.1947 | 0 | 0 | Equipment cost derived from table 8.2.7, average capacity derived from table 7B.2.12 and 7B.2.14, Technical Support Document: Residential Boilers, December 22, 2015. https://www.regulations.gov/document?D=EERE-2012-BT-STD-0047-0070 | Labor cost derived from table 8.2.5, average capacity derived from table 7B.2.12 and 7B.2.14, Technical Support Document: Residential Boilers, December 22, 2015. https://www.regulations.gov/document?D=EERE-2012-BT-STD-0047-0070 | Assuming no incremental O&M cost | 0 | 11.5042 | PSE NEI data | No applicable non-energy benefits | 100% | Equipment 100% technically feasible within end use | System | System
Pierce CountySingle Family - Highly ImpactedHeat Central Gas Boiler4Existing | Pierce CountySingle Family - Highly ImpactedHeat Central Gas BoilerExisting | Pierce County | Single Family - Highly Impacted | Heat Central Gas Boiler | 4 | Advanced Efficiency Boiler - 93% AFUE | Existing | Boiler - Advanced Efficiency | Advanced Efficiency Boiler - 93% AFUE | Federal Standard 2022 Boiler - 84% AFUE | per Home | 25 | Based on RTF Commercal Gas Boilersv1.2; Used residential data; Median lifetime as estimated in the DOE Technical Support Document for Consumer (Residential) Boilers | 451.1363 | 407.478 | Using measure description efficiency metrics to adjust loads from RTF/2021P workbooks to consumptions. | Using measure description efficiency metrics to adjust loads from RTF/2021P workbooks to consumptions. | 0 | 0 | NA | NA | 1404.8848 | 2849.6434 | 0 | 2247.2176 | 2922.0807 | 0 | 0 | Equipment cost derived from table 8.2.7, average capacity derived from table 7B.2.12 and 7B.2.14, Technical Support Document: Residential Boilers, December 22, 2015. https://www.regulations.gov/document?D=EERE-2012-BT-STD-0047-0070 | Labor cost derived from table 8.2.5, average capacity derived from table 7B.2.12 and 7B.2.14, Technical Support Document: Residential Boilers, December 22, 2015. https://www.regulations.gov/document?D=EERE-2012-BT-STD-0047-0070 | Assuming no incremental O&M cost | 0 | 12.7313 | PSE NEI data | No applicable non-energy benefits | 100% | Equipment 100% technically feasible within end use | System | System
Pierce CountySingle Family - Highly ImpactedHeat Central Gas Boiler4New | Pierce CountySingle Family - Highly ImpactedHeat Central Gas BoilerNew | Pierce County | Single Family - Highly Impacted | Heat Central Gas Boiler | 4 | Advanced Efficiency Boiler - 93% AFUE | New | Boiler - Advanced Efficiency | Advanced Efficiency Boiler - 93% AFUE | Federal Standard 2022 Boiler - 84% AFUE | per Home | 25 | Based on RTF Commercal Gas Boilersv1.2; Used residential data; Median lifetime as estimated in the DOE Technical Support Document for Consumer (Residential) Boilers | 293.2386 | 264.8607 | Using measure description efficiency metrics to adjust loads from RTF/2021P workbooks to consumptions. | Using measure description efficiency metrics to adjust loads from RTF/2021P workbooks to consumptions. | 0 | 0 | NA | NA | 1404.8848 | 2849.6434 | 0 | 2247.2176 | 2922.0807 | 0 | 0 | Equipment cost derived from table 8.2.7, average capacity derived from table 7B.2.12 and 7B.2.14, Technical Support Document: Residential Boilers, December 22, 2015. https://www.regulations.gov/document?D=EERE-2012-BT-STD-0047-0070 | Labor cost derived from table 8.2.5, average capacity derived from table 7B.2.12 and 7B.2.14, Technical Support Document: Residential Boilers, December 22, 2015. https://www.regulations.gov/document?D=EERE-2012-BT-STD-0047-0070 | Assuming no incremental O&M cost | 0 | 8.2754 | PSE NEI data | No applicable non-energy benefits | 100% | Equipment 100% technically feasible within end use | System | System
Pierce CountyMultifamilyHeat Central Gas Boiler4Existing | Pierce CountyMultifamilyHeat Central Gas BoilerExisting | Pierce County | Multifamily | Heat Central Gas Boiler | 4 | Advanced Efficiency Boiler - 93% AFUE | Existing | Boiler - Advanced Efficiency | Advanced Efficiency Boiler - 93% AFUE | Federal Standard 2022 Boiler - 84% AFUE | per Home | 25 | Based on RTF Commercal Gas Boilersv1.2; Used residential data; Median lifetime as estimated in the DOE Technical Support Document for Consumer (Residential) Boilers | 413.5749 | 373.5515 | Using measure description efficiency metrics to adjust loads from RTF/2021P workbooks to consumptions. | Using measure description efficiency metrics to adjust loads from RTF/2021P workbooks to consumptions. | 0 | 0 | NA | NA | 854.4624 | 1733.1763 | 0 | 1366.776 | 1777.2332 | 0 | 0 | Equipment cost derived from table 8.2.7, average capacity derived from table 7B.2.12 and 7B.2.14, Technical Support Document: Residential Boilers, December 22, 2015. https://www.regulations.gov/document?D=EERE-2012-BT-STD-0047-0070 | Labor cost derived from table 8.2.5, average capacity derived from table 7B.2.12 and 7B.2.14, Technical Support Document: Residential Boilers, December 22, 2015. https://www.regulations.gov/document?D=EERE-2012-BT-STD-0047-0070 | Assuming no incremental O&M cost | 0 | 11.6713 | PSE NEI data | No applicable non-energy benefits | 100% | Equipment 100% technically feasible within end use | System | System
Pierce CountyMultifamilyHeat Central Gas Boiler4New | Pierce CountyMultifamilyHeat Central Gas BoilerNew | Pierce County | Multifamily | Heat Central Gas Boiler | 4 | Advanced Efficiency Boiler - 93% AFUE | New | Boiler - Advanced Efficiency | Advanced Efficiency Boiler - 93% AFUE | Federal Standard 2022 Boiler - 84% AFUE | per Home | 25 | Based on RTF Commercal Gas Boilersv1.2; Used residential data; Median lifetime as estimated in the DOE Technical Support Document for Consumer (Residential) Boilers | 268.8237 | 242.8085 | Using measure description efficiency metrics to adjust loads from RTF/2021P workbooks to consumptions. | Using measure description efficiency metrics to adjust loads from RTF/2021P workbooks to consumptions. | 0 | 0 | NA | NA | 854.4624 | 1733.1763 | 0 | 1366.776 | 1777.2332 | 0 | 0 | Equipment cost derived from table 8.2.7, average capacity derived from table 7B.2.12 and 7B.2.14, Technical Support Document: Residential Boilers, December 22, 2015. https://www.regulations.gov/document?D=EERE-2012-BT-STD-0047-0070 | Labor cost derived from table 8.2.5, average capacity derived from table 7B.2.12 and 7B.2.14, Technical Support Document: Residential Boilers, December 22, 2015. https://www.regulations.gov/document?D=EERE-2012-BT-STD-0047-0070 | Assuming no incremental O&M cost | 0 | 7.5864 | PSE NEI data | No applicable non-energy benefits | 100% | Equipment 100% technically feasible within end use | System | System
Pierce CountyMultifamily - Highly ImpactedHeat Central Gas Boiler4Existing | Pierce CountyMultifamily - Highly ImpactedHeat Central Gas BoilerExisting | Pierce County | Multifamily - Highly Impacted | Heat Central Gas Boiler | 4 | Advanced Efficiency Boiler - 93% AFUE | Existing | Boiler - Advanced Efficiency | Advanced Efficiency Boiler - 93% AFUE | Federal Standard 2022 Boiler - 84% AFUE | per Home | 25 | Based on RTF Commercal Gas Boilersv1.2; Used residential data; Median lifetime as estimated in the DOE Technical Support Document for Consumer (Residential) Boilers | 351.0228 | 317.0529 | Using measure description efficiency metrics to adjust loads from RTF/2021P workbooks to consumptions. | Using measure description efficiency metrics to adjust loads from RTF/2021P workbooks to consumptions. | 0 | 0 | NA | NA | 725.2273 | 1471.0382 | 0 | 1160.0549 | 1508.4316 | 0 | 0 | Equipment cost derived from table 8.2.7, average capacity derived from table 7B.2.12 and 7B.2.14, Technical Support Document: Residential Boilers, December 22, 2015. https://www.regulations.gov/document?D=EERE-2012-BT-STD-0047-0070 | Labor cost derived from table 8.2.5, average capacity derived from table 7B.2.12 and 7B.2.14, Technical Support Document: Residential Boilers, December 22, 2015. https://www.regulations.gov/document?D=EERE-2012-BT-STD-0047-0070 | Assuming no incremental O&M cost | 0 | 9.9061 | PSE NEI data | No applicable non-energy benefits | 100% | Equipment 100% technically feasible within end use | System | System
Pierce CountyMultifamily - Highly ImpactedHeat Central Gas Boiler4New | Pierce CountyMultifamily - Highly ImpactedHeat Central Gas BoilerNew | Pierce County | Multifamily - Highly Impacted | Heat Central Gas Boiler | 4 | Advanced Efficiency Boiler - 93% AFUE | New | Boiler - Advanced Efficiency | Advanced Efficiency Boiler - 93% AFUE | Federal Standard 2022 Boiler - 84% AFUE | per Home | 25 | Based on RTF Commercal Gas Boilersv1.2; Used residential data; Median lifetime as estimated in the DOE Technical Support Document for Consumer (Residential) Boilers | 228.1648 | 206.0844 | Using measure description efficiency metrics to adjust loads from RTF/2021P workbooks to consumptions. | Using measure description efficiency metrics to adjust loads from RTF/2021P workbooks to consumptions. | 0 | 0 | NA | NA | 725.2273 | 1471.0382 | 0 | 1160.0549 | 1508.4316 | 0 | 0 | Equipment cost derived from table 8.2.7, average capacity derived from table 7B.2.12 and 7B.2.14, Technical Support Document: Residential Boilers, December 22, 2015. https://www.regulations.gov/document?D=EERE-2012-BT-STD-0047-0070 | Labor cost derived from table 8.2.5, average capacity derived from table 7B.2.12 and 7B.2.14, Technical Support Document: Residential Boilers, December 22, 2015. https://www.regulations.gov/document?D=EERE-2012-BT-STD-0047-0070 | Assuming no incremental O&M cost | 0 | 6.439 | PSE NEI data | No applicable non-energy benefits | 100% | Equipment 100% technically feasible within end use | System | System
Pierce CountyManufacturedHeat Central Gas Boiler4Existing | Pierce CountyManufacturedHeat Central Gas BoilerExisting | Pierce County | Manufactured | Heat Central Gas Boiler | 4 | Advanced Efficiency Boiler - 93% AFUE | Existing | Boiler - Advanced Efficiency | Advanced Efficiency Boiler - 93% AFUE | Federal Standard 2022 Boiler - 84% AFUE | per Home | 25 | Based on RTF Commercal Gas Boilersv1.2; Used residential data; Median lifetime as estimated in the DOE Technical Support Document for Consumer (Residential) Boilers | 566.2955 | 511.4927 | Using measure description efficiency metrics to adjust loads from RTF/2021P workbooks to consumptions. | Using measure description efficiency metrics to adjust loads from RTF/2021P workbooks to consumptions. | 0 | 0 | NA | NA | 1452.6206 | 2946.4698 | 0 | 2323.5745 | 3021.3684 | 0 | 0 | Equipment cost derived from table 8.2.7, average capacity derived from table 7B.2.12 and 7B.2.14, Technical Support Document: Residential Boilers, December 22, 2015. https://www.regulations.gov/document?D=EERE-2012-BT-STD-0047-0070 | Labor cost derived from table 8.2.5, average capacity derived from table 7B.2.12 and 7B.2.14, Technical Support Document: Residential Boilers, December 22, 2015. https://www.regulations.gov/document?D=EERE-2012-BT-STD-0047-0070 | Assuming no incremental O&M cost | 0 | 15.9812 | PSE NEI data | No applicable non-energy benefits | 100% | Equipment 100% technically feasible within end use | System | System
Pierce CountyManufacturedHeat Central Gas Boiler4New | Pierce CountyManufacturedHeat Central Gas BoilerNew | Pierce County | Manufactured | Heat Central Gas Boiler | 4 | Advanced Efficiency Boiler - 93% AFUE | New | Boiler - Advanced Efficiency | Advanced Efficiency Boiler - 93% AFUE | Federal Standard 2022 Boiler - 84% AFUE | per Home | 25 | Based on RTF Commercal Gas Boilersv1.2; Used residential data; Median lifetime as estimated in the DOE Technical Support Document for Consumer (Residential) Boilers | 368.0921 | 332.4703 | Using measure description efficiency metrics to adjust loads from RTF/2021P workbooks to consumptions. | Using measure description efficiency metrics to adjust loads from RTF/2021P workbooks to consumptions. | 0 | 0 | NA | NA | 1452.6206 | 2946.4698 | 0 | 2323.5745 | 3021.3684 | 0 | 0 | Equipment cost derived from table 8.2.7, average capacity derived from table 7B.2.12 and 7B.2.14, Technical Support Document: Residential Boilers, December 22, 2015. https://www.regulations.gov/document?D=EERE-2012-BT-STD-0047-0070 | Labor cost derived from table 8.2.5, average capacity derived from table 7B.2.12 and 7B.2.14, Technical Support Document: Residential Boilers, December 22, 2015. https://www.regulations.gov/document?D=EERE-2012-BT-STD-0047-0070 | Assuming no incremental O&M cost | 0 | 10.3878 | PSE NEI data | No applicable non-energy benefits | 100% | Equipment 100% technically feasible within end use | System | System
Pierce CountyManufactured - Highly ImpactedHeat Central Gas Boiler4Existing | Pierce CountyManufactured - Highly ImpactedHeat Central Gas BoilerExisting | Pierce County | Manufactured - Highly Impacted | Heat Central Gas Boiler | 4 | Advanced Efficiency Boiler - 93% AFUE | Existing | Boiler - Advanced Efficiency | Advanced Efficiency Boiler - 93% AFUE | Federal Standard 2022 Boiler - 84% AFUE | per Home | 25 | Based on RTF Commercal Gas Boilersv1.2; Used residential data; Median lifetime as estimated in the DOE Technical Support Document for Consumer (Residential) Boilers | 439.0403 | 396.5525 | Using measure description efficiency metrics to adjust loads from RTF/2021P workbooks to consumptions. | Using measure description efficiency metrics to adjust loads from RTF/2021P workbooks to consumptions. | 0 | 0 | NA | NA | 1126.1947 | 2284.3532 | 0 | 1801.432 | 2342.421 | 0 | 0 | Equipment cost derived from table 8.2.7, average capacity derived from table 7B.2.12 and 7B.2.14, Technical Support Document: Residential Boilers, December 22, 2015. https://www.regulations.gov/document?D=EERE-2012-BT-STD-0047-0070 | Labor cost derived from table 8.2.5, average capacity derived from table 7B.2.12 and 7B.2.14, Technical Support Document: Residential Boilers, December 22, 2015. https://www.regulations.gov/document?D=EERE-2012-BT-STD-0047-0070 | Assuming no incremental O&M cost | 0 | 12.39 | PSE NEI data | No applicable non-energy benefits | 100% | Equipment 100% technically feasible within end use | System | System
Pierce CountyManufactured - Highly ImpactedHeat Central Gas Boiler4New | Pierce CountyManufactured - Highly ImpactedHeat Central Gas BoilerNew | Pierce County | Manufactured - Highly Impacted | Heat Central Gas Boiler | 4 | Advanced Efficiency Boiler - 93% AFUE | New | Boiler - Advanced Efficiency | Advanced Efficiency Boiler - 93% AFUE | Federal Standard 2022 Boiler - 84% AFUE | per Home | 25 | Based on RTF Commercal Gas Boilersv1.2; Used residential data; Median lifetime as estimated in the DOE Technical Support Document for Consumer (Residential) Boilers | 285.3762 | 257.7591 | Using measure description efficiency metrics to adjust loads from RTF/2021P workbooks to consumptions. | Using measure description efficiency metrics to adjust loads from RTF/2021P workbooks to consumptions. | 0 | 0 | NA | NA | 1126.1947 | 2284.3532 | 0 | 1801.432 | 2342.421 | 0 | 0 | Equipment cost derived from table 8.2.7, average capacity derived from table 7B.2.12 and 7B.2.14, Technical Support Document: Residential Boilers, December 22, 2015. https://www.regulations.gov/document?D=EERE-2012-BT-STD-0047-0070 | Labor cost derived from table 8.2.5, average capacity derived from table 7B.2.12 and 7B.2.14, Technical Support Document: Residential Boilers, December 22, 2015. https://www.regulations.gov/document?D=EERE-2012-BT-STD-0047-0070 | Assuming no incremental O&M cost | 0 | 8.0535 | PSE NEI data | No applicable non-energy benefits | 100% | Equipment 100% technically feasible within end use | System | System
Pierce CountySingle FamilyHeat Central Gas Boiler5Existing | Pierce CountySingle FamilyHeat Central Gas BoilerExisting | Pierce County | Single Family | Heat Central Gas Boiler | 5 | Premium Efficiency Boiler - 95% AFUE | Existing | Boiler - Premium Efficiency | Premium Efficiency Boiler - 95% AFUE | Federal Standard 2022 Boiler - 84% AFUE | per Home | 25 | Based on RTF Commercal Gas Boilersv1.2; Used residential data; Median lifetime as estimated in the DOE Technical Support Document for Consumer (Residential) Boilers | 627.1571 | 554.5389 | Using measure description efficiency metrics to adjust loads from RTF/2021P workbooks to consumptions. | Using measure description efficiency metrics to adjust loads from RTF/2021P workbooks to consumptions. | 0 | 0 | NA | NA | 1953.0315 | 3961.4944 | 0 | 3442.7493 | 4062.1947 | 0 | 0 | Equipment cost derived from table 8.2.7, average capacity derived from table 7B.2.12 and 7B.2.14, Technical Support Document: Residential Boilers, December 22, 2015. https://www.regulations.gov/document?D=EERE-2012-BT-STD-0047-0070 | Labor cost derived from table 8.2.5, average capacity derived from table 7B.2.12 and 7B.2.14, Technical Support Document: Residential Boilers, December 22, 2015. https://www.regulations.gov/document?D=EERE-2012-BT-STD-0047-0070 | Assuming no incremental O&M cost | 0 | 21.1764 | PSE NEI data | No applicable non-energy benefits | 100% | Equipment 100% technically feasible within end use | System | System
Pierce CountySingle FamilyHeat Central Gas Boiler5New | Pierce CountySingle FamilyHeat Central Gas BoilerNew | Pierce County | Single Family | Heat Central Gas Boiler | 5 | Premium Efficiency Boiler - 95% AFUE | New | Boiler - Premium Efficiency | Premium Efficiency Boiler - 95% AFUE | Federal Standard 2022 Boiler - 84% AFUE | per Home | 25 | Based on RTF Commercal Gas Boilersv1.2; Used residential data; Median lifetime as estimated in the DOE Technical Support Document for Consumer (Residential) Boilers | 407.6521 | 360.4503 | Using measure description efficiency metrics to adjust loads from RTF/2021P workbooks to consumptions. | Using measure description efficiency metrics to adjust loads from RTF/2021P workbooks to consumptions. | 0 | 0 | NA | NA | 1953.0315 | 3961.4944 | 0 | 3442.7493 | 4062.1947 | 0 | 0 | Equipment cost derived from table 8.2.7, average capacity derived from table 7B.2.12 and 7B.2.14, Technical Support Document: Residential Boilers, December 22, 2015. https://www.regulations.gov/document?D=EERE-2012-BT-STD-0047-0070 | Labor cost derived from table 8.2.5, average capacity derived from table 7B.2.12 and 7B.2.14, Technical Support Document: Residential Boilers, December 22, 2015. https://www.regulations.gov/document?D=EERE-2012-BT-STD-0047-0070 | Assuming no incremental O&M cost | 0 | 13.7647 | PSE NEI data | No applicable non-energy benefits | 100% | Equipment 100% technically feasible within end use | System | System
Pierce CountySingle Family - Highly ImpactedHeat Central Gas Boiler5Existing | Pierce CountySingle Family - Highly ImpactedHeat Central Gas BoilerExisting | Pierce County | Single Family - Highly Impacted | Heat Central Gas Boiler | 5 | Premium Efficiency Boiler - 95% AFUE | Existing | Boiler - Premium Efficiency | Premium Efficiency Boiler - 95% AFUE | Federal Standard 2022 Boiler - 84% AFUE | per Home | 25 | Based on RTF Commercal Gas Boilersv1.2; Used residential data; Median lifetime as estimated in the DOE Technical Support Document for Consumer (Residential) Boilers | 451.1363 | 398.8995 | Using measure description efficiency metrics to adjust loads from RTF/2021P workbooks to consumptions. | Using measure description efficiency metrics to adjust loads from RTF/2021P workbooks to consumptions. | 0 | 0 | NA | NA | 1404.8848 | 2849.6434 | 0 | 2476.4916 | 2922.0807 | 0 | 0 | Equipment cost derived from table 8.2.7, average capacity derived from table 7B.2.12 and 7B.2.14, Technical Support Document: Residential Boilers, December 22, 2015. https://www.regulations.gov/document?D=EERE-2012-BT-STD-0047-0070 | Labor cost derived from table 8.2.5, average capacity derived from table 7B.2.12 and 7B.2.14, Technical Support Document: Residential Boilers, December 22, 2015. https://www.regulations.gov/document?D=EERE-2012-BT-STD-0047-0070 | Assuming no incremental O&M cost | 0 | 15.2329 | PSE NEI data | No applicable non-energy benefits | 100% | Equipment 100% technically feasible within end use | System | System
Pierce CountySingle Family - Highly ImpactedHeat Central Gas Boiler5New | Pierce CountySingle Family - Highly ImpactedHeat Central Gas BoilerNew | Pierce County | Single Family - Highly Impacted | Heat Central Gas Boiler | 5 | Premium Efficiency Boiler - 95% AFUE | New | Boiler - Premium Efficiency | Premium Efficiency Boiler - 95% AFUE | Federal Standard 2022 Boiler - 84% AFUE | per Home | 25 | Based on RTF Commercal Gas Boilersv1.2; Used residential data; Median lifetime as estimated in the DOE Technical Support Document for Consumer (Residential) Boilers | 293.2386 | 259.2847 | Using measure description efficiency metrics to adjust loads from RTF/2021P workbooks to consumptions. | Using measure description efficiency metrics to adjust loads from RTF/2021P workbooks to consumptions. | 0 | 0 | NA | NA | 1404.8848 | 2849.6434 | 0 | 2476.4916 | 2922.0807 | 0 | 0 | Equipment cost derived from table 8.2.7, average capacity derived from table 7B.2.12 and 7B.2.14, Technical Support Document: Residential Boilers, December 22, 2015. https://www.regulations.gov/document?D=EERE-2012-BT-STD-0047-0070 | Labor cost derived from table 8.2.5, average capacity derived from table 7B.2.12 and 7B.2.14, Technical Support Document: Residential Boilers, December 22, 2015. https://www.regulations.gov/document?D=EERE-2012-BT-STD-0047-0070 | Assuming no incremental O&M cost | 0 | 9.9014 | PSE NEI data | No applicable non-energy benefits | 100% | Equipment 100% technically feasible within end use | System | System
Pierce CountyMultifamilyHeat Central Gas Boiler5Existing | Pierce CountyMultifamilyHeat Central Gas BoilerExisting | Pierce County | Multifamily | Heat Central Gas Boiler | 5 | Premium Efficiency Boiler - 95% AFUE | Existing | Boiler - Premium Efficiency | Premium Efficiency Boiler - 95% AFUE | Federal Standard 2022 Boiler - 84% AFUE | per Home | 25 | Based on RTF Commercal Gas Boilersv1.2; Used residential data; Median lifetime as estimated in the DOE Technical Support Document for Consumer (Residential) Boilers | 413.5749 | 365.6873 | Using measure description efficiency metrics to adjust loads from RTF/2021P workbooks to consumptions. | Using measure description efficiency metrics to adjust loads from RTF/2021P workbooks to consumptions. | 0 | 0 | NA | NA | 854.4624 | 1733.1763 | 0 | 1506.2223 | 1777.2332 | 0 | 0 | Equipment cost derived from table 8.2.7, average capacity derived from table 7B.2.12 and 7B.2.14, Technical Support Document: Residential Boilers, December 22, 2015. https://www.regulations.gov/document?D=EERE-2012-BT-STD-0047-0070 | Labor cost derived from table 8.2.5, average capacity derived from table 7B.2.12 and 7B.2.14, Technical Support Document: Residential Boilers, December 22, 2015. https://www.regulations.gov/document?D=EERE-2012-BT-STD-0047-0070 | Assuming no incremental O&M cost | 0 | 13.9646 | PSE NEI data | No applicable non-energy benefits | 100% | Equipment 100% technically feasible within end use | System | System
Pierce CountyMultifamilyHeat Central Gas Boiler5New | Pierce CountyMultifamilyHeat Central Gas BoilerNew | Pierce County | Multifamily | Heat Central Gas Boiler | 5 | Premium Efficiency Boiler - 95% AFUE | New | Boiler - Premium Efficiency | Premium Efficiency Boiler - 95% AFUE | Federal Standard 2022 Boiler - 84% AFUE | per Home | 25 | Based on RTF Commercal Gas Boilersv1.2; Used residential data; Median lifetime as estimated in the DOE Technical Support Document for Consumer (Residential) Boilers | 268.8237 | 237.6967 | Using measure description efficiency metrics to adjust loads from RTF/2021P workbooks to consumptions. | Using measure description efficiency metrics to adjust loads from RTF/2021P workbooks to consumptions. | 0 | 0 | NA | NA | 854.4624 | 1733.1763 | 0 | 1506.2223 | 1777.2332 | 0 | 0 | Equipment cost derived from table 8.2.7, average capacity derived from table 7B.2.12 and 7B.2.14, Technical Support Document: Residential Boilers, December 22, 2015. https://www.regulations.gov/document?D=EERE-2012-BT-STD-0047-0070 | Labor cost derived from table 8.2.5, average capacity derived from table 7B.2.12 and 7B.2.14, Technical Support Document: Residential Boilers, December 22, 2015. https://www.regulations.gov/document?D=EERE-2012-BT-STD-0047-0070 | Assuming no incremental O&M cost | 0 | 9.077 | PSE NEI data | No applicable non-energy benefits | 100% | Equipment 100% technically feasible within end use | System | System
Pierce CountyMultifamily - Highly ImpactedHeat Central Gas Boiler5Existing | Pierce CountyMultifamily - Highly ImpactedHeat Central Gas BoilerExisting | Pierce County | Multifamily - Highly Impacted | Heat Central Gas Boiler | 5 | Premium Efficiency Boiler - 95% AFUE | Existing | Boiler - Premium Efficiency | Premium Efficiency Boiler - 95% AFUE | Federal Standard 2022 Boiler - 84% AFUE | per Home | 25 | Based on RTF Commercal Gas Boilersv1.2; Used residential data; Median lifetime as estimated in the DOE Technical Support Document for Consumer (Residential) Boilers | 351.0228 | 310.3781 | Using measure description efficiency metrics to adjust loads from RTF/2021P workbooks to consumptions. | Using measure description efficiency metrics to adjust loads from RTF/2021P workbooks to consumptions. | 0 | 0 | NA | NA | 725.2273 | 1471.0382 | 0 | 1278.4104 | 1508.4316 | 0 | 0 | Equipment cost derived from table 8.2.7, average capacity derived from table 7B.2.12 and 7B.2.14, Technical Support Document: Residential Boilers, December 22, 2015. https://www.regulations.gov/document?D=EERE-2012-BT-STD-0047-0070 | Labor cost derived from table 8.2.5, average capacity derived from table 7B.2.12 and 7B.2.14, Technical Support Document: Residential Boilers, December 22, 2015. https://www.regulations.gov/document?D=EERE-2012-BT-STD-0047-0070 | Assuming no incremental O&M cost | 0 | 11.8525 | PSE NEI data | No applicable non-energy benefits | 100% | Equipment 100% technically feasible within end use | System | System
Pierce CountyMultifamily - Highly ImpactedHeat Central Gas Boiler5New | Pierce CountyMultifamily - Highly ImpactedHeat Central Gas BoilerNew | Pierce County | Multifamily - Highly Impacted | Heat Central Gas Boiler | 5 | Premium Efficiency Boiler - 95% AFUE | New | Boiler - Premium Efficiency | Premium Efficiency Boiler - 95% AFUE | Federal Standard 2022 Boiler - 84% AFUE | per Home | 25 | Based on RTF Commercal Gas Boilersv1.2; Used residential data; Median lifetime as estimated in the DOE Technical Support Document for Consumer (Residential) Boilers | 228.1648 | 201.7458 | Using measure description efficiency metrics to adjust loads from RTF/2021P workbooks to consumptions. | Using measure description efficiency metrics to adjust loads from RTF/2021P workbooks to consumptions. | 0 | 0 | NA | NA | 725.2273 | 1471.0382 | 0 | 1278.4104 | 1508.4316 | 0 | 0 | Equipment cost derived from table 8.2.7, average capacity derived from table 7B.2.12 and 7B.2.14, Technical Support Document: Residential Boilers, December 22, 2015. https://www.regulations.gov/document?D=EERE-2012-BT-STD-0047-0070 | Labor cost derived from table 8.2.5, average capacity derived from table 7B.2.12 and 7B.2.14, Technical Support Document: Residential Boilers, December 22, 2015. https://www.regulations.gov/document?D=EERE-2012-BT-STD-0047-0070 | Assuming no incremental O&M cost | 0 | 7.7041 | PSE NEI data | No applicable non-energy benefits | 100% | Equipment 100% technically feasible within end use | System | System
Pierce CountyManufacturedHeat Central Gas Boiler5Existing | Pierce CountyManufacturedHeat Central Gas BoilerExisting | Pierce County | Manufactured | Heat Central Gas Boiler | 5 | Premium Efficiency Boiler - 95% AFUE | Existing | Boiler - Premium Efficiency | Premium Efficiency Boiler - 95% AFUE | Federal Standard 2022 Boiler - 84% AFUE | per Home | 25 | Based on RTF Commercal Gas Boilersv1.2; Used residential data; Median lifetime as estimated in the DOE Technical Support Document for Consumer (Residential) Boilers | 566.2955 | 500.7245 | Using measure description efficiency metrics to adjust loads from RTF/2021P workbooks to consumptions. | Using measure description efficiency metrics to adjust loads from RTF/2021P workbooks to consumptions. | 0 | 0 | NA | NA | 1452.6206 | 2946.4698 | 0 | 2560.6389 | 3021.3684 | 0 | 0 | Equipment cost derived from table 8.2.7, average capacity derived from table 7B.2.12 and 7B.2.14, Technical Support Document: Residential Boilers, December 22, 2015. https://www.regulations.gov/document?D=EERE-2012-BT-STD-0047-0070 | Labor cost derived from table 8.2.5, average capacity derived from table 7B.2.12 and 7B.2.14, Technical Support Document: Residential Boilers, December 22, 2015. https://www.regulations.gov/document?D=EERE-2012-BT-STD-0047-0070 | Assuming no incremental O&M cost | 0 | 19.1214 | PSE NEI data | No applicable non-energy benefits | 100% | Equipment 100% technically feasible within end use | System | System
Pierce CountyManufacturedHeat Central Gas Boiler5New | Pierce CountyManufacturedHeat Central Gas BoilerNew | Pierce County | Manufactured | Heat Central Gas Boiler | 5 | Premium Efficiency Boiler - 95% AFUE | New | Boiler - Premium Efficiency | Premium Efficiency Boiler - 95% AFUE | Federal Standard 2022 Boiler - 84% AFUE | per Home | 25 | Based on RTF Commercal Gas Boilersv1.2; Used residential data; Median lifetime as estimated in the DOE Technical Support Document for Consumer (Residential) Boilers | 368.0921 | 325.4709 | Using measure description efficiency metrics to adjust loads from RTF/2021P workbooks to consumptions. | Using measure description efficiency metrics to adjust loads from RTF/2021P workbooks to consumptions. | 0 | 0 | NA | NA | 1452.6206 | 2946.4698 | 0 | 2560.6389 | 3021.3684 | 0 | 0 | Equipment cost derived from table 8.2.7, average capacity derived from table 7B.2.12 and 7B.2.14, Technical Support Document: Residential Boilers, December 22, 2015. https://www.regulations.gov/document?D=EERE-2012-BT-STD-0047-0070 | Labor cost derived from table 8.2.5, average capacity derived from table 7B.2.12 and 7B.2.14, Technical Support Document: Residential Boilers, December 22, 2015. https://www.regulations.gov/document?D=EERE-2012-BT-STD-0047-0070 | Assuming no incremental O&M cost | 0 | 12.4289 | PSE NEI data | No applicable non-energy benefits | 100% | Equipment 100% technically feasible within end use | System | System
Pierce CountyManufactured - Highly ImpactedHeat Central Gas Boiler5Existing | Pierce CountyManufactured - Highly ImpactedHeat Central Gas BoilerExisting | Pierce County | Manufactured - Highly Impacted | Heat Central Gas Boiler | 5 | Premium Efficiency Boiler - 95% AFUE | Existing | Boiler - Premium Efficiency | Premium Efficiency Boiler - 95% AFUE | Federal Standard 2022 Boiler - 84% AFUE | per Home | 25 | Based on RTF Commercal Gas Boilersv1.2; Used residential data; Median lifetime as estimated in the DOE Technical Support Document for Consumer (Residential) Boilers | 439.0403 | 388.2041 | Using measure description efficiency metrics to adjust loads from RTF/2021P workbooks to consumptions. | Using measure description efficiency metrics to adjust loads from RTF/2021P workbooks to consumptions. | 0 | 0 | NA | NA | 1126.1947 | 2284.3532 | 0 | 1985.2244 | 2342.421 | 0 | 0 | Equipment cost derived from table 8.2.7, average capacity derived from table 7B.2.12 and 7B.2.14, Technical Support Document: Residential Boilers, December 22, 2015. https://www.regulations.gov/document?D=EERE-2012-BT-STD-0047-0070 | Labor cost derived from table 8.2.5, average capacity derived from table 7B.2.12 and 7B.2.14, Technical Support Document: Residential Boilers, December 22, 2015. https://www.regulations.gov/document?D=EERE-2012-BT-STD-0047-0070 | Assuming no incremental O&M cost | 0 | 14.8245 | PSE NEI data | No applicable non-energy benefits | 100% | Equipment 100% technically feasible within end use | System | System
Pierce CountyManufactured - Highly ImpactedHeat Central Gas Boiler5New | Pierce CountyManufactured - Highly ImpactedHeat Central Gas BoilerNew | Pierce County | Manufactured - Highly Impacted | Heat Central Gas Boiler | 5 | Premium Efficiency Boiler - 95% AFUE | New | Boiler - Premium Efficiency | Premium Efficiency Boiler - 95% AFUE | Federal Standard 2022 Boiler - 84% AFUE | per Home | 25 | Based on RTF Commercal Gas Boilersv1.2; Used residential data; Median lifetime as estimated in the DOE Technical Support Document for Consumer (Residential) Boilers | 285.3762 | 252.3326 | Using measure description efficiency metrics to adjust loads from RTF/2021P workbooks to consumptions. | Using measure description efficiency metrics to adjust loads from RTF/2021P workbooks to consumptions. | 0 | 0 | NA | NA | 1126.1947 | 2284.3532 | 0 | 1985.2244 | 2342.421 | 0 | 0 | Equipment cost derived from table 8.2.7, average capacity derived from table 7B.2.12 and 7B.2.14, Technical Support Document: Residential Boilers, December 22, 2015. https://www.regulations.gov/document?D=EERE-2012-BT-STD-0047-0070 | Labor cost derived from table 8.2.5, average capacity derived from table 7B.2.12 and 7B.2.14, Technical Support Document: Residential Boilers, December 22, 2015. https://www.regulations.gov/document?D=EERE-2012-BT-STD-0047-0070 | Assuming no incremental O&M cost | 0 | 9.6359 | PSE NEI data | No applicable non-energy benefits | 100% | Equipment 100% technically feasible within end use | System | System
Pierce CountySingle FamilyHeat Central Gas Furnace1Existing | Pierce CountySingle FamilyHeat Central Gas FurnaceExisting | Pierce County | Single Family | Heat Central Gas Furnace | 1 | Below Standard Furnace - 76% AFUE (Low Income) | Existing | Furnace - Below Standard | Below Standard Furnace - 76% AFUE (Low Income) | Below Standard Furnace - 76% AFUE (Low Income) | per Home | 10 | Assuming half the measure life for below standard equipment. Based on PSE Approved Furnace 2022 Business Case | 534.2104 | 534.2104 | Using measure description efficiency metrics to adjust loads from RTF/2021P workbooks to consumptions. | Using measure description efficiency metrics to adjust loads from RTF/2021P workbooks to consumptions. | 0 | 0 | NA | NA | 0 | 0 | 0 | 0 | 0 | 0 | 0 | Baseline is equal to efficient case. | Baseline is equal to efficient case. | Baseline is equal to efficient case. | 0 | 0 | No applicable non-energy benefits | No applicable non-energy benefits | 100% | Equipment 100% technically feasible within end use | System | System
Pierce CountySingle FamilyHeat Central Gas Furnace1New | Pierce CountySingle FamilyHeat Central Gas FurnaceNew | Pierce County | Single Family | Heat Central Gas Furnace | 1 | Below Standard Furnace - 76% AFUE (Low Income) | New | Furnace - Below Standard | Below Standard Furnace - 76% AFUE (Low Income) | Below Standard Furnace - 76% AFUE (Low Income) | per Home | 10 | Assuming half the measure life for below standard equipment. Based on PSE Approved Furnace 2022 Business Case | 347.2367 | 347.2367 | Using measure description efficiency metrics to adjust loads from RTF/2021P workbooks to consumptions. | Using measure description efficiency metrics to adjust loads from RTF/2021P workbooks to consumptions. | 0 | 0 | NA | NA | 0 | 0 | 0 | 0 | 0 | 0 | 0 | Baseline is equal to efficient case. | Baseline is equal to efficient case. | Baseline is equal to efficient case. | 0 | 0 | No applicable non-energy benefits | No applicable non-energy benefits | 100% | Equipment 100% technically feasible within end use | System | System
Pierce CountySingle Family - Highly ImpactedHeat Central Gas Furnace1Existing | Pierce CountySingle Family - Highly ImpactedHeat Central Gas FurnaceExisting | Pierce County | Single Family - Highly Impacted | Heat Central Gas Furnace | 1 | Below Standard Furnace - 76% AFUE (Low Income) | Existing | Furnace - Below Standard | Below Standard Furnace - 76% AFUE (Low Income) | Below Standard Furnace - 76% AFUE (Low Income) | per Home | 10 | Assuming half the measure life for below standard equipment. Based on PSE Approved Furnace 2022 Business Case | 384.2765 | 384.2765 | Using measure description efficiency metrics to adjust loads from RTF/2021P workbooks to consumptions. | Using measure description efficiency metrics to adjust loads from RTF/2021P workbooks to consumptions. | 0 | 0 | NA | NA | 0 | 0 | 0 | 0 | 0 | 0 | 0 | Baseline is equal to efficient case. | Baseline is equal to efficient case. | Baseline is equal to efficient case. | 0 | 0 | No applicable non-energy benefits | No applicable non-energy benefits | 100% | Equipment 100% technically feasible within end use | System | System
Pierce CountySingle Family - Highly ImpactedHeat Central Gas Furnace1New | Pierce CountySingle Family - Highly ImpactedHeat Central Gas FurnaceNew | Pierce County | Single Family - Highly Impacted | Heat Central Gas Furnace | 1 | Below Standard Furnace - 76% AFUE (Low Income) | New | Furnace - Below Standard | Below Standard Furnace - 76% AFUE (Low Income) | Below Standard Furnace - 76% AFUE (Low Income) | per Home | 10 | Assuming half the measure life for below standard equipment. Based on PSE Approved Furnace 2022 Business Case | 249.7797 | 249.7797 | Using measure description efficiency metrics to adjust loads from RTF/2021P workbooks to consumptions. | Using measure description efficiency metrics to adjust loads from RTF/2021P workbooks to consumptions. | 0 | 0 | NA | NA | 0 | 0 | 0 | 0 | 0 | 0 | 0 | Baseline is equal to efficient case. | Baseline is equal to efficient case. | Baseline is equal to efficient case. | 0 | 0 | No applicable non-energy benefits | No applicable non-energy benefits | 100% | Equipment 100% technically feasible within end use | System | System
Pierce CountyMultifamilyHeat Central Gas Furnace1Existing | Pierce CountyMultifamilyHeat Central Gas FurnaceExisting | Pierce County | Multifamily | Heat Central Gas Furnace | 1 | Below Standard Furnace - 76% AFUE (Low Income) | Existing | Furnace - Below Standard | Below Standard Furnace - 76% AFUE (Low Income) | Below Standard Furnace - 76% AFUE (Low Income) | per Home | 10 | Assuming half the measure life for below standard equipment. Based on PSE Approved Furnace 2022 Business Case | 352.2817 | 352.2817 | Using measure description efficiency metrics to adjust loads from RTF/2021P workbooks to consumptions. | Using measure description efficiency metrics to adjust loads from RTF/2021P workbooks to consumptions. | 0 | 0 | NA | NA | 0 | 0 | 0 | 0 | 0 | 0 | 0 | Baseline is equal to efficient case. | Baseline is equal to efficient case. | Baseline is equal to efficient case. | 0 | 0 | No applicable non-energy benefits | No applicable non-energy benefits | 100% | Equipment 100% technically feasible within end use | System | System
Pierce CountyMultifamilyHeat Central Gas Furnace1New | Pierce CountyMultifamilyHeat Central Gas FurnaceNew | Pierce County | Multifamily | Heat Central Gas Furnace | 1 | Below Standard Furnace - 76% AFUE (Low Income) | New | Furnace - Below Standard | Below Standard Furnace - 76% AFUE (Low Income) | Below Standard Furnace - 76% AFUE (Low Income) | per Home | 10 | Assuming half the measure life for below standard equipment. Based on PSE Approved Furnace 2022 Business Case | 228.9831 | 228.9831 | Using measure description efficiency metrics to adjust loads from RTF/2021P workbooks to consumptions. | Using measure description efficiency metrics to adjust loads from RTF/2021P workbooks to consumptions. | 0 | 0 | NA | NA | 0 | 0 | 0 | 0 | 0 | 0 | 0 | Baseline is equal to efficient case. | Baseline is equal to efficient case. | Baseline is equal to efficient case. | 0 | 0 | No applicable non-energy benefits | No applicable non-energy benefits | 100% | Equipment 100% technically feasible within end use | System | System
Pierce CountyMultifamily - Highly ImpactedHeat Central Gas Furnace1Existing | Pierce CountyMultifamily - Highly ImpactedHeat Central Gas FurnaceExisting | Pierce County | Multifamily - Highly Impacted | Heat Central Gas Furnace | 1 | Below Standard Furnace - 76% AFUE (Low Income) | Existing | Furnace - Below Standard | Below Standard Furnace - 76% AFUE (Low Income) | Below Standard Furnace - 76% AFUE (Low Income) | per Home | 10 | Assuming half the measure life for below standard equipment. Based on PSE Approved Furnace 2022 Business Case | 299.0001 | 299.0001 | Using measure description efficiency metrics to adjust loads from RTF/2021P workbooks to consumptions. | Using measure description efficiency metrics to adjust loads from RTF/2021P workbooks to consumptions. | 0 | 0 | NA | NA | 0 | 0 | 0 | 0 | 0 | 0 | 0 | Baseline is equal to efficient case. | Baseline is equal to efficient case. | Baseline is equal to efficient case. | 0 | 0 | No applicable non-energy benefits | No applicable non-energy benefits | 100% | Equipment 100% technically feasible within end use | System | System
Pierce CountyMultifamily - Highly ImpactedHeat Central Gas Furnace1New | Pierce CountyMultifamily - Highly ImpactedHeat Central Gas FurnaceNew | Pierce County | Multifamily - Highly Impacted | Heat Central Gas Furnace | 1 | Below Standard Furnace - 76% AFUE (Low Income) | New | Furnace - Below Standard | Below Standard Furnace - 76% AFUE (Low Income) | Below Standard Furnace - 76% AFUE (Low Income) | per Home | 10 | Assuming half the measure life for below standard equipment. Based on PSE Approved Furnace 2022 Business Case | 194.3501 | 194.3501 | Using measure description efficiency metrics to adjust loads from RTF/2021P workbooks to consumptions. | Using measure description efficiency metrics to adjust loads from RTF/2021P workbooks to consumptions. | 0 | 0 | NA | NA | 0 | 0 | 0 | 0 | 0 | 0 | 0 | Baseline is equal to efficient case. | Baseline is equal to efficient case. | Baseline is equal to efficient case. | 0 | 0 | No applicable non-energy benefits | No applicable non-energy benefits | 100% | Equipment 100% technically feasible within end use | System | System
Pierce CountyManufacturedHeat Central Gas Furnace1Existing | Pierce CountyManufacturedHeat Central Gas FurnaceExisting | Pierce County | Manufactured | Heat Central Gas Furnace | 1 | Below Standard Furnace - 76% AFUE (Low Income) | Existing | Furnace - Below Standard | Below Standard Furnace - 76% AFUE (Low Income) | Below Standard Furnace - 76% AFUE (Low Income) | per Home | 10 | Assuming half the measure life for below standard equipment. Based on PSE Approved Furnace 2022 Business Case | 482.3687 | 482.3687 | Using measure description efficiency metrics to adjust loads from RTF/2021P workbooks to consumptions. | Using measure description efficiency metrics to adjust loads from RTF/2021P workbooks to consumptions. | 0 | 0 | NA | NA | 0 | 0 | 0 | 0 | 0 | 0 | 0 | Baseline is equal to efficient case. | Baseline is equal to efficient case. | Baseline is equal to efficient case. | 0 | 0 | No applicable non-energy benefits | No applicable non-energy benefits | 100% | Equipment 100% technically feasible within end use | System | System
Pierce CountyManufacturedHeat Central Gas Furnace1New | Pierce CountyManufacturedHeat Central Gas FurnaceNew | Pierce County | Manufactured | Heat Central Gas Furnace | 1 | Below Standard Furnace - 76% AFUE (Low Income) | New | Furnace - Below Standard | Below Standard Furnace - 76% AFUE (Low Income) | Below Standard Furnace - 76% AFUE (Low Income) | per Home | 10 | Assuming half the measure life for below standard equipment. Based on PSE Approved Furnace 2022 Business Case | 313.5396 | 313.5396 | Using measure description efficiency metrics to adjust loads from RTF/2021P workbooks to consumptions. | Using measure description efficiency metrics to adjust loads from RTF/2021P workbooks to consumptions. | 0 | 0 | NA | NA | 0 | 0 | 0 | 0 | 0 | 0 | 0 | Baseline is equal to efficient case. | Baseline is equal to efficient case. | Baseline is equal to efficient case. | 0 | 0 | No applicable non-energy benefits | No applicable non-energy benefits | 100% | Equipment 100% technically feasible within end use | System | System
Pierce CountyManufactured - Highly ImpactedHeat Central Gas Furnace1Existing | Pierce CountyManufactured - Highly ImpactedHeat Central Gas FurnaceExisting | Pierce County | Manufactured - Highly Impacted | Heat Central Gas Furnace | 1 | Below Standard Furnace - 76% AFUE (Low Income) | Existing | Furnace - Below Standard | Below Standard Furnace - 76% AFUE (Low Income) | Below Standard Furnace - 76% AFUE (Low Income) | per Home | 10 | Assuming half the measure life for below standard equipment. Based on PSE Approved Furnace 2022 Business Case | 373.9731 | 373.9731 | Using measure description efficiency metrics to adjust loads from RTF/2021P workbooks to consumptions. | Using measure description efficiency metrics to adjust loads from RTF/2021P workbooks to consumptions. | 0 | 0 | NA | NA | 0 | 0 | 0 | 0 | 0 | 0 | 0 | Baseline is equal to efficient case. | Baseline is equal to efficient case. | Baseline is equal to efficient case. | 0 | 0 | No applicable non-energy benefits | No applicable non-energy benefits | 100% | Equipment 100% technically feasible within end use | System | System
Pierce CountyManufactured - Highly ImpactedHeat Central Gas Furnace1New | Pierce CountyManufactured - Highly ImpactedHeat Central Gas FurnaceNew | Pierce County | Manufactured - Highly Impacted | Heat Central Gas Furnace | 1 | Below Standard Furnace - 76% AFUE (Low Income) | New | Furnace - Below Standard | Below Standard Furnace - 76% AFUE (Low Income) | Below Standard Furnace - 76% AFUE (Low Income) | per Home | 10 | Assuming half the measure life for below standard equipment. Based on PSE Approved Furnace 2022 Business Case | 243.0825 | 243.0825 | Using measure description efficiency metrics to adjust loads from RTF/2021P workbooks to consumptions. | Using measure description efficiency metrics to adjust loads from RTF/2021P workbooks to consumptions. | 0 | 0 | NA | NA | 0 | 0 | 0 | 0 | 0 | 0 | 0 | Baseline is equal to efficient case. | Baseline is equal to efficient case. | Baseline is equal to efficient case. | 0 | 0 | No applicable non-energy benefits | No applicable non-energy benefits | 100% | Equipment 100% technically feasible within end use | System | System
Pierce CountySingle FamilyHeat Central Gas Furnace2Existing | Pierce CountySingle FamilyHeat Central Gas FurnaceExisting | Pierce County | Single Family | Heat Central Gas Furnace | 2 | Federal Standard 2016 Furnace - 80% AFUE | Existing | Furnace - Federal Standard 2016 | Federal Standard 2016 Furnace - 80% AFUE | Federal Standard 2016 Furnace - 80% AFUE | per Home | 20 | Based on PSE Approved Furnace 2022 Business Case | 507.4999 | 507.4999 | Using measure description efficiency metrics to adjust loads from RTF/2021P workbooks to consumptions. | Using measure description efficiency metrics to adjust loads from RTF/2021P workbooks to consumptions. | 0 | 0 | NA | NA | 0 | 0 | 0 | 2695.1461 | 2098.1872 | 0 | 0 | PSE Business Cases and Technical Support Document - Residential Furnaces. February 2015. Equipment cost based on total cost from Table 8.5.1 and installation cost from table 8.2.10. Representative output capacity based on input capacity from Table 5.5.1 and weighted average AFUE from Table 8I.3.1. https://www.regulations.gov/document?D=EERE-2014-BT-STD-0031-0027 | PSE Business Cases and Technical Support Document - Residential Furnaces. February 2015. Equipment cost based on total cost from Table 8.5.1 and installation cost from table 8.2.10. Representative output capacity based on input capacity from Table 5.5.1 and weighted average AFUE from Table 8I.3.1. https://www.regulations.gov/document?D=EERE-2014-BT-STD-0031-0027 | Assuming no incremental O&M cost | 0 | 0 | No applicable non-energy benefits | No applicable non-energy benefits | 100% | Equipment 100% technically feasible within end use | System | System
Pierce CountySingle FamilyHeat Central Gas Furnace2New | Pierce CountySingle FamilyHeat Central Gas FurnaceNew | Pierce County | Single Family | Heat Central Gas Furnace | 2 | Federal Standard 2016 Furnace - 80% AFUE | New | Furnace - Federal Standard 2016 | Federal Standard 2016 Furnace - 80% AFUE | Federal Standard 2016 Furnace - 80% AFUE | per Home | 20 | Based on PSE Approved Furnace 2022 Business Case | 329.8749 | 329.8749 | Using measure description efficiency metrics to adjust loads from RTF/2021P workbooks to consumptions. | Using measure description efficiency metrics to adjust loads from RTF/2021P workbooks to consumptions. | 0 | 0 | NA | NA | 0 | 0 | 0 | 2695.1461 | 2098.1872 | 0 | 0 | PSE Business Cases and Technical Support Document - Residential Furnaces. February 2015. Equipment cost based on total cost from Table 8.5.1 and installation cost from table 8.2.10. Representative output capacity based on input capacity from Table 5.5.1 and weighted average AFUE from Table 8I.3.1. https://www.regulations.gov/document?D=EERE-2014-BT-STD-0031-0027 | PSE Business Cases and Technical Support Document - Residential Furnaces. February 2015. Equipment cost based on total cost from Table 8.5.1 and installation cost from table 8.2.10. Representative output capacity based on input capacity from Table 5.5.1 and weighted average AFUE from Table 8I.3.1. https://www.regulations.gov/document?D=EERE-2014-BT-STD-0031-0027 | Assuming no incremental O&M cost | 0 | 0 | No applicable non-energy benefits | No applicable non-energy benefits | 100% | Equipment 100% technically feasible within end use | System | System
Pierce CountySingle Family - Highly ImpactedHeat Central Gas Furnace2Existing | Pierce CountySingle Family - Highly ImpactedHeat Central Gas FurnaceExisting | Pierce County | Single Family - Highly Impacted | Heat Central Gas Furnace | 2 | Federal Standard 2016 Furnace - 80% AFUE | Existing | Furnace - Federal Standard 2016 | Federal Standard 2016 Furnace - 80% AFUE | Federal Standard 2016 Furnace - 80% AFUE | per Home | 20 | Based on PSE Approved Furnace 2022 Business Case | 365.0626 | 365.0626 | Using measure description efficiency metrics to adjust loads from RTF/2021P workbooks to consumptions. | Using measure description efficiency metrics to adjust loads from RTF/2021P workbooks to consumptions. | 0 | 0 | NA | NA | 0 | 0 | 0 | 1938.7142 | 1509.3004 | 0 | 0 | PSE Business Cases and Technical Support Document - Residential Furnaces. February 2015. Equipment cost based on total cost from Table 8.5.1 and installation cost from table 8.2.10. Representative output capacity based on input capacity from Table 5.5.1 and weighted average AFUE from Table 8I.3.1. https://www.regulations.gov/document?D=EERE-2014-BT-STD-0031-0027 | PSE Business Cases and Technical Support Document - Residential Furnaces. February 2015. Equipment cost based on total cost from Table 8.5.1 and installation cost from table 8.2.10. Representative output capacity based on input capacity from Table 5.5.1 and weighted average AFUE from Table 8I.3.1. https://www.regulations.gov/document?D=EERE-2014-BT-STD-0031-0027 | Assuming no incremental O&M cost | 0 | 0 | No applicable non-energy benefits | No applicable non-energy benefits | 100% | Equipment 100% technically feasible within end use | System | System
Pierce CountySingle Family - Highly ImpactedHeat Central Gas Furnace2New | Pierce CountySingle Family - Highly ImpactedHeat Central Gas FurnaceNew | Pierce County | Single Family - Highly Impacted | Heat Central Gas Furnace | 2 | Federal Standard 2016 Furnace - 80% AFUE | New | Furnace - Federal Standard 2016 | Federal Standard 2016 Furnace - 80% AFUE | Federal Standard 2016 Furnace - 80% AFUE | per Home | 20 | Based on PSE Approved Furnace 2022 Business Case | 237.2907 | 237.2907 | Using measure description efficiency metrics to adjust loads from RTF/2021P workbooks to consumptions. | Using measure description efficiency metrics to adjust loads from RTF/2021P workbooks to consumptions. | 0 | 0 | NA | NA | 0 | 0 | 0 | 1938.7142 | 1509.3004 | 0 | 0 | PSE Business Cases and Technical Support Document - Residential Furnaces. February 2015. Equipment cost based on total cost from Table 8.5.1 and installation cost from table 8.2.10. Representative output capacity based on input capacity from Table 5.5.1 and weighted average AFUE from Table 8I.3.1. https://www.regulations.gov/document?D=EERE-2014-BT-STD-0031-0027 | PSE Business Cases and Technical Support Document - Residential Furnaces. February 2015. Equipment cost based on total cost from Table 8.5.1 and installation cost from table 8.2.10. Representative output capacity based on input capacity from Table 5.5.1 and weighted average AFUE from Table 8I.3.1. https://www.regulations.gov/document?D=EERE-2014-BT-STD-0031-0027 | Assuming no incremental O&M cost | 0 | 0 | No applicable non-energy benefits | No applicable non-energy benefits | 100% | Equipment 100% technically feasible within end use | System | System
Pierce CountyMultifamilyHeat Central Gas Furnace2Existing | Pierce CountyMultifamilyHeat Central Gas FurnaceExisting | Pierce County | Multifamily | Heat Central Gas Furnace | 2 | Federal Standard 2016 Furnace - 80% AFUE | Existing | Furnace - Federal Standard 2016 | Federal Standard 2016 Furnace - 80% AFUE | Federal Standard 2016 Furnace - 80% AFUE | per Home | 20 | Based on PSE Approved Furnace 2022 Business Case | 334.6677 | 334.6677 | Using measure description efficiency metrics to adjust loads from RTF/2021P workbooks to consumptions. | Using measure description efficiency metrics to adjust loads from RTF/2021P workbooks to consumptions. | 0 | 0 | NA | NA | 0 | 0 | 0 | 1179.1417 | 917.9688 | 0 | 0 | PSE Business Cases and Technical Support Document - Residential Furnaces. February 2015. Equipment cost based on total cost from Table 8.5.1 and installation cost from table 8.2.10. Representative output capacity based on input capacity from Table 5.5.1 and weighted average AFUE from Table 8I.3.1. https://www.regulations.gov/document?D=EERE-2014-BT-STD-0031-0027 | PSE Business Cases and Technical Support Document - Residential Furnaces. February 2015. Equipment cost based on total cost from Table 8.5.1 and installation cost from table 8.2.10. Representative output capacity based on input capacity from Table 5.5.1 and weighted average AFUE from Table 8I.3.1. https://www.regulations.gov/document?D=EERE-2014-BT-STD-0031-0027 | Assuming no incremental O&M cost | 0 | 0 | No applicable non-energy benefits | No applicable non-energy benefits | 100% | Equipment 100% technically feasible within end use | System | System
Pierce CountyMultifamilyHeat Central Gas Furnace2New | Pierce CountyMultifamilyHeat Central Gas FurnaceNew | Pierce County | Multifamily | Heat Central Gas Furnace | 2 | Federal Standard 2016 Furnace - 80% AFUE | New | Furnace - Federal Standard 2016 | Federal Standard 2016 Furnace - 80% AFUE | Federal Standard 2016 Furnace - 80% AFUE | per Home | 20 | Based on PSE Approved Furnace 2022 Business Case | 217.534 | 217.534 | Using measure description efficiency metrics to adjust loads from RTF/2021P workbooks to consumptions. | Using measure description efficiency metrics to adjust loads from RTF/2021P workbooks to consumptions. | 0 | 0 | NA | NA | 0 | 0 | 0 | 1179.1417 | 917.9688 | 0 | 0 | PSE Business Cases and Technical Support Document - Residential Furnaces. February 2015. Equipment cost based on total cost from Table 8.5.1 and installation cost from table 8.2.10. Representative output capacity based on input capacity from Table 5.5.1 and weighted average AFUE from Table 8I.3.1. https://www.regulations.gov/document?D=EERE-2014-BT-STD-0031-0027 | PSE Business Cases and Technical Support Document - Residential Furnaces. February 2015. Equipment cost based on total cost from Table 8.5.1 and installation cost from table 8.2.10. Representative output capacity based on input capacity from Table 5.5.1 and weighted average AFUE from Table 8I.3.1. https://www.regulations.gov/document?D=EERE-2014-BT-STD-0031-0027 | Assuming no incremental O&M cost | 0 | 0 | No applicable non-energy benefits | No applicable non-energy benefits | 100% | Equipment 100% technically feasible within end use | System | System
Pierce CountyMultifamily - Highly ImpactedHeat Central Gas Furnace2Existing | Pierce CountyMultifamily - Highly ImpactedHeat Central Gas FurnaceExisting | Pierce County | Multifamily - Highly Impacted | Heat Central Gas Furnace | 2 | Federal Standard 2016 Furnace - 80% AFUE | Existing | Furnace - Federal Standard 2016 | Federal Standard 2016 Furnace - 80% AFUE | Federal Standard 2016 Furnace - 80% AFUE | per Home | 20 | Based on PSE Approved Furnace 2022 Business Case | 284.0501 | 284.0501 | Using measure description efficiency metrics to adjust loads from RTF/2021P workbooks to consumptions. | Using measure description efficiency metrics to adjust loads from RTF/2021P workbooks to consumptions. | 0 | 0 | NA | NA | 0 | 0 | 0 | 1000.7998 | 779.1286 | 0 | 0 | PSE Business Cases and Technical Support Document - Residential Furnaces. February 2015. Equipment cost based on total cost from Table 8.5.1 and installation cost from table 8.2.10. Representative output capacity based on input capacity from Table 5.5.1 and weighted average AFUE from Table 8I.3.1. https://www.regulations.gov/document?D=EERE-2014-BT-STD-0031-0027 | PSE Business Cases and Technical Support Document - Residential Furnaces. February 2015. Equipment cost based on total cost from Table 8.5.1 and installation cost from table 8.2.10. Representative output capacity based on input capacity from Table 5.5.1 and weighted average AFUE from Table 8I.3.1. https://www.regulations.gov/document?D=EERE-2014-BT-STD-0031-0027 | Assuming no incremental O&M cost | 0 | 0 | No applicable non-energy benefits | No applicable non-energy benefits | 100% | Equipment 100% technically feasible within end use | System | System
Pierce CountyMultifamily - Highly ImpactedHeat Central Gas Furnace2New | Pierce CountyMultifamily - Highly ImpactedHeat Central Gas FurnaceNew | Pierce County | Multifamily - Highly Impacted | Heat Central Gas Furnace | 2 | Federal Standard 2016 Furnace - 80% AFUE | New | Furnace - Federal Standard 2016 | Federal Standard 2016 Furnace - 80% AFUE | Federal Standard 2016 Furnace - 80% AFUE | per Home | 20 | Based on PSE Approved Furnace 2022 Business Case | 184.6326 | 184.6326 | Using measure description efficiency metrics to adjust loads from RTF/2021P workbooks to consumptions. | Using measure description efficiency metrics to adjust loads from RTF/2021P workbooks to consumptions. | 0 | 0 | NA | NA | 0 | 0 | 0 | 1000.7998 | 779.1286 | 0 | 0 | PSE Business Cases and Technical Support Document - Residential Furnaces. February 2015. Equipment cost based on total cost from Table 8.5.1 and installation cost from table 8.2.10. Representative output capacity based on input capacity from Table 5.5.1 and weighted average AFUE from Table 8I.3.1. https://www.regulations.gov/document?D=EERE-2014-BT-STD-0031-0027 | PSE Business Cases and Technical Support Document - Residential Furnaces. February 2015. Equipment cost based on total cost from Table 8.5.1 and installation cost from table 8.2.10. Representative output capacity based on input capacity from Table 5.5.1 and weighted average AFUE from Table 8I.3.1. https://www.regulations.gov/document?D=EERE-2014-BT-STD-0031-0027 | Assuming no incremental O&M cost | 0 | 0 | No applicable non-energy benefits | No applicable non-energy benefits | 100% | Equipment 100% technically feasible within end use | System | System
Pierce CountyManufacturedHeat Central Gas Furnace2Existing | Pierce CountyManufacturedHeat Central Gas FurnaceExisting | Pierce County | Manufactured | Heat Central Gas Furnace | 2 | Federal Standard 2016 Furnace - 80% AFUE | Existing | Furnace - Federal Standard 2016 | Federal Standard 2016 Furnace - 80% AFUE | Federal Standard 2016 Furnace - 80% AFUE | per Home | 20 | Based on PSE Approved Furnace 2022 Business Case | 458.2502 | 458.2502 | Using measure description efficiency metrics to adjust loads from RTF/2021P workbooks to consumptions. | Using measure description efficiency metrics to adjust loads from RTF/2021P workbooks to consumptions. | 0 | 0 | NA | NA | 0 | 0 | 0 | 2004.5886 | 1560.5841 | 0 | 0 | PSE Business Cases and Technical Support Document - Residential Furnaces. February 2015. Equipment cost based on total cost from Table 8.5.1 and installation cost from table 8.2.10. Representative output capacity based on input capacity from Table 5.5.1 and weighted average AFUE from Table 8I.3.1. https://www.regulations.gov/document?D=EERE-2014-BT-STD-0031-0027 | PSE Business Cases and Technical Support Document - Residential Furnaces. February 2015. Equipment cost based on total cost from Table 8.5.1 and installation cost from table 8.2.10. Representative output capacity based on input capacity from Table 5.5.1 and weighted average AFUE from Table 8I.3.1. https://www.regulations.gov/document?D=EERE-2014-BT-STD-0031-0027 | Assuming no incremental O&M cost | 0 | 0 | No applicable non-energy benefits | No applicable non-energy benefits | 100% | Equipment 100% technically feasible within end use | System | System
Pierce CountyManufacturedHeat Central Gas Furnace2New | Pierce CountyManufacturedHeat Central Gas FurnaceNew | Pierce County | Manufactured | Heat Central Gas Furnace | 2 | Federal Standard 2016 Furnace - 80% AFUE | New | Furnace - Federal Standard 2016 | Federal Standard 2016 Furnace - 80% AFUE | Federal Standard 2016 Furnace - 80% AFUE | per Home | 20 | Based on PSE Approved Furnace 2022 Business Case | 297.8627 | 297.8627 | Using measure description efficiency metrics to adjust loads from RTF/2021P workbooks to consumptions. | Using measure description efficiency metrics to adjust loads from RTF/2021P workbooks to consumptions. | 0 | 0 | NA | NA | 0 | 0 | 0 | 2004.5886 | 1560.5841 | 0 | 0 | PSE Business Cases and Technical Support Document - Residential Furnaces. February 2015. Equipment cost based on total cost from Table 8.5.1 and installation cost from table 8.2.10. Representative output capacity based on input capacity from Table 5.5.1 and weighted average AFUE from Table 8I.3.1. https://www.regulations.gov/document?D=EERE-2014-BT-STD-0031-0027 | PSE Business Cases and Technical Support Document - Residential Furnaces. February 2015. Equipment cost based on total cost from Table 8.5.1 and installation cost from table 8.2.10. Representative output capacity based on input capacity from Table 5.5.1 and weighted average AFUE from Table 8I.3.1. https://www.regulations.gov/document?D=EERE-2014-BT-STD-0031-0027 | Assuming no incremental O&M cost | 0 | 0 | No applicable non-energy benefits | No applicable non-energy benefits | 100% | Equipment 100% technically feasible within end use | System | System
Pierce CountyManufactured - Highly ImpactedHeat Central Gas Furnace2Existing | Pierce CountyManufactured - Highly ImpactedHeat Central Gas FurnaceExisting | Pierce County | Manufactured - Highly Impacted | Heat Central Gas Furnace | 2 | Federal Standard 2016 Furnace - 80% AFUE | Existing | Furnace - Federal Standard 2016 | Federal Standard 2016 Furnace - 80% AFUE | Federal Standard 2016 Furnace - 80% AFUE | per Home | 20 | Based on PSE Approved Furnace 2022 Business Case | 355.2744 | 355.2744 | Using measure description efficiency metrics to adjust loads from RTF/2021P workbooks to consumptions. | Using measure description efficiency metrics to adjust loads from RTF/2021P workbooks to consumptions. | 0 | 0 | NA | NA | 0 | 0 | 0 | 1554.1271 | 1209.8971 | 0 | 0 | PSE Business Cases and Technical Support Document - Residential Furnaces. February 2015. Equipment cost based on total cost from Table 8.5.1 and installation cost from table 8.2.10. Representative output capacity based on input capacity from Table 5.5.1 and weighted average AFUE from Table 8I.3.1. https://www.regulations.gov/document?D=EERE-2014-BT-STD-0031-0027 | PSE Business Cases and Technical Support Document - Residential Furnaces. February 2015. Equipment cost based on total cost from Table 8.5.1 and installation cost from table 8.2.10. Representative output capacity based on input capacity from Table 5.5.1 and weighted average AFUE from Table 8I.3.1. https://www.regulations.gov/document?D=EERE-2014-BT-STD-0031-0027 | Assuming no incremental O&M cost | 0 | 0 | No applicable non-energy benefits | No applicable non-energy benefits | 100% | Equipment 100% technically feasible within end use | System | System
Pierce CountyManufactured - Highly ImpactedHeat Central Gas Furnace2New | Pierce CountyManufactured - Highly ImpactedHeat Central Gas FurnaceNew | Pierce County | Manufactured - Highly Impacted | Heat Central Gas Furnace | 2 | Federal Standard 2016 Furnace - 80% AFUE | New | Furnace - Federal Standard 2016 | Federal Standard 2016 Furnace - 80% AFUE | Federal Standard 2016 Furnace - 80% AFUE | per Home | 20 | Based on PSE Approved Furnace 2022 Business Case | 230.9284 | 230.9284 | Using measure description efficiency metrics to adjust loads from RTF/2021P workbooks to consumptions. | Using measure description efficiency metrics to adjust loads from RTF/2021P workbooks to consumptions. | 0 | 0 | NA | NA | 0 | 0 | 0 | 1554.1271 | 1209.8971 | 0 | 0 | PSE Business Cases and Technical Support Document - Residential Furnaces. February 2015. Equipment cost based on total cost from Table 8.5.1 and installation cost from table 8.2.10. Representative output capacity based on input capacity from Table 5.5.1 and weighted average AFUE from Table 8I.3.1. https://www.regulations.gov/document?D=EERE-2014-BT-STD-0031-0027 | PSE Business Cases and Technical Support Document - Residential Furnaces. February 2015. Equipment cost based on total cost from Table 8.5.1 and installation cost from table 8.2.10. Representative output capacity based on input capacity from Table 5.5.1 and weighted average AFUE from Table 8I.3.1. https://www.regulations.gov/document?D=EERE-2014-BT-STD-0031-0027 | Assuming no incremental O&M cost | 0 | 0 | No applicable non-energy benefits | No applicable non-energy benefits | 100% | Equipment 100% technically feasible within end use | System | System
Pierce CountySingle FamilyHeat Central Gas Furnace3Existing | Pierce CountySingle FamilyHeat Central Gas FurnaceExisting | Pierce County | Single Family | Heat Central Gas Furnace | 3 | Market Standard Furnace | Existing | Furnace - Market Standard | Market Standard Furnace | Market Standard Furnace | per Home | 20 | Based on PSE Approved Furnace 2022 Business Case | 472.0929 | 472.0929 | Using measure description efficiency metrics to adjust loads from RTF/2021P workbooks to consumptions. | Using measure description efficiency metrics to adjust loads from RTF/2021P workbooks to consumptions. | 0 | 0 | NA | NA | 0 | 0 | 0 | 0 | 0 | 0 | 0 | Baseline is equal to efficient case. | Baseline is equal to efficient case. | Baseline is equal to efficient case. | 0 | 0 | No applicable non-energy benefits | No applicable non-energy benefits | 100% | Equipment 100% technically feasible within end use | System | System
Pierce CountySingle FamilyHeat Central Gas Furnace3New | Pierce CountySingle FamilyHeat Central Gas FurnaceNew | Pierce County | Single Family | Heat Central Gas Furnace | 3 | Market Standard Furnace | New | Furnace - Market Standard | Market Standard Furnace | Market Standard Furnace | per Home | 20 | Based on PSE Approved Furnace 2022 Business Case | 306.8604 | 306.8604 | Using measure description efficiency metrics to adjust loads from RTF/2021P workbooks to consumptions. | Using measure description efficiency metrics to adjust loads from RTF/2021P workbooks to consumptions. | 0 | 0 | NA | NA | 0 | 0 | 0 | 0 | 0 | 0 | 0 | Baseline is equal to efficient case. | Baseline is equal to efficient case. | Baseline is equal to efficient case. | 0 | 0 | No applicable non-energy benefits | No applicable non-energy benefits | 100% | Equipment 100% technically feasible within end use | System | System
Pierce CountySingle Family - Highly ImpactedHeat Central Gas Furnace3Existing | Pierce CountySingle Family - Highly ImpactedHeat Central Gas FurnaceExisting | Pierce County | Single Family - Highly Impacted | Heat Central Gas Furnace | 3 | Market Standard Furnace | Existing | Furnace - Market Standard | Market Standard Furnace | Market Standard Furnace | per Home | 20 | Based on PSE Approved Furnace 2022 Business Case | 339.5932 | 339.5932 | Using measure description efficiency metrics to adjust loads from RTF/2021P workbooks to consumptions. | Using measure description efficiency metrics to adjust loads from RTF/2021P workbooks to consumptions. | 0 | 0 | NA | NA | 0 | 0 | 0 | 0 | 0 | 0 | 0 | Baseline is equal to efficient case. | Baseline is equal to efficient case. | Baseline is equal to efficient case. | 0 | 0 | No applicable non-energy benefits | No applicable non-energy benefits | 100% | Equipment 100% technically feasible within end use | System | System
Pierce CountySingle Family - Highly ImpactedHeat Central Gas Furnace3New | Pierce CountySingle Family - Highly ImpactedHeat Central Gas FurnaceNew | Pierce County | Single Family - Highly Impacted | Heat Central Gas Furnace | 3 | Market Standard Furnace | New | Furnace - Market Standard | Market Standard Furnace | Market Standard Furnace | per Home | 20 | Based on PSE Approved Furnace 2022 Business Case | 220.7356 | 220.7356 | Using measure description efficiency metrics to adjust loads from RTF/2021P workbooks to consumptions. | Using measure description efficiency metrics to adjust loads from RTF/2021P workbooks to consumptions. | 0 | 0 | NA | NA | 0 | 0 | 0 | 0 | 0 | 0 | 0 | Baseline is equal to efficient case. | Baseline is equal to efficient case. | Baseline is equal to efficient case. | 0 | 0 | No applicable non-energy benefits | No applicable non-energy benefits | 100% | Equipment 100% technically feasible within end use | System | System
Pierce CountyMultifamilyHeat Central Gas Furnace3Existing | Pierce CountyMultifamilyHeat Central Gas FurnaceExisting | Pierce County | Multifamily | Heat Central Gas Furnace | 3 | Market Standard Furnace | Existing | Furnace - Market Standard | Market Standard Furnace | Market Standard Furnace | per Home | 20 | Based on PSE Approved Furnace 2022 Business Case | 311.3187 | 311.3187 | Using measure description efficiency metrics to adjust loads from RTF/2021P workbooks to consumptions. | Using measure description efficiency metrics to adjust loads from RTF/2021P workbooks to consumptions. | 0 | 0 | NA | NA | 0 | 0 | 0 | 0 | 0 | 0 | 0 | Baseline is equal to efficient case. | Baseline is equal to efficient case. | Baseline is equal to efficient case. | 0 | 0 | No applicable non-energy benefits | No applicable non-energy benefits | 100% | Equipment 100% technically feasible within end use | System | System
Pierce CountyMultifamilyHeat Central Gas Furnace3New | Pierce CountyMultifamilyHeat Central Gas FurnaceNew | Pierce County | Multifamily | Heat Central Gas Furnace | 3 | Market Standard Furnace | New | Furnace - Market Standard | Market Standard Furnace | Market Standard Furnace | per Home | 20 | Based on PSE Approved Furnace 2022 Business Case | 202.3572 | 202.3572 | Using measure description efficiency metrics to adjust loads from RTF/2021P workbooks to consumptions. | Using measure description efficiency metrics to adjust loads from RTF/2021P workbooks to consumptions. | 0 | 0 | NA | NA | 0 | 0 | 0 | 0 | 0 | 0 | 0 | Baseline is equal to efficient case. | Baseline is equal to efficient case. | Baseline is equal to efficient case. | 0 | 0 | No applicable non-energy benefits | No applicable non-energy benefits | 100% | Equipment 100% technically feasible within end use | System | System
Pierce CountyMultifamily - Highly ImpactedHeat Central Gas Furnace3Existing | Pierce CountyMultifamily - Highly ImpactedHeat Central Gas FurnaceExisting | Pierce County | Multifamily - Highly Impacted | Heat Central Gas Furnace | 3 | Market Standard Furnace | Existing | Furnace - Market Standard | Market Standard Furnace | Market Standard Furnace | per Home | 20 | Based on PSE Approved Furnace 2022 Business Case | 264.2327 | 264.2327 | Using measure description efficiency metrics to adjust loads from RTF/2021P workbooks to consumptions. | Using measure description efficiency metrics to adjust loads from RTF/2021P workbooks to consumptions. | 0 | 0 | NA | NA | 0 | 0 | 0 | 0 | 0 | 0 | 0 | Baseline is equal to efficient case. | Baseline is equal to efficient case. | Baseline is equal to efficient case. | 0 | 0 | No applicable non-energy benefits | No applicable non-energy benefits | 100% | Equipment 100% technically feasible within end use | System | System
Pierce CountyMultifamily - Highly ImpactedHeat Central Gas Furnace3New | Pierce CountyMultifamily - Highly ImpactedHeat Central Gas FurnaceNew | Pierce County | Multifamily - Highly Impacted | Heat Central Gas Furnace | 3 | Market Standard Furnace | New | Furnace - Market Standard | Market Standard Furnace | Market Standard Furnace | per Home | 20 | Based on PSE Approved Furnace 2022 Business Case | 171.7512 | 171.7512 | Using measure description efficiency metrics to adjust loads from RTF/2021P workbooks to consumptions. | Using measure description efficiency metrics to adjust loads from RTF/2021P workbooks to consumptions. | 0 | 0 | NA | NA | 0 | 0 | 0 | 0 | 0 | 0 | 0 | Baseline is equal to efficient case. | Baseline is equal to efficient case. | Baseline is equal to efficient case. | 0 | 0 | No applicable non-energy benefits | No applicable non-energy benefits | 100% | Equipment 100% technically feasible within end use | System | System
Pierce CountyManufacturedHeat Central Gas Furnace3Existing | Pierce CountyManufacturedHeat Central Gas FurnaceExisting | Pierce County | Manufactured | Heat Central Gas Furnace | 3 | Market Standard Furnace | Existing | Furnace - Market Standard | Market Standard Furnace | Market Standard Furnace | per Home | 20 | Based on PSE Approved Furnace 2022 Business Case | 442.7539 | 442.7539 | Using measure description efficiency metrics to adjust loads from RTF/2021P workbooks to consumptions. | Using measure description efficiency metrics to adjust loads from RTF/2021P workbooks to consumptions. | 0 | 0 | NA | NA | 0 | 0 | 0 | 0 | 0 | 0 | 0 | Baseline is equal to efficient case. | Baseline is equal to efficient case. | Baseline is equal to efficient case. | 0 | 0 | No applicable non-energy benefits | No applicable non-energy benefits | 100% | Equipment 100% technically feasible within end use | System | System
Pierce CountyManufacturedHeat Central Gas Furnace3New | Pierce CountyManufacturedHeat Central Gas FurnaceNew | Pierce County | Manufactured | Heat Central Gas Furnace | 3 | Market Standard Furnace | New | Furnace - Market Standard | Market Standard Furnace | Market Standard Furnace | per Home | 20 | Based on PSE Approved Furnace 2022 Business Case | 287.79 | 287.79 | Using measure description efficiency metrics to adjust loads from RTF/2021P workbooks to consumptions. | Using measure description efficiency metrics to adjust loads from RTF/2021P workbooks to consumptions. | 0 | 0 | NA | NA | 0 | 0 | 0 | 0 | 0 | 0 | 0 | Baseline is equal to efficient case. | Baseline is equal to efficient case. | Baseline is equal to efficient case. | 0 | 0 | No applicable non-energy benefits | No applicable non-energy benefits | 100% | Equipment 100% technically feasible within end use | System | System
Pierce CountyManufactured - Highly ImpactedHeat Central Gas Furnace3Existing | Pierce CountyManufactured - Highly ImpactedHeat Central Gas FurnaceExisting | Pierce County | Manufactured - Highly Impacted | Heat Central Gas Furnace | 3 | Market Standard Furnace | Existing | Furnace - Market Standard | Market Standard Furnace | Market Standard Furnace | per Home | 20 | Based on PSE Approved Furnace 2022 Business Case | 343.2603 | 343.2603 | Using measure description efficiency metrics to adjust loads from RTF/2021P workbooks to consumptions. | Using measure description efficiency metrics to adjust loads from RTF/2021P workbooks to consumptions. | 0 | 0 | NA | NA | 0 | 0 | 0 | 0 | 0 | 0 | 0 | Baseline is equal to efficient case. | Baseline is equal to efficient case. | Baseline is equal to efficient case. | 0 | 0 | No applicable non-energy benefits | No applicable non-energy benefits | 100% | Equipment 100% technically feasible within end use | System | System
Pierce CountyManufactured - Highly ImpactedHeat Central Gas Furnace3New | Pierce CountyManufactured - Highly ImpactedHeat Central Gas FurnaceNew | Pierce County | Manufactured - Highly Impacted | Heat Central Gas Furnace | 3 | Market Standard Furnace | New | Furnace - Market Standard | Market Standard Furnace | Market Standard Furnace | per Home | 20 | Based on PSE Approved Furnace 2022 Business Case | 223.1192 | 223.1192 | Using measure description efficiency metrics to adjust loads from RTF/2021P workbooks to consumptions. | Using measure description efficiency metrics to adjust loads from RTF/2021P workbooks to consumptions. | 0 | 0 | NA | NA | 0 | 0 | 0 | 0 | 0 | 0 | 0 | Baseline is equal to efficient case. | Baseline is equal to efficient case. | Baseline is equal to efficient case. | 0 | 0 | No applicable non-energy benefits | No applicable non-energy benefits | 100% | Equipment 100% technically feasible within end use | System | System
Pierce CountySingle FamilyHeat Central Gas Furnace4Existing | Pierce CountySingle FamilyHeat Central Gas FurnaceExisting | Pierce County | Single Family | Heat Central Gas Furnace | 4 | ENERGY STAR Furnace - 95% AFUE | Existing | Furnace - ENERGY STAR | ENERGY STAR Furnace - 95% AFUE | Federal Standard 2016 Furnace - 80% AFUE | per Home | 20 | Based on PSE Approved Furnace 2022 Business Case | 507.4999 | 427.3683 | Using measure description efficiency metrics to adjust loads from RTF/2021P workbooks to consumptions. | Using measure description efficiency metrics to adjust loads from RTF/2021P workbooks to consumptions. | 0 | 0 | NA | NA | 2695.1461 | 2098.1872 | 0 | 3507.0891 | 2724.2443 | 0 | 0 | PSE Business Cases and Technical Support Document - Residential Furnaces. February 2015. Equipment cost based on total cost from Table 8.5.1 and installation cost from table 8.2.10. Representative output capacity based on input capacity from Table 5.5.1 and weighted average AFUE from Table 8I.3.1. https://www.regulations.gov/document?D=EERE-2014-BT-STD-0031-0027 | PSE Business Cases and Technical Support Document - Residential Furnaces. February 2015. Equipment cost based on total cost from Table 8.5.1 and installation cost from table 8.2.10. Representative output capacity based on input capacity from Table 5.5.1 and weighted average AFUE from Table 8I.3.1. https://www.regulations.gov/document?D=EERE-2014-BT-STD-0031-0027 | Assuming no incremental O&M cost | 0 | 24.009 | PSE NEI data | No applicable non-energy benefits | 100% | Equipment 100% technically feasible within end use | System | System
Pierce CountySingle FamilyHeat Central Gas Furnace4New | Pierce CountySingle FamilyHeat Central Gas FurnaceNew | Pierce County | Single Family | Heat Central Gas Furnace | 4 | ENERGY STAR Furnace - 95% AFUE | New | Furnace - ENERGY STAR | ENERGY STAR Furnace - 95% AFUE | Federal Standard 2016 Furnace - 80% AFUE | per Home | 20 | Based on PSE Approved Furnace 2022 Business Case | 329.8749 | 277.7894 | Using measure description efficiency metrics to adjust loads from RTF/2021P workbooks to consumptions. | Using measure description efficiency metrics to adjust loads from RTF/2021P workbooks to consumptions. | 0 | 0 | NA | NA | 2695.1461 | 2098.1872 | 0 | 3507.0891 | 2724.2443 | 0 | 0 | PSE Business Cases and Technical Support Document - Residential Furnaces. February 2015. Equipment cost based on total cost from Table 8.5.1 and installation cost from table 8.2.10. Representative output capacity based on input capacity from Table 5.5.1 and weighted average AFUE from Table 8I.3.1. https://www.regulations.gov/document?D=EERE-2014-BT-STD-0031-0027 | PSE Business Cases and Technical Support Document - Residential Furnaces. February 2015. Equipment cost based on total cost from Table 8.5.1 and installation cost from table 8.2.10. Representative output capacity based on input capacity from Table 5.5.1 and weighted average AFUE from Table 8I.3.1. https://www.regulations.gov/document?D=EERE-2014-BT-STD-0031-0027 | Assuming no incremental O&M cost | 0 | 15.6059 | PSE NEI data | No applicable non-energy benefits | 100% | Equipment 100% technically feasible within end use | System | System
Pierce CountySingle Family - Highly ImpactedHeat Central Gas Furnace4Existing | Pierce CountySingle Family - Highly ImpactedHeat Central Gas FurnaceExisting | Pierce County | Single Family - Highly Impacted | Heat Central Gas Furnace | 4 | ENERGY STAR Furnace - 95% AFUE | Existing | Furnace - ENERGY STAR | ENERGY STAR Furnace - 95% AFUE | Federal Standard 2016 Furnace - 80% AFUE | per Home | 20 | Based on PSE Approved Furnace 2022 Business Case | 365.0626 | 307.4212 | Using measure description efficiency metrics to adjust loads from RTF/2021P workbooks to consumptions. | Using measure description efficiency metrics to adjust loads from RTF/2021P workbooks to consumptions. | 0 | 0 | NA | NA | 1938.7142 | 1509.3004 | 0 | 2522.7735 | 1959.6455 | 0 | 0 | PSE Business Cases and Technical Support Document - Residential Furnaces. February 2015. Equipment cost based on total cost from Table 8.5.1 and installation cost from table 8.2.10. Representative output capacity based on input capacity from Table 5.5.1 and weighted average AFUE from Table 8I.3.1. https://www.regulations.gov/document?D=EERE-2014-BT-STD-0031-0027 | PSE Business Cases and Technical Support Document - Residential Furnaces. February 2015. Equipment cost based on total cost from Table 8.5.1 and installation cost from table 8.2.10. Representative output capacity based on input capacity from Table 5.5.1 and weighted average AFUE from Table 8I.3.1. https://www.regulations.gov/document?D=EERE-2014-BT-STD-0031-0027 | Assuming no incremental O&M cost | 0 | 29.9827 | PSE NEI data | No applicable non-energy benefits | 100% | Equipment 100% technically feasible within end use | System | System
Pierce CountySingle Family - Highly ImpactedHeat Central Gas Furnace4New | Pierce CountySingle Family - Highly ImpactedHeat Central Gas FurnaceNew | Pierce County | Single Family - Highly Impacted | Heat Central Gas Furnace | 4 | ENERGY STAR Furnace - 95% AFUE | New | Furnace - ENERGY STAR | ENERGY STAR Furnace - 95% AFUE | Federal Standard 2016 Furnace - 80% AFUE | per Home | 20 | Based on PSE Approved Furnace 2022 Business Case | 237.2907 | 199.8238 | Using measure description efficiency metrics to adjust loads from RTF/2021P workbooks to consumptions. | Using measure description efficiency metrics to adjust loads from RTF/2021P workbooks to consumptions. | 0 | 0 | NA | NA | 1938.7142 | 1509.3004 | 0 | 2522.7735 | 1959.6455 | 0 | 0 | PSE Business Cases and Technical Support Document - Residential Furnaces. February 2015. Equipment cost based on total cost from Table 8.5.1 and installation cost from table 8.2.10. Representative output capacity based on input capacity from Table 5.5.1 and weighted average AFUE from Table 8I.3.1. https://www.regulations.gov/document?D=EERE-2014-BT-STD-0031-0027 | PSE Business Cases and Technical Support Document - Residential Furnaces. February 2015. Equipment cost based on total cost from Table 8.5.1 and installation cost from table 8.2.10. Representative output capacity based on input capacity from Table 5.5.1 and weighted average AFUE from Table 8I.3.1. https://www.regulations.gov/document?D=EERE-2014-BT-STD-0031-0027 | Assuming no incremental O&M cost | 0 | 19.4887 | PSE NEI data | No applicable non-energy benefits | 100% | Equipment 100% technically feasible within end use | System | System
Pierce CountyMultifamilyHeat Central Gas Furnace4Existing | Pierce CountyMultifamilyHeat Central Gas FurnaceExisting | Pierce County | Multifamily | Heat Central Gas Furnace | 4 | ENERGY STAR Furnace - 95% AFUE | Existing | Furnace - ENERGY STAR | ENERGY STAR Furnace - 95% AFUE | Federal Standard 2016 Furnace - 80% AFUE | per Home | 20 | Based on PSE Approved Furnace 2022 Business Case | 334.6677 | 281.8254 | Using measure description efficiency metrics to adjust loads from RTF/2021P workbooks to consumptions. | Using measure description efficiency metrics to adjust loads from RTF/2021P workbooks to consumptions. | 0 | 0 | NA | NA | 1179.1417 | 917.9688 | 0 | 1534.3714 | 1191.8723 | 0 | 0 | PSE Business Cases and Technical Support Document - Residential Furnaces. February 2015. Equipment cost based on total cost from Table 8.5.1 and installation cost from table 8.2.10. Representative output capacity based on input capacity from Table 5.5.1 and weighted average AFUE from Table 8I.3.1. https://www.regulations.gov/document?D=EERE-2014-BT-STD-0031-0027 | PSE Business Cases and Technical Support Document - Residential Furnaces. February 2015. Equipment cost based on total cost from Table 8.5.1 and installation cost from table 8.2.10. Representative output capacity based on input capacity from Table 5.5.1 and weighted average AFUE from Table 8I.3.1. https://www.regulations.gov/document?D=EERE-2014-BT-STD-0031-0027 | Assuming no incremental O&M cost | 0 | 15.8326 | PSE NEI data | No applicable non-energy benefits | 100% | Equipment 100% technically feasible within end use | System | System
Pierce CountyMultifamilyHeat Central Gas Furnace4New | Pierce CountyMultifamilyHeat Central Gas FurnaceNew | Pierce County | Multifamily | Heat Central Gas Furnace | 4 | ENERGY STAR Furnace - 95% AFUE | New | Furnace - ENERGY STAR | ENERGY STAR Furnace - 95% AFUE | Federal Standard 2016 Furnace - 80% AFUE | per Home | 20 | Based on PSE Approved Furnace 2022 Business Case | 217.534 | 183.1865 | Using measure description efficiency metrics to adjust loads from RTF/2021P workbooks to consumptions. | Using measure description efficiency metrics to adjust loads from RTF/2021P workbooks to consumptions. | 0 | 0 | NA | NA | 1179.1417 | 917.9688 | 0 | 1534.3714 | 1191.8723 | 0 | 0 | PSE Business Cases and Technical Support Document - Residential Furnaces. February 2015. Equipment cost based on total cost from Table 8.5.1 and installation cost from table 8.2.10. Representative output capacity based on input capacity from Table 5.5.1 and weighted average AFUE from Table 8I.3.1. https://www.regulations.gov/document?D=EERE-2014-BT-STD-0031-0027 | PSE Business Cases and Technical Support Document - Residential Furnaces. February 2015. Equipment cost based on total cost from Table 8.5.1 and installation cost from table 8.2.10. Representative output capacity based on input capacity from Table 5.5.1 and weighted average AFUE from Table 8I.3.1. https://www.regulations.gov/document?D=EERE-2014-BT-STD-0031-0027 | Assuming no incremental O&M cost | 0 | 10.2912 | PSE NEI data | No applicable non-energy benefits | 100% | Equipment 100% technically feasible within end use | System | System
Pierce CountyMultifamily - Highly ImpactedHeat Central Gas Furnace4Existing | Pierce CountyMultifamily - Highly ImpactedHeat Central Gas FurnaceExisting | Pierce County | Multifamily - Highly Impacted | Heat Central Gas Furnace | 4 | ENERGY STAR Furnace - 95% AFUE | Existing | Furnace - ENERGY STAR | ENERGY STAR Furnace - 95% AFUE | Federal Standard 2016 Furnace - 80% AFUE | per Home | 20 | Based on PSE Approved Furnace 2022 Business Case | 284.0501 | 239.2001 | Using measure description efficiency metrics to adjust loads from RTF/2021P workbooks to consumptions. | Using measure description efficiency metrics to adjust loads from RTF/2021P workbooks to consumptions. | 0 | 0 | NA | NA | 1000.7998 | 779.1286 | 0 | 1302.302 | 1011.6049 | 0 | 0 | PSE Business Cases and Technical Support Document - Residential Furnaces. February 2015. Equipment cost based on total cost from Table 8.5.1 and installation cost from table 8.2.10. Representative output capacity based on input capacity from Table 5.5.1 and weighted average AFUE from Table 8I.3.1. https://www.regulations.gov/document?D=EERE-2014-BT-STD-0031-0027 | PSE Business Cases and Technical Support Document - Residential Furnaces. February 2015. Equipment cost based on total cost from Table 8.5.1 and installation cost from table 8.2.10. Representative output capacity based on input capacity from Table 5.5.1 and weighted average AFUE from Table 8I.3.1. https://www.regulations.gov/document?D=EERE-2014-BT-STD-0031-0027 | Assuming no incremental O&M cost | 0 | 4.3959 | PSE NEI data | No applicable non-energy benefits | 100% | Equipment 100% technically feasible within end use | System | System
Pierce CountyMultifamily - Highly ImpactedHeat Central Gas Furnace4New | Pierce CountyMultifamily - Highly ImpactedHeat Central Gas FurnaceNew | Pierce County | Multifamily - Highly Impacted | Heat Central Gas Furnace | 4 | ENERGY STAR Furnace - 95% AFUE | New | Furnace - ENERGY STAR | ENERGY STAR Furnace - 95% AFUE | Federal Standard 2016 Furnace - 80% AFUE | per Home | 20 | Based on PSE Approved Furnace 2022 Business Case | 184.6326 | 155.4801 | Using measure description efficiency metrics to adjust loads from RTF/2021P workbooks to consumptions. | Using measure description efficiency metrics to adjust loads from RTF/2021P workbooks to consumptions. | 0 | 0 | NA | NA | 1000.7998 | 779.1286 | 0 | 1302.302 | 1011.6049 | 0 | 0 | PSE Business Cases and Technical Support Document - Residential Furnaces. February 2015. Equipment cost based on total cost from Table 8.5.1 and installation cost from table 8.2.10. Representative output capacity based on input capacity from Table 5.5.1 and weighted average AFUE from Table 8I.3.1. https://www.regulations.gov/document?D=EERE-2014-BT-STD-0031-0027 | PSE Business Cases and Technical Support Document - Residential Furnaces. February 2015. Equipment cost based on total cost from Table 8.5.1 and installation cost from table 8.2.10. Representative output capacity based on input capacity from Table 5.5.1 and weighted average AFUE from Table 8I.3.1. https://www.regulations.gov/document?D=EERE-2014-BT-STD-0031-0027 | Assuming no incremental O&M cost | 0 | 2.8574 | PSE NEI data | No applicable non-energy benefits | 100% | Equipment 100% technically feasible within end use | System | System
Pierce CountyManufacturedHeat Central Gas Furnace4Existing | Pierce CountyManufacturedHeat Central Gas FurnaceExisting | Pierce County | Manufactured | Heat Central Gas Furnace | 4 | ENERGY STAR Furnace - 95% AFUE | Existing | Furnace - ENERGY STAR | ENERGY STAR Furnace - 95% AFUE | Federal Standard 2016 Furnace - 80% AFUE | per Home | 20 | Based on PSE Approved Furnace 2022 Business Case | 458.2502 | 385.8949 | Using measure description efficiency metrics to adjust loads from RTF/2021P workbooks to consumptions. | Using measure description efficiency metrics to adjust loads from RTF/2021P workbooks to consumptions. | 0 | 0 | NA | NA | 2004.5886 | 1560.5841 | 0 | 2608.4934 | 2026.2311 | 0 | 0 | PSE Business Cases and Technical Support Document - Residential Furnaces. February 2015. Equipment cost based on total cost from Table 8.5.1 and installation cost from table 8.2.10. Representative output capacity based on input capacity from Table 5.5.1 and weighted average AFUE from Table 8I.3.1. https://www.regulations.gov/document?D=EERE-2014-BT-STD-0031-0027 | PSE Business Cases and Technical Support Document - Residential Furnaces. February 2015. Equipment cost based on total cost from Table 8.5.1 and installation cost from table 8.2.10. Representative output capacity based on input capacity from Table 5.5.1 and weighted average AFUE from Table 8I.3.1. https://www.regulations.gov/document?D=EERE-2014-BT-STD-0031-0027 | Assuming no incremental O&M cost | 0 | 21.6791 | PSE NEI data | No applicable non-energy benefits | 100% | Equipment 100% technically feasible within end use | System | System
Pierce CountyManufacturedHeat Central Gas Furnace4New | Pierce CountyManufacturedHeat Central Gas FurnaceNew | Pierce County | Manufactured | Heat Central Gas Furnace | 4 | ENERGY STAR Furnace - 95% AFUE | New | Furnace - ENERGY STAR | ENERGY STAR Furnace - 95% AFUE | Federal Standard 2016 Furnace - 80% AFUE | per Home | 20 | Based on PSE Approved Furnace 2022 Business Case | 297.8627 | 250.8317 | Using measure description efficiency metrics to adjust loads from RTF/2021P workbooks to consumptions. | Using measure description efficiency metrics to adjust loads from RTF/2021P workbooks to consumptions. | 0 | 0 | NA | NA | 2004.5886 | 1560.5841 | 0 | 2608.4934 | 2026.2311 | 0 | 0 | PSE Business Cases and Technical Support Document - Residential Furnaces. February 2015. Equipment cost based on total cost from Table 8.5.1 and installation cost from table 8.2.10. Representative output capacity based on input capacity from Table 5.5.1 and weighted average AFUE from Table 8I.3.1. https://www.regulations.gov/document?D=EERE-2014-BT-STD-0031-0027 | PSE Business Cases and Technical Support Document - Residential Furnaces. February 2015. Equipment cost based on total cost from Table 8.5.1 and installation cost from table 8.2.10. Representative output capacity based on input capacity from Table 5.5.1 and weighted average AFUE from Table 8I.3.1. https://www.regulations.gov/document?D=EERE-2014-BT-STD-0031-0027 | Assuming no incremental O&M cost | 0 | 14.0914 | PSE NEI data | No applicable non-energy benefits | 100% | Equipment 100% technically feasible within end use | System | System
Pierce CountyManufactured - Highly ImpactedHeat Central Gas Furnace4Existing | Pierce CountyManufactured - Highly ImpactedHeat Central Gas FurnaceExisting | Pierce County | Manufactured - Highly Impacted | Heat Central Gas Furnace | 4 | ENERGY STAR Furnace - 95% AFUE | Existing | Furnace - ENERGY STAR | ENERGY STAR Furnace - 95% AFUE | Federal Standard 2016 Furnace - 80% AFUE | per Home | 20 | Based on PSE Approved Furnace 2022 Business Case | 355.2744 | 299.1785 | Using measure description efficiency metrics to adjust loads from RTF/2021P workbooks to consumptions. | Using measure description efficiency metrics to adjust loads from RTF/2021P workbooks to consumptions. | 0 | 0 | NA | NA | 1554.1271 | 1209.8971 | 0 | 2022.3252 | 1570.9062 | 0 | 0 | PSE Business Cases and Technical Support Document - Residential Furnaces. February 2015. Equipment cost based on total cost from Table 8.5.1 and installation cost from table 8.2.10. Representative output capacity based on input capacity from Table 5.5.1 and weighted average AFUE from Table 8I.3.1. https://www.regulations.gov/document?D=EERE-2014-BT-STD-0031-0027 | PSE Business Cases and Technical Support Document - Residential Furnaces. February 2015. Equipment cost based on total cost from Table 8.5.1 and installation cost from table 8.2.10. Representative output capacity based on input capacity from Table 5.5.1 and weighted average AFUE from Table 8I.3.1. https://www.regulations.gov/document?D=EERE-2014-BT-STD-0031-0027 | Assuming no incremental O&M cost | 0 | 29.1788 | PSE NEI data | No applicable non-energy benefits | 100% | Equipment 100% technically feasible within end use | System | System
Pierce CountyManufactured - Highly ImpactedHeat Central Gas Furnace4New | Pierce CountyManufactured - Highly ImpactedHeat Central Gas FurnaceNew | Pierce County | Manufactured - Highly Impacted | Heat Central Gas Furnace | 4 | ENERGY STAR Furnace - 95% AFUE | New | Furnace - ENERGY STAR | ENERGY STAR Furnace - 95% AFUE | Federal Standard 2016 Furnace - 80% AFUE | per Home | 20 | Based on PSE Approved Furnace 2022 Business Case | 230.9284 | 194.466 | Using measure description efficiency metrics to adjust loads from RTF/2021P workbooks to consumptions. | Using measure description efficiency metrics to adjust loads from RTF/2021P workbooks to consumptions. | 0 | 0 | NA | NA | 1554.1271 | 1209.8971 | 0 | 2022.3252 | 1570.9062 | 0 | 0 | PSE Business Cases and Technical Support Document - Residential Furnaces. February 2015. Equipment cost based on total cost from Table 8.5.1 and installation cost from table 8.2.10. Representative output capacity based on input capacity from Table 5.5.1 and weighted average AFUE from Table 8I.3.1. https://www.regulations.gov/document?D=EERE-2014-BT-STD-0031-0027 | PSE Business Cases and Technical Support Document - Residential Furnaces. February 2015. Equipment cost based on total cost from Table 8.5.1 and installation cost from table 8.2.10. Representative output capacity based on input capacity from Table 5.5.1 and weighted average AFUE from Table 8I.3.1. https://www.regulations.gov/document?D=EERE-2014-BT-STD-0031-0027 | Assuming no incremental O&M cost | 0 | 18.9662 | PSE NEI data | No applicable non-energy benefits | 100% | Equipment 100% technically feasible within end use | System | System
Pierce CountySingle FamilyHeat Central Gas Furnace5Existing | Pierce CountySingle FamilyHeat Central Gas FurnaceExisting | Pierce County | Single Family | Heat Central Gas Furnace | 5 | Advanced Efficiency Furnace - 97% AFUE | Existing | Furnace - Advanced Efficiency | Advanced Efficiency Furnace - 97% AFUE | Federal Standard 2016 Furnace - 80% AFUE | per Home | 20 | Based on PSE Approved Furnace 2022 Business Case | 507.4999 | 418.5566 | Using measure description efficiency metrics to adjust loads from RTF/2021P workbooks to consumptions. | Using measure description efficiency metrics to adjust loads from RTF/2021P workbooks to consumptions. | 0 | 0 | NA | NA | 2695.1461 | 2098.1872 | 0 | 3743.1094 | 2724.2443 | 0 | 0 | PSE Business Cases and Technical Support Document - Residential Furnaces. February 2015. Equipment cost based on total cost from Table 8.5.1 and installation cost from table 8.2.10. Representative output capacity based on input capacity from Table 5.5.1 and weighted average AFUE from Table 8I.3.1. https://www.regulations.gov/document?D=EERE-2014-BT-STD-0031-0027 | PSE Business Cases and Technical Support Document - Residential Furnaces. February 2015. Equipment cost based on total cost from Table 8.5.1 and installation cost from table 8.2.10. Representative output capacity based on input capacity from Table 5.5.1 and weighted average AFUE from Table 8I.3.1. https://www.regulations.gov/document?D=EERE-2014-BT-STD-0031-0027 | Assuming no incremental O&M cost | 0 | 26.6492 | PSE NEI data | No applicable non-energy benefits | 100% | Equipment 100% technically feasible within end use | System | System
Pierce CountySingle FamilyHeat Central Gas Furnace5New | Pierce CountySingle FamilyHeat Central Gas FurnaceNew | Pierce County | Single Family | Heat Central Gas Furnace | 5 | Advanced Efficiency Furnace - 97% AFUE | New | Furnace - Advanced Efficiency | Advanced Efficiency Furnace - 97% AFUE | Federal Standard 2016 Furnace - 80% AFUE | per Home | 20 | Based on PSE Approved Furnace 2022 Business Case | 329.8749 | 272.0618 | Using measure description efficiency metrics to adjust loads from RTF/2021P workbooks to consumptions. | Using measure description efficiency metrics to adjust loads from RTF/2021P workbooks to consumptions. | 0 | 0 | NA | NA | 2695.1461 | 2098.1872 | 0 | 3743.1094 | 2724.2443 | 0 | 0 | PSE Business Cases and Technical Support Document - Residential Furnaces. February 2015. Equipment cost based on total cost from Table 8.5.1 and installation cost from table 8.2.10. Representative output capacity based on input capacity from Table 5.5.1 and weighted average AFUE from Table 8I.3.1. https://www.regulations.gov/document?D=EERE-2014-BT-STD-0031-0027 | PSE Business Cases and Technical Support Document - Residential Furnaces. February 2015. Equipment cost based on total cost from Table 8.5.1 and installation cost from table 8.2.10. Representative output capacity based on input capacity from Table 5.5.1 and weighted average AFUE from Table 8I.3.1. https://www.regulations.gov/document?D=EERE-2014-BT-STD-0031-0027 | Assuming no incremental O&M cost | 0 | 17.322 | PSE NEI data | No applicable non-energy benefits | 100% | Equipment 100% technically feasible within end use | System | System
Pierce CountySingle Family - Highly ImpactedHeat Central Gas Furnace5Existing | Pierce CountySingle Family - Highly ImpactedHeat Central Gas FurnaceExisting | Pierce County | Single Family - Highly Impacted | Heat Central Gas Furnace | 5 | Advanced Efficiency Furnace - 97% AFUE | Existing | Furnace - Advanced Efficiency | Advanced Efficiency Furnace - 97% AFUE | Federal Standard 2016 Furnace - 80% AFUE | per Home | 20 | Based on PSE Approved Furnace 2022 Business Case | 365.0626 | 301.0826 | Using measure description efficiency metrics to adjust loads from RTF/2021P workbooks to consumptions. | Using measure description efficiency metrics to adjust loads from RTF/2021P workbooks to consumptions. | 0 | 0 | NA | NA | 1938.7142 | 1509.3004 | 0 | 2692.5513 | 1959.6455 | 0 | 0 | PSE Business Cases and Technical Support Document - Residential Furnaces. February 2015. Equipment cost based on total cost from Table 8.5.1 and installation cost from table 8.2.10. Representative output capacity based on input capacity from Table 5.5.1 and weighted average AFUE from Table 8I.3.1. https://www.regulations.gov/document?D=EERE-2014-BT-STD-0031-0027 | PSE Business Cases and Technical Support Document - Residential Furnaces. February 2015. Equipment cost based on total cost from Table 8.5.1 and installation cost from table 8.2.10. Representative output capacity based on input capacity from Table 5.5.1 and weighted average AFUE from Table 8I.3.1. https://www.regulations.gov/document?D=EERE-2014-BT-STD-0031-0027 | Assuming no incremental O&M cost | 0 | 33.2797 | PSE NEI data | No applicable non-energy benefits | 100% | Equipment 100% technically feasible within end use | System | System
Pierce CountySingle Family - Highly ImpactedHeat Central Gas Furnace5New | Pierce CountySingle Family - Highly ImpactedHeat Central Gas FurnaceNew | Pierce County | Single Family - Highly Impacted | Heat Central Gas Furnace | 5 | Advanced Efficiency Furnace - 97% AFUE | New | Furnace - Advanced Efficiency | Advanced Efficiency Furnace - 97% AFUE | Federal Standard 2016 Furnace - 80% AFUE | per Home | 20 | Based on PSE Approved Furnace 2022 Business Case | 237.2907 | 195.7037 | Using measure description efficiency metrics to adjust loads from RTF/2021P workbooks to consumptions. | Using measure description efficiency metrics to adjust loads from RTF/2021P workbooks to consumptions. | 0 | 0 | NA | NA | 1938.7142 | 1509.3004 | 0 | 2692.5513 | 1959.6455 | 0 | 0 | PSE Business Cases and Technical Support Document - Residential Furnaces. February 2015. Equipment cost based on total cost from Table 8.5.1 and installation cost from table 8.2.10. Representative output capacity based on input capacity from Table 5.5.1 and weighted average AFUE from Table 8I.3.1. https://www.regulations.gov/document?D=EERE-2014-BT-STD-0031-0027 | PSE Business Cases and Technical Support Document - Residential Furnaces. February 2015. Equipment cost based on total cost from Table 8.5.1 and installation cost from table 8.2.10. Representative output capacity based on input capacity from Table 5.5.1 and weighted average AFUE from Table 8I.3.1. https://www.regulations.gov/document?D=EERE-2014-BT-STD-0031-0027 | Assuming no incremental O&M cost | 0 | 21.6318 | PSE NEI data | No applicable non-energy benefits | 100% | Equipment 100% technically feasible within end use | System | System
Pierce CountyMultifamilyHeat Central Gas Furnace5Existing | Pierce CountyMultifamilyHeat Central Gas FurnaceExisting | Pierce County | Multifamily | Heat Central Gas Furnace | 5 | Advanced Efficiency Furnace - 97% AFUE | Existing | Furnace - Advanced Efficiency | Advanced Efficiency Furnace - 97% AFUE | Federal Standard 2016 Furnace - 80% AFUE | per Home | 20 | Based on PSE Approved Furnace 2022 Business Case | 334.6677 | 276.0146 | Using measure description efficiency metrics to adjust loads from RTF/2021P workbooks to consumptions. | Using measure description efficiency metrics to adjust loads from RTF/2021P workbooks to consumptions. | 0 | 0 | NA | NA | 1179.1417 | 917.9688 | 0 | 1637.6316 | 1191.8723 | 0 | 0 | PSE Business Cases and Technical Support Document - Residential Furnaces. February 2015. Equipment cost based on total cost from Table 8.5.1 and installation cost from table 8.2.10. Representative output capacity based on input capacity from Table 5.5.1 and weighted average AFUE from Table 8I.3.1. https://www.regulations.gov/document?D=EERE-2014-BT-STD-0031-0027 | PSE Business Cases and Technical Support Document - Residential Furnaces. February 2015. Equipment cost based on total cost from Table 8.5.1 and installation cost from table 8.2.10. Representative output capacity based on input capacity from Table 5.5.1 and weighted average AFUE from Table 8I.3.1. https://www.regulations.gov/document?D=EERE-2014-BT-STD-0031-0027 | Assuming no incremental O&M cost | 0 | 17.5737 | PSE NEI data | No applicable non-energy benefits | 100% | Equipment 100% technically feasible within end use | System | System
Pierce CountyMultifamilyHeat Central Gas Furnace5New | Pierce CountyMultifamilyHeat Central Gas FurnaceNew | Pierce County | Multifamily | Heat Central Gas Furnace | 5 | Advanced Efficiency Furnace - 97% AFUE | New | Furnace - Advanced Efficiency | Advanced Efficiency Furnace - 97% AFUE | Federal Standard 2016 Furnace - 80% AFUE | per Home | 20 | Based on PSE Approved Furnace 2022 Business Case | 217.534 | 179.4095 | Using measure description efficiency metrics to adjust loads from RTF/2021P workbooks to consumptions. | Using measure description efficiency metrics to adjust loads from RTF/2021P workbooks to consumptions. | 0 | 0 | NA | NA | 1179.1417 | 917.9688 | 0 | 1637.6316 | 1191.8723 | 0 | 0 | PSE Business Cases and Technical Support Document - Residential Furnaces. February 2015. Equipment cost based on total cost from Table 8.5.1 and installation cost from table 8.2.10. Representative output capacity based on input capacity from Table 5.5.1 and weighted average AFUE from Table 8I.3.1. https://www.regulations.gov/document?D=EERE-2014-BT-STD-0031-0027 | PSE Business Cases and Technical Support Document - Residential Furnaces. February 2015. Equipment cost based on total cost from Table 8.5.1 and installation cost from table 8.2.10. Representative output capacity based on input capacity from Table 5.5.1 and weighted average AFUE from Table 8I.3.1. https://www.regulations.gov/document?D=EERE-2014-BT-STD-0031-0027 | Assuming no incremental O&M cost | 0 | 11.4229 | PSE NEI data | No applicable non-energy benefits | 100% | Equipment 100% technically feasible within end use | System | System
Pierce CountyMultifamily - Highly ImpactedHeat Central Gas Furnace5Existing | Pierce CountyMultifamily - Highly ImpactedHeat Central Gas FurnaceExisting | Pierce County | Multifamily - Highly Impacted | Heat Central Gas Furnace | 5 | Advanced Efficiency Furnace - 97% AFUE | Existing | Furnace - Advanced Efficiency | Advanced Efficiency Furnace - 97% AFUE | Federal Standard 2016 Furnace - 80% AFUE | per Home | 20 | Based on PSE Approved Furnace 2022 Business Case | 284.0501 | 234.2681 | Using measure description efficiency metrics to adjust loads from RTF/2021P workbooks to consumptions. | Using measure description efficiency metrics to adjust loads from RTF/2021P workbooks to consumptions. | 0 | 0 | NA | NA | 1000.7998 | 779.1286 | 0 | 1389.9443 | 1011.6049 | 0 | 0 | PSE Business Cases and Technical Support Document - Residential Furnaces. February 2015. Equipment cost based on total cost from Table 8.5.1 and installation cost from table 8.2.10. Representative output capacity based on input capacity from Table 5.5.1 and weighted average AFUE from Table 8I.3.1. https://www.regulations.gov/document?D=EERE-2014-BT-STD-0031-0027 | PSE Business Cases and Technical Support Document - Residential Furnaces. February 2015. Equipment cost based on total cost from Table 8.5.1 and installation cost from table 8.2.10. Representative output capacity based on input capacity from Table 5.5.1 and weighted average AFUE from Table 8I.3.1. https://www.regulations.gov/document?D=EERE-2014-BT-STD-0031-0027 | Assuming no incremental O&M cost | 0 | 4.8793 | PSE NEI data | No applicable non-energy benefits | 100% | Equipment 100% technically feasible within end use | System | System
Pierce CountyMultifamily - Highly ImpactedHeat Central Gas Furnace5New | Pierce CountyMultifamily - Highly ImpactedHeat Central Gas FurnaceNew | Pierce County | Multifamily - Highly Impacted | Heat Central Gas Furnace | 5 | Advanced Efficiency Furnace - 97% AFUE | New | Furnace - Advanced Efficiency | Advanced Efficiency Furnace - 97% AFUE | Federal Standard 2016 Furnace - 80% AFUE | per Home | 20 | Based on PSE Approved Furnace 2022 Business Case | 184.6326 | 152.2743 | Using measure description efficiency metrics to adjust loads from RTF/2021P workbooks to consumptions. | Using measure description efficiency metrics to adjust loads from RTF/2021P workbooks to consumptions. | 0 | 0 | NA | NA | 1000.7998 | 779.1286 | 0 | 1389.9443 | 1011.6049 | 0 | 0 | PSE Business Cases and Technical Support Document - Residential Furnaces. February 2015. Equipment cost based on total cost from Table 8.5.1 and installation cost from table 8.2.10. Representative output capacity based on input capacity from Table 5.5.1 and weighted average AFUE from Table 8I.3.1. https://www.regulations.gov/document?D=EERE-2014-BT-STD-0031-0027 | PSE Business Cases and Technical Support Document - Residential Furnaces. February 2015. Equipment cost based on total cost from Table 8.5.1 and installation cost from table 8.2.10. Representative output capacity based on input capacity from Table 5.5.1 and weighted average AFUE from Table 8I.3.1. https://www.regulations.gov/document?D=EERE-2014-BT-STD-0031-0027 | Assuming no incremental O&M cost | 0 | 3.1716 | PSE NEI data | No applicable non-energy benefits | 100% | Equipment 100% technically feasible within end use | System | System
Pierce CountyManufacturedHeat Central Gas Furnace5Existing | Pierce CountyManufacturedHeat Central Gas FurnaceExisting | Pierce County | Manufactured | Heat Central Gas Furnace | 5 | Advanced Efficiency Furnace - 97% AFUE | Existing | Furnace - Advanced Efficiency | Advanced Efficiency Furnace - 97% AFUE | Federal Standard 2016 Furnace - 80% AFUE | per Home | 20 | Based on PSE Approved Furnace 2022 Business Case | 458.2502 | 377.9383 | Using measure description efficiency metrics to adjust loads from RTF/2021P workbooks to consumptions. | Using measure description efficiency metrics to adjust loads from RTF/2021P workbooks to consumptions. | 0 | 0 | NA | NA | 2004.5886 | 1560.5841 | 0 | 2784.0399 | 2026.2311 | 0 | 0 | PSE Business Cases and Technical Support Document - Residential Furnaces. February 2015. Equipment cost based on total cost from Table 8.5.1 and installation cost from table 8.2.10. Representative output capacity based on input capacity from Table 5.5.1 and weighted average AFUE from Table 8I.3.1. https://www.regulations.gov/document?D=EERE-2014-BT-STD-0031-0027 | PSE Business Cases and Technical Support Document - Residential Furnaces. February 2015. Equipment cost based on total cost from Table 8.5.1 and installation cost from table 8.2.10. Representative output capacity based on input capacity from Table 5.5.1 and weighted average AFUE from Table 8I.3.1. https://www.regulations.gov/document?D=EERE-2014-BT-STD-0031-0027 | Assuming no incremental O&M cost | 0 | 24.0631 | PSE NEI data | No applicable non-energy benefits | 100% | Equipment 100% technically feasible within end use | System | System
Pierce CountyManufacturedHeat Central Gas Furnace5New | Pierce CountyManufacturedHeat Central Gas FurnaceNew | Pierce County | Manufactured | Heat Central Gas Furnace | 5 | Advanced Efficiency Furnace - 97% AFUE | New | Furnace - Advanced Efficiency | Advanced Efficiency Furnace - 97% AFUE | Federal Standard 2016 Furnace - 80% AFUE | per Home | 20 | Based on PSE Approved Furnace 2022 Business Case | 297.8627 | 245.6599 | Using measure description efficiency metrics to adjust loads from RTF/2021P workbooks to consumptions. | Using measure description efficiency metrics to adjust loads from RTF/2021P workbooks to consumptions. | 0 | 0 | NA | NA | 2004.5886 | 1560.5841 | 0 | 2784.0399 | 2026.2311 | 0 | 0 | PSE Business Cases and Technical Support Document - Residential Furnaces. February 2015. Equipment cost based on total cost from Table 8.5.1 and installation cost from table 8.2.10. Representative output capacity based on input capacity from Table 5.5.1 and weighted average AFUE from Table 8I.3.1. https://www.regulations.gov/document?D=EERE-2014-BT-STD-0031-0027 | PSE Business Cases and Technical Support Document - Residential Furnaces. February 2015. Equipment cost based on total cost from Table 8.5.1 and installation cost from table 8.2.10. Representative output capacity based on input capacity from Table 5.5.1 and weighted average AFUE from Table 8I.3.1. https://www.regulations.gov/document?D=EERE-2014-BT-STD-0031-0027 | Assuming no incremental O&M cost | 0 | 15.641 | PSE NEI data | No applicable non-energy benefits | 100% | Equipment 100% technically feasible within end use | System | System
Pierce CountyManufactured - Highly ImpactedHeat Central Gas Furnace5Existing | Pierce CountyManufactured - Highly ImpactedHeat Central Gas FurnaceExisting | Pierce County | Manufactured - Highly Impacted | Heat Central Gas Furnace | 5 | Advanced Efficiency Furnace - 97% AFUE | Existing | Furnace - Advanced Efficiency | Advanced Efficiency Furnace - 97% AFUE | Federal Standard 2016 Furnace - 80% AFUE | per Home | 20 | Based on PSE Approved Furnace 2022 Business Case | 355.2744 | 293.0099 | Using measure description efficiency metrics to adjust loads from RTF/2021P workbooks to consumptions. | Using measure description efficiency metrics to adjust loads from RTF/2021P workbooks to consumptions. | 0 | 0 | NA | NA | 1554.1271 | 1209.8971 | 0 | 2158.4238 | 1570.9062 | 0 | 0 | PSE Business Cases and Technical Support Document - Residential Furnaces. February 2015. Equipment cost based on total cost from Table 8.5.1 and installation cost from table 8.2.10. Representative output capacity based on input capacity from Table 5.5.1 and weighted average AFUE from Table 8I.3.1. https://www.regulations.gov/document?D=EERE-2014-BT-STD-0031-0027 | PSE Business Cases and Technical Support Document - Residential Furnaces. February 2015. Equipment cost based on total cost from Table 8.5.1 and installation cost from table 8.2.10. Representative output capacity based on input capacity from Table 5.5.1 and weighted average AFUE from Table 8I.3.1. https://www.regulations.gov/document?D=EERE-2014-BT-STD-0031-0027 | Assuming no incremental O&M cost | 0 | 32.3874 | PSE NEI data | No applicable non-energy benefits | 100% | Equipment 100% technically feasible within end use | System | System
Pierce CountyManufactured - Highly ImpactedHeat Central Gas Furnace5New | Pierce CountyManufactured - Highly ImpactedHeat Central Gas FurnaceNew | Pierce County | Manufactured - Highly Impacted | Heat Central Gas Furnace | 5 | Advanced Efficiency Furnace - 97% AFUE | New | Furnace - Advanced Efficiency | Advanced Efficiency Furnace - 97% AFUE | Federal Standard 2016 Furnace - 80% AFUE | per Home | 20 | Based on PSE Approved Furnace 2022 Business Case | 230.9284 | 190.4564 | Using measure description efficiency metrics to adjust loads from RTF/2021P workbooks to consumptions. | Using measure description efficiency metrics to adjust loads from RTF/2021P workbooks to consumptions. | 0 | 0 | NA | NA | 1554.1271 | 1209.8971 | 0 | 2158.4238 | 1570.9062 | 0 | 0 | PSE Business Cases and Technical Support Document - Residential Furnaces. February 2015. Equipment cost based on total cost from Table 8.5.1 and installation cost from table 8.2.10. Representative output capacity based on input capacity from Table 5.5.1 and weighted average AFUE from Table 8I.3.1. https://www.regulations.gov/document?D=EERE-2014-BT-STD-0031-0027 | PSE Business Cases and Technical Support Document - Residential Furnaces. February 2015. Equipment cost based on total cost from Table 8.5.1 and installation cost from table 8.2.10. Representative output capacity based on input capacity from Table 5.5.1 and weighted average AFUE from Table 8I.3.1. https://www.regulations.gov/document?D=EERE-2014-BT-STD-0031-0027 | Assuming no incremental O&M cost | 0 | 21.0518 | PSE NEI data | No applicable non-energy benefits | 100% | Equipment 100% technically feasible within end use | System | System
Pierce CountySingle FamilyHeat Central Gas Furnace6Existing | Pierce CountySingle FamilyHeat Central Gas FurnaceExisting | Pierce County | Single Family | Heat Central Gas Furnace | 6 | Premium Efficiency Furnace - 98% AFUE | Existing | Furnace - Premium Efficiency | Premium Efficiency Furnace - 98% AFUE | Federal Standard 2016 Furnace - 80% AFUE | per Home | 20 | Based on PSE Approved Furnace 2022 Business Case | 507.4999 | 414.2856 | Using measure description efficiency metrics to adjust loads from RTF/2021P workbooks to consumptions. | Using measure description efficiency metrics to adjust loads from RTF/2021P workbooks to consumptions. | 0 | 0 | NA | NA | 2695.1461 | 2098.1872 | 0 | 3861.1195 | 2724.2443 | 0 | 0 | PSE Business Cases and Technical Support Document - Residential Furnaces. February 2015. Equipment cost based on total cost from Table 8.5.1 and installation cost from table 8.2.10. Representative output capacity based on input capacity from Table 5.5.1 and weighted average AFUE from Table 8I.3.1. https://www.regulations.gov/document?D=EERE-2014-BT-STD-0031-0027 | PSE Business Cases and Technical Support Document - Residential Furnaces. February 2015. Equipment cost based on total cost from Table 8.5.1 and installation cost from table 8.2.10. Representative output capacity based on input capacity from Table 5.5.1 and weighted average AFUE from Table 8I.3.1. https://www.regulations.gov/document?D=EERE-2014-BT-STD-0031-0027 | Assuming no incremental O&M cost | 0 | 27.9289 | PSE NEI data | No applicable non-energy benefits | 100% | Equipment 100% technically feasible within end use | System | System
Pierce CountySingle FamilyHeat Central Gas Furnace6New | Pierce CountySingle FamilyHeat Central Gas FurnaceNew | Pierce County | Single Family | Heat Central Gas Furnace | 6 | Premium Efficiency Furnace - 98% AFUE | New | Furnace - Premium Efficiency | Premium Efficiency Furnace - 98% AFUE | Federal Standard 2016 Furnace - 80% AFUE | per Home | 20 | Based on PSE Approved Furnace 2022 Business Case | 329.8749 | 269.2856 | Using measure description efficiency metrics to adjust loads from RTF/2021P workbooks to consumptions. | Using measure description efficiency metrics to adjust loads from RTF/2021P workbooks to consumptions. | 0 | 0 | NA | NA | 2695.1461 | 2098.1872 | 0 | 3861.1195 | 2724.2443 | 0 | 0 | PSE Business Cases and Technical Support Document - Residential Furnaces. February 2015. Equipment cost based on total cost from Table 8.5.1 and installation cost from table 8.2.10. Representative output capacity based on input capacity from Table 5.5.1 and weighted average AFUE from Table 8I.3.1. https://www.regulations.gov/document?D=EERE-2014-BT-STD-0031-0027 | PSE Business Cases and Technical Support Document - Residential Furnaces. February 2015. Equipment cost based on total cost from Table 8.5.1 and installation cost from table 8.2.10. Representative output capacity based on input capacity from Table 5.5.1 and weighted average AFUE from Table 8I.3.1. https://www.regulations.gov/document?D=EERE-2014-BT-STD-0031-0027 | Assuming no incremental O&M cost | 0 | 18.1538 | PSE NEI data | No applicable non-energy benefits | 100% | Equipment 100% technically feasible within end use | System | System
Pierce CountySingle Family - Highly ImpactedHeat Central Gas Furnace6Existing | Pierce CountySingle Family - Highly ImpactedHeat Central Gas FurnaceExisting | Pierce County | Single Family - Highly Impacted | Heat Central Gas Furnace | 6 | Premium Efficiency Furnace - 98% AFUE | Existing | Furnace - Premium Efficiency | Premium Efficiency Furnace - 98% AFUE | Federal Standard 2016 Furnace - 80% AFUE | per Home | 20 | Based on PSE Approved Furnace 2022 Business Case | 365.0626 | 298.0103 | Using measure description efficiency metrics to adjust loads from RTF/2021P workbooks to consumptions. | Using measure description efficiency metrics to adjust loads from RTF/2021P workbooks to consumptions. | 0 | 0 | NA | NA | 1938.7142 | 1509.3004 | 0 | 2777.4401 | 1959.6455 | 0 | 0 | PSE Business Cases and Technical Support Document - Residential Furnaces. February 2015. Equipment cost based on total cost from Table 8.5.1 and installation cost from table 8.2.10. Representative output capacity based on input capacity from Table 5.5.1 and weighted average AFUE from Table 8I.3.1. https://www.regulations.gov/document?D=EERE-2014-BT-STD-0031-0027 | PSE Business Cases and Technical Support Document - Residential Furnaces. February 2015. Equipment cost based on total cost from Table 8.5.1 and installation cost from table 8.2.10. Representative output capacity based on input capacity from Table 5.5.1 and weighted average AFUE from Table 8I.3.1. https://www.regulations.gov/document?D=EERE-2014-BT-STD-0031-0027 | Assuming no incremental O&M cost | 0 | 34.8778 | PSE NEI data | No applicable non-energy benefits | 100% | Equipment 100% technically feasible within end use | System | System
Pierce CountySingle Family - Highly ImpactedHeat Central Gas Furnace6New | Pierce CountySingle Family - Highly ImpactedHeat Central Gas FurnaceNew | Pierce County | Single Family - Highly Impacted | Heat Central Gas Furnace | 6 | Premium Efficiency Furnace - 98% AFUE | New | Furnace - Premium Efficiency | Premium Efficiency Furnace - 98% AFUE | Federal Standard 2016 Furnace - 80% AFUE | per Home | 20 | Based on PSE Approved Furnace 2022 Business Case | 237.2907 | 193.7067 | Using measure description efficiency metrics to adjust loads from RTF/2021P workbooks to consumptions. | Using measure description efficiency metrics to adjust loads from RTF/2021P workbooks to consumptions. | 0 | 0 | NA | NA | 1938.7142 | 1509.3004 | 0 | 2777.4401 | 1959.6455 | 0 | 0 | PSE Business Cases and Technical Support Document - Residential Furnaces. February 2015. Equipment cost based on total cost from Table 8.5.1 and installation cost from table 8.2.10. Representative output capacity based on input capacity from Table 5.5.1 and weighted average AFUE from Table 8I.3.1. https://www.regulations.gov/document?D=EERE-2014-BT-STD-0031-0027 | PSE Business Cases and Technical Support Document - Residential Furnaces. February 2015. Equipment cost based on total cost from Table 8.5.1 and installation cost from table 8.2.10. Representative output capacity based on input capacity from Table 5.5.1 and weighted average AFUE from Table 8I.3.1. https://www.regulations.gov/document?D=EERE-2014-BT-STD-0031-0027 | Assuming no incremental O&M cost | 0 | 22.6706 | PSE NEI data | No applicable non-energy benefits | 100% | Equipment 100% technically feasible within end use | System | System
Pierce CountyMultifamilyHeat Central Gas Furnace6Existing | Pierce CountyMultifamilyHeat Central Gas FurnaceExisting | Pierce County | Multifamily | Heat Central Gas Furnace | 6 | Premium Efficiency Furnace - 98% AFUE | Existing | Furnace - Premium Efficiency | Premium Efficiency Furnace - 98% AFUE | Federal Standard 2016 Furnace - 80% AFUE | per Home | 20 | Based on PSE Approved Furnace 2022 Business Case | 334.6677 | 273.1981 | Using measure description efficiency metrics to adjust loads from RTF/2021P workbooks to consumptions. | Using measure description efficiency metrics to adjust loads from RTF/2021P workbooks to consumptions. | 0 | 0 | NA | NA | 1179.1417 | 917.9688 | 0 | 1689.2617 | 1191.8723 | 0 | 0 | PSE Business Cases and Technical Support Document - Residential Furnaces. February 2015. Equipment cost based on total cost from Table 8.5.1 and installation cost from table 8.2.10. Representative output capacity based on input capacity from Table 5.5.1 and weighted average AFUE from Table 8I.3.1. https://www.regulations.gov/document?D=EERE-2014-BT-STD-0031-0027 | PSE Business Cases and Technical Support Document - Residential Furnaces. February 2015. Equipment cost based on total cost from Table 8.5.1 and installation cost from table 8.2.10. Representative output capacity based on input capacity from Table 5.5.1 and weighted average AFUE from Table 8I.3.1. https://www.regulations.gov/document?D=EERE-2014-BT-STD-0031-0027 | Assuming no incremental O&M cost | 0 | 18.4175 | PSE NEI data | No applicable non-energy benefits | 100% | Equipment 100% technically feasible within end use | System | System
Pierce CountyMultifamilyHeat Central Gas Furnace6New | Pierce CountyMultifamilyHeat Central Gas FurnaceNew | Pierce County | Multifamily | Heat Central Gas Furnace | 6 | Premium Efficiency Furnace - 98% AFUE | New | Furnace - Premium Efficiency | Premium Efficiency Furnace - 98% AFUE | Federal Standard 2016 Furnace - 80% AFUE | per Home | 20 | Based on PSE Approved Furnace 2022 Business Case | 217.534 | 177.5788 | Using measure description efficiency metrics to adjust loads from RTF/2021P workbooks to consumptions. | Using measure description efficiency metrics to adjust loads from RTF/2021P workbooks to consumptions. | 0 | 0 | NA | NA | 1179.1417 | 917.9688 | 0 | 1689.2617 | 1191.8723 | 0 | 0 | PSE Business Cases and Technical Support Document - Residential Furnaces. February 2015. Equipment cost based on total cost from Table 8.5.1 and installation cost from table 8.2.10. Representative output capacity based on input capacity from Table 5.5.1 and weighted average AFUE from Table 8I.3.1. https://www.regulations.gov/document?D=EERE-2014-BT-STD-0031-0027 | PSE Business Cases and Technical Support Document - Residential Furnaces. February 2015. Equipment cost based on total cost from Table 8.5.1 and installation cost from table 8.2.10. Representative output capacity based on input capacity from Table 5.5.1 and weighted average AFUE from Table 8I.3.1. https://www.regulations.gov/document?D=EERE-2014-BT-STD-0031-0027 | Assuming no incremental O&M cost | 0 | 11.9714 | PSE NEI data | No applicable non-energy benefits | 100% | Equipment 100% technically feasible within end use | System | System
Pierce CountyMultifamily - Highly ImpactedHeat Central Gas Furnace6Existing | Pierce CountyMultifamily - Highly ImpactedHeat Central Gas FurnaceExisting | Pierce County | Multifamily - Highly Impacted | Heat Central Gas Furnace | 6 | Premium Efficiency Furnace - 98% AFUE | Existing | Furnace - Premium Efficiency | Premium Efficiency Furnace - 98% AFUE | Federal Standard 2016 Furnace - 80% AFUE | per Home | 20 | Based on PSE Approved Furnace 2022 Business Case | 284.0501 | 231.8776 | Using measure description efficiency metrics to adjust loads from RTF/2021P workbooks to consumptions. | Using measure description efficiency metrics to adjust loads from RTF/2021P workbooks to consumptions. | 0 | 0 | NA | NA | 1000.7998 | 779.1286 | 0 | 1433.7655 | 1011.6049 | 0 | 0 | PSE Business Cases and Technical Support Document - Residential Furnaces. February 2015. Equipment cost based on total cost from Table 8.5.1 and installation cost from table 8.2.10. Representative output capacity based on input capacity from Table 5.5.1 and weighted average AFUE from Table 8I.3.1. https://www.regulations.gov/document?D=EERE-2014-BT-STD-0031-0027 | PSE Business Cases and Technical Support Document - Residential Furnaces. February 2015. Equipment cost based on total cost from Table 8.5.1 and installation cost from table 8.2.10. Representative output capacity based on input capacity from Table 5.5.1 and weighted average AFUE from Table 8I.3.1. https://www.regulations.gov/document?D=EERE-2014-BT-STD-0031-0027 | Assuming no incremental O&M cost | 0 | 5.1136 | PSE NEI data | No applicable non-energy benefits | 100% | Equipment 100% technically feasible within end use | System | System
Pierce CountyMultifamily - Highly ImpactedHeat Central Gas Furnace6New | Pierce CountyMultifamily - Highly ImpactedHeat Central Gas FurnaceNew | Pierce County | Multifamily - Highly Impacted | Heat Central Gas Furnace | 6 | Premium Efficiency Furnace - 98% AFUE | New | Furnace - Premium Efficiency | Premium Efficiency Furnace - 98% AFUE | Federal Standard 2016 Furnace - 80% AFUE | per Home | 20 | Based on PSE Approved Furnace 2022 Business Case | 184.6326 | 150.7205 | Using measure description efficiency metrics to adjust loads from RTF/2021P workbooks to consumptions. | Using measure description efficiency metrics to adjust loads from RTF/2021P workbooks to consumptions. | 0 | 0 | NA | NA | 1000.7998 | 779.1286 | 0 | 1433.7655 | 1011.6049 | 0 | 0 | PSE Business Cases and Technical Support Document - Residential Furnaces. February 2015. Equipment cost based on total cost from Table 8.5.1 and installation cost from table 8.2.10. Representative output capacity based on input capacity from Table 5.5.1 and weighted average AFUE from Table 8I.3.1. https://www.regulations.gov/document?D=EERE-2014-BT-STD-0031-0027 | PSE Business Cases and Technical Support Document - Residential Furnaces. February 2015. Equipment cost based on total cost from Table 8.5.1 and installation cost from table 8.2.10. Representative output capacity based on input capacity from Table 5.5.1 and weighted average AFUE from Table 8I.3.1. https://www.regulations.gov/document?D=EERE-2014-BT-STD-0031-0027 | Assuming no incremental O&M cost | 0 | 3.3239 | PSE NEI data | No applicable non-energy benefits | 100% | Equipment 100% technically feasible within end use | System | System
Pierce CountyManufacturedHeat Central Gas Furnace6Existing | Pierce CountyManufacturedHeat Central Gas FurnaceExisting | Pierce County | Manufactured | Heat Central Gas Furnace | 6 | Premium Efficiency Furnace - 98% AFUE | Existing | Furnace - Premium Efficiency | Premium Efficiency Furnace - 98% AFUE | Federal Standard 2016 Furnace - 80% AFUE | per Home | 20 | Based on PSE Approved Furnace 2022 Business Case | 458.2502 | 374.0818 | Using measure description efficiency metrics to adjust loads from RTF/2021P workbooks to consumptions. | Using measure description efficiency metrics to adjust loads from RTF/2021P workbooks to consumptions. | 0 | 0 | NA | NA | 2004.5886 | 1560.5841 | 0 | 2871.8132 | 2026.2311 | 0 | 0 | PSE Business Cases and Technical Support Document - Residential Furnaces. February 2015. Equipment cost based on total cost from Table 8.5.1 and installation cost from table 8.2.10. Representative output capacity based on input capacity from Table 5.5.1 and weighted average AFUE from Table 8I.3.1. https://www.regulations.gov/document?D=EERE-2014-BT-STD-0031-0027 | PSE Business Cases and Technical Support Document - Residential Furnaces. February 2015. Equipment cost based on total cost from Table 8.5.1 and installation cost from table 8.2.10. Representative output capacity based on input capacity from Table 5.5.1 and weighted average AFUE from Table 8I.3.1. https://www.regulations.gov/document?D=EERE-2014-BT-STD-0031-0027 | Assuming no incremental O&M cost | 0 | 25.2186 | PSE NEI data | No applicable non-energy benefits | 100% | Equipment 100% technically feasible within end use | System | System
Pierce CountyManufacturedHeat Central Gas Furnace6New | Pierce CountyManufacturedHeat Central Gas FurnaceNew | Pierce County | Manufactured | Heat Central Gas Furnace | 6 | Premium Efficiency Furnace - 98% AFUE | New | Furnace - Premium Efficiency | Premium Efficiency Furnace - 98% AFUE | Federal Standard 2016 Furnace - 80% AFUE | per Home | 20 | Based on PSE Approved Furnace 2022 Business Case | 297.8627 | 243.1532 | Using measure description efficiency metrics to adjust loads from RTF/2021P workbooks to consumptions. | Using measure description efficiency metrics to adjust loads from RTF/2021P workbooks to consumptions. | 0 | 0 | NA | NA | 2004.5886 | 1560.5841 | 0 | 2871.8132 | 2026.2311 | 0 | 0 | PSE Business Cases and Technical Support Document - Residential Furnaces. February 2015. Equipment cost based on total cost from Table 8.5.1 and installation cost from table 8.2.10. Representative output capacity based on input capacity from Table 5.5.1 and weighted average AFUE from Table 8I.3.1. https://www.regulations.gov/document?D=EERE-2014-BT-STD-0031-0027 | PSE Business Cases and Technical Support Document - Residential Furnaces. February 2015. Equipment cost based on total cost from Table 8.5.1 and installation cost from table 8.2.10. Representative output capacity based on input capacity from Table 5.5.1 and weighted average AFUE from Table 8I.3.1. https://www.regulations.gov/document?D=EERE-2014-BT-STD-0031-0027 | Assuming no incremental O&M cost | 0 | 16.3921 | PSE NEI data | No applicable non-energy benefits | 100% | Equipment 100% technically feasible within end use | System | System
Pierce CountyManufactured - Highly ImpactedHeat Central Gas Furnace6Existing | Pierce CountyManufactured - Highly ImpactedHeat Central Gas FurnaceExisting | Pierce County | Manufactured - Highly Impacted | Heat Central Gas Furnace | 6 | Premium Efficiency Furnace - 98% AFUE | Existing | Furnace - Premium Efficiency | Premium Efficiency Furnace - 98% AFUE | Federal Standard 2016 Furnace - 80% AFUE | per Home | 20 | Based on PSE Approved Furnace 2022 Business Case | 355.2744 | 290.02 | Using measure description efficiency metrics to adjust loads from RTF/2021P workbooks to consumptions. | Using measure description efficiency metrics to adjust loads from RTF/2021P workbooks to consumptions. | 0 | 0 | NA | NA | 1554.1271 | 1209.8971 | 0 | 2226.4731 | 1570.9062 | 0 | 0 | PSE Business Cases and Technical Support Document - Residential Furnaces. February 2015. Equipment cost based on total cost from Table 8.5.1 and installation cost from table 8.2.10. Representative output capacity based on input capacity from Table 5.5.1 and weighted average AFUE from Table 8I.3.1. https://www.regulations.gov/document?D=EERE-2014-BT-STD-0031-0027 | PSE Business Cases and Technical Support Document - Residential Furnaces. February 2015. Equipment cost based on total cost from Table 8.5.1 and installation cost from table 8.2.10. Representative output capacity based on input capacity from Table 5.5.1 and weighted average AFUE from Table 8I.3.1. https://www.regulations.gov/document?D=EERE-2014-BT-STD-0031-0027 | Assuming no incremental O&M cost | 0 | 33.9427 | PSE NEI data | No applicable non-energy benefits | 100% | Equipment 100% technically feasible within end use | System | System
Pierce CountyManufactured - Highly ImpactedHeat Central Gas Furnace6New | Pierce CountyManufactured - Highly ImpactedHeat Central Gas FurnaceNew | Pierce County | Manufactured - Highly Impacted | Heat Central Gas Furnace | 6 | Premium Efficiency Furnace - 98% AFUE | New | Furnace - Premium Efficiency | Premium Efficiency Furnace - 98% AFUE | Federal Standard 2016 Furnace - 80% AFUE | per Home | 20 | Based on PSE Approved Furnace 2022 Business Case | 230.9284 | 188.513 | Using measure description efficiency metrics to adjust loads from RTF/2021P workbooks to consumptions. | Using measure description efficiency metrics to adjust loads from RTF/2021P workbooks to consumptions. | 0 | 0 | NA | NA | 1554.1271 | 1209.8971 | 0 | 2226.4731 | 1570.9062 | 0 | 0 | PSE Business Cases and Technical Support Document - Residential Furnaces. February 2015. Equipment cost based on total cost from Table 8.5.1 and installation cost from table 8.2.10. Representative output capacity based on input capacity from Table 5.5.1 and weighted average AFUE from Table 8I.3.1. https://www.regulations.gov/document?D=EERE-2014-BT-STD-0031-0027 | PSE Business Cases and Technical Support Document - Residential Furnaces. February 2015. Equipment cost based on total cost from Table 8.5.1 and installation cost from table 8.2.10. Representative output capacity based on input capacity from Table 5.5.1 and weighted average AFUE from Table 8I.3.1. https://www.regulations.gov/document?D=EERE-2014-BT-STD-0031-0027 | Assuming no incremental O&M cost | 0 | 22.0627 | PSE NEI data | No applicable non-energy benefits | 100% | Equipment 100% technically feasible within end use | System | System
Pierce CountySingle FamilyHeat Room Gas1Existing | Pierce CountySingle FamilyHeat Room GasExisting | Pierce County | Single Family | Heat Room Gas | 1 | Market Standard Gas Room Heat | Existing | Room Heat - Market Standard | Market Standard Gas Room Heat | Market Standard Gas Room Heat | per Home | 15 | Assuming same as heat room electric | 489.0851 | 489.0851 | Using measure description efficiency metrics to adjust loads from RTF/2021P workbooks to consumptions. | Using measure description efficiency metrics to adjust loads from RTF/2021P workbooks to consumptions. | 0 | 0 | NA | NA | 0 | 0 | 0 | 0 | 0 | 0 | 0 | Baseline is equal to efficient condition. | Baseline is equal to efficient condition. | Baseline is equal to efficient condition. | 0 | 0 | No applicable non-energy benefits | No applicable non-energy benefits | 100% | Equipment 100% feasible within the end use. | System | System
Pierce CountySingle FamilyHeat Room Gas1New | Pierce CountySingle FamilyHeat Room GasNew | Pierce County | Single Family | Heat Room Gas | 1 | Market Standard Gas Room Heat | New | Room Heat - Market Standard | Market Standard Gas Room Heat | Market Standard Gas Room Heat | per Home | 15 | Assuming same as heat room electric | 317.9053 | 317.9053 | Using measure description efficiency metrics to adjust loads from RTF/2021P workbooks to consumptions. | Using measure description efficiency metrics to adjust loads from RTF/2021P workbooks to consumptions. | 0 | 0 | NA | NA | 0 | 0 | 0 | 0 | 0 | 0 | 0 | Baseline is equal to efficient condition. | Baseline is equal to efficient condition. | Baseline is equal to efficient condition. | 0 | 0 | No applicable non-energy benefits | No applicable non-energy benefits | 100% | Equipment 100% feasible within the end use. | System | System
Pierce CountySingle Family - Highly ImpactedHeat Room Gas1Existing | Pierce CountySingle Family - Highly ImpactedHeat Room GasExisting | Pierce County | Single Family - Highly Impacted | Heat Room Gas | 1 | Market Standard Gas Room Heat | Existing | Room Heat - Market Standard | Market Standard Gas Room Heat | Market Standard Gas Room Heat | per Home | 15 | Assuming same as heat room electric | 351.8162 | 351.8162 | Using measure description efficiency metrics to adjust loads from RTF/2021P workbooks to consumptions. | Using measure description efficiency metrics to adjust loads from RTF/2021P workbooks to consumptions. | 0 | 0 | NA | NA | 0 | 0 | 0 | 0 | 0 | 0 | 0 | Baseline is equal to efficient condition. | Baseline is equal to efficient condition. | Baseline is equal to efficient condition. | 0 | 0 | No applicable non-energy benefits | No applicable non-energy benefits | 100% | Equipment 100% feasible within the end use. | System | System
Pierce CountySingle Family - Highly ImpactedHeat Room Gas1New | Pierce CountySingle Family - Highly ImpactedHeat Room GasNew | Pierce County | Single Family - Highly Impacted | Heat Room Gas | 1 | Market Standard Gas Room Heat | New | Room Heat - Market Standard | Market Standard Gas Room Heat | Market Standard Gas Room Heat | per Home | 15 | Assuming same as heat room electric | 228.6805 | 228.6805 | Using measure description efficiency metrics to adjust loads from RTF/2021P workbooks to consumptions. | Using measure description efficiency metrics to adjust loads from RTF/2021P workbooks to consumptions. | 0 | 0 | NA | NA | 0 | 0 | 0 | 0 | 0 | 0 | 0 | Baseline is equal to efficient condition. | Baseline is equal to efficient condition. | Baseline is equal to efficient condition. | 0 | 0 | No applicable non-energy benefits | No applicable non-energy benefits | 100% | Equipment 100% feasible within the end use. | System | System
Pierce CountyMultifamilyHeat Room Gas1Existing | Pierce CountyMultifamilyHeat Room GasExisting | Pierce County | Multifamily | Heat Room Gas | 1 | Market Standard Gas Room Heat | Existing | Room Heat - Market Standard | Market Standard Gas Room Heat | Market Standard Gas Room Heat | per Home | 15 | Assuming same as heat room electric | 322.5241 | 322.5241 | Using measure description efficiency metrics to adjust loads from RTF/2021P workbooks to consumptions. | Using measure description efficiency metrics to adjust loads from RTF/2021P workbooks to consumptions. | 0 | 0 | NA | NA | 0 | 0 | 0 | 0 | 0 | 0 | 0 | Baseline is equal to efficient condition. | Baseline is equal to efficient condition. | Baseline is equal to efficient condition. | 0 | 0 | No applicable non-energy benefits | No applicable non-energy benefits | 100% | Equipment 100% feasible within the end use. | System | System
Pierce CountyMultifamilyHeat Room Gas1New | Pierce CountyMultifamilyHeat Room GasNew | Pierce County | Multifamily | Heat Room Gas | 1 | Market Standard Gas Room Heat | New | Room Heat - Market Standard | Market Standard Gas Room Heat | Market Standard Gas Room Heat | per Home | 15 | Assuming same as heat room electric | 209.6407 | 209.6407 | Using measure description efficiency metrics to adjust loads from RTF/2021P workbooks to consumptions. | Using measure description efficiency metrics to adjust loads from RTF/2021P workbooks to consumptions. | 0 | 0 | NA | NA | 0 | 0 | 0 | 0 | 0 | 0 | 0 | Baseline is equal to efficient condition. | Baseline is equal to efficient condition. | Baseline is equal to efficient condition. | 0 | 0 | No applicable non-energy benefits | No applicable non-energy benefits | 100% | Equipment 100% feasible within the end use. | System | System
Pierce CountyMultifamily - Highly ImpactedHeat Room Gas1Existing | Pierce CountyMultifamily - Highly ImpactedHeat Room GasExisting | Pierce County | Multifamily - Highly Impacted | Heat Room Gas | 1 | Market Standard Gas Room Heat | Existing | Room Heat - Market Standard | Market Standard Gas Room Heat | Market Standard Gas Room Heat | per Home | 15 | Assuming same as heat room electric | 273.7433 | 273.7433 | Using measure description efficiency metrics to adjust loads from RTF/2021P workbooks to consumptions. | Using measure description efficiency metrics to adjust loads from RTF/2021P workbooks to consumptions. | 0 | 0 | NA | NA | 0 | 0 | 0 | 0 | 0 | 0 | 0 | Baseline is equal to efficient condition. | Baseline is equal to efficient condition. | Baseline is equal to efficient condition. | 0 | 0 | No applicable non-energy benefits | No applicable non-energy benefits | 100% | Equipment 100% feasible within the end use. | System | System
Pierce CountyMultifamily - Highly ImpactedHeat Room Gas1New | Pierce CountyMultifamily - Highly ImpactedHeat Room GasNew | Pierce County | Multifamily - Highly Impacted | Heat Room Gas | 1 | Market Standard Gas Room Heat | New | Room Heat - Market Standard | Market Standard Gas Room Heat | Market Standard Gas Room Heat | per Home | 15 | Assuming same as heat room electric | 177.9331 | 177.9331 | Using measure description efficiency metrics to adjust loads from RTF/2021P workbooks to consumptions. | Using measure description efficiency metrics to adjust loads from RTF/2021P workbooks to consumptions. | 0 | 0 | NA | NA | 0 | 0 | 0 | 0 | 0 | 0 | 0 | Baseline is equal to efficient condition. | Baseline is equal to efficient condition. | Baseline is equal to efficient condition. | 0 | 0 | No applicable non-energy benefits | No applicable non-energy benefits | 100% | Equipment 100% feasible within the end use. | System | System
Pierce CountyManufacturedHeat Room Gas1Existing | Pierce CountyManufacturedHeat Room GasExisting | Pierce County | Manufactured | Heat Room Gas | 1 | Market Standard Gas Room Heat | Existing | Room Heat - Market Standard | Market Standard Gas Room Heat | Market Standard Gas Room Heat | per Home | 15 | Assuming same as heat room electric | 441.6225 | 441.6225 | Using measure description efficiency metrics to adjust loads from RTF/2021P workbooks to consumptions. | Using measure description efficiency metrics to adjust loads from RTF/2021P workbooks to consumptions. | 0 | 0 | NA | NA | 0 | 0 | 0 | 0 | 0 | 0 | 0 | Baseline is equal to efficient condition. | Baseline is equal to efficient condition. | Baseline is equal to efficient condition. | 0 | 0 | No applicable non-energy benefits | No applicable non-energy benefits | 100% | Equipment 100% feasible within the end use. | System | System
Pierce CountyManufacturedHeat Room Gas1New | Pierce CountyManufacturedHeat Room GasNew | Pierce County | Manufactured | Heat Room Gas | 1 | Market Standard Gas Room Heat | New | Room Heat - Market Standard | Market Standard Gas Room Heat | Market Standard Gas Room Heat | per Home | 15 | Assuming same as heat room electric | 287.0546 | 287.0546 | Using measure description efficiency metrics to adjust loads from RTF/2021P workbooks to consumptions. | Using measure description efficiency metrics to adjust loads from RTF/2021P workbooks to consumptions. | 0 | 0 | NA | NA | 0 | 0 | 0 | 0 | 0 | 0 | 0 | Baseline is equal to efficient condition. | Baseline is equal to efficient condition. | Baseline is equal to efficient condition. | 0 | 0 | No applicable non-energy benefits | No applicable non-energy benefits | 100% | Equipment 100% feasible within the end use. | System | System
Pierce CountyManufactured - Highly ImpactedHeat Room Gas1Existing | Pierce CountyManufactured - Highly ImpactedHeat Room GasExisting | Pierce County | Manufactured - Highly Impacted | Heat Room Gas | 1 | Market Standard Gas Room Heat | Existing | Room Heat - Market Standard | Market Standard Gas Room Heat | Market Standard Gas Room Heat | per Home | 15 | Assuming same as heat room electric | 342.3832 | 342.3832 | Using measure description efficiency metrics to adjust loads from RTF/2021P workbooks to consumptions. | Using measure description efficiency metrics to adjust loads from RTF/2021P workbooks to consumptions. | 0 | 0 | NA | NA | 0 | 0 | 0 | 0 | 0 | 0 | 0 | Baseline is equal to efficient condition. | Baseline is equal to efficient condition. | Baseline is equal to efficient condition. | 0 | 0 | No applicable non-energy benefits | No applicable non-energy benefits | 100% | Equipment 100% feasible within the end use. | System | System
Pierce CountyManufactured - Highly ImpactedHeat Room Gas1New | Pierce CountyManufactured - Highly ImpactedHeat Room GasNew | Pierce County | Manufactured - Highly Impacted | Heat Room Gas | 1 | Market Standard Gas Room Heat | New | Room Heat - Market Standard | Market Standard Gas Room Heat | Market Standard Gas Room Heat | per Home | 15 | Assuming same as heat room electric | 222.5491 | 222.5491 | Using measure description efficiency metrics to adjust loads from RTF/2021P workbooks to consumptions. | Using measure description efficiency metrics to adjust loads from RTF/2021P workbooks to consumptions. | 0 | 0 | NA | NA | 0 | 0 | 0 | 0 | 0 | 0 | 0 | Baseline is equal to efficient condition. | Baseline is equal to efficient condition. | Baseline is equal to efficient condition. | 0 | 0 | No applicable non-energy benefits | No applicable non-energy benefits | 100% | Equipment 100% feasible within the end use. | System | System
Pierce CountySingle FamilyPool Heat1Existing | Pierce CountySingle FamilyPool HeatExisting | Pierce County | Single Family | Pool Heat | 1 | Below Standard Pool Heater - 78% Efficient | Existing | Pool Heater - Below Standard | Below Standard Pool Heater - 78% Efficient | Below Standard Pool Heater - 78% Efficient | per Home | 4 | Assuming half the measure life for below standard equipment. Technical Support Document - Residential Water Heaters, Direct Heating Equipment, and Pooler Heaters. November 2009. Appendix C, Table 8-C.4.1, Page 8-C-7. | 382 | 382 | Savings methodology based on Technical Support Document - Residential Water Heaters, Direct Heating Equipment, and Pooler Heaters. November 2009. Table 7.4.2, Page 7-41 | Savings methodology based on Technical Support Document - Residential Water Heaters, Direct Heating Equipment, and Pooler Heaters. November 2009. Table 7.4.2, Page 7-41 | 0 | 0 | NA | NA | 0 | 0 | 0 | 0 | 0 | 0 | 0 | Existing conditions, assuming no cost | Existing conditions, assuming no cost | Assuming no incremental O&M cost | 0 | 0 | No applicable non-energy benefits | No applicable non-energy benefits | 100% | Equipment 100% technically feasible within end use | System | System
Pierce CountySingle FamilyPool Heat1New | Pierce CountySingle FamilyPool HeatNew | Pierce County | Single Family | Pool Heat | 1 | Below Standard Pool Heater - 78% Efficient | New | Pool Heater - Below Standard | Below Standard Pool Heater - 78% Efficient | Below Standard Pool Heater - 78% Efficient | per Home | 4 | Assuming half the measure life for below standard equipment. Technical Support Document - Residential Water Heaters, Direct Heating Equipment, and Pooler Heaters. November 2009. Appendix C, Table 8-C.4.1, Page 8-C-7. | 382 | 382 | Savings methodology based on Technical Support Document - Residential Water Heaters, Direct Heating Equipment, and Pooler Heaters. November 2009. Table 7.4.2, Page 7-41 | Savings methodology based on Technical Support Document - Residential Water Heaters, Direct Heating Equipment, and Pooler Heaters. November 2009. Table 7.4.2, Page 7-41 | 0 | 0 | NA | NA | 0 | 0 | 0 | 0 | 0 | 0 | 0 | Existing conditions, assuming no cost | Existing conditions, assuming no cost | Assuming no incremental O&M cost | 0 | 0 | No applicable non-energy benefits | No applicable non-energy benefits | 100% | Equipment 100% technically feasible within end use | System | System
Pierce CountySingle Family - Highly ImpactedPool Heat1Existing | Pierce CountySingle Family - Highly ImpactedPool HeatExisting | Pierce County | Single Family - Highly Impacted | Pool Heat | 1 | Below Standard Pool Heater - 78% Efficient | Existing | Pool Heater - Below Standard | Below Standard Pool Heater - 78% Efficient | Below Standard Pool Heater - 78% Efficient | per Home | 4 | Assuming half the measure life for below standard equipment. Technical Support Document - Residential Water Heaters, Direct Heating Equipment, and Pooler Heaters. November 2009. Appendix C, Table 8-C.4.1, Page 8-C-7. | 382 | 382 | Savings methodology based on Technical Support Document - Residential Water Heaters, Direct Heating Equipment, and Pooler Heaters. November 2009. Table 7.4.2, Page 7-41 | Savings methodology based on Technical Support Document - Residential Water Heaters, Direct Heating Equipment, and Pooler Heaters. November 2009. Table 7.4.2, Page 7-41 | 0 | 0 | NA | NA | 0 | 0 | 0 | 0 | 0 | 0 | 0 | Existing conditions, assuming no cost | Existing conditions, assuming no cost | Assuming no incremental O&M cost | 0 | 0 | No applicable non-energy benefits | No applicable non-energy benefits | 100% | Equipment 100% technically feasible within end use | System | System
Pierce CountySingle Family - Highly ImpactedPool Heat1New | Pierce CountySingle Family - Highly ImpactedPool HeatNew | Pierce County | Single Family - Highly Impacted | Pool Heat | 1 | Below Standard Pool Heater - 78% Efficient | New | Pool Heater - Below Standard | Below Standard Pool Heater - 78% Efficient | Below Standard Pool Heater - 78% Efficient | per Home | 4 | Assuming half the measure life for below standard equipment. Technical Support Document - Residential Water Heaters, Direct Heating Equipment, and Pooler Heaters. November 2009. Appendix C, Table 8-C.4.1, Page 8-C-7. | 382 | 382 | Savings methodology based on Technical Support Document - Residential Water Heaters, Direct Heating Equipment, and Pooler Heaters. November 2009. Table 7.4.2, Page 7-41 | Savings methodology based on Technical Support Document - Residential Water Heaters, Direct Heating Equipment, and Pooler Heaters. November 2009. Table 7.4.2, Page 7-41 | 0 | 0 | NA | NA | 0 | 0 | 0 | 0 | 0 | 0 | 0 | Existing conditions, assuming no cost | Existing conditions, assuming no cost | Assuming no incremental O&M cost | 0 | 0 | No applicable non-energy benefits | No applicable non-energy benefits | 100% | Equipment 100% technically feasible within end use | System | System
Pierce CountyMultifamilyPool Heat1Existing | Pierce CountyMultifamilyPool HeatExisting | Pierce County | Multifamily | Pool Heat | 1 | Below Standard Pool Heater - 78% Efficient | Existing | Pool Heater - Below Standard | Below Standard Pool Heater - 78% Efficient | Below Standard Pool Heater - 78% Efficient | per Home | 4 | Assuming half the measure life for below standard equipment. Technical Support Document - Residential Water Heaters, Direct Heating Equipment, and Pooler Heaters. November 2009. Appendix C, Table 8-C.4.1, Page 8-C-7. | 382 | 382 | Savings methodology based on Technical Support Document - Residential Water Heaters, Direct Heating Equipment, and Pooler Heaters. November 2009. Table 7.4.2, Page 7-41 | Savings methodology based on Technical Support Document - Residential Water Heaters, Direct Heating Equipment, and Pooler Heaters. November 2009. Table 7.4.2, Page 7-41 | 0 | 0 | NA | NA | 0 | 0 | 0 | 0 | 0 | 0 | 0 | Existing conditions, assuming no cost | Existing conditions, assuming no cost | Assuming no incremental O&M cost | 0 | 0 | No applicable non-energy benefits | No applicable non-energy benefits | 100% | Equipment 100% technically feasible within end use | System | System
Pierce CountyMultifamilyPool Heat1New | Pierce CountyMultifamilyPool HeatNew | Pierce County | Multifamily | Pool Heat | 1 | Below Standard Pool Heater - 78% Efficient | New | Pool Heater - Below Standard | Below Standard Pool Heater - 78% Efficient | Below Standard Pool Heater - 78% Efficient | per Home | 4 | Assuming half the measure life for below standard equipment. Technical Support Document - Residential Water Heaters, Direct Heating Equipment, and Pooler Heaters. November 2009. Appendix C, Table 8-C.4.1, Page 8-C-7. | 382 | 382 | Savings methodology based on Technical Support Document - Residential Water Heaters, Direct Heating Equipment, and Pooler Heaters. November 2009. Table 7.4.2, Page 7-41 | Savings methodology based on Technical Support Document - Residential Water Heaters, Direct Heating Equipment, and Pooler Heaters. November 2009. Table 7.4.2, Page 7-41 | 0 | 0 | NA | NA | 0 | 0 | 0 | 0 | 0 | 0 | 0 | Existing conditions, assuming no cost | Existing conditions, assuming no cost | Assuming no incremental O&M cost | 0 | 0 | No applicable non-energy benefits | No applicable non-energy benefits | 100% | Equipment 100% technically feasible within end use | System | System
Pierce CountyMultifamily - Highly ImpactedPool Heat1Existing | Pierce CountyMultifamily - Highly ImpactedPool HeatExisting | Pierce County | Multifamily - Highly Impacted | Pool Heat | 1 | Below Standard Pool Heater - 78% Efficient | Existing | Pool Heater - Below Standard | Below Standard Pool Heater - 78% Efficient | Below Standard Pool Heater - 78% Efficient | per Home | 4 | Assuming half the measure life for below standard equipment. Technical Support Document - Residential Water Heaters, Direct Heating Equipment, and Pooler Heaters. November 2009. Appendix C, Table 8-C.4.1, Page 8-C-7. | 382 | 382 | Savings methodology based on Technical Support Document - Residential Water Heaters, Direct Heating Equipment, and Pooler Heaters. November 2009. Table 7.4.2, Page 7-41 | Savings methodology based on Technical Support Document - Residential Water Heaters, Direct Heating Equipment, and Pooler Heaters. November 2009. Table 7.4.2, Page 7-41 | 0 | 0 | NA | NA | 0 | 0 | 0 | 0 | 0 | 0 | 0 | Existing conditions, assuming no cost | Existing conditions, assuming no cost | Assuming no incremental O&M cost | 0 | 0 | No applicable non-energy benefits | No applicable non-energy benefits | 100% | Equipment 100% technically feasible within end use | System | System
Pierce CountyMultifamily - Highly ImpactedPool Heat1New | Pierce CountyMultifamily - Highly ImpactedPool HeatNew | Pierce County | Multifamily - Highly Impacted | Pool Heat | 1 | Below Standard Pool Heater - 78% Efficient | New | Pool Heater - Below Standard | Below Standard Pool Heater - 78% Efficient | Below Standard Pool Heater - 78% Efficient | per Home | 4 | Assuming half the measure life for below standard equipment. Technical Support Document - Residential Water Heaters, Direct Heating Equipment, and Pooler Heaters. November 2009. Appendix C, Table 8-C.4.1, Page 8-C-7. | 382 | 382 | Savings methodology based on Technical Support Document - Residential Water Heaters, Direct Heating Equipment, and Pooler Heaters. November 2009. Table 7.4.2, Page 7-41 | Savings methodology based on Technical Support Document - Residential Water Heaters, Direct Heating Equipment, and Pooler Heaters. November 2009. Table 7.4.2, Page 7-41 | 0 | 0 | NA | NA | 0 | 0 | 0 | 0 | 0 | 0 | 0 | Existing conditions, assuming no cost | Existing conditions, assuming no cost | Assuming no incremental O&M cost | 0 | 0 | No applicable non-energy benefits | No applicable non-energy benefits | 100% | Equipment 100% technically feasible within end use | System | System
Pierce CountyManufacturedPool Heat1Existing | Pierce CountyManufacturedPool HeatExisting | Pierce County | Manufactured | Pool Heat | 1 | Below Standard Pool Heater - 78% Efficient | Existing | Pool Heater - Below Standard | Below Standard Pool Heater - 78% Efficient | Below Standard Pool Heater - 78% Efficient | per Home | 4 | Assuming half the measure life for below standard equipment. Technical Support Document - Residential Water Heaters, Direct Heating Equipment, and Pooler Heaters. November 2009. Appendix C, Table 8-C.4.1, Page 8-C-7. | 382 | 382 | Savings methodology based on Technical Support Document - Residential Water Heaters, Direct Heating Equipment, and Pooler Heaters. November 2009. Table 7.4.2, Page 7-41 | Savings methodology based on Technical Support Document - Residential Water Heaters, Direct Heating Equipment, and Pooler Heaters. November 2009. Table 7.4.2, Page 7-41 | 0 | 0 | NA | NA | 0 | 0 | 0 | 0 | 0 | 0 | 0 | Existing conditions, assuming no cost | Existing conditions, assuming no cost | Assuming no incremental O&M cost | 0 | 0 | No applicable non-energy benefits | No applicable non-energy benefits | 100% | Equipment 100% technically feasible within end use | System | System
Pierce CountyManufacturedPool Heat1New | Pierce CountyManufacturedPool HeatNew | Pierce County | Manufactured | Pool Heat | 1 | Below Standard Pool Heater - 78% Efficient | New | Pool Heater - Below Standard | Below Standard Pool Heater - 78% Efficient | Below Standard Pool Heater - 78% Efficient | per Home | 4 | Assuming half the measure life for below standard equipment. Technical Support Document - Residential Water Heaters, Direct Heating Equipment, and Pooler Heaters. November 2009. Appendix C, Table 8-C.4.1, Page 8-C-7. | 382 | 382 | Savings methodology based on Technical Support Document - Residential Water Heaters, Direct Heating Equipment, and Pooler Heaters. November 2009. Table 7.4.2, Page 7-41 | Savings methodology based on Technical Support Document - Residential Water Heaters, Direct Heating Equipment, and Pooler Heaters. November 2009. Table 7.4.2, Page 7-41 | 0 | 0 | NA | NA | 0 | 0 | 0 | 0 | 0 | 0 | 0 | Existing conditions, assuming no cost | Existing conditions, assuming no cost | Assuming no incremental O&M cost | 0 | 0 | No applicable non-energy benefits | No applicable non-energy benefits | 100% | Equipment 100% technically feasible within end use | System | System
Pierce CountyManufactured - Highly ImpactedPool Heat1Existing | Pierce CountyManufactured - Highly ImpactedPool HeatExisting | Pierce County | Manufactured - Highly Impacted | Pool Heat | 1 | Below Standard Pool Heater - 78% Efficient | Existing | Pool Heater - Below Standard | Below Standard Pool Heater - 78% Efficient | Below Standard Pool Heater - 78% Efficient | per Home | 4 | Assuming half the measure life for below standard equipment. Technical Support Document - Residential Water Heaters, Direct Heating Equipment, and Pooler Heaters. November 2009. Appendix C, Table 8-C.4.1, Page 8-C-7. | 382 | 382 | Savings methodology based on Technical Support Document - Residential Water Heaters, Direct Heating Equipment, and Pooler Heaters. November 2009. Table 7.4.2, Page 7-41 | Savings methodology based on Technical Support Document - Residential Water Heaters, Direct Heating Equipment, and Pooler Heaters. November 2009. Table 7.4.2, Page 7-41 | 0 | 0 | NA | NA | 0 | 0 | 0 | 0 | 0 | 0 | 0 | Existing conditions, assuming no cost | Existing conditions, assuming no cost | Assuming no incremental O&M cost | 0 | 0 | No applicable non-energy benefits | No applicable non-energy benefits | 100% | Equipment 100% technically feasible within end use | System | System
Pierce CountyManufactured - Highly ImpactedPool Heat1New | Pierce CountyManufactured - Highly ImpactedPool HeatNew | Pierce County | Manufactured - Highly Impacted | Pool Heat | 1 | Below Standard Pool Heater - 78% Efficient | New | Pool Heater - Below Standard | Below Standard Pool Heater - 78% Efficient | Below Standard Pool Heater - 78% Efficient | per Home | 4 | Assuming half the measure life for below standard equipment. Technical Support Document - Residential Water Heaters, Direct Heating Equipment, and Pooler Heaters. November 2009. Appendix C, Table 8-C.4.1, Page 8-C-7. | 382 | 382 | Savings methodology based on Technical Support Document - Residential Water Heaters, Direct Heating Equipment, and Pooler Heaters. November 2009. Table 7.4.2, Page 7-41 | Savings methodology based on Technical Support Document - Residential Water Heaters, Direct Heating Equipment, and Pooler Heaters. November 2009. Table 7.4.2, Page 7-41 | 0 | 0 | NA | NA | 0 | 0 | 0 | 0 | 0 | 0 | 0 | Existing conditions, assuming no cost | Existing conditions, assuming no cost | Assuming no incremental O&M cost | 0 | 0 | No applicable non-energy benefits | No applicable non-energy benefits | 100% | Equipment 100% technically feasible within end use | System | System
Pierce CountySingle FamilyPool Heat2Existing | Pierce CountySingle FamilyPool HeatExisting | Pierce County | Single Family | Pool Heat | 2 | Federal Standard 2014 Pool Heater - 82% Efficient | Existing | Pool Heater - Federal Standard 2014 | Federal Standard 2014 Pool Heater - 82% Efficient | Federal Standard 2014 Pool Heater - 82% Efficient | per Home | 8 | Technical Support Document - Residential Water Heaters, Direct Heating Equipment, and Pooler Heaters. November 2009. Appendix C, Table 8-C.4.1, Page 8-C-7. | 364 | 364 | Savings methodology based on Technical Support Document - Residential Water Heaters, Direct Heating Equipment, and Pooler Heaters. November 2009. Table 7.4.2, Page 7-41 | Savings methodology based on Technical Support Document - Residential Water Heaters, Direct Heating Equipment, and Pooler Heaters. November 2009. Table 7.4.2, Page 7-41 | 0 | 0 | NA | NA | 0 | 0 | 0 | 1609.0662 | 1640.8911 | 0 | 0 | Technical Support Document - Residential Water Heaters, Direct Heating Equipment, and Pooler Heaters. November 2009. Table 8.2.38, Page 8-34. | Technical Support Document - Residential Water Heaters, Direct Heating Equipment, and Pooler Heaters. November 2009. Table 8.2.38, Page 8-34. | Assuming no incremental O&M cost | 0 | 0 | No applicable non-energy benefits | No applicable non-energy benefits | 100% | Equipment 100% technically feasible within end use | System | System
Pierce CountySingle FamilyPool Heat2New | Pierce CountySingle FamilyPool HeatNew | Pierce County | Single Family | Pool Heat | 2 | Federal Standard 2014 Pool Heater - 82% Efficient | New | Pool Heater - Federal Standard 2014 | Federal Standard 2014 Pool Heater - 82% Efficient | Federal Standard 2014 Pool Heater - 82% Efficient | per Home | 8 | Technical Support Document - Residential Water Heaters, Direct Heating Equipment, and Pooler Heaters. November 2009. Appendix C, Table 8-C.4.1, Page 8-C-7. | 364 | 364 | Savings methodology based on Technical Support Document - Residential Water Heaters, Direct Heating Equipment, and Pooler Heaters. November 2009. Table 7.4.2, Page 7-41 | Savings methodology based on Technical Support Document - Residential Water Heaters, Direct Heating Equipment, and Pooler Heaters. November 2009. Table 7.4.2, Page 7-41 | 0 | 0 | NA | NA | 0 | 0 | 0 | 1609.0662 | 1640.8911 | 0 | 0 | Technical Support Document - Residential Water Heaters, Direct Heating Equipment, and Pooler Heaters. November 2009. Table 8.2.38, Page 8-34. | Technical Support Document - Residential Water Heaters, Direct Heating Equipment, and Pooler Heaters. November 2009. Table 8.2.38, Page 8-34. | Assuming no incremental O&M cost | 0 | 0 | No applicable non-energy benefits | No applicable non-energy benefits | 100% | Equipment 100% technically feasible within end use | System | System
Pierce CountySingle Family - Highly ImpactedPool Heat2Existing | Pierce CountySingle Family - Highly ImpactedPool HeatExisting | Pierce County | Single Family - Highly Impacted | Pool Heat | 2 | Federal Standard 2014 Pool Heater - 82% Efficient | Existing | Pool Heater - Federal Standard 2014 | Federal Standard 2014 Pool Heater - 82% Efficient | Federal Standard 2014 Pool Heater - 82% Efficient | per Home | 8 | Technical Support Document - Residential Water Heaters, Direct Heating Equipment, and Pooler Heaters. November 2009. Appendix C, Table 8-C.4.1, Page 8-C-7. | 364 | 364 | Savings methodology based on Technical Support Document - Residential Water Heaters, Direct Heating Equipment, and Pooler Heaters. November 2009. Table 7.4.2, Page 7-41 | Savings methodology based on Technical Support Document - Residential Water Heaters, Direct Heating Equipment, and Pooler Heaters. November 2009. Table 7.4.2, Page 7-41 | 0 | 0 | NA | NA | 0 | 0 | 0 | 1609.0662 | 1640.8911 | 0 | 0 | Technical Support Document - Residential Water Heaters, Direct Heating Equipment, and Pooler Heaters. November 2009. Table 8.2.38, Page 8-34. | Technical Support Document - Residential Water Heaters, Direct Heating Equipment, and Pooler Heaters. November 2009. Table 8.2.38, Page 8-34. | Assuming no incremental O&M cost | 0 | 0 | No applicable non-energy benefits | No applicable non-energy benefits | 100% | Equipment 100% technically feasible within end use | System | System
Pierce CountySingle Family - Highly ImpactedPool Heat2New | Pierce CountySingle Family - Highly ImpactedPool HeatNew | Pierce County | Single Family - Highly Impacted | Pool Heat | 2 | Federal Standard 2014 Pool Heater - 82% Efficient | New | Pool Heater - Federal Standard 2014 | Federal Standard 2014 Pool Heater - 82% Efficient | Federal Standard 2014 Pool Heater - 82% Efficient | per Home | 8 | Technical Support Document - Residential Water Heaters, Direct Heating Equipment, and Pooler Heaters. November 2009. Appendix C, Table 8-C.4.1, Page 8-C-7. | 364 | 364 | Savings methodology based on Technical Support Document - Residential Water Heaters, Direct Heating Equipment, and Pooler Heaters. November 2009. Table 7.4.2, Page 7-41 | Savings methodology based on Technical Support Document - Residential Water Heaters, Direct Heating Equipment, and Pooler Heaters. November 2009. Table 7.4.2, Page 7-41 | 0 | 0 | NA | NA | 0 | 0 | 0 | 1609.0662 | 1640.8911 | 0 | 0 | Technical Support Document - Residential Water Heaters, Direct Heating Equipment, and Pooler Heaters. November 2009. Table 8.2.38, Page 8-34. | Technical Support Document - Residential Water Heaters, Direct Heating Equipment, and Pooler Heaters. November 2009. Table 8.2.38, Page 8-34. | Assuming no incremental O&M cost | 0 | 0 | No applicable non-energy benefits | No applicable non-energy benefits | 100% | Equipment 100% technically feasible within end use | System | System
Pierce CountyMultifamilyPool Heat2Existing | Pierce CountyMultifamilyPool HeatExisting | Pierce County | Multifamily | Pool Heat | 2 | Federal Standard 2014 Pool Heater - 82% Efficient | Existing | Pool Heater - Federal Standard 2014 | Federal Standard 2014 Pool Heater - 82% Efficient | Federal Standard 2014 Pool Heater - 82% Efficient | per Home | 8 | Technical Support Document - Residential Water Heaters, Direct Heating Equipment, and Pooler Heaters. November 2009. Appendix C, Table 8-C.4.1, Page 8-C-7. | 364 | 364 | Savings methodology based on Technical Support Document - Residential Water Heaters, Direct Heating Equipment, and Pooler Heaters. November 2009. Table 7.4.2, Page 7-41 | Savings methodology based on Technical Support Document - Residential Water Heaters, Direct Heating Equipment, and Pooler Heaters. November 2009. Table 7.4.2, Page 7-41 | 0 | 0 | NA | NA | 0 | 0 | 0 | 1609.0662 | 1640.8911 | 0 | 0 | Technical Support Document - Residential Water Heaters, Direct Heating Equipment, and Pooler Heaters. November 2009. Table 8.2.38, Page 8-34. | Technical Support Document - Residential Water Heaters, Direct Heating Equipment, and Pooler Heaters. November 2009. Table 8.2.38, Page 8-34. | Assuming no incremental O&M cost | 0 | 0 | No applicable non-energy benefits | No applicable non-energy benefits | 100% | Equipment 100% technically feasible within end use | System | System
Pierce CountyMultifamilyPool Heat2New | Pierce CountyMultifamilyPool HeatNew | Pierce County | Multifamily | Pool Heat | 2 | Federal Standard 2014 Pool Heater - 82% Efficient | New | Pool Heater - Federal Standard 2014 | Federal Standard 2014 Pool Heater - 82% Efficient | Federal Standard 2014 Pool Heater - 82% Efficient | per Home | 8 | Technical Support Document - Residential Water Heaters, Direct Heating Equipment, and Pooler Heaters. November 2009. Appendix C, Table 8-C.4.1, Page 8-C-7. | 364 | 364 | Savings methodology based on Technical Support Document - Residential Water Heaters, Direct Heating Equipment, and Pooler Heaters. November 2009. Table 7.4.2, Page 7-41 | Savings methodology based on Technical Support Document - Residential Water Heaters, Direct Heating Equipment, and Pooler Heaters. November 2009. Table 7.4.2, Page 7-41 | 0 | 0 | NA | NA | 0 | 0 | 0 | 1609.0662 | 1640.8911 | 0 | 0 | Technical Support Document - Residential Water Heaters, Direct Heating Equipment, and Pooler Heaters. November 2009. Table 8.2.38, Page 8-34. | Technical Support Document - Residential Water Heaters, Direct Heating Equipment, and Pooler Heaters. November 2009. Table 8.2.38, Page 8-34. | Assuming no incremental O&M cost | 0 | 0 | No applicable non-energy benefits | No applicable non-energy benefits | 100% | Equipment 100% technically feasible within end use | System | System
Pierce CountyMultifamily - Highly ImpactedPool Heat2Existing | Pierce CountyMultifamily - Highly ImpactedPool HeatExisting | Pierce County | Multifamily - Highly Impacted | Pool Heat | 2 | Federal Standard 2014 Pool Heater - 82% Efficient | Existing | Pool Heater - Federal Standard 2014 | Federal Standard 2014 Pool Heater - 82% Efficient | Federal Standard 2014 Pool Heater - 82% Efficient | per Home | 8 | Technical Support Document - Residential Water Heaters, Direct Heating Equipment, and Pooler Heaters. November 2009. Appendix C, Table 8-C.4.1, Page 8-C-7. | 364 | 364 | Savings methodology based on Technical Support Document - Residential Water Heaters, Direct Heating Equipment, and Pooler Heaters. November 2009. Table 7.4.2, Page 7-41 | Savings methodology based on Technical Support Document - Residential Water Heaters, Direct Heating Equipment, and Pooler Heaters. November 2009. Table 7.4.2, Page 7-41 | 0 | 0 | NA | NA | 0 | 0 | 0 | 1609.0662 | 1640.8911 | 0 | 0 | Technical Support Document - Residential Water Heaters, Direct Heating Equipment, and Pooler Heaters. November 2009. Table 8.2.38, Page 8-34. | Technical Support Document - Residential Water Heaters, Direct Heating Equipment, and Pooler Heaters. November 2009. Table 8.2.38, Page 8-34. | Assuming no incremental O&M cost | 0 | 0 | No applicable non-energy benefits | No applicable non-energy benefits | 100% | Equipment 100% technically feasible within end use | System | System
Pierce CountyMultifamily - Highly ImpactedPool Heat2New | Pierce CountyMultifamily - Highly ImpactedPool HeatNew | Pierce County | Multifamily - Highly Impacted | Pool Heat | 2 | Federal Standard 2014 Pool Heater - 82% Efficient | New | Pool Heater - Federal Standard 2014 | Federal Standard 2014 Pool Heater - 82% Efficient | Federal Standard 2014 Pool Heater - 82% Efficient | per Home | 8 | Technical Support Document - Residential Water Heaters, Direct Heating Equipment, and Pooler Heaters. November 2009. Appendix C, Table 8-C.4.1, Page 8-C-7. | 364 | 364 | Savings methodology based on Technical Support Document - Residential Water Heaters, Direct Heating Equipment, and Pooler Heaters. November 2009. Table 7.4.2, Page 7-41 | Savings methodology based on Technical Support Document - Residential Water Heaters, Direct Heating Equipment, and Pooler Heaters. November 2009. Table 7.4.2, Page 7-41 | 0 | 0 | NA | NA | 0 | 0 | 0 | 1609.0662 | 1640.8911 | 0 | 0 | Technical Support Document - Residential Water Heaters, Direct Heating Equipment, and Pooler Heaters. November 2009. Table 8.2.38, Page 8-34. | Technical Support Document - Residential Water Heaters, Direct Heating Equipment, and Pooler Heaters. November 2009. Table 8.2.38, Page 8-34. | Assuming no incremental O&M cost | 0 | 0 | No applicable non-energy benefits | No applicable non-energy benefits | 100% | Equipment 100% technically feasible within end use | System | System
Pierce CountyManufacturedPool Heat2Existing | Pierce CountyManufacturedPool HeatExisting | Pierce County | Manufactured | Pool Heat | 2 | Federal Standard 2014 Pool Heater - 82% Efficient | Existing | Pool Heater - Federal Standard 2014 | Federal Standard 2014 Pool Heater - 82% Efficient | Federal Standard 2014 Pool Heater - 82% Efficient | per Home | 8 | Technical Support Document - Residential Water Heaters, Direct Heating Equipment, and Pooler Heaters. November 2009. Appendix C, Table 8-C.4.1, Page 8-C-7. | 364 | 364 | Savings methodology based on Technical Support Document - Residential Water Heaters, Direct Heating Equipment, and Pooler Heaters. November 2009. Table 7.4.2, Page 7-41 | Savings methodology based on Technical Support Document - Residential Water Heaters, Direct Heating Equipment, and Pooler Heaters. November 2009. Table 7.4.2, Page 7-41 | 0 | 0 | NA | NA | 0 | 0 | 0 | 1609.0662 | 1640.8911 | 0 | 0 | Technical Support Document - Residential Water Heaters, Direct Heating Equipment, and Pooler Heaters. November 2009. Table 8.2.38, Page 8-34. | Technical Support Document - Residential Water Heaters, Direct Heating Equipment, and Pooler Heaters. November 2009. Table 8.2.38, Page 8-34. | Assuming no incremental O&M cost | 0 | 0 | No applicable non-energy benefits | No applicable non-energy benefits | 100% | Equipment 100% technically feasible within end use | System | System
Pierce CountyManufacturedPool Heat2New | Pierce CountyManufacturedPool HeatNew | Pierce County | Manufactured | Pool Heat | 2 | Federal Standard 2014 Pool Heater - 82% Efficient | New | Pool Heater - Federal Standard 2014 | Federal Standard 2014 Pool Heater - 82% Efficient | Federal Standard 2014 Pool Heater - 82% Efficient | per Home | 8 | Technical Support Document - Residential Water Heaters, Direct Heating Equipment, and Pooler Heaters. November 2009. Appendix C, Table 8-C.4.1, Page 8-C-7. | 364 | 364 | Savings methodology based on Technical Support Document - Residential Water Heaters, Direct Heating Equipment, and Pooler Heaters. November 2009. Table 7.4.2, Page 7-41 | Savings methodology based on Technical Support Document - Residential Water Heaters, Direct Heating Equipment, and Pooler Heaters. November 2009. Table 7.4.2, Page 7-41 | 0 | 0 | NA | NA | 0 | 0 | 0 | 1609.0662 | 1640.8911 | 0 | 0 | Technical Support Document - Residential Water Heaters, Direct Heating Equipment, and Pooler Heaters. November 2009. Table 8.2.38, Page 8-34. | Technical Support Document - Residential Water Heaters, Direct Heating Equipment, and Pooler Heaters. November 2009. Table 8.2.38, Page 8-34. | Assuming no incremental O&M cost | 0 | 0 | No applicable non-energy benefits | No applicable non-energy benefits | 100% | Equipment 100% technically feasible within end use | System | System
Pierce CountyManufactured - Highly ImpactedPool Heat2Existing | Pierce CountyManufactured - Highly ImpactedPool HeatExisting | Pierce County | Manufactured - Highly Impacted | Pool Heat | 2 | Federal Standard 2014 Pool Heater - 82% Efficient | Existing | Pool Heater - Federal Standard 2014 | Federal Standard 2014 Pool Heater - 82% Efficient | Federal Standard 2014 Pool Heater - 82% Efficient | per Home | 8 | Technical Support Document - Residential Water Heaters, Direct Heating Equipment, and Pooler Heaters. November 2009. Appendix C, Table 8-C.4.1, Page 8-C-7. | 364 | 364 | Savings methodology based on Technical Support Document - Residential Water Heaters, Direct Heating Equipment, and Pooler Heaters. November 2009. Table 7.4.2, Page 7-41 | Savings methodology based on Technical Support Document - Residential Water Heaters, Direct Heating Equipment, and Pooler Heaters. November 2009. Table 7.4.2, Page 7-41 | 0 | 0 | NA | NA | 0 | 0 | 0 | 1609.0662 | 1640.8911 | 0 | 0 | Technical Support Document - Residential Water Heaters, Direct Heating Equipment, and Pooler Heaters. November 2009. Table 8.2.38, Page 8-34. | Technical Support Document - Residential Water Heaters, Direct Heating Equipment, and Pooler Heaters. November 2009. Table 8.2.38, Page 8-34. | Assuming no incremental O&M cost | 0 | 0 | No applicable non-energy benefits | No applicable non-energy benefits | 100% | Equipment 100% technically feasible within end use | System | System
Pierce CountyManufactured - Highly ImpactedPool Heat2New | Pierce CountyManufactured - Highly ImpactedPool HeatNew | Pierce County | Manufactured - Highly Impacted | Pool Heat | 2 | Federal Standard 2014 Pool Heater - 82% Efficient | New | Pool Heater - Federal Standard 2014 | Federal Standard 2014 Pool Heater - 82% Efficient | Federal Standard 2014 Pool Heater - 82% Efficient | per Home | 8 | Technical Support Document - Residential Water Heaters, Direct Heating Equipment, and Pooler Heaters. November 2009. Appendix C, Table 8-C.4.1, Page 8-C-7. | 364 | 364 | Savings methodology based on Technical Support Document - Residential Water Heaters, Direct Heating Equipment, and Pooler Heaters. November 2009. Table 7.4.2, Page 7-41 | Savings methodology based on Technical Support Document - Residential Water Heaters, Direct Heating Equipment, and Pooler Heaters. November 2009. Table 7.4.2, Page 7-41 | 0 | 0 | NA | NA | 0 | 0 | 0 | 1609.0662 | 1640.8911 | 0 | 0 | Technical Support Document - Residential Water Heaters, Direct Heating Equipment, and Pooler Heaters. November 2009. Table 8.2.38, Page 8-34. | Technical Support Document - Residential Water Heaters, Direct Heating Equipment, and Pooler Heaters. November 2009. Table 8.2.38, Page 8-34. | Assuming no incremental O&M cost | 0 | 0 | No applicable non-energy benefits | No applicable non-energy benefits | 100% | Equipment 100% technically feasible within end use | System | System
Pierce CountySingle FamilyPool Heat3Existing | Pierce CountySingle FamilyPool HeatExisting | Pierce County | Single Family | Pool Heat | 3 | Market Standard Pool Heater | Existing | Pool Heater - Market Standard | Market Standard Pool Heater | Market Standard Pool Heater | per Home | 8 | Technical Support Document - Residential Water Heaters, Direct Heating Equipment, and Pooler Heaters. November 2009. Appendix C, Table 8-C.4.1, Page 8-C-7. | 364.01 | 364.01 | Savings methodology based on Residential Water Heaters, Direct Heating Equipment, and Pool Heaters; Final Rule, EERE-2006-STD-0129-0005-1 | Savings methodology based on Residential Water Heaters, Direct Heating Equipment, and Pool Heaters; Final Rule, EERE-2006-STD-0129-0005-1 | 0 | 0 | NA | NA | 0 | 0 | 0 | 0 | 0 | 0 | 0 | Existing conditions, assuming no cost | Existing conditions, assuming no cost | Assuming no incremental O&M cost | 0 | 0 | No applicable non-energy benefits | No applicable non-energy benefits | 100% | Equipment 100% technically feasible within end use | System | System
Pierce CountySingle FamilyPool Heat3New | Pierce CountySingle FamilyPool HeatNew | Pierce County | Single Family | Pool Heat | 3 | Market Standard Pool Heater | New | Pool Heater - Market Standard | Market Standard Pool Heater | Market Standard Pool Heater | per Home | 8 | Technical Support Document - Residential Water Heaters, Direct Heating Equipment, and Pooler Heaters. November 2009. Appendix C, Table 8-C.4.1, Page 8-C-7. | 364.01 | 364.01 | Savings methodology based on Residential Water Heaters, Direct Heating Equipment, and Pool Heaters; Final Rule, EERE-2006-STD-0129-0005-1 | Savings methodology based on Residential Water Heaters, Direct Heating Equipment, and Pool Heaters; Final Rule, EERE-2006-STD-0129-0005-1 | 0 | 0 | NA | NA | 0 | 0 | 0 | 0 | 0 | 0 | 0 | Existing conditions, assuming no cost | Existing conditions, assuming no cost | Assuming no incremental O&M cost | 0 | 0 | No applicable non-energy benefits | No applicable non-energy benefits | 100% | Equipment 100% technically feasible within end use | System | System
Pierce CountySingle Family - Highly ImpactedPool Heat3Existing | Pierce CountySingle Family - Highly ImpactedPool HeatExisting | Pierce County | Single Family - Highly Impacted | Pool Heat | 3 | Market Standard Pool Heater | Existing | Pool Heater - Market Standard | Market Standard Pool Heater | Market Standard Pool Heater | per Home | 8 | Technical Support Document - Residential Water Heaters, Direct Heating Equipment, and Pooler Heaters. November 2009. Appendix C, Table 8-C.4.1, Page 8-C-7. | 364.01 | 364.01 | Savings methodology based on Residential Water Heaters, Direct Heating Equipment, and Pool Heaters; Final Rule, EERE-2006-STD-0129-0005-1 | Savings methodology based on Residential Water Heaters, Direct Heating Equipment, and Pool Heaters; Final Rule, EERE-2006-STD-0129-0005-1 | 0 | 0 | NA | NA | 0 | 0 | 0 | 0 | 0 | 0 | 0 | Existing conditions, assuming no cost | Existing conditions, assuming no cost | Assuming no incremental O&M cost | 0 | 0 | No applicable non-energy benefits | No applicable non-energy benefits | 100% | Equipment 100% technically feasible within end use | System | System
Pierce CountySingle Family - Highly ImpactedPool Heat3New | Pierce CountySingle Family - Highly ImpactedPool HeatNew | Pierce County | Single Family - Highly Impacted | Pool Heat | 3 | Market Standard Pool Heater | New | Pool Heater - Market Standard | Market Standard Pool Heater | Market Standard Pool Heater | per Home | 8 | Technical Support Document - Residential Water Heaters, Direct Heating Equipment, and Pooler Heaters. November 2009. Appendix C, Table 8-C.4.1, Page 8-C-7. | 364.01 | 364.01 | Savings methodology based on Residential Water Heaters, Direct Heating Equipment, and Pool Heaters; Final Rule, EERE-2006-STD-0129-0005-1 | Savings methodology based on Residential Water Heaters, Direct Heating Equipment, and Pool Heaters; Final Rule, EERE-2006-STD-0129-0005-1 | 0 | 0 | NA | NA | 0 | 0 | 0 | 0 | 0 | 0 | 0 | Existing conditions, assuming no cost | Existing conditions, assuming no cost | Assuming no incremental O&M cost | 0 | 0 | No applicable non-energy benefits | No applicable non-energy benefits | 100% | Equipment 100% technically feasible within end use | System | System
Pierce CountyMultifamilyPool Heat3Existing | Pierce CountyMultifamilyPool HeatExisting | Pierce County | Multifamily | Pool Heat | 3 | Market Standard Pool Heater | Existing | Pool Heater - Market Standard | Market Standard Pool Heater | Market Standard Pool Heater | per Home | 8 | Technical Support Document - Residential Water Heaters, Direct Heating Equipment, and Pooler Heaters. November 2009. Appendix C, Table 8-C.4.1, Page 8-C-7. | 364.01 | 364.01 | Savings methodology based on Residential Water Heaters, Direct Heating Equipment, and Pool Heaters; Final Rule, EERE-2006-STD-0129-0005-1 | Savings methodology based on Residential Water Heaters, Direct Heating Equipment, and Pool Heaters; Final Rule, EERE-2006-STD-0129-0005-1 | 0 | 0 | NA | NA | 0 | 0 | 0 | 0 | 0 | 0 | 0 | Existing conditions, assuming no cost | Existing conditions, assuming no cost | Assuming no incremental O&M cost | 0 | 0 | No applicable non-energy benefits | No applicable non-energy benefits | 100% | Equipment 100% technically feasible within end use | System | System
Pierce CountyMultifamilyPool Heat3New | Pierce CountyMultifamilyPool HeatNew | Pierce County | Multifamily | Pool Heat | 3 | Market Standard Pool Heater | New | Pool Heater - Market Standard | Market Standard Pool Heater | Market Standard Pool Heater | per Home | 8 | Technical Support Document - Residential Water Heaters, Direct Heating Equipment, and Pooler Heaters. November 2009. Appendix C, Table 8-C.4.1, Page 8-C-7. | 364.01 | 364.01 | Savings methodology based on Residential Water Heaters, Direct Heating Equipment, and Pool Heaters; Final Rule, EERE-2006-STD-0129-0005-1 | Savings methodology based on Residential Water Heaters, Direct Heating Equipment, and Pool Heaters; Final Rule, EERE-2006-STD-0129-0005-1 | 0 | 0 | NA | NA | 0 | 0 | 0 | 0 | 0 | 0 | 0 | Existing conditions, assuming no cost | Existing conditions, assuming no cost | Assuming no incremental O&M cost | 0 | 0 | No applicable non-energy benefits | No applicable non-energy benefits | 100% | Equipment 100% technically feasible within end use | System | System
Pierce CountyMultifamily - Highly ImpactedPool Heat3Existing | Pierce CountyMultifamily - Highly ImpactedPool HeatExisting | Pierce County | Multifamily - Highly Impacted | Pool Heat | 3 | Market Standard Pool Heater | Existing | Pool Heater - Market Standard | Market Standard Pool Heater | Market Standard Pool Heater | per Home | 8 | Technical Support Document - Residential Water Heaters, Direct Heating Equipment, and Pooler Heaters. November 2009. Appendix C, Table 8-C.4.1, Page 8-C-7. | 364.01 | 364.01 | Savings methodology based on Residential Water Heaters, Direct Heating Equipment, and Pool Heaters; Final Rule, EERE-2006-STD-0129-0005-1 | Savings methodology based on Residential Water Heaters, Direct Heating Equipment, and Pool Heaters; Final Rule, EERE-2006-STD-0129-0005-1 | 0 | 0 | NA | NA | 0 | 0 | 0 | 0 | 0 | 0 | 0 | Existing conditions, assuming no cost | Existing conditions, assuming no cost | Assuming no incremental O&M cost | 0 | 0 | No applicable non-energy benefits | No applicable non-energy benefits | 100% | Equipment 100% technically feasible within end use | System | System
Pierce CountyMultifamily - Highly ImpactedPool Heat3New | Pierce CountyMultifamily - Highly ImpactedPool HeatNew | Pierce County | Multifamily - Highly Impacted | Pool Heat | 3 | Market Standard Pool Heater | New | Pool Heater - Market Standard | Market Standard Pool Heater | Market Standard Pool Heater | per Home | 8 | Technical Support Document - Residential Water Heaters, Direct Heating Equipment, and Pooler Heaters. November 2009. Appendix C, Table 8-C.4.1, Page 8-C-7. | 364.01 | 364.01 | Savings methodology based on Residential Water Heaters, Direct Heating Equipment, and Pool Heaters; Final Rule, EERE-2006-STD-0129-0005-1 | Savings methodology based on Residential Water Heaters, Direct Heating Equipment, and Pool Heaters; Final Rule, EERE-2006-STD-0129-0005-1 | 0 | 0 | NA | NA | 0 | 0 | 0 | 0 | 0 | 0 | 0 | Existing conditions, assuming no cost | Existing conditions, assuming no cost | Assuming no incremental O&M cost | 0 | 0 | No applicable non-energy benefits | No applicable non-energy benefits | 100% | Equipment 100% technically feasible within end use | System | System
Pierce CountyManufacturedPool Heat3Existing | Pierce CountyManufacturedPool HeatExisting | Pierce County | Manufactured | Pool Heat | 3 | Market Standard Pool Heater | Existing | Pool Heater - Market Standard | Market Standard Pool Heater | Market Standard Pool Heater | per Home | 8 | Technical Support Document - Residential Water Heaters, Direct Heating Equipment, and Pooler Heaters. November 2009. Appendix C, Table 8-C.4.1, Page 8-C-7. | 364.01 | 364.01 | Savings methodology based on Residential Water Heaters, Direct Heating Equipment, and Pool Heaters; Final Rule, EERE-2006-STD-0129-0005-1 | Savings methodology based on Residential Water Heaters, Direct Heating Equipment, and Pool Heaters; Final Rule, EERE-2006-STD-0129-0005-1 | 0 | 0 | NA | NA | 0 | 0 | 0 | 0 | 0 | 0 | 0 | Existing conditions, assuming no cost | Existing conditions, assuming no cost | Assuming no incremental O&M cost | 0 | 0 | No applicable non-energy benefits | No applicable non-energy benefits | 100% | Equipment 100% technically feasible within end use | System | System
Pierce CountyManufacturedPool Heat3New | Pierce CountyManufacturedPool HeatNew | Pierce County | Manufactured | Pool Heat | 3 | Market Standard Pool Heater | New | Pool Heater - Market Standard | Market Standard Pool Heater | Market Standard Pool Heater | per Home | 8 | Technical Support Document - Residential Water Heaters, Direct Heating Equipment, and Pooler Heaters. November 2009. Appendix C, Table 8-C.4.1, Page 8-C-7. | 364.01 | 364.01 | Savings methodology based on Residential Water Heaters, Direct Heating Equipment, and Pool Heaters; Final Rule, EERE-2006-STD-0129-0005-1 | Savings methodology based on Residential Water Heaters, Direct Heating Equipment, and Pool Heaters; Final Rule, EERE-2006-STD-0129-0005-1 | 0 | 0 | NA | NA | 0 | 0 | 0 | 0 | 0 | 0 | 0 | Existing conditions, assuming no cost | Existing conditions, assuming no cost | Assuming no incremental O&M cost | 0 | 0 | No applicable non-energy benefits | No applicable non-energy benefits | 100% | Equipment 100% technically feasible within end use | System | System
Pierce CountyManufactured - Highly ImpactedPool Heat3Existing | Pierce CountyManufactured - Highly ImpactedPool HeatExisting | Pierce County | Manufactured - Highly Impacted | Pool Heat | 3 | Market Standard Pool Heater | Existing | Pool Heater - Market Standard | Market Standard Pool Heater | Market Standard Pool Heater | per Home | 8 | Technical Support Document - Residential Water Heaters, Direct Heating Equipment, and Pooler Heaters. November 2009. Appendix C, Table 8-C.4.1, Page 8-C-7. | 364.01 | 364.01 | Savings methodology based on Residential Water Heaters, Direct Heating Equipment, and Pool Heaters; Final Rule, EERE-2006-STD-0129-0005-1 | Savings methodology based on Residential Water Heaters, Direct Heating Equipment, and Pool Heaters; Final Rule, EERE-2006-STD-0129-0005-1 | 0 | 0 | NA | NA | 0 | 0 | 0 | 0 | 0 | 0 | 0 | Existing conditions, assuming no cost | Existing conditions, assuming no cost | Assuming no incremental O&M cost | 0 | 0 | No applicable non-energy benefits | No applicable non-energy benefits | 100% | Equipment 100% technically feasible within end use | System | System
Pierce CountyManufactured - Highly ImpactedPool Heat3New | Pierce CountyManufactured - Highly ImpactedPool HeatNew | Pierce County | Manufactured - Highly Impacted | Pool Heat | 3 | Market Standard Pool Heater | New | Pool Heater - Market Standard | Market Standard Pool Heater | Market Standard Pool Heater | per Home | 8 | Technical Support Document - Residential Water Heaters, Direct Heating Equipment, and Pooler Heaters. November 2009. Appendix C, Table 8-C.4.1, Page 8-C-7. | 364.01 | 364.01 | Savings methodology based on Residential Water Heaters, Direct Heating Equipment, and Pool Heaters; Final Rule, EERE-2006-STD-0129-0005-1 | Savings methodology based on Residential Water Heaters, Direct Heating Equipment, and Pool Heaters; Final Rule, EERE-2006-STD-0129-0005-1 | 0 | 0 | NA | NA | 0 | 0 | 0 | 0 | 0 | 0 | 0 | Existing conditions, assuming no cost | Existing conditions, assuming no cost | Assuming no incremental O&M cost | 0 | 0 | No applicable non-energy benefits | No applicable non-energy benefits | 100% | Equipment 100% technically feasible within end use | System | System
Pierce CountySingle FamilyPool Heat4Existing | Pierce CountySingle FamilyPool HeatExisting | Pierce County | Single Family | Pool Heat | 4 | Efficient Pool Heater - 88% Efficient | Existing | Pool Heater - Efficient | Efficient Pool Heater - 88% Efficient | Federal Standard 2014 Pool Heater - 82% Efficient | per Home | 8 | Technical Support Document - Residential Water Heaters, Direct Heating Equipment, and Pooler Heaters. November 2009. Appendix C, Table 8-C.4.1, Page 8-C-7. | 364 | 328.5 | Savings methodology based on Residential Water Heaters, Direct Heating Equipment, and Pool Heaters; Final Rule, EERE-2006-STD-0129-0005-1 | Savings methodology based on Technical Support Document - Residential Water Heaters, Direct Heating Equipment, and Pooler Heaters. November 2009. Table 7.4.2, Page 7-41 | 0 | 0 | NA | NA | 1609.0662 | 1640.8911 | 0 | 2793.6653 | 1800.0155 | 0 | 0 | Technical Support Document - Residential Water Heaters, Direct Heating Equipment, and Pooler Heaters. November 2009. Table 8.2.38, Page 8-34. | Technical Support Document - Residential Water Heaters, Direct Heating Equipment, and Pooler Heaters. November 2009. Table 8.2.38, Page 8-34. | Assuming no incremental O&M cost | 0 | 0 | No applicable non-energy benefits | No applicable non-energy benefits | 100% | Equipment 100% technically feasible within end use | System | System
Pierce CountySingle FamilyPool Heat4New | Pierce CountySingle FamilyPool HeatNew | Pierce County | Single Family | Pool Heat | 4 | Efficient Pool Heater - 88% Efficient | New | Pool Heater - Efficient | Efficient Pool Heater - 88% Efficient | Federal Standard 2014 Pool Heater - 82% Efficient | per Home | 8 | Technical Support Document - Residential Water Heaters, Direct Heating Equipment, and Pooler Heaters. November 2009. Appendix C, Table 8-C.4.1, Page 8-C-7. | 364 | 328.5 | Savings methodology based on Residential Water Heaters, Direct Heating Equipment, and Pool Heaters; Final Rule, EERE-2006-STD-0129-0005-1 | Savings methodology based on Technical Support Document - Residential Water Heaters, Direct Heating Equipment, and Pooler Heaters. November 2009. Table 7.4.2, Page 7-41 | 0 | 0 | NA | NA | 1609.0662 | 1640.8911 | 0 | 2793.6653 | 1800.0155 | 0 | 0 | Technical Support Document - Residential Water Heaters, Direct Heating Equipment, and Pooler Heaters. November 2009. Table 8.2.38, Page 8-34. | Technical Support Document - Residential Water Heaters, Direct Heating Equipment, and Pooler Heaters. November 2009. Table 8.2.38, Page 8-34. | Assuming no incremental O&M cost | 0 | 0 | No applicable non-energy benefits | No applicable non-energy benefits | 100% | Equipment 100% technically feasible within end use | System | System
Pierce CountySingle Family - Highly ImpactedPool Heat4Existing | Pierce CountySingle Family - Highly ImpactedPool HeatExisting | Pierce County | Single Family - Highly Impacted | Pool Heat | 4 | Efficient Pool Heater - 88% Efficient | Existing | Pool Heater - Efficient | Efficient Pool Heater - 88% Efficient | Federal Standard 2014 Pool Heater - 82% Efficient | per Home | 8 | Technical Support Document - Residential Water Heaters, Direct Heating Equipment, and Pooler Heaters. November 2009. Appendix C, Table 8-C.4.1, Page 8-C-7. | 364 | 328.5 | Savings methodology based on Residential Water Heaters, Direct Heating Equipment, and Pool Heaters; Final Rule, EERE-2006-STD-0129-0005-1 | Savings methodology based on Technical Support Document - Residential Water Heaters, Direct Heating Equipment, and Pooler Heaters. November 2009. Table 7.4.2, Page 7-41 | 0 | 0 | NA | NA | 1609.0662 | 1640.8911 | 0 | 2793.6653 | 1800.0155 | 0 | 0 | Technical Support Document - Residential Water Heaters, Direct Heating Equipment, and Pooler Heaters. November 2009. Table 8.2.38, Page 8-34. | Technical Support Document - Residential Water Heaters, Direct Heating Equipment, and Pooler Heaters. November 2009. Table 8.2.38, Page 8-34. | Assuming no incremental O&M cost | 0 | 0 | No applicable non-energy benefits | No applicable non-energy benefits | 100% | Equipment 100% technically feasible within end use | System | System
Pierce CountySingle Family - Highly ImpactedPool Heat4New | Pierce CountySingle Family - Highly ImpactedPool HeatNew | Pierce County | Single Family - Highly Impacted | Pool Heat | 4 | Efficient Pool Heater - 88% Efficient | New | Pool Heater - Efficient | Efficient Pool Heater - 88% Efficient | Federal Standard 2014 Pool Heater - 82% Efficient | per Home | 8 | Technical Support Document - Residential Water Heaters, Direct Heating Equipment, and Pooler Heaters. November 2009. Appendix C, Table 8-C.4.1, Page 8-C-7. | 364 | 328.5 | Savings methodology based on Residential Water Heaters, Direct Heating Equipment, and Pool Heaters; Final Rule, EERE-2006-STD-0129-0005-1 | Savings methodology based on Technical Support Document - Residential Water Heaters, Direct Heating Equipment, and Pooler Heaters. November 2009. Table 7.4.2, Page 7-41 | 0 | 0 | NA | NA | 1609.0662 | 1640.8911 | 0 | 2793.6653 | 1800.0155 | 0 | 0 | Technical Support Document - Residential Water Heaters, Direct Heating Equipment, and Pooler Heaters. November 2009. Table 8.2.38, Page 8-34. | Technical Support Document - Residential Water Heaters, Direct Heating Equipment, and Pooler Heaters. November 2009. Table 8.2.38, Page 8-34. | Assuming no incremental O&M cost | 0 | 0 | No applicable non-energy benefits | No applicable non-energy benefits | 100% | Equipment 100% technically feasible within end use | System | System
Pierce CountyMultifamilyPool Heat4Existing | Pierce CountyMultifamilyPool HeatExisting | Pierce County | Multifamily | Pool Heat | 4 | Efficient Pool Heater - 88% Efficient | Existing | Pool Heater - Efficient | Efficient Pool Heater - 88% Efficient | Federal Standard 2014 Pool Heater - 82% Efficient | per Home | 8 | Technical Support Document - Residential Water Heaters, Direct Heating Equipment, and Pooler Heaters. November 2009. Appendix C, Table 8-C.4.1, Page 8-C-7. | 364 | 328.5 | Savings methodology based on Residential Water Heaters, Direct Heating Equipment, and Pool Heaters; Final Rule, EERE-2006-STD-0129-0005-1 | Savings methodology based on Technical Support Document - Residential Water Heaters, Direct Heating Equipment, and Pooler Heaters. November 2009. Table 7.4.2, Page 7-41 | 0 | 0 | NA | NA | 1609.0662 | 1640.8911 | 0 | 2793.6653 | 1800.0155 | 0 | 0 | Technical Support Document - Residential Water Heaters, Direct Heating Equipment, and Pooler Heaters. November 2009. Table 8.2.38, Page 8-34. | Technical Support Document - Residential Water Heaters, Direct Heating Equipment, and Pooler Heaters. November 2009. Table 8.2.38, Page 8-34. | Assuming no incremental O&M cost | 0 | 0 | No applicable non-energy benefits | No applicable non-energy benefits | 100% | Equipment 100% technically feasible within end use | System | System
Pierce CountyMultifamilyPool Heat4New | Pierce CountyMultifamilyPool HeatNew | Pierce County | Multifamily | Pool Heat | 4 | Efficient Pool Heater - 88% Efficient | New | Pool Heater - Efficient | Efficient Pool Heater - 88% Efficient | Federal Standard 2014 Pool Heater - 82% Efficient | per Home | 8 | Technical Support Document - Residential Water Heaters, Direct Heating Equipment, and Pooler Heaters. November 2009. Appendix C, Table 8-C.4.1, Page 8-C-7. | 364 | 328.5 | Savings methodology based on Residential Water Heaters, Direct Heating Equipment, and Pool Heaters; Final Rule, EERE-2006-STD-0129-0005-1 | Savings methodology based on Technical Support Document - Residential Water Heaters, Direct Heating Equipment, and Pooler Heaters. November 2009. Table 7.4.2, Page 7-41 | 0 | 0 | NA | NA | 1609.0662 | 1640.8911 | 0 | 2793.6653 | 1800.0155 | 0 | 0 | Technical Support Document - Residential Water Heaters, Direct Heating Equipment, and Pooler Heaters. November 2009. Table 8.2.38, Page 8-34. | Technical Support Document - Residential Water Heaters, Direct Heating Equipment, and Pooler Heaters. November 2009. Table 8.2.38, Page 8-34. | Assuming no incremental O&M cost | 0 | 0 | No applicable non-energy benefits | No applicable non-energy benefits | 100% | Equipment 100% technically feasible within end use | System | System
Pierce CountyMultifamily - Highly ImpactedPool Heat4Existing | Pierce CountyMultifamily - Highly ImpactedPool HeatExisting | Pierce County | Multifamily - Highly Impacted | Pool Heat | 4 | Efficient Pool Heater - 88% Efficient | Existing | Pool Heater - Efficient | Efficient Pool Heater - 88% Efficient | Federal Standard 2014 Pool Heater - 82% Efficient | per Home | 8 | Technical Support Document - Residential Water Heaters, Direct Heating Equipment, and Pooler Heaters. November 2009. Appendix C, Table 8-C.4.1, Page 8-C-7. | 364 | 328.5 | Savings methodology based on Residential Water Heaters, Direct Heating Equipment, and Pool Heaters; Final Rule, EERE-2006-STD-0129-0005-1 | Savings methodology based on Technical Support Document - Residential Water Heaters, Direct Heating Equipment, and Pooler Heaters. November 2009. Table 7.4.2, Page 7-41 | 0 | 0 | NA | NA | 1609.0662 | 1640.8911 | 0 | 2793.6653 | 1800.0155 | 0 | 0 | Technical Support Document - Residential Water Heaters, Direct Heating Equipment, and Pooler Heaters. November 2009. Table 8.2.38, Page 8-34. | Technical Support Document - Residential Water Heaters, Direct Heating Equipment, and Pooler Heaters. November 2009. Table 8.2.38, Page 8-34. | Assuming no incremental O&M cost | 0 | 0 | No applicable non-energy benefits | No applicable non-energy benefits | 100% | Equipment 100% technically feasible within end use | System | System
Pierce CountyMultifamily - Highly ImpactedPool Heat4New | Pierce CountyMultifamily - Highly ImpactedPool HeatNew | Pierce County | Multifamily - Highly Impacted | Pool Heat | 4 | Efficient Pool Heater - 88% Efficient | New | Pool Heater - Efficient | Efficient Pool Heater - 88% Efficient | Federal Standard 2014 Pool Heater - 82% Efficient | per Home | 8 | Technical Support Document - Residential Water Heaters, Direct Heating Equipment, and Pooler Heaters. November 2009. Appendix C, Table 8-C.4.1, Page 8-C-7. | 364 | 328.5 | Savings methodology based on Residential Water Heaters, Direct Heating Equipment, and Pool Heaters; Final Rule, EERE-2006-STD-0129-0005-1 | Savings methodology based on Technical Support Document - Residential Water Heaters, Direct Heating Equipment, and Pooler Heaters. November 2009. Table 7.4.2, Page 7-41 | 0 | 0 | NA | NA | 1609.0662 | 1640.8911 | 0 | 2793.6653 | 1800.0155 | 0 | 0 | Technical Support Document - Residential Water Heaters, Direct Heating Equipment, and Pooler Heaters. November 2009. Table 8.2.38, Page 8-34. | Technical Support Document - Residential Water Heaters, Direct Heating Equipment, and Pooler Heaters. November 2009. Table 8.2.38, Page 8-34. | Assuming no incremental O&M cost | 0 | 0 | No applicable non-energy benefits | No applicable non-energy benefits | 100% | Equipment 100% technically feasible within end use | System | System
Pierce CountyManufacturedPool Heat4Existing | Pierce CountyManufacturedPool HeatExisting | Pierce County | Manufactured | Pool Heat | 4 | Efficient Pool Heater - 88% Efficient | Existing | Pool Heater - Efficient | Efficient Pool Heater - 88% Efficient | Federal Standard 2014 Pool Heater - 82% Efficient | per Home | 8 | Technical Support Document - Residential Water Heaters, Direct Heating Equipment, and Pooler Heaters. November 2009. Appendix C, Table 8-C.4.1, Page 8-C-7. | 364 | 328.5 | Savings methodology based on Residential Water Heaters, Direct Heating Equipment, and Pool Heaters; Final Rule, EERE-2006-STD-0129-0005-1 | Savings methodology based on Technical Support Document - Residential Water Heaters, Direct Heating Equipment, and Pooler Heaters. November 2009. Table 7.4.2, Page 7-41 | 0 | 0 | NA | NA | 1609.0662 | 1640.8911 | 0 | 2793.6653 | 1800.0155 | 0 | 0 | Technical Support Document - Residential Water Heaters, Direct Heating Equipment, and Pooler Heaters. November 2009. Table 8.2.38, Page 8-34. | Technical Support Document - Residential Water Heaters, Direct Heating Equipment, and Pooler Heaters. November 2009. Table 8.2.38, Page 8-34. | Assuming no incremental O&M cost | 0 | 0 | No applicable non-energy benefits | No applicable non-energy benefits | 100% | Equipment 100% technically feasible within end use | System | System
Pierce CountyManufacturedPool Heat4New | Pierce CountyManufacturedPool HeatNew | Pierce County | Manufactured | Pool Heat | 4 | Efficient Pool Heater - 88% Efficient | New | Pool Heater - Efficient | Efficient Pool Heater - 88% Efficient | Federal Standard 2014 Pool Heater - 82% Efficient | per Home | 8 | Technical Support Document - Residential Water Heaters, Direct Heating Equipment, and Pooler Heaters. November 2009. Appendix C, Table 8-C.4.1, Page 8-C-7. | 364 | 328.5 | Savings methodology based on Residential Water Heaters, Direct Heating Equipment, and Pool Heaters; Final Rule, EERE-2006-STD-0129-0005-1 | Savings methodology based on Technical Support Document - Residential Water Heaters, Direct Heating Equipment, and Pooler Heaters. November 2009. Table 7.4.2, Page 7-41 | 0 | 0 | NA | NA | 1609.0662 | 1640.8911 | 0 | 2793.6653 | 1800.0155 | 0 | 0 | Technical Support Document - Residential Water Heaters, Direct Heating Equipment, and Pooler Heaters. November 2009. Table 8.2.38, Page 8-34. | Technical Support Document - Residential Water Heaters, Direct Heating Equipment, and Pooler Heaters. November 2009. Table 8.2.38, Page 8-34. | Assuming no incremental O&M cost | 0 | 0 | No applicable non-energy benefits | No applicable non-energy benefits | 100% | Equipment 100% technically feasible within end use | System | System
Pierce CountyManufactured - Highly ImpactedPool Heat4Existing | Pierce CountyManufactured - Highly ImpactedPool HeatExisting | Pierce County | Manufactured - Highly Impacted | Pool Heat | 4 | Efficient Pool Heater - 88% Efficient | Existing | Pool Heater - Efficient | Efficient Pool Heater - 88% Efficient | Federal Standard 2014 Pool Heater - 82% Efficient | per Home | 8 | Technical Support Document - Residential Water Heaters, Direct Heating Equipment, and Pooler Heaters. November 2009. Appendix C, Table 8-C.4.1, Page 8-C-7. | 364 | 328.5 | Savings methodology based on Residential Water Heaters, Direct Heating Equipment, and Pool Heaters; Final Rule, EERE-2006-STD-0129-0005-1 | Savings methodology based on Technical Support Document - Residential Water Heaters, Direct Heating Equipment, and Pooler Heaters. November 2009. Table 7.4.2, Page 7-41 | 0 | 0 | NA | NA | 1609.0662 | 1640.8911 | 0 | 2793.6653 | 1800.0155 | 0 | 0 | Technical Support Document - Residential Water Heaters, Direct Heating Equipment, and Pooler Heaters. November 2009. Table 8.2.38, Page 8-34. | Technical Support Document - Residential Water Heaters, Direct Heating Equipment, and Pooler Heaters. November 2009. Table 8.2.38, Page 8-34. | Assuming no incremental O&M cost | 0 | 0 | No applicable non-energy benefits | No applicable non-energy benefits | 100% | Equipment 100% technically feasible within end use | System | System
Pierce CountyManufactured - Highly ImpactedPool Heat4New | Pierce CountyManufactured - Highly ImpactedPool HeatNew | Pierce County | Manufactured - Highly Impacted | Pool Heat | 4 | Efficient Pool Heater - 88% Efficient | New | Pool Heater - Efficient | Efficient Pool Heater - 88% Efficient | Federal Standard 2014 Pool Heater - 82% Efficient | per Home | 8 | Technical Support Document - Residential Water Heaters, Direct Heating Equipment, and Pooler Heaters. November 2009. Appendix C, Table 8-C.4.1, Page 8-C-7. | 364 | 328.5 | Savings methodology based on Residential Water Heaters, Direct Heating Equipment, and Pool Heaters; Final Rule, EERE-2006-STD-0129-0005-1 | Savings methodology based on Technical Support Document - Residential Water Heaters, Direct Heating Equipment, and Pooler Heaters. November 2009. Table 7.4.2, Page 7-41 | 0 | 0 | NA | NA | 1609.0662 | 1640.8911 | 0 | 2793.6653 | 1800.0155 | 0 | 0 | Technical Support Document - Residential Water Heaters, Direct Heating Equipment, and Pooler Heaters. November 2009. Table 8.2.38, Page 8-34. | Technical Support Document - Residential Water Heaters, Direct Heating Equipment, and Pooler Heaters. November 2009. Table 8.2.38, Page 8-34. | Assuming no incremental O&M cost | 0 | 0 | No applicable non-energy benefits | No applicable non-energy benefits | 100% | Equipment 100% technically feasible within end use | System | System
Pierce CountySingle FamilyWater Heat LE 55 Gal1Existing | Pierce CountySingle FamilyWater Heat LE 55 GalExisting | Pierce County | Single Family | Water Heat LE 55 Gal | 1 | Below Standard Water Heater ≤ 55 GAL - EF 0.59 | Existing | Water Heater - Below Standard | Below Standard Water Heater ≤ 55 GAL - EF 0.59 | Below Standard Water Heater ≤ 55 GAL - EF 0.59 | per Home | 7 | Assuming half the measure life for below standard equipment. Based on PSE Business Case: APPROVED_Measure Case_Water Heater Res_2022 | 192.7029 | 192.7029 | Using measure description efficiency metrics to adjust loads from RTF/2021P workbooks to consumptions. | Using measure description efficiency metrics to adjust loads from RTF/2021P workbooks to consumptions. | 0 | 0 | NA | NA | 0 | 0 | 0 | 0 | 0 | 0 | 0 | Baseline is equal to efficient case. | Baseline is equal to efficient case. | Baseline is equal to efficient case. | 0 | 0 | No applicable non-energy benefits | No applicable non-energy benefits | 100% | Equipment 100% technically feasible within end use | System | System
Pierce CountySingle FamilyWater Heat LE 55 Gal1New | Pierce CountySingle FamilyWater Heat LE 55 GalNew | Pierce County | Single Family | Water Heat LE 55 Gal | 1 | Below Standard Water Heater ≤ 55 GAL - EF 0.59 | New | Water Heater - Below Standard | Below Standard Water Heater ≤ 55 GAL - EF 0.59 | Below Standard Water Heater ≤ 55 GAL - EF 0.59 | per Home | 7 | Assuming half the measure life for below standard equipment. Based on PSE Business Case: APPROVED_Measure Case_Water Heater Res_2022 | 192.7029 | 192.7029 | Using measure description efficiency metrics to adjust loads from RTF/2021P workbooks to consumptions. | Using measure description efficiency metrics to adjust loads from RTF/2021P workbooks to consumptions. | 0 | 0 | NA | NA | 0 | 0 | 0 | 0 | 0 | 0 | 0 | Baseline is equal to efficient case. | Baseline is equal to efficient case. | Baseline is equal to efficient case. | 0 | 0 | No applicable non-energy benefits | No applicable non-energy benefits | 100% | Equipment 100% technically feasible within end use | System | System
Pierce CountySingle Family - Highly ImpactedWater Heat LE 55 Gal1Existing | Pierce CountySingle Family - Highly ImpactedWater Heat LE 55 GalExisting | Pierce County | Single Family - Highly Impacted | Water Heat LE 55 Gal | 1 | Below Standard Water Heater ≤ 55 GAL - EF 0.59 | Existing | Water Heater - Below Standard | Below Standard Water Heater ≤ 55 GAL - EF 0.59 | Below Standard Water Heater ≤ 55 GAL - EF 0.59 | per Home | 7 | Assuming half the measure life for below standard equipment. Based on PSE Business Case: APPROVED_Measure Case_Water Heater Res_2022 | 168.3537 | 168.3537 | Using measure description efficiency metrics to adjust loads from RTF/2021P workbooks to consumptions. | Using measure description efficiency metrics to adjust loads from RTF/2021P workbooks to consumptions. | 0 | 0 | NA | NA | 0 | 0 | 0 | 0 | 0 | 0 | 0 | Baseline is equal to efficient case. | Baseline is equal to efficient case. | Baseline is equal to efficient case. | 0 | 0 | No applicable non-energy benefits | No applicable non-energy benefits | 100% | Equipment 100% technically feasible within end use | System | System
Pierce CountySingle Family - Highly ImpactedWater Heat LE 55 Gal1New | Pierce CountySingle Family - Highly ImpactedWater Heat LE 55 GalNew | Pierce County | Single Family - Highly Impacted | Water Heat LE 55 Gal | 1 | Below Standard Water Heater ≤ 55 GAL - EF 0.59 | New | Water Heater - Below Standard | Below Standard Water Heater ≤ 55 GAL - EF 0.59 | Below Standard Water Heater ≤ 55 GAL - EF 0.59 | per Home | 7 | Assuming half the measure life for below standard equipment. Based on PSE Business Case: APPROVED_Measure Case_Water Heater Res_2022 | 168.3537 | 168.3537 | Using measure description efficiency metrics to adjust loads from RTF/2021P workbooks to consumptions. | Using measure description efficiency metrics to adjust loads from RTF/2021P workbooks to consumptions. | 0 | 0 | NA | NA | 0 | 0 | 0 | 0 | 0 | 0 | 0 | Baseline is equal to efficient case. | Baseline is equal to efficient case. | Baseline is equal to efficient case. | 0 | 0 | No applicable non-energy benefits | No applicable non-energy benefits | 100% | Equipment 100% technically feasible within end use | System | System
Pierce CountyMultifamilyWater Heat LE 55 Gal1Existing | Pierce CountyMultifamilyWater Heat LE 55 GalExisting | Pierce County | Multifamily | Water Heat LE 55 Gal | 1 | Below Standard Water Heater ≤ 55 GAL - EF 0.59 | Existing | Water Heater - Below Standard | Below Standard Water Heater ≤ 55 GAL - EF 0.59 | Below Standard Water Heater ≤ 55 GAL - EF 0.59 | per Home | 7 | Assuming half the measure life for below standard equipment. Based on PSE Business Case: APPROVED_Measure Case_Water Heater Res_2022 | 136.8615 | 136.8615 | Using measure description efficiency metrics to adjust loads from RTF/2021P workbooks to consumptions. | Using measure description efficiency metrics to adjust loads from RTF/2021P workbooks to consumptions. | 0 | 0 | NA | NA | 0 | 0 | 0 | 0 | 0 | 0 | 0 | Baseline is equal to efficient case. | Baseline is equal to efficient case. | Baseline is equal to efficient case. | 0 | 0 | No applicable non-energy benefits | No applicable non-energy benefits | 100% | Equipment 100% technically feasible within end use | System | System
Pierce CountyMultifamilyWater Heat LE 55 Gal1New | Pierce CountyMultifamilyWater Heat LE 55 GalNew | Pierce County | Multifamily | Water Heat LE 55 Gal | 1 | Below Standard Water Heater ≤ 55 GAL - EF 0.59 | New | Water Heater - Below Standard | Below Standard Water Heater ≤ 55 GAL - EF 0.59 | Below Standard Water Heater ≤ 55 GAL - EF 0.59 | per Home | 7 | Assuming half the measure life for below standard equipment. Based on PSE Business Case: APPROVED_Measure Case_Water Heater Res_2022 | 136.8615 | 136.8615 | Using measure description efficiency metrics to adjust loads from RTF/2021P workbooks to consumptions. | Using measure description efficiency metrics to adjust loads from RTF/2021P workbooks to consumptions. | 0 | 0 | NA | NA | 0 | 0 | 0 | 0 | 0 | 0 | 0 | Baseline is equal to efficient case. | Baseline is equal to efficient case. | Baseline is equal to efficient case. | 0 | 0 | No applicable non-energy benefits | No applicable non-energy benefits | 100% | Equipment 100% technically feasible within end use | System | System
Pierce CountyMultifamily - Highly ImpactedWater Heat LE 55 Gal1Existing | Pierce CountyMultifamily - Highly ImpactedWater Heat LE 55 GalExisting | Pierce County | Multifamily - Highly Impacted | Water Heat LE 55 Gal | 1 | Below Standard Water Heater ≤ 55 GAL - EF 0.59 | Existing | Water Heater - Below Standard | Below Standard Water Heater ≤ 55 GAL - EF 0.59 | Below Standard Water Heater ≤ 55 GAL - EF 0.59 | per Home | 7 | Assuming half the measure life for below standard equipment. Based on PSE Business Case: APPROVED_Measure Case_Water Heater Res_2022 | 154.0732 | 154.0732 | Using measure description efficiency metrics to adjust loads from RTF/2021P workbooks to consumptions. | Using measure description efficiency metrics to adjust loads from RTF/2021P workbooks to consumptions. | 0 | 0 | NA | NA | 0 | 0 | 0 | 0 | 0 | 0 | 0 | Baseline is equal to efficient case. | Baseline is equal to efficient case. | Baseline is equal to efficient case. | 0 | 0 | No applicable non-energy benefits | No applicable non-energy benefits | 100% | Equipment 100% technically feasible within end use | System | System
Pierce CountyMultifamily - Highly ImpactedWater Heat LE 55 Gal1New | Pierce CountyMultifamily - Highly ImpactedWater Heat LE 55 GalNew | Pierce County | Multifamily - Highly Impacted | Water Heat LE 55 Gal | 1 | Below Standard Water Heater ≤ 55 GAL - EF 0.59 | New | Water Heater - Below Standard | Below Standard Water Heater ≤ 55 GAL - EF 0.59 | Below Standard Water Heater ≤ 55 GAL - EF 0.59 | per Home | 7 | Assuming half the measure life for below standard equipment. Based on PSE Business Case: APPROVED_Measure Case_Water Heater Res_2022 | 154.0732 | 154.0732 | Using measure description efficiency metrics to adjust loads from RTF/2021P workbooks to consumptions. | Using measure description efficiency metrics to adjust loads from RTF/2021P workbooks to consumptions. | 0 | 0 | NA | NA | 0 | 0 | 0 | 0 | 0 | 0 | 0 | Baseline is equal to efficient case. | Baseline is equal to efficient case. | Baseline is equal to efficient case. | 0 | 0 | No applicable non-energy benefits | No applicable non-energy benefits | 100% | Equipment 100% technically feasible within end use | System | System
Pierce CountyManufacturedWater Heat LE 55 Gal1Existing | Pierce CountyManufacturedWater Heat LE 55 GalExisting | Pierce County | Manufactured | Water Heat LE 55 Gal | 1 | Below Standard Water Heater ≤ 55 GAL - EF 0.59 | Existing | Water Heater - Below Standard | Below Standard Water Heater ≤ 55 GAL - EF 0.59 | Below Standard Water Heater ≤ 55 GAL - EF 0.59 | per Home | 7 | Assuming half the measure life for below standard equipment. Based on PSE Business Case: APPROVED_Measure Case_Water Heater Res_2022 | 170.8193 | 170.8193 | Using measure description efficiency metrics to adjust loads from RTF/2021P workbooks to consumptions. | Using measure description efficiency metrics to adjust loads from RTF/2021P workbooks to consumptions. | 0 | 0 | NA | NA | 0 | 0 | 0 | 0 | 0 | 0 | 0 | Baseline is equal to efficient case. | Baseline is equal to efficient case. | Baseline is equal to efficient case. | 0 | 0 | No applicable non-energy benefits | No applicable non-energy benefits | 100% | Equipment 100% technically feasible within end use | System | System
Pierce CountyManufacturedWater Heat LE 55 Gal1New | Pierce CountyManufacturedWater Heat LE 55 GalNew | Pierce County | Manufactured | Water Heat LE 55 Gal | 1 | Below Standard Water Heater ≤ 55 GAL - EF 0.59 | New | Water Heater - Below Standard | Below Standard Water Heater ≤ 55 GAL - EF 0.59 | Below Standard Water Heater ≤ 55 GAL - EF 0.59 | per Home | 7 | Assuming half the measure life for below standard equipment. Based on PSE Business Case: APPROVED_Measure Case_Water Heater Res_2022 | 170.8193 | 170.8193 | Using measure description efficiency metrics to adjust loads from RTF/2021P workbooks to consumptions. | Using measure description efficiency metrics to adjust loads from RTF/2021P workbooks to consumptions. | 0 | 0 | NA | NA | 0 | 0 | 0 | 0 | 0 | 0 | 0 | Baseline is equal to efficient case. | Baseline is equal to efficient case. | Baseline is equal to efficient case. | 0 | 0 | No applicable non-energy benefits | No applicable non-energy benefits | 100% | Equipment 100% technically feasible within end use | System | System
Pierce CountyManufactured - Highly ImpactedWater Heat LE 55 Gal1Existing | Pierce CountyManufactured - Highly ImpactedWater Heat LE 55 GalExisting | Pierce County | Manufactured - Highly Impacted | Water Heat LE 55 Gal | 1 | Below Standard Water Heater ≤ 55 GAL - EF 0.59 | Existing | Water Heater - Below Standard | Below Standard Water Heater ≤ 55 GAL - EF 0.59 | Below Standard Water Heater ≤ 55 GAL - EF 0.59 | per Home | 7 | Assuming half the measure life for below standard equipment. Based on PSE Business Case: APPROVED_Measure Case_Water Heater Res_2022 | 145.6448 | 145.6448 | Using measure description efficiency metrics to adjust loads from RTF/2021P workbooks to consumptions. | Using measure description efficiency metrics to adjust loads from RTF/2021P workbooks to consumptions. | 0 | 0 | NA | NA | 0 | 0 | 0 | 0 | 0 | 0 | 0 | Baseline is equal to efficient case. | Baseline is equal to efficient case. | Baseline is equal to efficient case. | 0 | 0 | No applicable non-energy benefits | No applicable non-energy benefits | 100% | Equipment 100% technically feasible within end use | System | System
Pierce CountyManufactured - Highly ImpactedWater Heat LE 55 Gal1New | Pierce CountyManufactured - Highly ImpactedWater Heat LE 55 GalNew | Pierce County | Manufactured - Highly Impacted | Water Heat LE 55 Gal | 1 | Below Standard Water Heater ≤ 55 GAL - EF 0.59 | New | Water Heater - Below Standard | Below Standard Water Heater ≤ 55 GAL - EF 0.59 | Below Standard Water Heater ≤ 55 GAL - EF 0.59 | per Home | 7 | Assuming half the measure life for below standard equipment. Based on PSE Business Case: APPROVED_Measure Case_Water Heater Res_2022 | 145.6448 | 145.6448 | Using measure description efficiency metrics to adjust loads from RTF/2021P workbooks to consumptions. | Using measure description efficiency metrics to adjust loads from RTF/2021P workbooks to consumptions. | 0 | 0 | NA | NA | 0 | 0 | 0 | 0 | 0 | 0 | 0 | Baseline is equal to efficient case. | Baseline is equal to efficient case. | Baseline is equal to efficient case. | 0 | 0 | No applicable non-energy benefits | No applicable non-energy benefits | 100% | Equipment 100% technically feasible within end use | System | System
Pierce CountySingle FamilyWater Heat LE 55 Gal2Existing | Pierce CountySingle FamilyWater Heat LE 55 GalExisting | Pierce County | Single Family | Water Heat LE 55 Gal | 2 | Federal Standard 2015 Storage Water Heater ≤ 55 GAL - EF 0.62 | Existing | Water Heater - Federal Standard 2015 Storage | Federal Standard 2015 Storage Water Heater ≤ 55 GAL - EF 0.62 | Federal Standard 2015 Storage Water Heater ≤ 55 GAL - EF 0.62 | per Home | 13 | Based on PSE Business Case: APPROVED_Measure Case_Water Heater Res_2022 | 183.3785 | 183.3785 | Using measure description efficiency metrics to adjust loads from RTF/2021P workbooks to consumptions. | Using measure description efficiency metrics to adjust loads from RTF/2021P workbooks to consumptions. | 0 | 0 | NA | NA | 0 | 0 | 0 | 595.7619 | 757.4323 | 0 | 0 | Technical Support Document - Residential Water Heaters, Direct Heating Equipment, and Pooler Heaters. November 2009; calculated by linear interpolation | Technical Support Document - Residential Water Heaters, Direct Heating Equipment, and Pooler Heaters. November 2009; calculated by linear interpolation | Assuming no incremental O&M cost | 0 | 0 | No applicable non-energy benefits | No applicable non-energy benefits | 100% | Equipment 100% technically feasible within end use | System | System
Pierce CountySingle FamilyWater Heat LE 55 Gal2New | Pierce CountySingle FamilyWater Heat LE 55 GalNew | Pierce County | Single Family | Water Heat LE 55 Gal | 2 | Federal Standard 2015 Storage Water Heater ≤ 55 GAL - EF 0.62 | New | Water Heater - Federal Standard 2015 Storage | Federal Standard 2015 Storage Water Heater ≤ 55 GAL - EF 0.62 | Federal Standard 2015 Storage Water Heater ≤ 55 GAL - EF 0.62 | per Home | 13 | Based on PSE Business Case: APPROVED_Measure Case_Water Heater Res_2022 | 183.3785 | 183.3785 | Using measure description efficiency metrics to adjust loads from RTF/2021P workbooks to consumptions. | Using measure description efficiency metrics to adjust loads from RTF/2021P workbooks to consumptions. | 0 | 0 | NA | NA | 0 | 0 | 0 | 595.7619 | 757.4323 | 0 | 0 | Technical Support Document - Residential Water Heaters, Direct Heating Equipment, and Pooler Heaters. November 2009; calculated by linear interpolation | Technical Support Document - Residential Water Heaters, Direct Heating Equipment, and Pooler Heaters. November 2009; calculated by linear interpolation | Assuming no incremental O&M cost | 0 | 0 | No applicable non-energy benefits | No applicable non-energy benefits | 100% | Equipment 100% technically feasible within end use | System | System
Pierce CountySingle Family - Highly ImpactedWater Heat LE 55 Gal2Existing | Pierce CountySingle Family - Highly ImpactedWater Heat LE 55 GalExisting | Pierce County | Single Family - Highly Impacted | Water Heat LE 55 Gal | 2 | Federal Standard 2015 Storage Water Heater ≤ 55 GAL - EF 0.62 | Existing | Water Heater - Federal Standard 2015 Storage | Federal Standard 2015 Storage Water Heater ≤ 55 GAL - EF 0.62 | Federal Standard 2015 Storage Water Heater ≤ 55 GAL - EF 0.62 | per Home | 13 | Based on PSE Business Case: APPROVED_Measure Case_Water Heater Res_2022 | 160.2076 | 160.2076 | Using measure description efficiency metrics to adjust loads from RTF/2021P workbooks to consumptions. | Using measure description efficiency metrics to adjust loads from RTF/2021P workbooks to consumptions. | 0 | 0 | NA | NA | 0 | 0 | 0 | 595.7619 | 757.4323 | 0 | 0 | Technical Support Document - Residential Water Heaters, Direct Heating Equipment, and Pooler Heaters. November 2009; calculated by linear interpolation | Technical Support Document - Residential Water Heaters, Direct Heating Equipment, and Pooler Heaters. November 2009; calculated by linear interpolation | Assuming no incremental O&M cost | 0 | 0 | No applicable non-energy benefits | No applicable non-energy benefits | 100% | Equipment 100% technically feasible within end use | System | System
Pierce CountySingle Family - Highly ImpactedWater Heat LE 55 Gal2New | Pierce CountySingle Family - Highly ImpactedWater Heat LE 55 GalNew | Pierce County | Single Family - Highly Impacted | Water Heat LE 55 Gal | 2 | Federal Standard 2015 Storage Water Heater ≤ 55 GAL - EF 0.62 | New | Water Heater - Federal Standard 2015 Storage | Federal Standard 2015 Storage Water Heater ≤ 55 GAL - EF 0.62 | Federal Standard 2015 Storage Water Heater ≤ 55 GAL - EF 0.62 | per Home | 13 | Based on PSE Business Case: APPROVED_Measure Case_Water Heater Res_2022 | 160.2076 | 160.2076 | Using measure description efficiency metrics to adjust loads from RTF/2021P workbooks to consumptions. | Using measure description efficiency metrics to adjust loads from RTF/2021P workbooks to consumptions. | 0 | 0 | NA | NA | 0 | 0 | 0 | 595.7619 | 757.4323 | 0 | 0 | Technical Support Document - Residential Water Heaters, Direct Heating Equipment, and Pooler Heaters. November 2009; calculated by linear interpolation | Technical Support Document - Residential Water Heaters, Direct Heating Equipment, and Pooler Heaters. November 2009; calculated by linear interpolation | Assuming no incremental O&M cost | 0 | 0 | No applicable non-energy benefits | No applicable non-energy benefits | 100% | Equipment 100% technically feasible within end use | System | System
Pierce CountyMultifamilyWater Heat LE 55 Gal2Existing | Pierce CountyMultifamilyWater Heat LE 55 GalExisting | Pierce County | Multifamily | Water Heat LE 55 Gal | 2 | Federal Standard 2015 Storage Water Heater ≤ 55 GAL - EF 0.62 | Existing | Water Heater - Federal Standard 2015 Storage | Federal Standard 2015 Storage Water Heater ≤ 55 GAL - EF 0.62 | Federal Standard 2015 Storage Water Heater ≤ 55 GAL - EF 0.62 | per Home | 13 | Based on PSE Business Case: APPROVED_Measure Case_Water Heater Res_2022 | 130.2392 | 130.2392 | Using measure description efficiency metrics to adjust loads from RTF/2021P workbooks to consumptions. | Using measure description efficiency metrics to adjust loads from RTF/2021P workbooks to consumptions. | 0 | 0 | NA | NA | 0 | 0 | 0 | 595.7619 | 757.4323 | 0 | 0 | Technical Support Document - Residential Water Heaters, Direct Heating Equipment, and Pooler Heaters. November 2009; calculated by linear interpolation | Technical Support Document - Residential Water Heaters, Direct Heating Equipment, and Pooler Heaters. November 2009; calculated by linear interpolation | Assuming no incremental O&M cost | 0 | 0 | No applicable non-energy benefits | No applicable non-energy benefits | 100% | Equipment 100% technically feasible within end use | System | System
Pierce CountyMultifamilyWater Heat LE 55 Gal2New | Pierce CountyMultifamilyWater Heat LE 55 GalNew | Pierce County | Multifamily | Water Heat LE 55 Gal | 2 | Federal Standard 2015 Storage Water Heater ≤ 55 GAL - EF 0.62 | New | Water Heater - Federal Standard 2015 Storage | Federal Standard 2015 Storage Water Heater ≤ 55 GAL - EF 0.62 | Federal Standard 2015 Storage Water Heater ≤ 55 GAL - EF 0.62 | per Home | 13 | Based on PSE Business Case: APPROVED_Measure Case_Water Heater Res_2022 | 130.2392 | 130.2392 | Using measure description efficiency metrics to adjust loads from RTF/2021P workbooks to consumptions. | Using measure description efficiency metrics to adjust loads from RTF/2021P workbooks to consumptions. | 0 | 0 | NA | NA | 0 | 0 | 0 | 595.7619 | 757.4323 | 0 | 0 | Technical Support Document - Residential Water Heaters, Direct Heating Equipment, and Pooler Heaters. November 2009; calculated by linear interpolation | Technical Support Document - Residential Water Heaters, Direct Heating Equipment, and Pooler Heaters. November 2009; calculated by linear interpolation | Assuming no incremental O&M cost | 0 | 0 | No applicable non-energy benefits | No applicable non-energy benefits | 100% | Equipment 100% technically feasible within end use | System | System
Pierce CountyMultifamily - Highly ImpactedWater Heat LE 55 Gal2Existing | Pierce CountyMultifamily - Highly ImpactedWater Heat LE 55 GalExisting | Pierce County | Multifamily - Highly Impacted | Water Heat LE 55 Gal | 2 | Federal Standard 2015 Storage Water Heater ≤ 55 GAL - EF 0.62 | Existing | Water Heater - Federal Standard 2015 Storage | Federal Standard 2015 Storage Water Heater ≤ 55 GAL - EF 0.62 | Federal Standard 2015 Storage Water Heater ≤ 55 GAL - EF 0.62 | per Home | 13 | Based on PSE Business Case: APPROVED_Measure Case_Water Heater Res_2022 | 146.618 | 146.618 | Using measure description efficiency metrics to adjust loads from RTF/2021P workbooks to consumptions. | Using measure description efficiency metrics to adjust loads from RTF/2021P workbooks to consumptions. | 0 | 0 | NA | NA | 0 | 0 | 0 | 595.7619 | 757.4323 | 0 | 0 | Technical Support Document - Residential Water Heaters, Direct Heating Equipment, and Pooler Heaters. November 2009; calculated by linear interpolation | Technical Support Document - Residential Water Heaters, Direct Heating Equipment, and Pooler Heaters. November 2009; calculated by linear interpolation | Assuming no incremental O&M cost | 0 | 0 | No applicable non-energy benefits | No applicable non-energy benefits | 100% | Equipment 100% technically feasible within end use | System | System
Pierce CountyMultifamily - Highly ImpactedWater Heat LE 55 Gal2New | Pierce CountyMultifamily - Highly ImpactedWater Heat LE 55 GalNew | Pierce County | Multifamily - Highly Impacted | Water Heat LE 55 Gal | 2 | Federal Standard 2015 Storage Water Heater ≤ 55 GAL - EF 0.62 | New | Water Heater - Federal Standard 2015 Storage | Federal Standard 2015 Storage Water Heater ≤ 55 GAL - EF 0.62 | Federal Standard 2015 Storage Water Heater ≤ 55 GAL - EF 0.62 | per Home | 13 | Based on PSE Business Case: APPROVED_Measure Case_Water Heater Res_2022 | 146.618 | 146.618 | Using measure description efficiency metrics to adjust loads from RTF/2021P workbooks to consumptions. | Using measure description efficiency metrics to adjust loads from RTF/2021P workbooks to consumptions. | 0 | 0 | NA | NA | 0 | 0 | 0 | 595.7619 | 757.4323 | 0 | 0 | Technical Support Document - Residential Water Heaters, Direct Heating Equipment, and Pooler Heaters. November 2009; calculated by linear interpolation | Technical Support Document - Residential Water Heaters, Direct Heating Equipment, and Pooler Heaters. November 2009; calculated by linear interpolation | Assuming no incremental O&M cost | 0 | 0 | No applicable non-energy benefits | No applicable non-energy benefits | 100% | Equipment 100% technically feasible within end use | System | System
Pierce CountyManufacturedWater Heat LE 55 Gal2Existing | Pierce CountyManufacturedWater Heat LE 55 GalExisting | Pierce County | Manufactured | Water Heat LE 55 Gal | 2 | Federal Standard 2015 Storage Water Heater ≤ 55 GAL - EF 0.62 | Existing | Water Heater - Federal Standard 2015 Storage | Federal Standard 2015 Storage Water Heater ≤ 55 GAL - EF 0.62 | Federal Standard 2015 Storage Water Heater ≤ 55 GAL - EF 0.62 | per Home | 13 | Based on PSE Business Case: APPROVED_Measure Case_Water Heater Res_2022 | 162.5538 | 162.5538 | Using measure description efficiency metrics to adjust loads from RTF/2021P workbooks to consumptions. | Using measure description efficiency metrics to adjust loads from RTF/2021P workbooks to consumptions. | 0 | 0 | NA | NA | 0 | 0 | 0 | 595.7619 | 757.4323 | 0 | 0 | Technical Support Document - Residential Water Heaters, Direct Heating Equipment, and Pooler Heaters. November 2009; calculated by linear interpolation | Technical Support Document - Residential Water Heaters, Direct Heating Equipment, and Pooler Heaters. November 2009; calculated by linear interpolation | Assuming no incremental O&M cost | 0 | 0 | No applicable non-energy benefits | No applicable non-energy benefits | 100% | Equipment 100% technically feasible within end use | System | System
Pierce CountyManufacturedWater Heat LE 55 Gal2New | Pierce CountyManufacturedWater Heat LE 55 GalNew | Pierce County | Manufactured | Water Heat LE 55 Gal | 2 | Federal Standard 2015 Storage Water Heater ≤ 55 GAL - EF 0.62 | New | Water Heater - Federal Standard 2015 Storage | Federal Standard 2015 Storage Water Heater ≤ 55 GAL - EF 0.62 | Federal Standard 2015 Storage Water Heater ≤ 55 GAL - EF 0.62 | per Home | 13 | Based on PSE Business Case: APPROVED_Measure Case_Water Heater Res_2022 | 162.5538 | 162.5538 | Using measure description efficiency metrics to adjust loads from RTF/2021P workbooks to consumptions. | Using measure description efficiency metrics to adjust loads from RTF/2021P workbooks to consumptions. | 0 | 0 | NA | NA | 0 | 0 | 0 | 595.7619 | 757.4323 | 0 | 0 | Technical Support Document - Residential Water Heaters, Direct Heating Equipment, and Pooler Heaters. November 2009; calculated by linear interpolation | Technical Support Document - Residential Water Heaters, Direct Heating Equipment, and Pooler Heaters. November 2009; calculated by linear interpolation | Assuming no incremental O&M cost | 0 | 0 | No applicable non-energy benefits | No applicable non-energy benefits | 100% | Equipment 100% technically feasible within end use | System | System
Pierce CountyManufactured - Highly ImpactedWater Heat LE 55 Gal2Existing | Pierce CountyManufactured - Highly ImpactedWater Heat LE 55 GalExisting | Pierce County | Manufactured - Highly Impacted | Water Heat LE 55 Gal | 2 | Federal Standard 2015 Storage Water Heater ≤ 55 GAL - EF 0.62 | Existing | Water Heater - Federal Standard 2015 Storage | Federal Standard 2015 Storage Water Heater ≤ 55 GAL - EF 0.62 | Federal Standard 2015 Storage Water Heater ≤ 55 GAL - EF 0.62 | per Home | 13 | Based on PSE Business Case: APPROVED_Measure Case_Water Heater Res_2022 | 138.5975 | 138.5975 | Using measure description efficiency metrics to adjust loads from RTF/2021P workbooks to consumptions. | Using measure description efficiency metrics to adjust loads from RTF/2021P workbooks to consumptions. | 0 | 0 | NA | NA | 0 | 0 | 0 | 595.7619 | 757.4323 | 0 | 0 | Technical Support Document - Residential Water Heaters, Direct Heating Equipment, and Pooler Heaters. November 2009; calculated by linear interpolation | Technical Support Document - Residential Water Heaters, Direct Heating Equipment, and Pooler Heaters. November 2009; calculated by linear interpolation | Assuming no incremental O&M cost | 0 | 0 | No applicable non-energy benefits | No applicable non-energy benefits | 100% | Equipment 100% technically feasible within end use | System | System
Pierce CountyManufactured - Highly ImpactedWater Heat LE 55 Gal2New | Pierce CountyManufactured - Highly ImpactedWater Heat LE 55 GalNew | Pierce County | Manufactured - Highly Impacted | Water Heat LE 55 Gal | 2 | Federal Standard 2015 Storage Water Heater ≤ 55 GAL - EF 0.62 | New | Water Heater - Federal Standard 2015 Storage | Federal Standard 2015 Storage Water Heater ≤ 55 GAL - EF 0.62 | Federal Standard 2015 Storage Water Heater ≤ 55 GAL - EF 0.62 | per Home | 13 | Based on PSE Business Case: APPROVED_Measure Case_Water Heater Res_2022 | 138.5975 | 138.5975 | Using measure description efficiency metrics to adjust loads from RTF/2021P workbooks to consumptions. | Using measure description efficiency metrics to adjust loads from RTF/2021P workbooks to consumptions. | 0 | 0 | NA | NA | 0 | 0 | 0 | 595.7619 | 757.4323 | 0 | 0 | Technical Support Document - Residential Water Heaters, Direct Heating Equipment, and Pooler Heaters. November 2009; calculated by linear interpolation | Technical Support Document - Residential Water Heaters, Direct Heating Equipment, and Pooler Heaters. November 2009; calculated by linear interpolation | Assuming no incremental O&M cost | 0 | 0 | No applicable non-energy benefits | No applicable non-energy benefits | 100% | Equipment 100% technically feasible within end use | System | System
Pierce CountySingle FamilyWater Heat LE 55 Gal3Existing | Pierce CountySingle FamilyWater Heat LE 55 GalExisting | Pierce County | Single Family | Water Heat LE 55 Gal | 3 | Market Standard Storage Water Heater ≤ 55 GAL | Existing | Water Heater - Market Standard | Market Standard Storage Water Heater ≤ 55 GAL | Market Standard Storage Water Heater ≤ 55 GAL | per Home | 13 | Based on PSE Business Case: APPROVED_Measure Case_Water Heater Res_2022 | 145.7228 | 145.7228 | Using measure description efficiency metrics to adjust loads from RTF/2021P workbooks to consumptions. | Using measure description efficiency metrics to adjust loads from RTF/2021P workbooks to consumptions. | 0 | 0 | NA | NA | 0 | 0 | 0 | 0 | 0 | 0 | 0 | Baseline is equal to efficient case. | Baseline is equal to efficient case. | Baseline is equal to efficient case. | 0 | 0 | No applicable non-energy benefits | No applicable non-energy benefits | 100% | Equipment 100% technically feasible within end use | System | System
Pierce CountySingle FamilyWater Heat LE 55 Gal3New | Pierce CountySingle FamilyWater Heat LE 55 GalNew | Pierce County | Single Family | Water Heat LE 55 Gal | 3 | Market Standard Storage Water Heater ≤ 55 GAL | New | Water Heater - Market Standard | Market Standard Storage Water Heater ≤ 55 GAL | Market Standard Storage Water Heater ≤ 55 GAL | per Home | 13 | Based on PSE Business Case: APPROVED_Measure Case_Water Heater Res_2022 | 145.7228 | 145.7228 | Using measure description efficiency metrics to adjust loads from RTF/2021P workbooks to consumptions. | Using measure description efficiency metrics to adjust loads from RTF/2021P workbooks to consumptions. | 0 | 0 | NA | NA | 0 | 0 | 0 | 0 | 0 | 0 | 0 | Baseline is equal to efficient case. | Baseline is equal to efficient case. | Baseline is equal to efficient case. | 0 | 0 | No applicable non-energy benefits | No applicable non-energy benefits | 100% | Equipment 100% technically feasible within end use | System | System
Pierce CountySingle Family - Highly ImpactedWater Heat LE 55 Gal3Existing | Pierce CountySingle Family - Highly ImpactedWater Heat LE 55 GalExisting | Pierce County | Single Family - Highly Impacted | Water Heat LE 55 Gal | 3 | Market Standard Storage Water Heater ≤ 55 GAL | Existing | Water Heater - Market Standard | Market Standard Storage Water Heater ≤ 55 GAL | Market Standard Storage Water Heater ≤ 55 GAL | per Home | 13 | Based on PSE Business Case: APPROVED_Measure Case_Water Heater Res_2022 | 127.3099 | 127.3099 | Using measure description efficiency metrics to adjust loads from RTF/2021P workbooks to consumptions. | Using measure description efficiency metrics to adjust loads from RTF/2021P workbooks to consumptions. | 0 | 0 | NA | NA | 0 | 0 | 0 | 0 | 0 | 0 | 0 | Baseline is equal to efficient case. | Baseline is equal to efficient case. | Baseline is equal to efficient case. | 0 | 0 | No applicable non-energy benefits | No applicable non-energy benefits | 100% | Equipment 100% technically feasible within end use | System | System
Pierce CountySingle Family - Highly ImpactedWater Heat LE 55 Gal3New | Pierce CountySingle Family - Highly ImpactedWater Heat LE 55 GalNew | Pierce County | Single Family - Highly Impacted | Water Heat LE 55 Gal | 3 | Market Standard Storage Water Heater ≤ 55 GAL | New | Water Heater - Market Standard | Market Standard Storage Water Heater ≤ 55 GAL | Market Standard Storage Water Heater ≤ 55 GAL | per Home | 13 | Based on PSE Business Case: APPROVED_Measure Case_Water Heater Res_2022 | 127.3099 | 127.3099 | Using measure description efficiency metrics to adjust loads from RTF/2021P workbooks to consumptions. | Using measure description efficiency metrics to adjust loads from RTF/2021P workbooks to consumptions. | 0 | 0 | NA | NA | 0 | 0 | 0 | 0 | 0 | 0 | 0 | Baseline is equal to efficient case. | Baseline is equal to efficient case. | Baseline is equal to efficient case. | 0 | 0 | No applicable non-energy benefits | No applicable non-energy benefits | 100% | Equipment 100% technically feasible within end use | System | System
Pierce CountyMultifamilyWater Heat LE 55 Gal3Existing | Pierce CountyMultifamilyWater Heat LE 55 GalExisting | Pierce County | Multifamily | Water Heat LE 55 Gal | 3 | Market Standard Storage Water Heater ≤ 55 GAL | Existing | Water Heater - Market Standard | Market Standard Storage Water Heater ≤ 55 GAL | Market Standard Storage Water Heater ≤ 55 GAL | per Home | 13 | Based on PSE Business Case: APPROVED_Measure Case_Water Heater Res_2022 | 103.4953 | 103.4953 | Using measure description efficiency metrics to adjust loads from RTF/2021P workbooks to consumptions. | Using measure description efficiency metrics to adjust loads from RTF/2021P workbooks to consumptions. | 0 | 0 | NA | NA | 0 | 0 | 0 | 0 | 0 | 0 | 0 | Baseline is equal to efficient case. | Baseline is equal to efficient case. | Baseline is equal to efficient case. | 0 | 0 | No applicable non-energy benefits | No applicable non-energy benefits | 100% | Equipment 100% technically feasible within end use | System | System
Pierce CountyMultifamilyWater Heat LE 55 Gal3New | Pierce CountyMultifamilyWater Heat LE 55 GalNew | Pierce County | Multifamily | Water Heat LE 55 Gal | 3 | Market Standard Storage Water Heater ≤ 55 GAL | New | Water Heater - Market Standard | Market Standard Storage Water Heater ≤ 55 GAL | Market Standard Storage Water Heater ≤ 55 GAL | per Home | 13 | Based on PSE Business Case: APPROVED_Measure Case_Water Heater Res_2022 | 103.4953 | 103.4953 | Using measure description efficiency metrics to adjust loads from RTF/2021P workbooks to consumptions. | Using measure description efficiency metrics to adjust loads from RTF/2021P workbooks to consumptions. | 0 | 0 | NA | NA | 0 | 0 | 0 | 0 | 0 | 0 | 0 | Baseline is equal to efficient case. | Baseline is equal to efficient case. | Baseline is equal to efficient case. | 0 | 0 | No applicable non-energy benefits | No applicable non-energy benefits | 100% | Equipment 100% technically feasible within end use | System | System
Pierce CountyMultifamily - Highly ImpactedWater Heat LE 55 Gal3Existing | Pierce CountyMultifamily - Highly ImpactedWater Heat LE 55 GalExisting | Pierce County | Multifamily - Highly Impacted | Water Heat LE 55 Gal | 3 | Market Standard Storage Water Heater ≤ 55 GAL | Existing | Water Heater - Market Standard | Market Standard Storage Water Heater ≤ 55 GAL | Market Standard Storage Water Heater ≤ 55 GAL | per Home | 13 | Based on PSE Business Case: APPROVED_Measure Case_Water Heater Res_2022 | 116.5108 | 116.5108 | Using measure description efficiency metrics to adjust loads from RTF/2021P workbooks to consumptions. | Using measure description efficiency metrics to adjust loads from RTF/2021P workbooks to consumptions. | 0 | 0 | NA | NA | 0 | 0 | 0 | 0 | 0 | 0 | 0 | Baseline is equal to efficient case. | Baseline is equal to efficient case. | Baseline is equal to efficient case. | 0 | 0 | No applicable non-energy benefits | No applicable non-energy benefits | 100% | Equipment 100% technically feasible within end use | System | System
Pierce CountyMultifamily - Highly ImpactedWater Heat LE 55 Gal3New | Pierce CountyMultifamily - Highly ImpactedWater Heat LE 55 GalNew | Pierce County | Multifamily - Highly Impacted | Water Heat LE 55 Gal | 3 | Market Standard Storage Water Heater ≤ 55 GAL | New | Water Heater - Market Standard | Market Standard Storage Water Heater ≤ 55 GAL | Market Standard Storage Water Heater ≤ 55 GAL | per Home | 13 | Based on PSE Business Case: APPROVED_Measure Case_Water Heater Res_2022 | 116.5108 | 116.5108 | Using measure description efficiency metrics to adjust loads from RTF/2021P workbooks to consumptions. | Using measure description efficiency metrics to adjust loads from RTF/2021P workbooks to consumptions. | 0 | 0 | NA | NA | 0 | 0 | 0 | 0 | 0 | 0 | 0 | Baseline is equal to efficient case. | Baseline is equal to efficient case. | Baseline is equal to efficient case. | 0 | 0 | No applicable non-energy benefits | No applicable non-energy benefits | 100% | Equipment 100% technically feasible within end use | System | System
Pierce CountyManufacturedWater Heat LE 55 Gal3Existing | Pierce CountyManufacturedWater Heat LE 55 GalExisting | Pierce County | Manufactured | Water Heat LE 55 Gal | 3 | Market Standard Storage Water Heater ≤ 55 GAL | Existing | Water Heater - Market Standard | Market Standard Storage Water Heater ≤ 55 GAL | Market Standard Storage Water Heater ≤ 55 GAL | per Home | 13 | Based on PSE Business Case: APPROVED_Measure Case_Water Heater Res_2022 | 129.1743 | 129.1743 | Using measure description efficiency metrics to adjust loads from RTF/2021P workbooks to consumptions. | Using measure description efficiency metrics to adjust loads from RTF/2021P workbooks to consumptions. | 0 | 0 | NA | NA | 0 | 0 | 0 | 0 | 0 | 0 | 0 | Baseline is equal to efficient case. | Baseline is equal to efficient case. | Baseline is equal to efficient case. | 0 | 0 | No applicable non-energy benefits | No applicable non-energy benefits | 100% | Equipment 100% technically feasible within end use | System | System
Pierce CountyManufacturedWater Heat LE 55 Gal3New | Pierce CountyManufacturedWater Heat LE 55 GalNew | Pierce County | Manufactured | Water Heat LE 55 Gal | 3 | Market Standard Storage Water Heater ≤ 55 GAL | New | Water Heater - Market Standard | Market Standard Storage Water Heater ≤ 55 GAL | Market Standard Storage Water Heater ≤ 55 GAL | per Home | 13 | Based on PSE Business Case: APPROVED_Measure Case_Water Heater Res_2022 | 129.1743 | 129.1743 | Using measure description efficiency metrics to adjust loads from RTF/2021P workbooks to consumptions. | Using measure description efficiency metrics to adjust loads from RTF/2021P workbooks to consumptions. | 0 | 0 | NA | NA | 0 | 0 | 0 | 0 | 0 | 0 | 0 | Baseline is equal to efficient case. | Baseline is equal to efficient case. | Baseline is equal to efficient case. | 0 | 0 | No applicable non-energy benefits | No applicable non-energy benefits | 100% | Equipment 100% technically feasible within end use | System | System
Pierce CountyManufactured - Highly ImpactedWater Heat LE 55 Gal3Existing | Pierce CountyManufactured - Highly ImpactedWater Heat LE 55 GalExisting | Pierce County | Manufactured - Highly Impacted | Water Heat LE 55 Gal | 3 | Market Standard Storage Water Heater ≤ 55 GAL | Existing | Water Heater - Market Standard | Market Standard Storage Water Heater ≤ 55 GAL | Market Standard Storage Water Heater ≤ 55 GAL | per Home | 13 | Based on PSE Business Case: APPROVED_Measure Case_Water Heater Res_2022 | 110.1373 | 110.1373 | Using measure description efficiency metrics to adjust loads from RTF/2021P workbooks to consumptions. | Using measure description efficiency metrics to adjust loads from RTF/2021P workbooks to consumptions. | 0 | 0 | NA | NA | 0 | 0 | 0 | 0 | 0 | 0 | 0 | Baseline is equal to efficient case. | Baseline is equal to efficient case. | Baseline is equal to efficient case. | 0 | 0 | No applicable non-energy benefits | No applicable non-energy benefits | 100% | Equipment 100% technically feasible within end use | System | System
Pierce CountyManufactured - Highly ImpactedWater Heat LE 55 Gal3New | Pierce CountyManufactured - Highly ImpactedWater Heat LE 55 GalNew | Pierce County | Manufactured - Highly Impacted | Water Heat LE 55 Gal | 3 | Market Standard Storage Water Heater ≤ 55 GAL | New | Water Heater - Market Standard | Market Standard Storage Water Heater ≤ 55 GAL | Market Standard Storage Water Heater ≤ 55 GAL | per Home | 13 | Based on PSE Business Case: APPROVED_Measure Case_Water Heater Res_2022 | 110.1373 | 110.1373 | Using measure description efficiency metrics to adjust loads from RTF/2021P workbooks to consumptions. | Using measure description efficiency metrics to adjust loads from RTF/2021P workbooks to consumptions. | 0 | 0 | NA | NA | 0 | 0 | 0 | 0 | 0 | 0 | 0 | Baseline is equal to efficient case. | Baseline is equal to efficient case. | Baseline is equal to efficient case. | 0 | 0 | No applicable non-energy benefits | No applicable non-energy benefits | 100% | Equipment 100% technically feasible within end use | System | System
Pierce CountySingle FamilyWater Heat LE 55 Gal4Existing | Pierce CountySingle FamilyWater Heat LE 55 GalExisting | Pierce County | Single Family | Water Heat LE 55 Gal | 4 | ENERGY STAR Storage Water Heater ≤ 55 GAL - EF 0.67 | Existing | Water Heater - ENERGY STAR Storage | ENERGY STAR Storage Water Heater ≤ 55 GAL - EF 0.67 | Federal Standard 2015 Storage Water Heater ≤ 55 GAL - EF 0.62 | per Home | 13 | Based on PSE Business Case: APPROVED_Measure Case_Water Heater Res_2022 | 183.3785 | 169.6936 | Using measure description efficiency metrics to adjust loads from RTF/2021P workbooks to consumptions. | Using measure description efficiency metrics to adjust loads from RTF/2021P workbooks to consumptions. | 0 | 0 | NA | NA | 595.7619 | 757.4323 | 0 | 929.2867 | 1028.5803 | 0 | 0 | Technical Support Document - Residential Water Heaters, Direct Heating Equipment, and Pooler Heaters. November 2009; calculated by linear interpolation | Technical Support Document - Residential Water Heaters, Direct Heating Equipment, and Pooler Heaters. November 2009; calculated by linear interpolation | Assuming no incremental O&M cost | 0 | 6.5644 | PSE NEI data | No applicable non-energy benefits | 100% | Equipment 100% technically feasible within end use | System | System
Pierce CountySingle FamilyWater Heat LE 55 Gal4New | Pierce CountySingle FamilyWater Heat LE 55 GalNew | Pierce County | Single Family | Water Heat LE 55 Gal | 4 | ENERGY STAR Storage Water Heater ≤ 55 GAL - EF 0.67 | New | Water Heater - ENERGY STAR Storage | ENERGY STAR Storage Water Heater ≤ 55 GAL - EF 0.67 | Federal Standard 2015 Storage Water Heater ≤ 55 GAL - EF 0.62 | per Home | 13 | Based on PSE Business Case: APPROVED_Measure Case_Water Heater Res_2022 | 183.3785 | 169.6936 | Using measure description efficiency metrics to adjust loads from RTF/2021P workbooks to consumptions. | Using measure description efficiency metrics to adjust loads from RTF/2021P workbooks to consumptions. | 0 | 0 | NA | NA | 595.7619 | 757.4323 | 0 | 929.2867 | 1028.5803 | 0 | 0 | Technical Support Document - Residential Water Heaters, Direct Heating Equipment, and Pooler Heaters. November 2009; calculated by linear interpolation | Technical Support Document - Residential Water Heaters, Direct Heating Equipment, and Pooler Heaters. November 2009; calculated by linear interpolation | Assuming no incremental O&M cost | 0 | 6.5644 | PSE NEI data | No applicable non-energy benefits | 100% | Equipment 100% technically feasible within end use | System | System
Pierce CountySingle Family - Highly ImpactedWater Heat LE 55 Gal4Existing | Pierce CountySingle Family - Highly ImpactedWater Heat LE 55 GalExisting | Pierce County | Single Family - Highly Impacted | Water Heat LE 55 Gal | 4 | ENERGY STAR Storage Water Heater ≤ 55 GAL - EF 0.67 | Existing | Water Heater - ENERGY STAR Storage | ENERGY STAR Storage Water Heater ≤ 55 GAL - EF 0.67 | Federal Standard 2015 Storage Water Heater ≤ 55 GAL - EF 0.62 | per Home | 13 | Based on PSE Business Case: APPROVED_Measure Case_Water Heater Res_2022 | 160.2076 | 148.2518 | Using measure description efficiency metrics to adjust loads from RTF/2021P workbooks to consumptions. | Using measure description efficiency metrics to adjust loads from RTF/2021P workbooks to consumptions. | 0 | 0 | NA | NA | 595.7619 | 757.4323 | 0 | 929.2867 | 1028.5803 | 0 | 0 | Technical Support Document - Residential Water Heaters, Direct Heating Equipment, and Pooler Heaters. November 2009; calculated by linear interpolation | Technical Support Document - Residential Water Heaters, Direct Heating Equipment, and Pooler Heaters. November 2009; calculated by linear interpolation | Assuming no incremental O&M cost | 0 | 1.2784 | PSE NEI data | No applicable non-energy benefits | 100% | Equipment 100% technically feasible within end use | System | System
Pierce CountySingle Family - Highly ImpactedWater Heat LE 55 Gal4New | Pierce CountySingle Family - Highly ImpactedWater Heat LE 55 GalNew | Pierce County | Single Family - Highly Impacted | Water Heat LE 55 Gal | 4 | ENERGY STAR Storage Water Heater ≤ 55 GAL - EF 0.67 | New | Water Heater - ENERGY STAR Storage | ENERGY STAR Storage Water Heater ≤ 55 GAL - EF 0.67 | Federal Standard 2015 Storage Water Heater ≤ 55 GAL - EF 0.62 | per Home | 13 | Based on PSE Business Case: APPROVED_Measure Case_Water Heater Res_2022 | 160.2076 | 148.2518 | Using measure description efficiency metrics to adjust loads from RTF/2021P workbooks to consumptions. | Using measure description efficiency metrics to adjust loads from RTF/2021P workbooks to consumptions. | 0 | 0 | NA | NA | 595.7619 | 757.4323 | 0 | 929.2867 | 1028.5803 | 0 | 0 | Technical Support Document - Residential Water Heaters, Direct Heating Equipment, and Pooler Heaters. November 2009; calculated by linear interpolation | Technical Support Document - Residential Water Heaters, Direct Heating Equipment, and Pooler Heaters. November 2009; calculated by linear interpolation | Assuming no incremental O&M cost | 0 | 1.2784 | PSE NEI data | No applicable non-energy benefits | 100% | Equipment 100% technically feasible within end use | System | System
Pierce CountyMultifamilyWater Heat LE 55 Gal4Existing | Pierce CountyMultifamilyWater Heat LE 55 GalExisting | Pierce County | Multifamily | Water Heat LE 55 Gal | 4 | ENERGY STAR Storage Water Heater ≤ 55 GAL - EF 0.67 | Existing | Water Heater - ENERGY STAR Storage | ENERGY STAR Storage Water Heater ≤ 55 GAL - EF 0.67 | Federal Standard 2015 Storage Water Heater ≤ 55 GAL - EF 0.62 | per Home | 13 | Based on PSE Business Case: APPROVED_Measure Case_Water Heater Res_2022 | 130.2392 | 120.5199 | Using measure description efficiency metrics to adjust loads from RTF/2021P workbooks to consumptions. | Using measure description efficiency metrics to adjust loads from RTF/2021P workbooks to consumptions. | 0 | 0 | NA | NA | 595.7619 | 757.4323 | 0 | 929.2867 | 1028.5803 | 0 | 0 | Technical Support Document - Residential Water Heaters, Direct Heating Equipment, and Pooler Heaters. November 2009; calculated by linear interpolation | Technical Support Document - Residential Water Heaters, Direct Heating Equipment, and Pooler Heaters. November 2009; calculated by linear interpolation | Assuming no incremental O&M cost | 0 | 4.6622 | PSE NEI data | No applicable non-energy benefits | 100% | Equipment 100% technically feasible within end use | System | System
Pierce CountyMultifamilyWater Heat LE 55 Gal4New | Pierce CountyMultifamilyWater Heat LE 55 GalNew | Pierce County | Multifamily | Water Heat LE 55 Gal | 4 | ENERGY STAR Storage Water Heater ≤ 55 GAL - EF 0.67 | New | Water Heater - ENERGY STAR Storage | ENERGY STAR Storage Water Heater ≤ 55 GAL - EF 0.67 | Federal Standard 2015 Storage Water Heater ≤ 55 GAL - EF 0.62 | per Home | 13 | Based on PSE Business Case: APPROVED_Measure Case_Water Heater Res_2022 | 130.2392 | 120.5199 | Using measure description efficiency metrics to adjust loads from RTF/2021P workbooks to consumptions. | Using measure description efficiency metrics to adjust loads from RTF/2021P workbooks to consumptions. | 0 | 0 | NA | NA | 595.7619 | 757.4323 | 0 | 929.2867 | 1028.5803 | 0 | 0 | Technical Support Document - Residential Water Heaters, Direct Heating Equipment, and Pooler Heaters. November 2009; calculated by linear interpolation | Technical Support Document - Residential Water Heaters, Direct Heating Equipment, and Pooler Heaters. November 2009; calculated by linear interpolation | Assuming no incremental O&M cost | 0 | 4.6622 | PSE NEI data | No applicable non-energy benefits | 100% | Equipment 100% technically feasible within end use | System | System
Pierce CountyMultifamily - Highly ImpactedWater Heat LE 55 Gal4Existing | Pierce CountyMultifamily - Highly ImpactedWater Heat LE 55 GalExisting | Pierce County | Multifamily - Highly Impacted | Water Heat LE 55 Gal | 4 | ENERGY STAR Storage Water Heater ≤ 55 GAL - EF 0.67 | Existing | Water Heater - ENERGY STAR Storage | ENERGY STAR Storage Water Heater ≤ 55 GAL - EF 0.67 | Federal Standard 2015 Storage Water Heater ≤ 55 GAL - EF 0.62 | per Home | 13 | Based on PSE Business Case: APPROVED_Measure Case_Water Heater Res_2022 | 146.618 | 135.6764 | Using measure description efficiency metrics to adjust loads from RTF/2021P workbooks to consumptions. | Using measure description efficiency metrics to adjust loads from RTF/2021P workbooks to consumptions. | 0 | 0 | NA | NA | 595.7619 | 757.4323 | 0 | 929.2867 | 1028.5803 | 0 | 0 | Technical Support Document - Residential Water Heaters, Direct Heating Equipment, and Pooler Heaters. November 2009; calculated by linear interpolation | Technical Support Document - Residential Water Heaters, Direct Heating Equipment, and Pooler Heaters. November 2009; calculated by linear interpolation | Assuming no incremental O&M cost | 0 | 1.1699 | PSE NEI data | No applicable non-energy benefits | 100% | Equipment 100% technically feasible within end use | System | System
Pierce CountyMultifamily - Highly ImpactedWater Heat LE 55 Gal4New | Pierce CountyMultifamily - Highly ImpactedWater Heat LE 55 GalNew | Pierce County | Multifamily - Highly Impacted | Water Heat LE 55 Gal | 4 | ENERGY STAR Storage Water Heater ≤ 55 GAL - EF 0.67 | New | Water Heater - ENERGY STAR Storage | ENERGY STAR Storage Water Heater ≤ 55 GAL - EF 0.67 | Federal Standard 2015 Storage Water Heater ≤ 55 GAL - EF 0.62 | per Home | 13 | Based on PSE Business Case: APPROVED_Measure Case_Water Heater Res_2022 | 146.618 | 135.6764 | Using measure description efficiency metrics to adjust loads from RTF/2021P workbooks to consumptions. | Using measure description efficiency metrics to adjust loads from RTF/2021P workbooks to consumptions. | 0 | 0 | NA | NA | 595.7619 | 757.4323 | 0 | 929.2867 | 1028.5803 | 0 | 0 | Technical Support Document - Residential Water Heaters, Direct Heating Equipment, and Pooler Heaters. November 2009; calculated by linear interpolation | Technical Support Document - Residential Water Heaters, Direct Heating Equipment, and Pooler Heaters. November 2009; calculated by linear interpolation | Assuming no incremental O&M cost | 0 | 1.1699 | PSE NEI data | No applicable non-energy benefits | 100% | Equipment 100% technically feasible within end use | System | System
Pierce CountyManufacturedWater Heat LE 55 Gal4Existing | Pierce CountyManufacturedWater Heat LE 55 GalExisting | Pierce County | Manufactured | Water Heat LE 55 Gal | 4 | ENERGY STAR Storage Water Heater ≤ 55 GAL - EF 0.67 | Existing | Water Heater - ENERGY STAR Storage | ENERGY STAR Storage Water Heater ≤ 55 GAL - EF 0.67 | Federal Standard 2015 Storage Water Heater ≤ 55 GAL - EF 0.62 | per Home | 13 | Based on PSE Business Case: APPROVED_Measure Case_Water Heater Res_2022 | 162.5538 | 150.4229 | Using measure description efficiency metrics to adjust loads from RTF/2021P workbooks to consumptions. | Using measure description efficiency metrics to adjust loads from RTF/2021P workbooks to consumptions. | 0 | 0 | NA | NA | 595.7619 | 757.4323 | 0 | 929.2867 | 1028.5803 | 0 | 0 | Technical Support Document - Residential Water Heaters, Direct Heating Equipment, and Pooler Heaters. November 2009; calculated by linear interpolation | Technical Support Document - Residential Water Heaters, Direct Heating Equipment, and Pooler Heaters. November 2009; calculated by linear interpolation | Assuming no incremental O&M cost | 0 | 5.819 | PSE NEI data | No applicable non-energy benefits | 100% | Equipment 100% technically feasible within end use | System | System
Pierce CountyManufacturedWater Heat LE 55 Gal4New | Pierce CountyManufacturedWater Heat LE 55 GalNew | Pierce County | Manufactured | Water Heat LE 55 Gal | 4 | ENERGY STAR Storage Water Heater ≤ 55 GAL - EF 0.67 | New | Water Heater - ENERGY STAR Storage | ENERGY STAR Storage Water Heater ≤ 55 GAL - EF 0.67 | Federal Standard 2015 Storage Water Heater ≤ 55 GAL - EF 0.62 | per Home | 13 | Based on PSE Business Case: APPROVED_Measure Case_Water Heater Res_2022 | 162.5538 | 150.4229 | Using measure description efficiency metrics to adjust loads from RTF/2021P workbooks to consumptions. | Using measure description efficiency metrics to adjust loads from RTF/2021P workbooks to consumptions. | 0 | 0 | NA | NA | 595.7619 | 757.4323 | 0 | 929.2867 | 1028.5803 | 0 | 0 | Technical Support Document - Residential Water Heaters, Direct Heating Equipment, and Pooler Heaters. November 2009; calculated by linear interpolation | Technical Support Document - Residential Water Heaters, Direct Heating Equipment, and Pooler Heaters. November 2009; calculated by linear interpolation | Assuming no incremental O&M cost | 0 | 5.819 | PSE NEI data | No applicable non-energy benefits | 100% | Equipment 100% technically feasible within end use | System | System
Pierce CountyManufactured - Highly ImpactedWater Heat LE 55 Gal4Existing | Pierce CountyManufactured - Highly ImpactedWater Heat LE 55 GalExisting | Pierce County | Manufactured - Highly Impacted | Water Heat LE 55 Gal | 4 | ENERGY STAR Storage Water Heater ≤ 55 GAL - EF 0.67 | Existing | Water Heater - ENERGY STAR Storage | ENERGY STAR Storage Water Heater ≤ 55 GAL - EF 0.67 | Federal Standard 2015 Storage Water Heater ≤ 55 GAL - EF 0.62 | per Home | 13 | Based on PSE Business Case: APPROVED_Measure Case_Water Heater Res_2022 | 138.5975 | 128.2544 | Using measure description efficiency metrics to adjust loads from RTF/2021P workbooks to consumptions. | Using measure description efficiency metrics to adjust loads from RTF/2021P workbooks to consumptions. | 0 | 0 | NA | NA | 595.7619 | 757.4323 | 0 | 929.2867 | 1028.5803 | 0 | 0 | Technical Support Document - Residential Water Heaters, Direct Heating Equipment, and Pooler Heaters. November 2009; calculated by linear interpolation | Technical Support Document - Residential Water Heaters, Direct Heating Equipment, and Pooler Heaters. November 2009; calculated by linear interpolation | Assuming no incremental O&M cost | 0 | 1.1059 | PSE NEI data | No applicable non-energy benefits | 100% | Equipment 100% technically feasible within end use | System | System
Pierce CountyManufactured - Highly ImpactedWater Heat LE 55 Gal4New | Pierce CountyManufactured - Highly ImpactedWater Heat LE 55 GalNew | Pierce County | Manufactured - Highly Impacted | Water Heat LE 55 Gal | 4 | ENERGY STAR Storage Water Heater ≤ 55 GAL - EF 0.67 | New | Water Heater - ENERGY STAR Storage | ENERGY STAR Storage Water Heater ≤ 55 GAL - EF 0.67 | Federal Standard 2015 Storage Water Heater ≤ 55 GAL - EF 0.62 | per Home | 13 | Based on PSE Business Case: APPROVED_Measure Case_Water Heater Res_2022 | 138.5975 | 128.2544 | Using measure description efficiency metrics to adjust loads from RTF/2021P workbooks to consumptions. | Using measure description efficiency metrics to adjust loads from RTF/2021P workbooks to consumptions. | 0 | 0 | NA | NA | 595.7619 | 757.4323 | 0 | 929.2867 | 1028.5803 | 0 | 0 | Technical Support Document - Residential Water Heaters, Direct Heating Equipment, and Pooler Heaters. November 2009; calculated by linear interpolation | Technical Support Document - Residential Water Heaters, Direct Heating Equipment, and Pooler Heaters. November 2009; calculated by linear interpolation | Assuming no incremental O&M cost | 0 | 1.1059 | PSE NEI data | No applicable non-energy benefits | 100% | Equipment 100% technically feasible within end use | System | System
Pierce CountySingle FamilyWater Heat LE 55 Gal5Existing | Pierce CountySingle FamilyWater Heat LE 55 GalExisting | Pierce County | Single Family | Water Heat LE 55 Gal | 5 | Condensing Water Heater ≤ 55 GAL - EF 0.85 | Existing | Water Heater - Condensing | Condensing Water Heater ≤ 55 GAL - EF 0.85 | Federal Standard 2015 Storage Water Heater ≤ 55 GAL - EF 0.62 | per Home | 13 | Based on PSE Business Case: APPROVED_Measure Case_Water Heater Res_2022 | 183.3785 | 133.7585 | Using measure description efficiency metrics to adjust loads from RTF/2021P workbooks to consumptions. | Using measure description efficiency metrics to adjust loads from RTF/2021P workbooks to consumptions. | 0 | 0 | NA | NA | 595.7619 | 757.4323 | 0 | 2027.0326 | 1068.0656 | 0 | 0 | Technical Support Document - Residential Water Heaters, Direct Heating Equipment, and Pooler Heaters. November 2009, various retail prices from internet price research; calculated by linear interpolation | Technical Support Document - Residential Water Heaters, Direct Heating Equipment, and Pooler Heaters. November 2009; calculated by linear interpolation | Assuming no incremental O&M cost | 0 | 23.8018 | PSE NEI data | No applicable non-energy benefits | 100% | Equipment 100% technically feasible within end use | System | System
Pierce CountySingle FamilyWater Heat LE 55 Gal5New | Pierce CountySingle FamilyWater Heat LE 55 GalNew | Pierce County | Single Family | Water Heat LE 55 Gal | 5 | Condensing Water Heater ≤ 55 GAL - EF 0.85 | New | Water Heater - Condensing | Condensing Water Heater ≤ 55 GAL - EF 0.85 | Federal Standard 2015 Storage Water Heater ≤ 55 GAL - EF 0.62 | per Home | 13 | Based on PSE Business Case: APPROVED_Measure Case_Water Heater Res_2022 | 183.3785 | 133.7585 | Using measure description efficiency metrics to adjust loads from RTF/2021P workbooks to consumptions. | Using measure description efficiency metrics to adjust loads from RTF/2021P workbooks to consumptions. | 0 | 0 | NA | NA | 595.7619 | 757.4323 | 0 | 2027.0326 | 1068.0656 | 0 | 0 | Technical Support Document - Residential Water Heaters, Direct Heating Equipment, and Pooler Heaters. November 2009, various retail prices from internet price research; calculated by linear interpolation | Technical Support Document - Residential Water Heaters, Direct Heating Equipment, and Pooler Heaters. November 2009; calculated by linear interpolation | Assuming no incremental O&M cost | 0 | 23.8018 | PSE NEI data | No applicable non-energy benefits | 100% | Equipment 100% technically feasible within end use | System | System
Pierce CountySingle Family - Highly ImpactedWater Heat LE 55 Gal5Existing | Pierce CountySingle Family - Highly ImpactedWater Heat LE 55 GalExisting | Pierce County | Single Family - Highly Impacted | Water Heat LE 55 Gal | 5 | Condensing Water Heater ≤ 55 GAL - EF 0.85 | Existing | Water Heater - Condensing | Condensing Water Heater ≤ 55 GAL - EF 0.85 | Federal Standard 2015 Storage Water Heater ≤ 55 GAL - EF 0.62 | per Home | 13 | Based on PSE Business Case: APPROVED_Measure Case_Water Heater Res_2022 | 160.2076 | 116.8573 | Using measure description efficiency metrics to adjust loads from RTF/2021P workbooks to consumptions. | Using measure description efficiency metrics to adjust loads from RTF/2021P workbooks to consumptions. | 0 | 0 | NA | NA | 595.7619 | 757.4323 | 0 | 2027.0326 | 1068.0656 | 0 | 0 | Technical Support Document - Residential Water Heaters, Direct Heating Equipment, and Pooler Heaters. November 2009, various retail prices from internet price research; calculated by linear interpolation | Technical Support Document - Residential Water Heaters, Direct Heating Equipment, and Pooler Heaters. November 2009; calculated by linear interpolation | Assuming no incremental O&M cost | 0 | 4.6352 | PSE NEI data | No applicable non-energy benefits | 100% | Equipment 100% technically feasible within end use | System | System
Pierce CountySingle Family - Highly ImpactedWater Heat LE 55 Gal5New | Pierce CountySingle Family - Highly ImpactedWater Heat LE 55 GalNew | Pierce County | Single Family - Highly Impacted | Water Heat LE 55 Gal | 5 | Condensing Water Heater ≤ 55 GAL - EF 0.85 | New | Water Heater - Condensing | Condensing Water Heater ≤ 55 GAL - EF 0.85 | Federal Standard 2015 Storage Water Heater ≤ 55 GAL - EF 0.62 | per Home | 13 | Based on PSE Business Case: APPROVED_Measure Case_Water Heater Res_2022 | 160.2076 | 116.8573 | Using measure description efficiency metrics to adjust loads from RTF/2021P workbooks to consumptions. | Using measure description efficiency metrics to adjust loads from RTF/2021P workbooks to consumptions. | 0 | 0 | NA | NA | 595.7619 | 757.4323 | 0 | 2027.0326 | 1068.0656 | 0 | 0 | Technical Support Document - Residential Water Heaters, Direct Heating Equipment, and Pooler Heaters. November 2009, various retail prices from internet price research; calculated by linear interpolation | Technical Support Document - Residential Water Heaters, Direct Heating Equipment, and Pooler Heaters. November 2009; calculated by linear interpolation | Assuming no incremental O&M cost | 0 | 4.6352 | PSE NEI data | No applicable non-energy benefits | 100% | Equipment 100% technically feasible within end use | System | System
Pierce CountyMultifamilyWater Heat LE 55 Gal5Existing | Pierce CountyMultifamilyWater Heat LE 55 GalExisting | Pierce County | Multifamily | Water Heat LE 55 Gal | 5 | Condensing Water Heater ≤ 55 GAL - EF 0.85 | Existing | Water Heater - Condensing | Condensing Water Heater ≤ 55 GAL - EF 0.85 | Federal Standard 2015 Storage Water Heater ≤ 55 GAL - EF 0.62 | per Home | 13 | Based on PSE Business Case: APPROVED_Measure Case_Water Heater Res_2022 | 130.2392 | 94.998 | Using measure description efficiency metrics to adjust loads from RTF/2021P workbooks to consumptions. | Using measure description efficiency metrics to adjust loads from RTF/2021P workbooks to consumptions. | 0 | 0 | NA | NA | 595.7619 | 757.4323 | 0 | 2027.0326 | 1068.0656 | 0 | 0 | Technical Support Document - Residential Water Heaters, Direct Heating Equipment, and Pooler Heaters. November 2009, various retail prices from internet price research; calculated by linear interpolation | Technical Support Document - Residential Water Heaters, Direct Heating Equipment, and Pooler Heaters. November 2009; calculated by linear interpolation | Assuming no incremental O&M cost | 0 | 16.9046 | PSE NEI data | No applicable non-energy benefits | 100% | Equipment 100% technically feasible within end use | System | System
Pierce CountyMultifamilyWater Heat LE 55 Gal5New | Pierce CountyMultifamilyWater Heat LE 55 GalNew | Pierce County | Multifamily | Water Heat LE 55 Gal | 5 | Condensing Water Heater ≤ 55 GAL - EF 0.85 | New | Water Heater - Condensing | Condensing Water Heater ≤ 55 GAL - EF 0.85 | Federal Standard 2015 Storage Water Heater ≤ 55 GAL - EF 0.62 | per Home | 13 | Based on PSE Business Case: APPROVED_Measure Case_Water Heater Res_2022 | 130.2392 | 94.998 | Using measure description efficiency metrics to adjust loads from RTF/2021P workbooks to consumptions. | Using measure description efficiency metrics to adjust loads from RTF/2021P workbooks to consumptions. | 0 | 0 | NA | NA | 595.7619 | 757.4323 | 0 | 2027.0326 | 1068.0656 | 0 | 0 | Technical Support Document - Residential Water Heaters, Direct Heating Equipment, and Pooler Heaters. November 2009, various retail prices from internet price research; calculated by linear interpolation | Technical Support Document - Residential Water Heaters, Direct Heating Equipment, and Pooler Heaters. November 2009; calculated by linear interpolation | Assuming no incremental O&M cost | 0 | 16.9046 | PSE NEI data | No applicable non-energy benefits | 100% | Equipment 100% technically feasible within end use | System | System
Pierce CountyMultifamily - Highly ImpactedWater Heat LE 55 Gal5Existing | Pierce CountyMultifamily - Highly ImpactedWater Heat LE 55 GalExisting | Pierce County | Multifamily - Highly Impacted | Water Heat LE 55 Gal | 5 | Condensing Water Heater ≤ 55 GAL - EF 0.85 | Existing | Water Heater - Condensing | Condensing Water Heater ≤ 55 GAL - EF 0.85 | Federal Standard 2015 Storage Water Heater ≤ 55 GAL - EF 0.62 | per Home | 13 | Based on PSE Business Case: APPROVED_Measure Case_Water Heater Res_2022 | 146.618 | 106.9449 | Using measure description efficiency metrics to adjust loads from RTF/2021P workbooks to consumptions. | Using measure description efficiency metrics to adjust loads from RTF/2021P workbooks to consumptions. | 0 | 0 | NA | NA | 595.7619 | 757.4323 | 0 | 2027.0326 | 1068.0656 | 0 | 0 | Technical Support Document - Residential Water Heaters, Direct Heating Equipment, and Pooler Heaters. November 2009, various retail prices from internet price research; calculated by linear interpolation | Technical Support Document - Residential Water Heaters, Direct Heating Equipment, and Pooler Heaters. November 2009; calculated by linear interpolation | Assuming no incremental O&M cost | 0 | 4.242 | PSE NEI data | No applicable non-energy benefits | 100% | Equipment 100% technically feasible within end use | System | System
Pierce CountyMultifamily - Highly ImpactedWater Heat LE 55 Gal5New | Pierce CountyMultifamily - Highly ImpactedWater Heat LE 55 GalNew | Pierce County | Multifamily - Highly Impacted | Water Heat LE 55 Gal | 5 | Condensing Water Heater ≤ 55 GAL - EF 0.85 | New | Water Heater - Condensing | Condensing Water Heater ≤ 55 GAL - EF 0.85 | Federal Standard 2015 Storage Water Heater ≤ 55 GAL - EF 0.62 | per Home | 13 | Based on PSE Business Case: APPROVED_Measure Case_Water Heater Res_2022 | 146.618 | 106.9449 | Using measure description efficiency metrics to adjust loads from RTF/2021P workbooks to consumptions. | Using measure description efficiency metrics to adjust loads from RTF/2021P workbooks to consumptions. | 0 | 0 | NA | NA | 595.7619 | 757.4323 | 0 | 2027.0326 | 1068.0656 | 0 | 0 | Technical Support Document - Residential Water Heaters, Direct Heating Equipment, and Pooler Heaters. November 2009, various retail prices from internet price research; calculated by linear interpolation | Technical Support Document - Residential Water Heaters, Direct Heating Equipment, and Pooler Heaters. November 2009; calculated by linear interpolation | Assuming no incremental O&M cost | 0 | 4.242 | PSE NEI data | No applicable non-energy benefits | 100% | Equipment 100% technically feasible within end use | System | System
Pierce CountyManufacturedWater Heat LE 55 Gal5Existing | Pierce CountyManufacturedWater Heat LE 55 GalExisting | Pierce County | Manufactured | Water Heat LE 55 Gal | 5 | Condensing Water Heater ≤ 55 GAL - EF 0.85 | Existing | Water Heater - Condensing | Condensing Water Heater ≤ 55 GAL - EF 0.85 | Federal Standard 2015 Storage Water Heater ≤ 55 GAL - EF 0.62 | per Home | 13 | Based on PSE Business Case: APPROVED_Measure Case_Water Heater Res_2022 | 162.5538 | 118.5687 | Using measure description efficiency metrics to adjust loads from RTF/2021P workbooks to consumptions. | Using measure description efficiency metrics to adjust loads from RTF/2021P workbooks to consumptions. | 0 | 0 | NA | NA | 595.7619 | 757.4323 | 0 | 2027.0326 | 1068.0656 | 0 | 0 | Technical Support Document - Residential Water Heaters, Direct Heating Equipment, and Pooler Heaters. November 2009, various retail prices from internet price research; calculated by linear interpolation | Technical Support Document - Residential Water Heaters, Direct Heating Equipment, and Pooler Heaters. November 2009; calculated by linear interpolation | Assuming no incremental O&M cost | 0 | 21.0989 | PSE NEI data | No applicable non-energy benefits | 100% | Equipment 100% technically feasible within end use | System | System
Pierce CountyManufacturedWater Heat LE 55 Gal5New | Pierce CountyManufacturedWater Heat LE 55 GalNew | Pierce County | Manufactured | Water Heat LE 55 Gal | 5 | Condensing Water Heater ≤ 55 GAL - EF 0.85 | New | Water Heater - Condensing | Condensing Water Heater ≤ 55 GAL - EF 0.85 | Federal Standard 2015 Storage Water Heater ≤ 55 GAL - EF 0.62 | per Home | 13 | Based on PSE Business Case: APPROVED_Measure Case_Water Heater Res_2022 | 162.5538 | 118.5687 | Using measure description efficiency metrics to adjust loads from RTF/2021P workbooks to consumptions. | Using measure description efficiency metrics to adjust loads from RTF/2021P workbooks to consumptions. | 0 | 0 | NA | NA | 595.7619 | 757.4323 | 0 | 2027.0326 | 1068.0656 | 0 | 0 | Technical Support Document - Residential Water Heaters, Direct Heating Equipment, and Pooler Heaters. November 2009, various retail prices from internet price research; calculated by linear interpolation | Technical Support Document - Residential Water Heaters, Direct Heating Equipment, and Pooler Heaters. November 2009; calculated by linear interpolation | Assuming no incremental O&M cost | 0 | 21.0989 | PSE NEI data | No applicable non-energy benefits | 100% | Equipment 100% technically feasible within end use | System | System
Pierce CountyManufactured - Highly ImpactedWater Heat LE 55 Gal5Existing | Pierce CountyManufactured - Highly ImpactedWater Heat LE 55 GalExisting | Pierce County | Manufactured - Highly Impacted | Water Heat LE 55 Gal | 5 | Condensing Water Heater ≤ 55 GAL - EF 0.85 | Existing | Water Heater - Condensing | Condensing Water Heater ≤ 55 GAL - EF 0.85 | Federal Standard 2015 Storage Water Heater ≤ 55 GAL - EF 0.62 | per Home | 13 | Based on PSE Business Case: APPROVED_Measure Case_Water Heater Res_2022 | 138.5975 | 101.0947 | Using measure description efficiency metrics to adjust loads from RTF/2021P workbooks to consumptions. | Using measure description efficiency metrics to adjust loads from RTF/2021P workbooks to consumptions. | 0 | 0 | NA | NA | 595.7619 | 757.4323 | 0 | 2027.0326 | 1068.0656 | 0 | 0 | Technical Support Document - Residential Water Heaters, Direct Heating Equipment, and Pooler Heaters. November 2009, various retail prices from internet price research; calculated by linear interpolation | Technical Support Document - Residential Water Heaters, Direct Heating Equipment, and Pooler Heaters. November 2009; calculated by linear interpolation | Assuming no incremental O&M cost | 0 | 4.01 | PSE NEI data | No applicable non-energy benefits | 100% | Equipment 100% technically feasible within end use | System | System
Pierce CountyManufactured - Highly ImpactedWater Heat LE 55 Gal5New | Pierce CountyManufactured - Highly ImpactedWater Heat LE 55 GalNew | Pierce County | Manufactured - Highly Impacted | Water Heat LE 55 Gal | 5 | Condensing Water Heater ≤ 55 GAL - EF 0.85 | New | Water Heater - Condensing | Condensing Water Heater ≤ 55 GAL - EF 0.85 | Federal Standard 2015 Storage Water Heater ≤ 55 GAL - EF 0.62 | per Home | 13 | Based on PSE Business Case: APPROVED_Measure Case_Water Heater Res_2022 | 138.5975 | 101.0947 | Using measure description efficiency metrics to adjust loads from RTF/2021P workbooks to consumptions. | Using measure description efficiency metrics to adjust loads from RTF/2021P workbooks to consumptions. | 0 | 0 | NA | NA | 595.7619 | 757.4323 | 0 | 2027.0326 | 1068.0656 | 0 | 0 | Technical Support Document - Residential Water Heaters, Direct Heating Equipment, and Pooler Heaters. November 2009, various retail prices from internet price research; calculated by linear interpolation | Technical Support Document - Residential Water Heaters, Direct Heating Equipment, and Pooler Heaters. November 2009; calculated by linear interpolation | Assuming no incremental O&M cost | 0 | 4.01 | PSE NEI data | No applicable non-energy benefits | 100% | Equipment 100% technically feasible within end use | System | System
Pierce CountySingle FamilyWater Heat LE 55 Gal6Existing | Pierce CountySingle FamilyWater Heat LE 55 GalExisting | Pierce County | Single Family | Water Heat LE 55 Gal | 6 | ENERGY STAR Tankless Water Heater ≤ 55 GAL - EF 0.90 | Existing | Water Heater - ENERGY STAR Tankless | ENERGY STAR Tankless Water Heater ≤ 55 GAL - EF 0.90 | Federal Standard 2015 Storage Water Heater ≤ 55 GAL - EF 0.62 | per Home | 20 | Based on PSE Business Case: APPROVED_Measure Case_Water Heater Res_2022 | 183.3785 | 126.3274 | Using measure description efficiency metrics to adjust loads from RTF/2021P workbooks to consumptions. | Using measure description efficiency metrics to adjust loads from RTF/2021P workbooks to consumptions. | 0 | 0 | NA | NA | 595.7619 | 757.4323 | 0 | 2318.3065 | 1226.2583 | 0 | 0 | Technical Support Document - Residential Water Heaters, Direct Heating Equipment, and Pooler Heaters. November 2009, various retail prices from internet price research; calculated by linear interpolation | Technical Support Document - Residential Water Heaters, Direct Heating Equipment, and Pooler Heaters. November 2009. | Assuming no incremental O&M cost | 0 | 15.2425 | PSE NEI data | No applicable non-energy benefits | 100% | Equipment 100% technically feasible within end use | System | System
Pierce CountySingle FamilyWater Heat LE 55 Gal6New | Pierce CountySingle FamilyWater Heat LE 55 GalNew | Pierce County | Single Family | Water Heat LE 55 Gal | 6 | ENERGY STAR Tankless Water Heater ≤ 55 GAL - EF 0.90 | New | Water Heater - ENERGY STAR Tankless | ENERGY STAR Tankless Water Heater ≤ 55 GAL - EF 0.90 | Federal Standard 2015 Storage Water Heater ≤ 55 GAL - EF 0.62 | per Home | 20 | Based on PSE Business Case: APPROVED_Measure Case_Water Heater Res_2022 | 183.3785 | 126.3274 | Using measure description efficiency metrics to adjust loads from RTF/2021P workbooks to consumptions. | Using measure description efficiency metrics to adjust loads from RTF/2021P workbooks to consumptions. | 0 | 0 | NA | NA | 595.7619 | 757.4323 | 0 | 2318.3065 | 1226.2583 | 0 | 0 | Technical Support Document - Residential Water Heaters, Direct Heating Equipment, and Pooler Heaters. November 2009, various retail prices from internet price research; calculated by linear interpolation | Technical Support Document - Residential Water Heaters, Direct Heating Equipment, and Pooler Heaters. November 2009. | Assuming no incremental O&M cost | 0 | 15.2425 | PSE NEI data | No applicable non-energy benefits | 100% | Equipment 100% technically feasible within end use | System | System
Pierce CountySingle Family - Highly ImpactedWater Heat LE 55 Gal6Existing | Pierce CountySingle Family - Highly ImpactedWater Heat LE 55 GalExisting | Pierce County | Single Family - Highly Impacted | Water Heat LE 55 Gal | 6 | ENERGY STAR Tankless Water Heater ≤ 55 GAL - EF 0.90 | Existing | Water Heater - ENERGY STAR Tankless | ENERGY STAR Tankless Water Heater ≤ 55 GAL - EF 0.90 | Federal Standard 2015 Storage Water Heater ≤ 55 GAL - EF 0.62 | per Home | 20 | Based on PSE Business Case: APPROVED_Measure Case_Water Heater Res_2022 | 160.2076 | 110.3652 | Using measure description efficiency metrics to adjust loads from RTF/2021P workbooks to consumptions. | Using measure description efficiency metrics to adjust loads from RTF/2021P workbooks to consumptions. | 0 | 0 | NA | NA | 595.7619 | 757.4323 | 0 | 2318.3065 | 1226.2583 | 0 | 0 | Technical Support Document - Residential Water Heaters, Direct Heating Equipment, and Pooler Heaters. November 2009, various retail prices from internet price research; calculated by linear interpolation | Technical Support Document - Residential Water Heaters, Direct Heating Equipment, and Pooler Heaters. November 2009. | Assuming no incremental O&M cost | 0 | 17.2322 | PSE NEI data | No applicable non-energy benefits | 100% | Equipment 100% technically feasible within end use | System | System
Pierce CountySingle Family - Highly ImpactedWater Heat LE 55 Gal6New | Pierce CountySingle Family - Highly ImpactedWater Heat LE 55 GalNew | Pierce County | Single Family - Highly Impacted | Water Heat LE 55 Gal | 6 | ENERGY STAR Tankless Water Heater ≤ 55 GAL - EF 0.90 | New | Water Heater - ENERGY STAR Tankless | ENERGY STAR Tankless Water Heater ≤ 55 GAL - EF 0.90 | Federal Standard 2015 Storage Water Heater ≤ 55 GAL - EF 0.62 | per Home | 20 | Based on PSE Business Case: APPROVED_Measure Case_Water Heater Res_2022 | 160.2076 | 110.3652 | Using measure description efficiency metrics to adjust loads from RTF/2021P workbooks to consumptions. | Using measure description efficiency metrics to adjust loads from RTF/2021P workbooks to consumptions. | 0 | 0 | NA | NA | 595.7619 | 757.4323 | 0 | 2318.3065 | 1226.2583 | 0 | 0 | Technical Support Document - Residential Water Heaters, Direct Heating Equipment, and Pooler Heaters. November 2009, various retail prices from internet price research; calculated by linear interpolation | Technical Support Document - Residential Water Heaters, Direct Heating Equipment, and Pooler Heaters. November 2009. | Assuming no incremental O&M cost | 0 | 17.2322 | PSE NEI data | No applicable non-energy benefits | 100% | Equipment 100% technically feasible within end use | System | System
Pierce CountyMultifamilyWater Heat LE 55 Gal6Existing | Pierce CountyMultifamilyWater Heat LE 55 GalExisting | Pierce County | Multifamily | Water Heat LE 55 Gal | 6 | ENERGY STAR Tankless Water Heater ≤ 55 GAL - EF 0.90 | Existing | Water Heater - ENERGY STAR Tankless | ENERGY STAR Tankless Water Heater ≤ 55 GAL - EF 0.90 | Federal Standard 2015 Storage Water Heater ≤ 55 GAL - EF 0.62 | per Home | 20 | Based on PSE Business Case: APPROVED_Measure Case_Water Heater Res_2022 | 130.2392 | 89.7203 | Using measure description efficiency metrics to adjust loads from RTF/2021P workbooks to consumptions. | Using measure description efficiency metrics to adjust loads from RTF/2021P workbooks to consumptions. | 0 | 0 | NA | NA | 595.7619 | 757.4323 | 0 | 2318.3065 | 1226.2583 | 0 | 0 | Technical Support Document - Residential Water Heaters, Direct Heating Equipment, and Pooler Heaters. November 2009, various retail prices from internet price research; calculated by linear interpolation | Technical Support Document - Residential Water Heaters, Direct Heating Equipment, and Pooler Heaters. November 2009. | Assuming no incremental O&M cost | 0 | 10.8255 | PSE NEI data | No applicable non-energy benefits | 100% | Equipment 100% technically feasible within end use | System | System
Pierce CountyMultifamilyWater Heat LE 55 Gal6New | Pierce CountyMultifamilyWater Heat LE 55 GalNew | Pierce County | Multifamily | Water Heat LE 55 Gal | 6 | ENERGY STAR Tankless Water Heater ≤ 55 GAL - EF 0.90 | New | Water Heater - ENERGY STAR Tankless | ENERGY STAR Tankless Water Heater ≤ 55 GAL - EF 0.90 | Federal Standard 2015 Storage Water Heater ≤ 55 GAL - EF 0.62 | per Home | 20 | Based on PSE Business Case: APPROVED_Measure Case_Water Heater Res_2022 | 130.2392 | 89.7203 | Using measure description efficiency metrics to adjust loads from RTF/2021P workbooks to consumptions. | Using measure description efficiency metrics to adjust loads from RTF/2021P workbooks to consumptions. | 0 | 0 | NA | NA | 595.7619 | 757.4323 | 0 | 2318.3065 | 1226.2583 | 0 | 0 | Technical Support Document - Residential Water Heaters, Direct Heating Equipment, and Pooler Heaters. November 2009, various retail prices from internet price research; calculated by linear interpolation | Technical Support Document - Residential Water Heaters, Direct Heating Equipment, and Pooler Heaters. November 2009. | Assuming no incremental O&M cost | 0 | 10.8255 | PSE NEI data | No applicable non-energy benefits | 100% | Equipment 100% technically feasible within end use | System | System
Pierce CountyMultifamily - Highly ImpactedWater Heat LE 55 Gal6Existing | Pierce CountyMultifamily - Highly ImpactedWater Heat LE 55 GalExisting | Pierce County | Multifamily - Highly Impacted | Water Heat LE 55 Gal | 6 | ENERGY STAR Tankless Water Heater ≤ 55 GAL - EF 0.90 | Existing | Water Heater - ENERGY STAR Tankless | ENERGY STAR Tankless Water Heater ≤ 55 GAL - EF 0.90 | Federal Standard 2015 Storage Water Heater ≤ 55 GAL - EF 0.62 | per Home | 20 | Based on PSE Business Case: APPROVED_Measure Case_Water Heater Res_2022 | 146.618 | 101.0035 | Using measure description efficiency metrics to adjust loads from RTF/2021P workbooks to consumptions. | Using measure description efficiency metrics to adjust loads from RTF/2021P workbooks to consumptions. | 0 | 0 | NA | NA | 595.7619 | 757.4323 | 0 | 2318.3065 | 1226.2583 | 0 | 0 | Technical Support Document - Residential Water Heaters, Direct Heating Equipment, and Pooler Heaters. November 2009, various retail prices from internet price research; calculated by linear interpolation | Technical Support Document - Residential Water Heaters, Direct Heating Equipment, and Pooler Heaters. November 2009. | Assuming no incremental O&M cost | 0 | 4.4709 | PSE NEI data | No applicable non-energy benefits | 100% | Equipment 100% technically feasible within end use | System | System
Pierce CountyMultifamily - Highly ImpactedWater Heat LE 55 Gal6New | Pierce CountyMultifamily - Highly ImpactedWater Heat LE 55 GalNew | Pierce County | Multifamily - Highly Impacted | Water Heat LE 55 Gal | 6 | ENERGY STAR Tankless Water Heater ≤ 55 GAL - EF 0.90 | New | Water Heater - ENERGY STAR Tankless | ENERGY STAR Tankless Water Heater ≤ 55 GAL - EF 0.90 | Federal Standard 2015 Storage Water Heater ≤ 55 GAL - EF 0.62 | per Home | 20 | Based on PSE Business Case: APPROVED_Measure Case_Water Heater Res_2022 | 146.618 | 101.0035 | Using measure description efficiency metrics to adjust loads from RTF/2021P workbooks to consumptions. | Using measure description efficiency metrics to adjust loads from RTF/2021P workbooks to consumptions. | 0 | 0 | NA | NA | 595.7619 | 757.4323 | 0 | 2318.3065 | 1226.2583 | 0 | 0 | Technical Support Document - Residential Water Heaters, Direct Heating Equipment, and Pooler Heaters. November 2009, various retail prices from internet price research; calculated by linear interpolation | Technical Support Document - Residential Water Heaters, Direct Heating Equipment, and Pooler Heaters. November 2009. | Assuming no incremental O&M cost | 0 | 4.4709 | PSE NEI data | No applicable non-energy benefits | 100% | Equipment 100% technically feasible within end use | System | System
Pierce CountyManufacturedWater Heat LE 55 Gal6Existing | Pierce CountyManufacturedWater Heat LE 55 GalExisting | Pierce County | Manufactured | Water Heat LE 55 Gal | 6 | ENERGY STAR Tankless Water Heater ≤ 55 GAL - EF 0.90 | Existing | Water Heater - ENERGY STAR Tankless | ENERGY STAR Tankless Water Heater ≤ 55 GAL - EF 0.90 | Federal Standard 2015 Storage Water Heater ≤ 55 GAL - EF 0.62 | per Home | 20 | Based on PSE Business Case: APPROVED_Measure Case_Water Heater Res_2022 | 162.5538 | 111.9815 | Using measure description efficiency metrics to adjust loads from RTF/2021P workbooks to consumptions. | Using measure description efficiency metrics to adjust loads from RTF/2021P workbooks to consumptions. | 0 | 0 | NA | NA | 595.7619 | 757.4323 | 0 | 2318.3065 | 1226.2583 | 0 | 0 | Technical Support Document - Residential Water Heaters, Direct Heating Equipment, and Pooler Heaters. November 2009, various retail prices from internet price research; calculated by linear interpolation | Technical Support Document - Residential Water Heaters, Direct Heating Equipment, and Pooler Heaters. November 2009. | Assuming no incremental O&M cost | 0 | 13.5115 | PSE NEI data | No applicable non-energy benefits | 100% | Equipment 100% technically feasible within end use | System | System
Pierce CountyManufacturedWater Heat LE 55 Gal6New | Pierce CountyManufacturedWater Heat LE 55 GalNew | Pierce County | Manufactured | Water Heat LE 55 Gal | 6 | ENERGY STAR Tankless Water Heater ≤ 55 GAL - EF 0.90 | New | Water Heater - ENERGY STAR Tankless | ENERGY STAR Tankless Water Heater ≤ 55 GAL - EF 0.90 | Federal Standard 2015 Storage Water Heater ≤ 55 GAL - EF 0.62 | per Home | 20 | Based on PSE Business Case: APPROVED_Measure Case_Water Heater Res_2022 | 162.5538 | 111.9815 | Using measure description efficiency metrics to adjust loads from RTF/2021P workbooks to consumptions. | Using measure description efficiency metrics to adjust loads from RTF/2021P workbooks to consumptions. | 0 | 0 | NA | NA | 595.7619 | 757.4323 | 0 | 2318.3065 | 1226.2583 | 0 | 0 | Technical Support Document - Residential Water Heaters, Direct Heating Equipment, and Pooler Heaters. November 2009, various retail prices from internet price research; calculated by linear interpolation | Technical Support Document - Residential Water Heaters, Direct Heating Equipment, and Pooler Heaters. November 2009. | Assuming no incremental O&M cost | 0 | 13.5115 | PSE NEI data | No applicable non-energy benefits | 100% | Equipment 100% technically feasible within end use | System | System
Pierce CountyManufactured - Highly ImpactedWater Heat LE 55 Gal6Existing | Pierce CountyManufactured - Highly ImpactedWater Heat LE 55 GalExisting | Pierce County | Manufactured - Highly Impacted | Water Heat LE 55 Gal | 6 | ENERGY STAR Tankless Water Heater ≤ 55 GAL - EF 0.90 | Existing | Water Heater - ENERGY STAR Tankless | ENERGY STAR Tankless Water Heater ≤ 55 GAL - EF 0.90 | Federal Standard 2015 Storage Water Heater ≤ 55 GAL - EF 0.62 | per Home | 20 | Based on PSE Business Case: APPROVED_Measure Case_Water Heater Res_2022 | 138.5975 | 95.4783 | Using measure description efficiency metrics to adjust loads from RTF/2021P workbooks to consumptions. | Using measure description efficiency metrics to adjust loads from RTF/2021P workbooks to consumptions. | 0 | 0 | NA | NA | 595.7619 | 757.4323 | 0 | 2318.3065 | 1226.2583 | 0 | 0 | Technical Support Document - Residential Water Heaters, Direct Heating Equipment, and Pooler Heaters. November 2009, various retail prices from internet price research; calculated by linear interpolation | Technical Support Document - Residential Water Heaters, Direct Heating Equipment, and Pooler Heaters. November 2009. | Assuming no incremental O&M cost | 0 | 4.2263 | PSE NEI data | No applicable non-energy benefits | 100% | Equipment 100% technically feasible within end use | System | System
Pierce CountyManufactured - Highly ImpactedWater Heat LE 55 Gal6New | Pierce CountyManufactured - Highly ImpactedWater Heat LE 55 GalNew | Pierce County | Manufactured - Highly Impacted | Water Heat LE 55 Gal | 6 | ENERGY STAR Tankless Water Heater ≤ 55 GAL - EF 0.90 | New | Water Heater - ENERGY STAR Tankless | ENERGY STAR Tankless Water Heater ≤ 55 GAL - EF 0.90 | Federal Standard 2015 Storage Water Heater ≤ 55 GAL - EF 0.62 | per Home | 20 | Based on PSE Business Case: APPROVED_Measure Case_Water Heater Res_2022 | 138.5975 | 95.4783 | Using measure description efficiency metrics to adjust loads from RTF/2021P workbooks to consumptions. | Using measure description efficiency metrics to adjust loads from RTF/2021P workbooks to consumptions. | 0 | 0 | NA | NA | 595.7619 | 757.4323 | 0 | 2318.3065 | 1226.2583 | 0 | 0 | Technical Support Document - Residential Water Heaters, Direct Heating Equipment, and Pooler Heaters. November 2009, various retail prices from internet price research; calculated by linear interpolation | Technical Support Document - Residential Water Heaters, Direct Heating Equipment, and Pooler Heaters. November 2009. | Assuming no incremental O&M cost | 0 | 4.2263 | PSE NEI data | No applicable non-energy benefits | 100% | Equipment 100% technically feasible within end use | System | System
Pierce CountySingle FamilyWater Heat GT 55 Gal1Existing | Pierce CountySingle FamilyWater Heat GT 55 GalExisting | Pierce County | Single Family | Water Heat GT 55 Gal | 1 | Below Standard Water Heater > 55 GAL - EF 0.52 | Existing | Water Heater - Below Standard | Below Standard Water Heater > 55 GAL - EF 0.52 | Below Standard Water Heater > 55 GAL - EF 0.52 | per Home | 7 | Assuming half the measure life for below standard equipment. Based on RTF workbook ResGasWH_v1_2 | 218.6436 | 218.6436 | Using measure description efficiency metrics to adjust loads from RTF/2021P workbooks to consumptions. | Using measure description efficiency metrics to adjust loads from RTF/2021P workbooks to consumptions. | 0 | 0 | NA | NA | 0 | 0 | 0 | 0 | 0 | 0 | 0 | Baseline is equal to efficient case | Baseline is equal to efficient case | Baseline is equal to efficient case | 0 | 0 | No applicable non-energy benefits | No applicable non-energy benefits | 100% | Equipment 100% technically feasible within end use | System | System
Pierce CountySingle FamilyWater Heat GT 55 Gal1New | Pierce CountySingle FamilyWater Heat GT 55 GalNew | Pierce County | Single Family | Water Heat GT 55 Gal | 1 | Below Standard Water Heater > 55 GAL - EF 0.52 | New | Water Heater - Below Standard | Below Standard Water Heater > 55 GAL - EF 0.52 | Below Standard Water Heater > 55 GAL - EF 0.52 | per Home | 7 | Assuming half the measure life for below standard equipment. Based on RTF workbook ResGasWH_v1_2 | 218.6436 | 218.6436 | Using measure description efficiency metrics to adjust loads from RTF/2021P workbooks to consumptions. | Using measure description efficiency metrics to adjust loads from RTF/2021P workbooks to consumptions. | 0 | 0 | NA | NA | 0 | 0 | 0 | 0 | 0 | 0 | 0 | Baseline is equal to efficient case | Baseline is equal to efficient case | Baseline is equal to efficient case | 0 | 0 | No applicable non-energy benefits | No applicable non-energy benefits | 100% | Equipment 100% technically feasible within end use | System | System
Pierce CountySingle Family - Highly ImpactedWater Heat GT 55 Gal1Existing | Pierce CountySingle Family - Highly ImpactedWater Heat GT 55 GalExisting | Pierce County | Single Family - Highly Impacted | Water Heat GT 55 Gal | 1 | Below Standard Water Heater > 55 GAL - EF 0.52 | Existing | Water Heater - Below Standard | Below Standard Water Heater > 55 GAL - EF 0.52 | Below Standard Water Heater > 55 GAL - EF 0.52 | per Home | 7 | Assuming half the measure life for below standard equipment. Based on RTF workbook ResGasWH_v1_2 | 191.0168 | 191.0168 | Using measure description efficiency metrics to adjust loads from RTF/2021P workbooks to consumptions. | Using measure description efficiency metrics to adjust loads from RTF/2021P workbooks to consumptions. | 0 | 0 | NA | NA | 0 | 0 | 0 | 0 | 0 | 0 | 0 | Baseline is equal to efficient case | Baseline is equal to efficient case | Baseline is equal to efficient case | 0 | 0 | No applicable non-energy benefits | No applicable non-energy benefits | 100% | Equipment 100% technically feasible within end use | System | System
Pierce CountySingle Family - Highly ImpactedWater Heat GT 55 Gal1New | Pierce CountySingle Family - Highly ImpactedWater Heat GT 55 GalNew | Pierce County | Single Family - Highly Impacted | Water Heat GT 55 Gal | 1 | Below Standard Water Heater > 55 GAL - EF 0.52 | New | Water Heater - Below Standard | Below Standard Water Heater > 55 GAL - EF 0.52 | Below Standard Water Heater > 55 GAL - EF 0.52 | per Home | 7 | Assuming half the measure life for below standard equipment. Based on RTF workbook ResGasWH_v1_2 | 191.0168 | 191.0168 | Using measure description efficiency metrics to adjust loads from RTF/2021P workbooks to consumptions. | Using measure description efficiency metrics to adjust loads from RTF/2021P workbooks to consumptions. | 0 | 0 | NA | NA | 0 | 0 | 0 | 0 | 0 | 0 | 0 | Baseline is equal to efficient case | Baseline is equal to efficient case | Baseline is equal to efficient case | 0 | 0 | No applicable non-energy benefits | No applicable non-energy benefits | 100% | Equipment 100% technically feasible within end use | System | System
Pierce CountyMultifamilyWater Heat GT 55 Gal1Existing | Pierce CountyMultifamilyWater Heat GT 55 GalExisting | Pierce County | Multifamily | Water Heat GT 55 Gal | 1 | Below Standard Water Heater > 55 GAL - EF 0.52 | Existing | Water Heater - Below Standard | Below Standard Water Heater > 55 GAL - EF 0.52 | Below Standard Water Heater > 55 GAL - EF 0.52 | per Home | 7 | Assuming half the measure life for below standard equipment. Based on RTF workbook ResGasWH_v1_2 | 155.2852 | 155.2852 | Using measure description efficiency metrics to adjust loads from RTF/2021P workbooks to consumptions. | Using measure description efficiency metrics to adjust loads from RTF/2021P workbooks to consumptions. | 0 | 0 | NA | NA | 0 | 0 | 0 | 0 | 0 | 0 | 0 | Baseline is equal to efficient case | Baseline is equal to efficient case | Baseline is equal to efficient case | 0 | 0 | No applicable non-energy benefits | No applicable non-energy benefits | 100% | Equipment 100% technically feasible within end use | System | System
Pierce CountyMultifamilyWater Heat GT 55 Gal1New | Pierce CountyMultifamilyWater Heat GT 55 GalNew | Pierce County | Multifamily | Water Heat GT 55 Gal | 1 | Below Standard Water Heater > 55 GAL - EF 0.52 | New | Water Heater - Below Standard | Below Standard Water Heater > 55 GAL - EF 0.52 | Below Standard Water Heater > 55 GAL - EF 0.52 | per Home | 7 | Assuming half the measure life for below standard equipment. Based on RTF workbook ResGasWH_v1_2 | 155.2852 | 155.2852 | Using measure description efficiency metrics to adjust loads from RTF/2021P workbooks to consumptions. | Using measure description efficiency metrics to adjust loads from RTF/2021P workbooks to consumptions. | 0 | 0 | NA | NA | 0 | 0 | 0 | 0 | 0 | 0 | 0 | Baseline is equal to efficient case | Baseline is equal to efficient case | Baseline is equal to efficient case | 0 | 0 | No applicable non-energy benefits | No applicable non-energy benefits | 100% | Equipment 100% technically feasible within end use | System | System
Pierce CountyMultifamily - Highly ImpactedWater Heat GT 55 Gal1Existing | Pierce CountyMultifamily - Highly ImpactedWater Heat GT 55 GalExisting | Pierce County | Multifamily - Highly Impacted | Water Heat GT 55 Gal | 1 | Below Standard Water Heater > 55 GAL - EF 0.52 | Existing | Water Heater - Below Standard | Below Standard Water Heater > 55 GAL - EF 0.52 | Below Standard Water Heater > 55 GAL - EF 0.52 | per Home | 7 | Assuming half the measure life for below standard equipment. Based on RTF workbook ResGasWH_v1_2 | 174.8138 | 174.8138 | Using measure description efficiency metrics to adjust loads from RTF/2021P workbooks to consumptions. | Using measure description efficiency metrics to adjust loads from RTF/2021P workbooks to consumptions. | 0 | 0 | NA | NA | 0 | 0 | 0 | 0 | 0 | 0 | 0 | Baseline is equal to efficient case | Baseline is equal to efficient case | Baseline is equal to efficient case | 0 | 0 | No applicable non-energy benefits | No applicable non-energy benefits | 100% | Equipment 100% technically feasible within end use | System | System
Pierce CountyMultifamily - Highly ImpactedWater Heat GT 55 Gal1New | Pierce CountyMultifamily - Highly ImpactedWater Heat GT 55 GalNew | Pierce County | Multifamily - Highly Impacted | Water Heat GT 55 Gal | 1 | Below Standard Water Heater > 55 GAL - EF 0.52 | New | Water Heater - Below Standard | Below Standard Water Heater > 55 GAL - EF 0.52 | Below Standard Water Heater > 55 GAL - EF 0.52 | per Home | 7 | Assuming half the measure life for below standard equipment. Based on RTF workbook ResGasWH_v1_2 | 174.8138 | 174.8138 | Using measure description efficiency metrics to adjust loads from RTF/2021P workbooks to consumptions. | Using measure description efficiency metrics to adjust loads from RTF/2021P workbooks to consumptions. | 0 | 0 | NA | NA | 0 | 0 | 0 | 0 | 0 | 0 | 0 | Baseline is equal to efficient case | Baseline is equal to efficient case | Baseline is equal to efficient case | 0 | 0 | No applicable non-energy benefits | No applicable non-energy benefits | 100% | Equipment 100% technically feasible within end use | System | System
Pierce CountyManufacturedWater Heat GT 55 Gal1Existing | Pierce CountyManufacturedWater Heat GT 55 GalExisting | Pierce County | Manufactured | Water Heat GT 55 Gal | 1 | Below Standard Water Heater > 55 GAL - EF 0.52 | Existing | Water Heater - Below Standard | Below Standard Water Heater > 55 GAL - EF 0.52 | Below Standard Water Heater > 55 GAL - EF 0.52 | per Home | 7 | Assuming half the measure life for below standard equipment. Based on RTF workbook ResGasWH_v1_2 | 193.8142 | 193.8142 | Using measure description efficiency metrics to adjust loads from RTF/2021P workbooks to consumptions. | Using measure description efficiency metrics to adjust loads from RTF/2021P workbooks to consumptions. | 0 | 0 | NA | NA | 0 | 0 | 0 | 0 | 0 | 0 | 0 | Baseline is equal to efficient case | Baseline is equal to efficient case | Baseline is equal to efficient case | 0 | 0 | No applicable non-energy benefits | No applicable non-energy benefits | 100% | Equipment 100% technically feasible within end use | System | System
Pierce CountyManufacturedWater Heat GT 55 Gal1New | Pierce CountyManufacturedWater Heat GT 55 GalNew | Pierce County | Manufactured | Water Heat GT 55 Gal | 1 | Below Standard Water Heater > 55 GAL - EF 0.52 | New | Water Heater - Below Standard | Below Standard Water Heater > 55 GAL - EF 0.52 | Below Standard Water Heater > 55 GAL - EF 0.52 | per Home | 7 | Assuming half the measure life for below standard equipment. Based on RTF workbook ResGasWH_v1_2 | 193.8142 | 193.8142 | Using measure description efficiency metrics to adjust loads from RTF/2021P workbooks to consumptions. | Using measure description efficiency metrics to adjust loads from RTF/2021P workbooks to consumptions. | 0 | 0 | NA | NA | 0 | 0 | 0 | 0 | 0 | 0 | 0 | Baseline is equal to efficient case | Baseline is equal to efficient case | Baseline is equal to efficient case | 0 | 0 | No applicable non-energy benefits | No applicable non-energy benefits | 100% | Equipment 100% technically feasible within end use | System | System
Pierce CountyManufactured - Highly ImpactedWater Heat GT 55 Gal1Existing | Pierce CountyManufactured - Highly ImpactedWater Heat GT 55 GalExisting | Pierce County | Manufactured - Highly Impacted | Water Heat GT 55 Gal | 1 | Below Standard Water Heater > 55 GAL - EF 0.52 | Existing | Water Heater - Below Standard | Below Standard Water Heater > 55 GAL - EF 0.52 | Below Standard Water Heater > 55 GAL - EF 0.52 | per Home | 7 | Assuming half the measure life for below standard equipment. Based on RTF workbook ResGasWH_v1_2 | 165.2509 | 165.2509 | Using measure description efficiency metrics to adjust loads from RTF/2021P workbooks to consumptions. | Using measure description efficiency metrics to adjust loads from RTF/2021P workbooks to consumptions. | 0 | 0 | NA | NA | 0 | 0 | 0 | 0 | 0 | 0 | 0 | Baseline is equal to efficient case | Baseline is equal to efficient case | Baseline is equal to efficient case | 0 | 0 | No applicable non-energy benefits | No applicable non-energy benefits | 100% | Equipment 100% technically feasible within end use | System | System
Pierce CountyManufactured - Highly ImpactedWater Heat GT 55 Gal1New | Pierce CountyManufactured - Highly ImpactedWater Heat GT 55 GalNew | Pierce County | Manufactured - Highly Impacted | Water Heat GT 55 Gal | 1 | Below Standard Water Heater > 55 GAL - EF 0.52 | New | Water Heater - Below Standard | Below Standard Water Heater > 55 GAL - EF 0.52 | Below Standard Water Heater > 55 GAL - EF 0.52 | per Home | 7 | Assuming half the measure life for below standard equipment. Based on RTF workbook ResGasWH_v1_2 | 165.2509 | 165.2509 | Using measure description efficiency metrics to adjust loads from RTF/2021P workbooks to consumptions. | Using measure description efficiency metrics to adjust loads from RTF/2021P workbooks to consumptions. | 0 | 0 | NA | NA | 0 | 0 | 0 | 0 | 0 | 0 | 0 | Baseline is equal to efficient case | Baseline is equal to efficient case | Baseline is equal to efficient case | 0 | 0 | No applicable non-energy benefits | No applicable non-energy benefits | 100% | Equipment 100% technically feasible within end use | System | System
Pierce CountySingle FamilyWater Heat GT 55 Gal2Existing | Pierce CountySingle FamilyWater Heat GT 55 GalExisting | Pierce County | Single Family | Water Heat GT 55 Gal | 2 | Federal Standard 2015 Condensing Water Heater > 55 GAL - EF 0.74 | Existing | Water Heater - Federal Standard 2015 Condensing | Federal Standard 2015 Condensing Water Heater > 55 GAL - EF 0.74 | Federal Standard 2015 Condensing Water Heater > 55 GAL - EF 0.74 | per Home | 13 | Based on RTF workbook ResGasWH_v1_2 | 153.6415 | 153.6415 | Using measure description efficiency metrics to adjust loads from RTF/2021P workbooks to consumptions. | Using measure description efficiency metrics to adjust loads from RTF/2021P workbooks to consumptions. | 0 | 0 | NA | NA | 0 | 0 | 0 | 985.5502 | 960.201 | 0 | 0 | Baseline is equal to efficient case | Baseline is equal to efficient case | Baseline is equal to efficient case | 0 | 0 | No applicable non-energy benefits | No applicable non-energy benefits | 100% | Equipment 100% technically feasible within end use | System | System
Pierce CountySingle FamilyWater Heat GT 55 Gal2New | Pierce CountySingle FamilyWater Heat GT 55 GalNew | Pierce County | Single Family | Water Heat GT 55 Gal | 2 | Federal Standard 2015 Condensing Water Heater > 55 GAL - EF 0.74 | New | Water Heater - Federal Standard 2015 Condensing | Federal Standard 2015 Condensing Water Heater > 55 GAL - EF 0.74 | Federal Standard 2015 Condensing Water Heater > 55 GAL - EF 0.74 | per Home | 13 | Based on RTF workbook ResGasWH_v1_2 | 153.6415 | 153.6415 | Using measure description efficiency metrics to adjust loads from RTF/2021P workbooks to consumptions. | Using measure description efficiency metrics to adjust loads from RTF/2021P workbooks to consumptions. | 0 | 0 | NA | NA | 0 | 0 | 0 | 985.5502 | 960.201 | 0 | 0 | Baseline is equal to efficient case | Baseline is equal to efficient case | Baseline is equal to efficient case | 0 | 0 | No applicable non-energy benefits | No applicable non-energy benefits | 100% | Equipment 100% technically feasible within end use | System | System
Pierce CountySingle Family - Highly ImpactedWater Heat GT 55 Gal2Existing | Pierce CountySingle Family - Highly ImpactedWater Heat GT 55 GalExisting | Pierce County | Single Family - Highly Impacted | Water Heat GT 55 Gal | 2 | Federal Standard 2015 Condensing Water Heater > 55 GAL - EF 0.74 | Existing | Water Heater - Federal Standard 2015 Condensing | Federal Standard 2015 Condensing Water Heater > 55 GAL - EF 0.74 | Federal Standard 2015 Condensing Water Heater > 55 GAL - EF 0.74 | per Home | 13 | Based on RTF workbook ResGasWH_v1_2 | 134.228 | 134.228 | Using measure description efficiency metrics to adjust loads from RTF/2021P workbooks to consumptions. | Using measure description efficiency metrics to adjust loads from RTF/2021P workbooks to consumptions. | 0 | 0 | NA | NA | 0 | 0 | 0 | 985.5502 | 960.201 | 0 | 0 | Baseline is equal to efficient case | Baseline is equal to efficient case | Baseline is equal to efficient case | 0 | 0 | No applicable non-energy benefits | No applicable non-energy benefits | 100% | Equipment 100% technically feasible within end use | System | System
Pierce CountySingle Family - Highly ImpactedWater Heat GT 55 Gal2New | Pierce CountySingle Family - Highly ImpactedWater Heat GT 55 GalNew | Pierce County | Single Family - Highly Impacted | Water Heat GT 55 Gal | 2 | Federal Standard 2015 Condensing Water Heater > 55 GAL - EF 0.74 | New | Water Heater - Federal Standard 2015 Condensing | Federal Standard 2015 Condensing Water Heater > 55 GAL - EF 0.74 | Federal Standard 2015 Condensing Water Heater > 55 GAL - EF 0.74 | per Home | 13 | Based on RTF workbook ResGasWH_v1_2 | 134.228 | 134.228 | Using measure description efficiency metrics to adjust loads from RTF/2021P workbooks to consumptions. | Using measure description efficiency metrics to adjust loads from RTF/2021P workbooks to consumptions. | 0 | 0 | NA | NA | 0 | 0 | 0 | 985.5502 | 960.201 | 0 | 0 | Baseline is equal to efficient case | Baseline is equal to efficient case | Baseline is equal to efficient case | 0 | 0 | No applicable non-energy benefits | No applicable non-energy benefits | 100% | Equipment 100% technically feasible within end use | System | System
Pierce CountyMultifamilyWater Heat GT 55 Gal2Existing | Pierce CountyMultifamilyWater Heat GT 55 GalExisting | Pierce County | Multifamily | Water Heat GT 55 Gal | 2 | Federal Standard 2015 Condensing Water Heater > 55 GAL - EF 0.74 | Existing | Water Heater - Federal Standard 2015 Condensing | Federal Standard 2015 Condensing Water Heater > 55 GAL - EF 0.74 | Federal Standard 2015 Condensing Water Heater > 55 GAL - EF 0.74 | per Home | 13 | Based on RTF workbook ResGasWH_v1_2 | 109.1193 | 109.1193 | Using measure description efficiency metrics to adjust loads from RTF/2021P workbooks to consumptions. | Using measure description efficiency metrics to adjust loads from RTF/2021P workbooks to consumptions. | 0 | 0 | NA | NA | 0 | 0 | 0 | 985.5502 | 960.201 | 0 | 0 | Baseline is equal to efficient case | Baseline is equal to efficient case | Baseline is equal to efficient case | 0 | 0 | No applicable non-energy benefits | No applicable non-energy benefits | 100% | Equipment 100% technically feasible within end use | System | System
Pierce CountyMultifamilyWater Heat GT 55 Gal2New | Pierce CountyMultifamilyWater Heat GT 55 GalNew | Pierce County | Multifamily | Water Heat GT 55 Gal | 2 | Federal Standard 2015 Condensing Water Heater > 55 GAL - EF 0.74 | New | Water Heater - Federal Standard 2015 Condensing | Federal Standard 2015 Condensing Water Heater > 55 GAL - EF 0.74 | Federal Standard 2015 Condensing Water Heater > 55 GAL - EF 0.74 | per Home | 13 | Based on RTF workbook ResGasWH_v1_2 | 109.1193 | 109.1193 | Using measure description efficiency metrics to adjust loads from RTF/2021P workbooks to consumptions. | Using measure description efficiency metrics to adjust loads from RTF/2021P workbooks to consumptions. | 0 | 0 | NA | NA | 0 | 0 | 0 | 985.5502 | 960.201 | 0 | 0 | Baseline is equal to efficient case | Baseline is equal to efficient case | Baseline is equal to efficient case | 0 | 0 | No applicable non-energy benefits | No applicable non-energy benefits | 100% | Equipment 100% technically feasible within end use | System | System
Pierce CountyMultifamily - Highly ImpactedWater Heat GT 55 Gal2Existing | Pierce CountyMultifamily - Highly ImpactedWater Heat GT 55 GalExisting | Pierce County | Multifamily - Highly Impacted | Water Heat GT 55 Gal | 2 | Federal Standard 2015 Condensing Water Heater > 55 GAL - EF 0.74 | Existing | Water Heater - Federal Standard 2015 Condensing | Federal Standard 2015 Condensing Water Heater > 55 GAL - EF 0.74 | Federal Standard 2015 Condensing Water Heater > 55 GAL - EF 0.74 | per Home | 13 | Based on RTF workbook ResGasWH_v1_2 | 122.8421 | 122.8421 | Using measure description efficiency metrics to adjust loads from RTF/2021P workbooks to consumptions. | Using measure description efficiency metrics to adjust loads from RTF/2021P workbooks to consumptions. | 0 | 0 | NA | NA | 0 | 0 | 0 | 985.5502 | 960.201 | 0 | 0 | Baseline is equal to efficient case | Baseline is equal to efficient case | Baseline is equal to efficient case | 0 | 0 | No applicable non-energy benefits | No applicable non-energy benefits | 100% | Equipment 100% technically feasible within end use | System | System
Pierce CountyMultifamily - Highly ImpactedWater Heat GT 55 Gal2New | Pierce CountyMultifamily - Highly ImpactedWater Heat GT 55 GalNew | Pierce County | Multifamily - Highly Impacted | Water Heat GT 55 Gal | 2 | Federal Standard 2015 Condensing Water Heater > 55 GAL - EF 0.74 | New | Water Heater - Federal Standard 2015 Condensing | Federal Standard 2015 Condensing Water Heater > 55 GAL - EF 0.74 | Federal Standard 2015 Condensing Water Heater > 55 GAL - EF 0.74 | per Home | 13 | Based on RTF workbook ResGasWH_v1_2 | 122.8421 | 122.8421 | Using measure description efficiency metrics to adjust loads from RTF/2021P workbooks to consumptions. | Using measure description efficiency metrics to adjust loads from RTF/2021P workbooks to consumptions. | 0 | 0 | NA | NA | 0 | 0 | 0 | 985.5502 | 960.201 | 0 | 0 | Baseline is equal to efficient case | Baseline is equal to efficient case | Baseline is equal to efficient case | 0 | 0 | No applicable non-energy benefits | No applicable non-energy benefits | 100% | Equipment 100% technically feasible within end use | System | System
Pierce CountyManufacturedWater Heat GT 55 Gal2Existing | Pierce CountyManufacturedWater Heat GT 55 GalExisting | Pierce County | Manufactured | Water Heat GT 55 Gal | 2 | Federal Standard 2015 Condensing Water Heater > 55 GAL - EF 0.74 | Existing | Water Heater - Federal Standard 2015 Condensing | Federal Standard 2015 Condensing Water Heater > 55 GAL - EF 0.74 | Federal Standard 2015 Condensing Water Heater > 55 GAL - EF 0.74 | per Home | 13 | Based on RTF workbook ResGasWH_v1_2 | 136.1937 | 136.1937 | Using measure description efficiency metrics to adjust loads from RTF/2021P workbooks to consumptions. | Using measure description efficiency metrics to adjust loads from RTF/2021P workbooks to consumptions. | 0 | 0 | NA | NA | 0 | 0 | 0 | 985.5502 | 960.201 | 0 | 0 | Baseline is equal to efficient case | Baseline is equal to efficient case | Baseline is equal to efficient case | 0 | 0 | No applicable non-energy benefits | No applicable non-energy benefits | 100% | Equipment 100% technically feasible within end use | System | System
Pierce CountyManufacturedWater Heat GT 55 Gal2New | Pierce CountyManufacturedWater Heat GT 55 GalNew | Pierce County | Manufactured | Water Heat GT 55 Gal | 2 | Federal Standard 2015 Condensing Water Heater > 55 GAL - EF 0.74 | New | Water Heater - Federal Standard 2015 Condensing | Federal Standard 2015 Condensing Water Heater > 55 GAL - EF 0.74 | Federal Standard 2015 Condensing Water Heater > 55 GAL - EF 0.74 | per Home | 13 | Based on RTF workbook ResGasWH_v1_2 | 136.1937 | 136.1937 | Using measure description efficiency metrics to adjust loads from RTF/2021P workbooks to consumptions. | Using measure description efficiency metrics to adjust loads from RTF/2021P workbooks to consumptions. | 0 | 0 | NA | NA | 0 | 0 | 0 | 985.5502 | 960.201 | 0 | 0 | Baseline is equal to efficient case | Baseline is equal to efficient case | Baseline is equal to efficient case | 0 | 0 | No applicable non-energy benefits | No applicable non-energy benefits | 100% | Equipment 100% technically feasible within end use | System | System
Pierce CountyManufactured - Highly ImpactedWater Heat GT 55 Gal2Existing | Pierce CountyManufactured - Highly ImpactedWater Heat GT 55 GalExisting | Pierce County | Manufactured - Highly Impacted | Water Heat GT 55 Gal | 2 | Federal Standard 2015 Condensing Water Heater > 55 GAL - EF 0.74 | Existing | Water Heater - Federal Standard 2015 Condensing | Federal Standard 2015 Condensing Water Heater > 55 GAL - EF 0.74 | Federal Standard 2015 Condensing Water Heater > 55 GAL - EF 0.74 | per Home | 13 | Based on RTF workbook ResGasWH_v1_2 | 116.1222 | 116.1222 | Using measure description efficiency metrics to adjust loads from RTF/2021P workbooks to consumptions. | Using measure description efficiency metrics to adjust loads from RTF/2021P workbooks to consumptions. | 0 | 0 | NA | NA | 0 | 0 | 0 | 985.5502 | 960.201 | 0 | 0 | Baseline is equal to efficient case | Baseline is equal to efficient case | Baseline is equal to efficient case | 0 | 0 | No applicable non-energy benefits | No applicable non-energy benefits | 100% | Equipment 100% technically feasible within end use | System | System
Pierce CountyManufactured - Highly ImpactedWater Heat GT 55 Gal2New | Pierce CountyManufactured - Highly ImpactedWater Heat GT 55 GalNew | Pierce County | Manufactured - Highly Impacted | Water Heat GT 55 Gal | 2 | Federal Standard 2015 Condensing Water Heater > 55 GAL - EF 0.74 | New | Water Heater - Federal Standard 2015 Condensing | Federal Standard 2015 Condensing Water Heater > 55 GAL - EF 0.74 | Federal Standard 2015 Condensing Water Heater > 55 GAL - EF 0.74 | per Home | 13 | Based on RTF workbook ResGasWH_v1_2 | 116.1222 | 116.1222 | Using measure description efficiency metrics to adjust loads from RTF/2021P workbooks to consumptions. | Using measure description efficiency metrics to adjust loads from RTF/2021P workbooks to consumptions. | 0 | 0 | NA | NA | 0 | 0 | 0 | 985.5502 | 960.201 | 0 | 0 | Baseline is equal to efficient case | Baseline is equal to efficient case | Baseline is equal to efficient case | 0 | 0 | No applicable non-energy benefits | No applicable non-energy benefits | 100% | Equipment 100% technically feasible within end use | System | System
Pierce CountySingle FamilyWater Heat GT 55 Gal3Existing | Pierce CountySingle FamilyWater Heat GT 55 GalExisting | Pierce County | Single Family | Water Heat GT 55 Gal | 3 | Market Standard Water Heater > 55 GAL | Existing | Water Heater - Market Standard | Market Standard Water Heater > 55 GAL | Market Standard Water Heater > 55 GAL | per Home | 13 | Based on RTF workbook ResGasWH_v1_2 | 147.1385 | 147.1385 | Using measure description efficiency metrics to adjust loads from RTF/2021P workbooks to consumptions. | Using measure description efficiency metrics to adjust loads from RTF/2021P workbooks to consumptions. | 0 | 0 | NA | NA | 0 | 0 | 0 | 0 | 0 | 0 | 0 | Baseline is equal to efficient case | Baseline is equal to efficient case | Baseline is equal to efficient case | 0 | 0 | No applicable non-energy benefits | No applicable non-energy benefits | 100% | Equipment 100% technically feasible within end use | System | System
Pierce CountySingle FamilyWater Heat GT 55 Gal3New | Pierce CountySingle FamilyWater Heat GT 55 GalNew | Pierce County | Single Family | Water Heat GT 55 Gal | 3 | Market Standard Water Heater > 55 GAL | New | Water Heater - Market Standard | Market Standard Water Heater > 55 GAL | Market Standard Water Heater > 55 GAL | per Home | 13 | Based on RTF workbook ResGasWH_v1_2 | 147.1385 | 147.1385 | Using measure description efficiency metrics to adjust loads from RTF/2021P workbooks to consumptions. | Using measure description efficiency metrics to adjust loads from RTF/2021P workbooks to consumptions. | 0 | 0 | NA | NA | 0 | 0 | 0 | 0 | 0 | 0 | 0 | Baseline is equal to efficient case | Baseline is equal to efficient case | Baseline is equal to efficient case | 0 | 0 | No applicable non-energy benefits | No applicable non-energy benefits | 100% | Equipment 100% technically feasible within end use | System | System
Pierce CountySingle Family - Highly ImpactedWater Heat GT 55 Gal3Existing | Pierce CountySingle Family - Highly ImpactedWater Heat GT 55 GalExisting | Pierce County | Single Family - Highly Impacted | Water Heat GT 55 Gal | 3 | Market Standard Water Heater > 55 GAL | Existing | Water Heater - Market Standard | Market Standard Water Heater > 55 GAL | Market Standard Water Heater > 55 GAL | per Home | 13 | Based on RTF workbook ResGasWH_v1_2 | 128.5467 | 128.5467 | Using measure description efficiency metrics to adjust loads from RTF/2021P workbooks to consumptions. | Using measure description efficiency metrics to adjust loads from RTF/2021P workbooks to consumptions. | 0 | 0 | NA | NA | 0 | 0 | 0 | 0 | 0 | 0 | 0 | Baseline is equal to efficient case | Baseline is equal to efficient case | Baseline is equal to efficient case | 0 | 0 | No applicable non-energy benefits | No applicable non-energy benefits | 100% | Equipment 100% technically feasible within end use | System | System
Pierce CountySingle Family - Highly ImpactedWater Heat GT 55 Gal3New | Pierce CountySingle Family - Highly ImpactedWater Heat GT 55 GalNew | Pierce County | Single Family - Highly Impacted | Water Heat GT 55 Gal | 3 | Market Standard Water Heater > 55 GAL | New | Water Heater - Market Standard | Market Standard Water Heater > 55 GAL | Market Standard Water Heater > 55 GAL | per Home | 13 | Based on RTF workbook ResGasWH_v1_2 | 128.5467 | 128.5467 | Using measure description efficiency metrics to adjust loads from RTF/2021P workbooks to consumptions. | Using measure description efficiency metrics to adjust loads from RTF/2021P workbooks to consumptions. | 0 | 0 | NA | NA | 0 | 0 | 0 | 0 | 0 | 0 | 0 | Baseline is equal to efficient case | Baseline is equal to efficient case | Baseline is equal to efficient case | 0 | 0 | No applicable non-energy benefits | No applicable non-energy benefits | 100% | Equipment 100% technically feasible within end use | System | System
Pierce CountyMultifamilyWater Heat GT 55 Gal3Existing | Pierce CountyMultifamilyWater Heat GT 55 GalExisting | Pierce County | Multifamily | Water Heat GT 55 Gal | 3 | Market Standard Water Heater > 55 GAL | Existing | Water Heater - Market Standard | Market Standard Water Heater > 55 GAL | Market Standard Water Heater > 55 GAL | per Home | 13 | Based on RTF workbook ResGasWH_v1_2 | 104.5008 | 104.5008 | Using measure description efficiency metrics to adjust loads from RTF/2021P workbooks to consumptions. | Using measure description efficiency metrics to adjust loads from RTF/2021P workbooks to consumptions. | 0 | 0 | NA | NA | 0 | 0 | 0 | 0 | 0 | 0 | 0 | Baseline is equal to efficient case | Baseline is equal to efficient case | Baseline is equal to efficient case | 0 | 0 | No applicable non-energy benefits | No applicable non-energy benefits | 100% | Equipment 100% technically feasible within end use | System | System
Pierce CountyMultifamilyWater Heat GT 55 Gal3New | Pierce CountyMultifamilyWater Heat GT 55 GalNew | Pierce County | Multifamily | Water Heat GT 55 Gal | 3 | Market Standard Water Heater > 55 GAL | New | Water Heater - Market Standard | Market Standard Water Heater > 55 GAL | Market Standard Water Heater > 55 GAL | per Home | 13 | Based on RTF workbook ResGasWH_v1_2 | 104.5008 | 104.5008 | Using measure description efficiency metrics to adjust loads from RTF/2021P workbooks to consumptions. | Using measure description efficiency metrics to adjust loads from RTF/2021P workbooks to consumptions. | 0 | 0 | NA | NA | 0 | 0 | 0 | 0 | 0 | 0 | 0 | Baseline is equal to efficient case | Baseline is equal to efficient case | Baseline is equal to efficient case | 0 | 0 | No applicable non-energy benefits | No applicable non-energy benefits | 100% | Equipment 100% technically feasible within end use | System | System
Pierce CountyMultifamily - Highly ImpactedWater Heat GT 55 Gal3Existing | Pierce CountyMultifamily - Highly ImpactedWater Heat GT 55 GalExisting | Pierce County | Multifamily - Highly Impacted | Water Heat GT 55 Gal | 3 | Market Standard Water Heater > 55 GAL | Existing | Water Heater - Market Standard | Market Standard Water Heater > 55 GAL | Market Standard Water Heater > 55 GAL | per Home | 13 | Based on RTF workbook ResGasWH_v1_2 | 117.6427 | 117.6427 | Using measure description efficiency metrics to adjust loads from RTF/2021P workbooks to consumptions. | Using measure description efficiency metrics to adjust loads from RTF/2021P workbooks to consumptions. | 0 | 0 | NA | NA | 0 | 0 | 0 | 0 | 0 | 0 | 0 | Baseline is equal to efficient case | Baseline is equal to efficient case | Baseline is equal to efficient case | 0 | 0 | No applicable non-energy benefits | No applicable non-energy benefits | 100% | Equipment 100% technically feasible within end use | System | System
Pierce CountyMultifamily - Highly ImpactedWater Heat GT 55 Gal3New | Pierce CountyMultifamily - Highly ImpactedWater Heat GT 55 GalNew | Pierce County | Multifamily - Highly Impacted | Water Heat GT 55 Gal | 3 | Market Standard Water Heater > 55 GAL | New | Water Heater - Market Standard | Market Standard Water Heater > 55 GAL | Market Standard Water Heater > 55 GAL | per Home | 13 | Based on RTF workbook ResGasWH_v1_2 | 117.6427 | 117.6427 | Using measure description efficiency metrics to adjust loads from RTF/2021P workbooks to consumptions. | Using measure description efficiency metrics to adjust loads from RTF/2021P workbooks to consumptions. | 0 | 0 | NA | NA | 0 | 0 | 0 | 0 | 0 | 0 | 0 | Baseline is equal to efficient case | Baseline is equal to efficient case | Baseline is equal to efficient case | 0 | 0 | No applicable non-energy benefits | No applicable non-energy benefits | 100% | Equipment 100% technically feasible within end use | System | System
Pierce CountyManufacturedWater Heat GT 55 Gal3Existing | Pierce CountyManufacturedWater Heat GT 55 GalExisting | Pierce County | Manufactured | Water Heat GT 55 Gal | 3 | Market Standard Water Heater > 55 GAL | Existing | Water Heater - Market Standard | Market Standard Water Heater > 55 GAL | Market Standard Water Heater > 55 GAL | per Home | 13 | Based on RTF workbook ResGasWH_v1_2 | 130.4292 | 130.4292 | Using measure description efficiency metrics to adjust loads from RTF/2021P workbooks to consumptions. | Using measure description efficiency metrics to adjust loads from RTF/2021P workbooks to consumptions. | 0 | 0 | NA | NA | 0 | 0 | 0 | 0 | 0 | 0 | 0 | Baseline is equal to efficient case | Baseline is equal to efficient case | Baseline is equal to efficient case | 0 | 0 | No applicable non-energy benefits | No applicable non-energy benefits | 100% | Equipment 100% technically feasible within end use | System | System
Pierce CountyManufacturedWater Heat GT 55 Gal3New | Pierce CountyManufacturedWater Heat GT 55 GalNew | Pierce County | Manufactured | Water Heat GT 55 Gal | 3 | Market Standard Water Heater > 55 GAL | New | Water Heater - Market Standard | Market Standard Water Heater > 55 GAL | Market Standard Water Heater > 55 GAL | per Home | 13 | Based on RTF workbook ResGasWH_v1_2 | 130.4292 | 130.4292 | Using measure description efficiency metrics to adjust loads from RTF/2021P workbooks to consumptions. | Using measure description efficiency metrics to adjust loads from RTF/2021P workbooks to consumptions. | 0 | 0 | NA | NA | 0 | 0 | 0 | 0 | 0 | 0 | 0 | Baseline is equal to efficient case | Baseline is equal to efficient case | Baseline is equal to efficient case | 0 | 0 | No applicable non-energy benefits | No applicable non-energy benefits | 100% | Equipment 100% technically feasible within end use | System | System
Pierce CountyManufactured - Highly ImpactedWater Heat GT 55 Gal3Existing | Pierce CountyManufactured - Highly ImpactedWater Heat GT 55 GalExisting | Pierce County | Manufactured - Highly Impacted | Water Heat GT 55 Gal | 3 | Market Standard Water Heater > 55 GAL | Existing | Water Heater - Market Standard | Market Standard Water Heater > 55 GAL | Market Standard Water Heater > 55 GAL | per Home | 13 | Based on RTF workbook ResGasWH_v1_2 | 111.2073 | 111.2073 | Using measure description efficiency metrics to adjust loads from RTF/2021P workbooks to consumptions. | Using measure description efficiency metrics to adjust loads from RTF/2021P workbooks to consumptions. | 0 | 0 | NA | NA | 0 | 0 | 0 | 0 | 0 | 0 | 0 | Baseline is equal to efficient case | Baseline is equal to efficient case | Baseline is equal to efficient case | 0 | 0 | No applicable non-energy benefits | No applicable non-energy benefits | 100% | Equipment 100% technically feasible within end use | System | System
Pierce CountyManufactured - Highly ImpactedWater Heat GT 55 Gal3New | Pierce CountyManufactured - Highly ImpactedWater Heat GT 55 GalNew | Pierce County | Manufactured - Highly Impacted | Water Heat GT 55 Gal | 3 | Market Standard Water Heater > 55 GAL | New | Water Heater - Market Standard | Market Standard Water Heater > 55 GAL | Market Standard Water Heater > 55 GAL | per Home | 13 | Based on RTF workbook ResGasWH_v1_2 | 111.2073 | 111.2073 | Using measure description efficiency metrics to adjust loads from RTF/2021P workbooks to consumptions. | Using measure description efficiency metrics to adjust loads from RTF/2021P workbooks to consumptions. | 0 | 0 | NA | NA | 0 | 0 | 0 | 0 | 0 | 0 | 0 | Baseline is equal to efficient case | Baseline is equal to efficient case | Baseline is equal to efficient case | 0 | 0 | No applicable non-energy benefits | No applicable non-energy benefits | 100% | Equipment 100% technically feasible within end use | System | System
Pierce CountySingle FamilyWater Heat GT 55 Gal4Existing | Pierce CountySingle FamilyWater Heat GT 55 GalExisting | Pierce County | Single Family | Water Heat GT 55 Gal | 4 | ENERGY STAR Condensing Water Heater > 55 GAL - EF 0.77 | Existing | Water Heater - ENERGY STAR Condensing | ENERGY STAR Condensing Water Heater > 55 GAL - EF 0.77 | Federal Standard 2015 Condensing Water Heater > 55 GAL - EF 0.74 | per Home | 13 | Based on RTF workbook ResGasWH_v1_2 | 153.6415 | 147.6554 | Using measure description efficiency metrics to adjust loads from RTF/2021P workbooks to consumptions. | Using measure description efficiency metrics to adjust loads from RTF/2021P workbooks to consumptions. | 0 | 0 | NA | NA | 985.5502 | 960.201 | 0 | 1041.0297 | 965.6137 | 0 | 0 | Technical Support Document - Residential Water Heaters, Direct Heating Equipment, and Pooler Heaters. November 2009; calculated by linear interpolation | Technical Support Document - Residential Water Heaters, Direct Heating Equipment, and Pooler Heaters. November 2009; calculated by linear interpolation | Assuming no incremental O&M cost | 0 | 2.8714 | PSE NEI data | No applicable non-energy benefits | 100% | Equipment 100% technically feasible within end use | System | System
Pierce CountySingle FamilyWater Heat GT 55 Gal4New | Pierce CountySingle FamilyWater Heat GT 55 GalNew | Pierce County | Single Family | Water Heat GT 55 Gal | 4 | ENERGY STAR Condensing Water Heater > 55 GAL - EF 0.77 | New | Water Heater - ENERGY STAR Condensing | ENERGY STAR Condensing Water Heater > 55 GAL - EF 0.77 | Federal Standard 2015 Condensing Water Heater > 55 GAL - EF 0.74 | per Home | 13 | Based on RTF workbook ResGasWH_v1_2 | 153.6415 | 147.6554 | Using measure description efficiency metrics to adjust loads from RTF/2021P workbooks to consumptions. | Using measure description efficiency metrics to adjust loads from RTF/2021P workbooks to consumptions. | 0 | 0 | NA | NA | 985.5502 | 960.201 | 0 | 1041.0297 | 965.6137 | 0 | 0 | Technical Support Document - Residential Water Heaters, Direct Heating Equipment, and Pooler Heaters. November 2009; calculated by linear interpolation | Technical Support Document - Residential Water Heaters, Direct Heating Equipment, and Pooler Heaters. November 2009; calculated by linear interpolation | Assuming no incremental O&M cost | 0 | 2.8714 | PSE NEI data | No applicable non-energy benefits | 100% | Equipment 100% technically feasible within end use | System | System
Pierce CountySingle Family - Highly ImpactedWater Heat GT 55 Gal4Existing | Pierce CountySingle Family - Highly ImpactedWater Heat GT 55 GalExisting | Pierce County | Single Family - Highly Impacted | Water Heat GT 55 Gal | 4 | ENERGY STAR Condensing Water Heater > 55 GAL - EF 0.77 | Existing | Water Heater - ENERGY STAR Condensing | ENERGY STAR Condensing Water Heater > 55 GAL - EF 0.77 | Federal Standard 2015 Condensing Water Heater > 55 GAL - EF 0.74 | per Home | 13 | Based on RTF workbook ResGasWH_v1_2 | 134.228 | 128.9983 | Using measure description efficiency metrics to adjust loads from RTF/2021P workbooks to consumptions. | Using measure description efficiency metrics to adjust loads from RTF/2021P workbooks to consumptions. | 0 | 0 | NA | NA | 985.5502 | 960.201 | 0 | 1041.0297 | 965.6137 | 0 | 0 | Technical Support Document - Residential Water Heaters, Direct Heating Equipment, and Pooler Heaters. November 2009; calculated by linear interpolation | Technical Support Document - Residential Water Heaters, Direct Heating Equipment, and Pooler Heaters. November 2009; calculated by linear interpolation | Assuming no incremental O&M cost | 0 | 0.55918 | PSE NEI data | No applicable non-energy benefits | 100% | Equipment 100% technically feasible within end use | System | System
Pierce CountySingle Family - Highly ImpactedWater Heat GT 55 Gal4New | Pierce CountySingle Family - Highly ImpactedWater Heat GT 55 GalNew | Pierce County | Single Family - Highly Impacted | Water Heat GT 55 Gal | 4 | ENERGY STAR Condensing Water Heater > 55 GAL - EF 0.77 | New | Water Heater - ENERGY STAR Condensing | ENERGY STAR Condensing Water Heater > 55 GAL - EF 0.77 | Federal Standard 2015 Condensing Water Heater > 55 GAL - EF 0.74 | per Home | 13 | Based on RTF workbook ResGasWH_v1_2 | 134.228 | 128.9983 | Using measure description efficiency metrics to adjust loads from RTF/2021P workbooks to consumptions. | Using measure description efficiency metrics to adjust loads from RTF/2021P workbooks to consumptions. | 0 | 0 | NA | NA | 985.5502 | 960.201 | 0 | 1041.0297 | 965.6137 | 0 | 0 | Technical Support Document - Residential Water Heaters, Direct Heating Equipment, and Pooler Heaters. November 2009; calculated by linear interpolation | Technical Support Document - Residential Water Heaters, Direct Heating Equipment, and Pooler Heaters. November 2009; calculated by linear interpolation | Assuming no incremental O&M cost | 0 | 0.55918 | PSE NEI data | No applicable non-energy benefits | 100% | Equipment 100% technically feasible within end use | System | System
Pierce CountyMultifamilyWater Heat GT 55 Gal4Existing | Pierce CountyMultifamilyWater Heat GT 55 GalExisting | Pierce County | Multifamily | Water Heat GT 55 Gal | 4 | ENERGY STAR Condensing Water Heater > 55 GAL - EF 0.77 | Existing | Water Heater - ENERGY STAR Condensing | ENERGY STAR Condensing Water Heater > 55 GAL - EF 0.77 | Federal Standard 2015 Condensing Water Heater > 55 GAL - EF 0.74 | per Home | 13 | Based on RTF workbook ResGasWH_v1_2 | 109.1193 | 104.8679 | Using measure description efficiency metrics to adjust loads from RTF/2021P workbooks to consumptions. | Using measure description efficiency metrics to adjust loads from RTF/2021P workbooks to consumptions. | 0 | 0 | NA | NA | 985.5502 | 960.201 | 0 | 1041.0297 | 965.6137 | 0 | 0 | Technical Support Document - Residential Water Heaters, Direct Heating Equipment, and Pooler Heaters. November 2009; calculated by linear interpolation | Technical Support Document - Residential Water Heaters, Direct Heating Equipment, and Pooler Heaters. November 2009; calculated by linear interpolation | Assuming no incremental O&M cost | 0 | 2.0393 | PSE NEI data | No applicable non-energy benefits | 100% | Equipment 100% technically feasible within end use | System | System
Pierce CountyMultifamilyWater Heat GT 55 Gal4New | Pierce CountyMultifamilyWater Heat GT 55 GalNew | Pierce County | Multifamily | Water Heat GT 55 Gal | 4 | ENERGY STAR Condensing Water Heater > 55 GAL - EF 0.77 | New | Water Heater - ENERGY STAR Condensing | ENERGY STAR Condensing Water Heater > 55 GAL - EF 0.77 | Federal Standard 2015 Condensing Water Heater > 55 GAL - EF 0.74 | per Home | 13 | Based on RTF workbook ResGasWH_v1_2 | 109.1193 | 104.8679 | Using measure description efficiency metrics to adjust loads from RTF/2021P workbooks to consumptions. | Using measure description efficiency metrics to adjust loads from RTF/2021P workbooks to consumptions. | 0 | 0 | NA | NA | 985.5502 | 960.201 | 0 | 1041.0297 | 965.6137 | 0 | 0 | Technical Support Document - Residential Water Heaters, Direct Heating Equipment, and Pooler Heaters. November 2009; calculated by linear interpolation | Technical Support Document - Residential Water Heaters, Direct Heating Equipment, and Pooler Heaters. November 2009; calculated by linear interpolation | Assuming no incremental O&M cost | 0 | 2.0393 | PSE NEI data | No applicable non-energy benefits | 100% | Equipment 100% technically feasible within end use | System | System
Pierce CountyMultifamily - Highly ImpactedWater Heat GT 55 Gal4Existing | Pierce CountyMultifamily - Highly ImpactedWater Heat GT 55 GalExisting | Pierce County | Multifamily - Highly Impacted | Water Heat GT 55 Gal | 4 | ENERGY STAR Condensing Water Heater > 55 GAL - EF 0.77 | Existing | Water Heater - ENERGY STAR Condensing | ENERGY STAR Condensing Water Heater > 55 GAL - EF 0.77 | Federal Standard 2015 Condensing Water Heater > 55 GAL - EF 0.74 | per Home | 13 | Based on RTF workbook ResGasWH_v1_2 | 122.8421 | 118.0561 | Using measure description efficiency metrics to adjust loads from RTF/2021P workbooks to consumptions. | Using measure description efficiency metrics to adjust loads from RTF/2021P workbooks to consumptions. | 0 | 0 | NA | NA | 985.5502 | 960.201 | 0 | 1041.0297 | 965.6137 | 0 | 0 | Technical Support Document - Residential Water Heaters, Direct Heating Equipment, and Pooler Heaters. November 2009; calculated by linear interpolation | Technical Support Document - Residential Water Heaters, Direct Heating Equipment, and Pooler Heaters. November 2009; calculated by linear interpolation | Assuming no incremental O&M cost | 0 | 0.51175 | PSE NEI data | No applicable non-energy benefits | 100% | Equipment 100% technically feasible within end use | System | System
Pierce CountyMultifamily - Highly ImpactedWater Heat GT 55 Gal4New | Pierce CountyMultifamily - Highly ImpactedWater Heat GT 55 GalNew | Pierce County | Multifamily - Highly Impacted | Water Heat GT 55 Gal | 4 | ENERGY STAR Condensing Water Heater > 55 GAL - EF 0.77 | New | Water Heater - ENERGY STAR Condensing | ENERGY STAR Condensing Water Heater > 55 GAL - EF 0.77 | Federal Standard 2015 Condensing Water Heater > 55 GAL - EF 0.74 | per Home | 13 | Based on RTF workbook ResGasWH_v1_2 | 122.8421 | 118.0561 | Using measure description efficiency metrics to adjust loads from RTF/2021P workbooks to consumptions. | Using measure description efficiency metrics to adjust loads from RTF/2021P workbooks to consumptions. | 0 | 0 | NA | NA | 985.5502 | 960.201 | 0 | 1041.0297 | 965.6137 | 0 | 0 | Technical Support Document - Residential Water Heaters, Direct Heating Equipment, and Pooler Heaters. November 2009; calculated by linear interpolation | Technical Support Document - Residential Water Heaters, Direct Heating Equipment, and Pooler Heaters. November 2009; calculated by linear interpolation | Assuming no incremental O&M cost | 0 | 0.51175 | PSE NEI data | No applicable non-energy benefits | 100% | Equipment 100% technically feasible within end use | System | System
Pierce CountyManufacturedWater Heat GT 55 Gal4Existing | Pierce CountyManufacturedWater Heat GT 55 GalExisting | Pierce County | Manufactured | Water Heat GT 55 Gal | 4 | ENERGY STAR Condensing Water Heater > 55 GAL - EF 0.77 | Existing | Water Heater - ENERGY STAR Condensing | ENERGY STAR Condensing Water Heater > 55 GAL - EF 0.77 | Federal Standard 2015 Condensing Water Heater > 55 GAL - EF 0.74 | per Home | 13 | Based on RTF workbook ResGasWH_v1_2 | 136.1937 | 130.8875 | Using measure description efficiency metrics to adjust loads from RTF/2021P workbooks to consumptions. | Using measure description efficiency metrics to adjust loads from RTF/2021P workbooks to consumptions. | 0 | 0 | NA | NA | 985.5502 | 960.201 | 0 | 1041.0297 | 965.6137 | 0 | 0 | Technical Support Document - Residential Water Heaters, Direct Heating Equipment, and Pooler Heaters. November 2009; calculated by linear interpolation | Technical Support Document - Residential Water Heaters, Direct Heating Equipment, and Pooler Heaters. November 2009; calculated by linear interpolation | Assuming no incremental O&M cost | 0 | 2.5453 | PSE NEI data | No applicable non-energy benefits | 100% | Equipment 100% technically feasible within end use | System | System
Pierce CountyManufacturedWater Heat GT 55 Gal4New | Pierce CountyManufacturedWater Heat GT 55 GalNew | Pierce County | Manufactured | Water Heat GT 55 Gal | 4 | ENERGY STAR Condensing Water Heater > 55 GAL - EF 0.77 | New | Water Heater - ENERGY STAR Condensing | ENERGY STAR Condensing Water Heater > 55 GAL - EF 0.77 | Federal Standard 2015 Condensing Water Heater > 55 GAL - EF 0.74 | per Home | 13 | Based on RTF workbook ResGasWH_v1_2 | 136.1937 | 130.8875 | Using measure description efficiency metrics to adjust loads from RTF/2021P workbooks to consumptions. | Using measure description efficiency metrics to adjust loads from RTF/2021P workbooks to consumptions. | 0 | 0 | NA | NA | 985.5502 | 960.201 | 0 | 1041.0297 | 965.6137 | 0 | 0 | Technical Support Document - Residential Water Heaters, Direct Heating Equipment, and Pooler Heaters. November 2009; calculated by linear interpolation | Technical Support Document - Residential Water Heaters, Direct Heating Equipment, and Pooler Heaters. November 2009; calculated by linear interpolation | Assuming no incremental O&M cost | 0 | 2.5453 | PSE NEI data | No applicable non-energy benefits | 100% | Equipment 100% technically feasible within end use | System | System
Pierce CountyManufactured - Highly ImpactedWater Heat GT 55 Gal4Existing | Pierce CountyManufactured - Highly ImpactedWater Heat GT 55 GalExisting | Pierce County | Manufactured - Highly Impacted | Water Heat GT 55 Gal | 4 | ENERGY STAR Condensing Water Heater > 55 GAL - EF 0.77 | Existing | Water Heater - ENERGY STAR Condensing | ENERGY STAR Condensing Water Heater > 55 GAL - EF 0.77 | Federal Standard 2015 Condensing Water Heater > 55 GAL - EF 0.74 | per Home | 13 | Based on RTF workbook ResGasWH_v1_2 | 116.1222 | 111.598 | Using measure description efficiency metrics to adjust loads from RTF/2021P workbooks to consumptions. | Using measure description efficiency metrics to adjust loads from RTF/2021P workbooks to consumptions. | 0 | 0 | NA | NA | 985.5502 | 960.201 | 0 | 1041.0297 | 965.6137 | 0 | 0 | Technical Support Document - Residential Water Heaters, Direct Heating Equipment, and Pooler Heaters. November 2009; calculated by linear interpolation | Technical Support Document - Residential Water Heaters, Direct Heating Equipment, and Pooler Heaters. November 2009; calculated by linear interpolation | Assuming no incremental O&M cost | 0 | 0.48375 | PSE NEI data | No applicable non-energy benefits | 100% | Equipment 100% technically feasible within end use | System | System
Pierce CountyManufactured - Highly ImpactedWater Heat GT 55 Gal4New | Pierce CountyManufactured - Highly ImpactedWater Heat GT 55 GalNew | Pierce County | Manufactured - Highly Impacted | Water Heat GT 55 Gal | 4 | ENERGY STAR Condensing Water Heater > 55 GAL - EF 0.77 | New | Water Heater - ENERGY STAR Condensing | ENERGY STAR Condensing Water Heater > 55 GAL - EF 0.77 | Federal Standard 2015 Condensing Water Heater > 55 GAL - EF 0.74 | per Home | 13 | Based on RTF workbook ResGasWH_v1_2 | 116.1222 | 111.598 | Using measure description efficiency metrics to adjust loads from RTF/2021P workbooks to consumptions. | Using measure description efficiency metrics to adjust loads from RTF/2021P workbooks to consumptions. | 0 | 0 | NA | NA | 985.5502 | 960.201 | 0 | 1041.0297 | 965.6137 | 0 | 0 | Technical Support Document - Residential Water Heaters, Direct Heating Equipment, and Pooler Heaters. November 2009; calculated by linear interpolation | Technical Support Document - Residential Water Heaters, Direct Heating Equipment, and Pooler Heaters. November 2009; calculated by linear interpolation | Assuming no incremental O&M cost | 0 | 0.48375 | PSE NEI data | No applicable non-energy benefits | 100% | Equipment 100% technically feasible within end use | System | System
Pierce CountySingle FamilyWater Heat GT 55 Gal5Existing | Pierce CountySingle FamilyWater Heat GT 55 GalExisting | Pierce County | Single Family | Water Heat GT 55 Gal | 5 | Condensing Water Heater > 55 GAL - EF 0.85 | Existing | Water Heater - Condensing | Condensing Water Heater > 55 GAL - EF 0.85 | Federal Standard 2015 Condensing Water Heater > 55 GAL - EF 0.74 | per Home | 13 | Based on RTF workbook ResGasWH_v1_2 | 153.6415 | 133.7585 | Using measure description efficiency metrics to adjust loads from RTF/2021P workbooks to consumptions. | Using measure description efficiency metrics to adjust loads from RTF/2021P workbooks to consumptions. | 0 | 0 | NA | NA | 985.5502 | 960.201 | 0 | 1740.7333 | 980.0474 | 0 | 0 | Technical Support Document - Residential Water Heaters, Direct Heating Equipment, and Pooler Heaters. November 2009, various retail prices from internet price research; calculated by linear interpolation | Technical Support Document - Residential Water Heaters, Direct Heating Equipment, and Pooler Heaters. November 2009; calculated by linear interpolation | Assuming no incremental O&M cost | 0 | 9.5375 | PSE NEI data | No applicable non-energy benefits | 100% | Equipment 100% technically feasible within end use | System | System
Pierce CountySingle FamilyWater Heat GT 55 Gal5New | Pierce CountySingle FamilyWater Heat GT 55 GalNew | Pierce County | Single Family | Water Heat GT 55 Gal | 5 | Condensing Water Heater > 55 GAL - EF 0.85 | New | Water Heater - Condensing | Condensing Water Heater > 55 GAL - EF 0.85 | Federal Standard 2015 Condensing Water Heater > 55 GAL - EF 0.74 | per Home | 13 | Based on RTF workbook ResGasWH_v1_2 | 153.6415 | 133.7585 | Using measure description efficiency metrics to adjust loads from RTF/2021P workbooks to consumptions. | Using measure description efficiency metrics to adjust loads from RTF/2021P workbooks to consumptions. | 0 | 0 | NA | NA | 985.5502 | 960.201 | 0 | 1740.7333 | 980.0474 | 0 | 0 | Technical Support Document - Residential Water Heaters, Direct Heating Equipment, and Pooler Heaters. November 2009, various retail prices from internet price research; calculated by linear interpolation | Technical Support Document - Residential Water Heaters, Direct Heating Equipment, and Pooler Heaters. November 2009; calculated by linear interpolation | Assuming no incremental O&M cost | 0 | 9.5375 | PSE NEI data | No applicable non-energy benefits | 100% | Equipment 100% technically feasible within end use | System | System
Pierce CountySingle Family - Highly ImpactedWater Heat GT 55 Gal5Existing | Pierce CountySingle Family - Highly ImpactedWater Heat GT 55 GalExisting | Pierce County | Single Family - Highly Impacted | Water Heat GT 55 Gal | 5 | Condensing Water Heater > 55 GAL - EF 0.85 | Existing | Water Heater - Condensing | Condensing Water Heater > 55 GAL - EF 0.85 | Federal Standard 2015 Condensing Water Heater > 55 GAL - EF 0.74 | per Home | 13 | Based on RTF workbook ResGasWH_v1_2 | 134.228 | 116.8573 | Using measure description efficiency metrics to adjust loads from RTF/2021P workbooks to consumptions. | Using measure description efficiency metrics to adjust loads from RTF/2021P workbooks to consumptions. | 0 | 0 | NA | NA | 985.5502 | 960.201 | 0 | 1740.7333 | 980.0474 | 0 | 0 | Technical Support Document - Residential Water Heaters, Direct Heating Equipment, and Pooler Heaters. November 2009, various retail prices from internet price research; calculated by linear interpolation | Technical Support Document - Residential Water Heaters, Direct Heating Equipment, and Pooler Heaters. November 2009; calculated by linear interpolation | Assuming no incremental O&M cost | 0 | 1.8574 | PSE NEI data | No applicable non-energy benefits | 100% | Equipment 100% technically feasible within end use | System | System
Pierce CountySingle Family - Highly ImpactedWater Heat GT 55 Gal5New | Pierce CountySingle Family - Highly ImpactedWater Heat GT 55 GalNew | Pierce County | Single Family - Highly Impacted | Water Heat GT 55 Gal | 5 | Condensing Water Heater > 55 GAL - EF 0.85 | New | Water Heater - Condensing | Condensing Water Heater > 55 GAL - EF 0.85 | Federal Standard 2015 Condensing Water Heater > 55 GAL - EF 0.74 | per Home | 13 | Based on RTF workbook ResGasWH_v1_2 | 134.228 | 116.8573 | Using measure description efficiency metrics to adjust loads from RTF/2021P workbooks to consumptions. | Using measure description efficiency metrics to adjust loads from RTF/2021P workbooks to consumptions. | 0 | 0 | NA | NA | 985.5502 | 960.201 | 0 | 1740.7333 | 980.0474 | 0 | 0 | Technical Support Document - Residential Water Heaters, Direct Heating Equipment, and Pooler Heaters. November 2009, various retail prices from internet price research; calculated by linear interpolation | Technical Support Document - Residential Water Heaters, Direct Heating Equipment, and Pooler Heaters. November 2009; calculated by linear interpolation | Assuming no incremental O&M cost | 0 | 1.8574 | PSE NEI data | No applicable non-energy benefits | 100% | Equipment 100% technically feasible within end use | System | System
Pierce CountyMultifamilyWater Heat GT 55 Gal5Existing | Pierce CountyMultifamilyWater Heat GT 55 GalExisting | Pierce County | Multifamily | Water Heat GT 55 Gal | 5 | Condensing Water Heater > 55 GAL - EF 0.85 | Existing | Water Heater - Condensing | Condensing Water Heater > 55 GAL - EF 0.85 | Federal Standard 2015 Condensing Water Heater > 55 GAL - EF 0.74 | per Home | 13 | Based on RTF workbook ResGasWH_v1_2 | 109.1193 | 94.998 | Using measure description efficiency metrics to adjust loads from RTF/2021P workbooks to consumptions. | Using measure description efficiency metrics to adjust loads from RTF/2021P workbooks to consumptions. | 0 | 0 | NA | NA | 985.5502 | 960.201 | 0 | 1740.7333 | 980.0474 | 0 | 0 | Technical Support Document - Residential Water Heaters, Direct Heating Equipment, and Pooler Heaters. November 2009, various retail prices from internet price research; calculated by linear interpolation | Technical Support Document - Residential Water Heaters, Direct Heating Equipment, and Pooler Heaters. November 2009; calculated by linear interpolation | Assuming no incremental O&M cost | 0 | 6.7737 | PSE NEI data | No applicable non-energy benefits | 100% | Equipment 100% technically feasible within end use | System | System
Pierce CountyMultifamilyWater Heat GT 55 Gal5New | Pierce CountyMultifamilyWater Heat GT 55 GalNew | Pierce County | Multifamily | Water Heat GT 55 Gal | 5 | Condensing Water Heater > 55 GAL - EF 0.85 | New | Water Heater - Condensing | Condensing Water Heater > 55 GAL - EF 0.85 | Federal Standard 2015 Condensing Water Heater > 55 GAL - EF 0.74 | per Home | 13 | Based on RTF workbook ResGasWH_v1_2 | 109.1193 | 94.998 | Using measure description efficiency metrics to adjust loads from RTF/2021P workbooks to consumptions. | Using measure description efficiency metrics to adjust loads from RTF/2021P workbooks to consumptions. | 0 | 0 | NA | NA | 985.5502 | 960.201 | 0 | 1740.7333 | 980.0474 | 0 | 0 | Technical Support Document - Residential Water Heaters, Direct Heating Equipment, and Pooler Heaters. November 2009, various retail prices from internet price research; calculated by linear interpolation | Technical Support Document - Residential Water Heaters, Direct Heating Equipment, and Pooler Heaters. November 2009; calculated by linear interpolation | Assuming no incremental O&M cost | 0 | 6.7737 | PSE NEI data | No applicable non-energy benefits | 100% | Equipment 100% technically feasible within end use | System | System
Pierce CountyMultifamily - Highly ImpactedWater Heat GT 55 Gal5Existing | Pierce CountyMultifamily - Highly ImpactedWater Heat GT 55 GalExisting | Pierce County | Multifamily - Highly Impacted | Water Heat GT 55 Gal | 5 | Condensing Water Heater > 55 GAL - EF 0.85 | Existing | Water Heater - Condensing | Condensing Water Heater > 55 GAL - EF 0.85 | Federal Standard 2015 Condensing Water Heater > 55 GAL - EF 0.74 | per Home | 13 | Based on RTF workbook ResGasWH_v1_2 | 122.8421 | 106.9449 | Using measure description efficiency metrics to adjust loads from RTF/2021P workbooks to consumptions. | Using measure description efficiency metrics to adjust loads from RTF/2021P workbooks to consumptions. | 0 | 0 | NA | NA | 985.5502 | 960.201 | 0 | 1740.7333 | 980.0474 | 0 | 0 | Technical Support Document - Residential Water Heaters, Direct Heating Equipment, and Pooler Heaters. November 2009, various retail prices from internet price research; calculated by linear interpolation | Technical Support Document - Residential Water Heaters, Direct Heating Equipment, and Pooler Heaters. November 2009; calculated by linear interpolation | Assuming no incremental O&M cost | 0 | 1.6998 | PSE NEI data | No applicable non-energy benefits | 100% | Equipment 100% technically feasible within end use | System | System
Pierce CountyMultifamily - Highly ImpactedWater Heat GT 55 Gal5New | Pierce CountyMultifamily - Highly ImpactedWater Heat GT 55 GalNew | Pierce County | Multifamily - Highly Impacted | Water Heat GT 55 Gal | 5 | Condensing Water Heater > 55 GAL - EF 0.85 | New | Water Heater - Condensing | Condensing Water Heater > 55 GAL - EF 0.85 | Federal Standard 2015 Condensing Water Heater > 55 GAL - EF 0.74 | per Home | 13 | Based on RTF workbook ResGasWH_v1_2 | 122.8421 | 106.9449 | Using measure description efficiency metrics to adjust loads from RTF/2021P workbooks to consumptions. | Using measure description efficiency metrics to adjust loads from RTF/2021P workbooks to consumptions. | 0 | 0 | NA | NA | 985.5502 | 960.201 | 0 | 1740.7333 | 980.0474 | 0 | 0 | Technical Support Document - Residential Water Heaters, Direct Heating Equipment, and Pooler Heaters. November 2009, various retail prices from internet price research; calculated by linear interpolation | Technical Support Document - Residential Water Heaters, Direct Heating Equipment, and Pooler Heaters. November 2009; calculated by linear interpolation | Assuming no incremental O&M cost | 0 | 1.6998 | PSE NEI data | No applicable non-energy benefits | 100% | Equipment 100% technically feasible within end use | System | System
Pierce CountyManufacturedWater Heat GT 55 Gal5Existing | Pierce CountyManufacturedWater Heat GT 55 GalExisting | Pierce County | Manufactured | Water Heat GT 55 Gal | 5 | Condensing Water Heater > 55 GAL - EF 0.85 | Existing | Water Heater - Condensing | Condensing Water Heater > 55 GAL - EF 0.85 | Federal Standard 2015 Condensing Water Heater > 55 GAL - EF 0.74 | per Home | 13 | Based on RTF workbook ResGasWH_v1_2 | 136.1937 | 118.5687 | Using measure description efficiency metrics to adjust loads from RTF/2021P workbooks to consumptions. | Using measure description efficiency metrics to adjust loads from RTF/2021P workbooks to consumptions. | 0 | 0 | NA | NA | 985.5502 | 960.201 | 0 | 1740.7333 | 980.0474 | 0 | 0 | Technical Support Document - Residential Water Heaters, Direct Heating Equipment, and Pooler Heaters. November 2009, various retail prices from internet price research; calculated by linear interpolation | Technical Support Document - Residential Water Heaters, Direct Heating Equipment, and Pooler Heaters. November 2009; calculated by linear interpolation | Assuming no incremental O&M cost | 0 | 8.4544 | PSE NEI data | No applicable non-energy benefits | 100% | Equipment 100% technically feasible within end use | System | System
Pierce CountyManufacturedWater Heat GT 55 Gal5New | Pierce CountyManufacturedWater Heat GT 55 GalNew | Pierce County | Manufactured | Water Heat GT 55 Gal | 5 | Condensing Water Heater > 55 GAL - EF 0.85 | New | Water Heater - Condensing | Condensing Water Heater > 55 GAL - EF 0.85 | Federal Standard 2015 Condensing Water Heater > 55 GAL - EF 0.74 | per Home | 13 | Based on RTF workbook ResGasWH_v1_2 | 136.1937 | 118.5687 | Using measure description efficiency metrics to adjust loads from RTF/2021P workbooks to consumptions. | Using measure description efficiency metrics to adjust loads from RTF/2021P workbooks to consumptions. | 0 | 0 | NA | NA | 985.5502 | 960.201 | 0 | 1740.7333 | 980.0474 | 0 | 0 | Technical Support Document - Residential Water Heaters, Direct Heating Equipment, and Pooler Heaters. November 2009, various retail prices from internet price research; calculated by linear interpolation | Technical Support Document - Residential Water Heaters, Direct Heating Equipment, and Pooler Heaters. November 2009; calculated by linear interpolation | Assuming no incremental O&M cost | 0 | 8.4544 | PSE NEI data | No applicable non-energy benefits | 100% | Equipment 100% technically feasible within end use | System | System
Pierce CountyManufactured - Highly ImpactedWater Heat GT 55 Gal5Existing | Pierce CountyManufactured - Highly ImpactedWater Heat GT 55 GalExisting | Pierce County | Manufactured - Highly Impacted | Water Heat GT 55 Gal | 5 | Condensing Water Heater > 55 GAL - EF 0.85 | Existing | Water Heater - Condensing | Condensing Water Heater > 55 GAL - EF 0.85 | Federal Standard 2015 Condensing Water Heater > 55 GAL - EF 0.74 | per Home | 13 | Based on RTF workbook ResGasWH_v1_2 | 116.1222 | 101.0947 | Using measure description efficiency metrics to adjust loads from RTF/2021P workbooks to consumptions. | Using measure description efficiency metrics to adjust loads from RTF/2021P workbooks to consumptions. | 0 | 0 | NA | NA | 985.5502 | 960.201 | 0 | 1740.7333 | 980.0474 | 0 | 0 | Technical Support Document - Residential Water Heaters, Direct Heating Equipment, and Pooler Heaters. November 2009, various retail prices from internet price research; calculated by linear interpolation | Technical Support Document - Residential Water Heaters, Direct Heating Equipment, and Pooler Heaters. November 2009; calculated by linear interpolation | Assuming no incremental O&M cost | 0 | 1.6068 | PSE NEI data | No applicable non-energy benefits | 100% | Equipment 100% technically feasible within end use | System | System
Pierce CountyManufactured - Highly ImpactedWater Heat GT 55 Gal5New | Pierce CountyManufactured - Highly ImpactedWater Heat GT 55 GalNew | Pierce County | Manufactured - Highly Impacted | Water Heat GT 55 Gal | 5 | Condensing Water Heater > 55 GAL - EF 0.85 | New | Water Heater - Condensing | Condensing Water Heater > 55 GAL - EF 0.85 | Federal Standard 2015 Condensing Water Heater > 55 GAL - EF 0.74 | per Home | 13 | Based on RTF workbook ResGasWH_v1_2 | 116.1222 | 101.0947 | Using measure description efficiency metrics to adjust loads from RTF/2021P workbooks to consumptions. | Using measure description efficiency metrics to adjust loads from RTF/2021P workbooks to consumptions. | 0 | 0 | NA | NA | 985.5502 | 960.201 | 0 | 1740.7333 | 980.0474 | 0 | 0 | Technical Support Document - Residential Water Heaters, Direct Heating Equipment, and Pooler Heaters. November 2009, various retail prices from internet price research; calculated by linear interpolation | Technical Support Document - Residential Water Heaters, Direct Heating Equipment, and Pooler Heaters. November 2009; calculated by linear interpolation | Assuming no incremental O&M cost | 0 | 1.6068 | PSE NEI data | No applicable non-energy benefits | 100% | Equipment 100% technically feasible within end use | System | System
Pierce CountySingle FamilyWater Heat GT 55 Gal6Existing | Pierce CountySingle FamilyWater Heat GT 55 GalExisting | Pierce County | Single Family | Water Heat GT 55 Gal | 6 | ENERGY STAR Tankless Water Heater > 55 GAL - EF 0.90 | Existing | Water Heater - ENERGY STAR Tankless | ENERGY STAR Tankless Water Heater > 55 GAL - EF 0.90 | Federal Standard 2015 Condensing Water Heater > 55 GAL - EF 0.74 | per Home | 20 | Based on RTF workbook ResGasWH_v1_2 | 153.6415 | 126.3274 | Using measure description efficiency metrics to adjust loads from RTF/2021P workbooks to consumptions. | Using measure description efficiency metrics to adjust loads from RTF/2021P workbooks to consumptions. | 0 | 0 | NA | NA | 985.5502 | 960.201 | 0 | 2135.7217 | 1129.6809 | 0 | 0 | Technical Support Document - Residential Water Heaters, Direct Heating Equipment, and Pooler Heaters. November 2009, various retail prices from internet price research; calculated by linear interpolation | Technical Support Document - Residential Water Heaters, Direct Heating Equipment, and Pooler Heaters. November 2009. | Assuming no incremental O&M cost | 0 | 7.2976 | PSE NEI data | No applicable non-energy benefits | 100% | Equipment 100% technically feasible within end use | System | System
Pierce CountySingle FamilyWater Heat GT 55 Gal6New | Pierce CountySingle FamilyWater Heat GT 55 GalNew | Pierce County | Single Family | Water Heat GT 55 Gal | 6 | ENERGY STAR Tankless Water Heater > 55 GAL - EF 0.90 | New | Water Heater - ENERGY STAR Tankless | ENERGY STAR Tankless Water Heater > 55 GAL - EF 0.90 | Federal Standard 2015 Condensing Water Heater > 55 GAL - EF 0.74 | per Home | 20 | Based on RTF workbook ResGasWH_v1_2 | 153.6415 | 126.3274 | Using measure description efficiency metrics to adjust loads from RTF/2021P workbooks to consumptions. | Using measure description efficiency metrics to adjust loads from RTF/2021P workbooks to consumptions. | 0 | 0 | NA | NA | 985.5502 | 960.201 | 0 | 2135.7217 | 1129.6809 | 0 | 0 | Technical Support Document - Residential Water Heaters, Direct Heating Equipment, and Pooler Heaters. November 2009, various retail prices from internet price research; calculated by linear interpolation | Technical Support Document - Residential Water Heaters, Direct Heating Equipment, and Pooler Heaters. November 2009. | Assuming no incremental O&M cost | 0 | 7.2976 | PSE NEI data | No applicable non-energy benefits | 100% | Equipment 100% technically feasible within end use | System | System
Pierce CountySingle Family - Highly ImpactedWater Heat GT 55 Gal6Existing | Pierce CountySingle Family - Highly ImpactedWater Heat GT 55 GalExisting | Pierce County | Single Family - Highly Impacted | Water Heat GT 55 Gal | 6 | ENERGY STAR Tankless Water Heater > 55 GAL - EF 0.90 | Existing | Water Heater - ENERGY STAR Tankless | ENERGY STAR Tankless Water Heater > 55 GAL - EF 0.90 | Federal Standard 2015 Condensing Water Heater > 55 GAL - EF 0.74 | per Home | 20 | Based on RTF workbook ResGasWH_v1_2 | 134.228 | 110.3652 | Using measure description efficiency metrics to adjust loads from RTF/2021P workbooks to consumptions. | Using measure description efficiency metrics to adjust loads from RTF/2021P workbooks to consumptions. | 0 | 0 | NA | NA | 985.5502 | 960.201 | 0 | 2135.7217 | 1129.6809 | 0 | 0 | Technical Support Document - Residential Water Heaters, Direct Heating Equipment, and Pooler Heaters. November 2009, various retail prices from internet price research; calculated by linear interpolation | Technical Support Document - Residential Water Heaters, Direct Heating Equipment, and Pooler Heaters. November 2009. | Assuming no incremental O&M cost | 0 | 8.2502 | PSE NEI data | No applicable non-energy benefits | 100% | Equipment 100% technically feasible within end use | System | System
Pierce CountySingle Family - Highly ImpactedWater Heat GT 55 Gal6New | Pierce CountySingle Family - Highly ImpactedWater Heat GT 55 GalNew | Pierce County | Single Family - Highly Impacted | Water Heat GT 55 Gal | 6 | ENERGY STAR Tankless Water Heater > 55 GAL - EF 0.90 | New | Water Heater - ENERGY STAR Tankless | ENERGY STAR Tankless Water Heater > 55 GAL - EF 0.90 | Federal Standard 2015 Condensing Water Heater > 55 GAL - EF 0.74 | per Home | 20 | Based on RTF workbook ResGasWH_v1_2 | 134.228 | 110.3652 | Using measure description efficiency metrics to adjust loads from RTF/2021P workbooks to consumptions. | Using measure description efficiency metrics to adjust loads from RTF/2021P workbooks to consumptions. | 0 | 0 | NA | NA | 985.5502 | 960.201 | 0 | 2135.7217 | 1129.6809 | 0 | 0 | Technical Support Document - Residential Water Heaters, Direct Heating Equipment, and Pooler Heaters. November 2009, various retail prices from internet price research; calculated by linear interpolation | Technical Support Document - Residential Water Heaters, Direct Heating Equipment, and Pooler Heaters. November 2009. | Assuming no incremental O&M cost | 0 | 8.2502 | PSE NEI data | No applicable non-energy benefits | 100% | Equipment 100% technically feasible within end use | System | System
Pierce CountyMultifamilyWater Heat GT 55 Gal6Existing | Pierce CountyMultifamilyWater Heat GT 55 GalExisting | Pierce County | Multifamily | Water Heat GT 55 Gal | 6 | ENERGY STAR Tankless Water Heater > 55 GAL - EF 0.90 | Existing | Water Heater - ENERGY STAR Tankless | ENERGY STAR Tankless Water Heater > 55 GAL - EF 0.90 | Federal Standard 2015 Condensing Water Heater > 55 GAL - EF 0.74 | per Home | 20 | Based on RTF workbook ResGasWH_v1_2 | 109.1193 | 89.7203 | Using measure description efficiency metrics to adjust loads from RTF/2021P workbooks to consumptions. | Using measure description efficiency metrics to adjust loads from RTF/2021P workbooks to consumptions. | 0 | 0 | NA | NA | 985.5502 | 960.201 | 0 | 2135.7217 | 1129.6809 | 0 | 0 | Technical Support Document - Residential Water Heaters, Direct Heating Equipment, and Pooler Heaters. November 2009, various retail prices from internet price research; calculated by linear interpolation | Technical Support Document - Residential Water Heaters, Direct Heating Equipment, and Pooler Heaters. November 2009. | Assuming no incremental O&M cost | 0 | 5.1829 | PSE NEI data | No applicable non-energy benefits | 100% | Equipment 100% technically feasible within end use | System | System
Pierce CountyMultifamilyWater Heat GT 55 Gal6New | Pierce CountyMultifamilyWater Heat GT 55 GalNew | Pierce County | Multifamily | Water Heat GT 55 Gal | 6 | ENERGY STAR Tankless Water Heater > 55 GAL - EF 0.90 | New | Water Heater - ENERGY STAR Tankless | ENERGY STAR Tankless Water Heater > 55 GAL - EF 0.90 | Federal Standard 2015 Condensing Water Heater > 55 GAL - EF 0.74 | per Home | 20 | Based on RTF workbook ResGasWH_v1_2 | 109.1193 | 89.7203 | Using measure description efficiency metrics to adjust loads from RTF/2021P workbooks to consumptions. | Using measure description efficiency metrics to adjust loads from RTF/2021P workbooks to consumptions. | 0 | 0 | NA | NA | 985.5502 | 960.201 | 0 | 2135.7217 | 1129.6809 | 0 | 0 | Technical Support Document - Residential Water Heaters, Direct Heating Equipment, and Pooler Heaters. November 2009, various retail prices from internet price research; calculated by linear interpolation | Technical Support Document - Residential Water Heaters, Direct Heating Equipment, and Pooler Heaters. November 2009. | Assuming no incremental O&M cost | 0 | 5.1829 | PSE NEI data | No applicable non-energy benefits | 100% | Equipment 100% technically feasible within end use | System | System
Pierce CountyMultifamily - Highly ImpactedWater Heat GT 55 Gal6Existing | Pierce CountyMultifamily - Highly ImpactedWater Heat GT 55 GalExisting | Pierce County | Multifamily - Highly Impacted | Water Heat GT 55 Gal | 6 | ENERGY STAR Tankless Water Heater > 55 GAL - EF 0.90 | Existing | Water Heater - ENERGY STAR Tankless | ENERGY STAR Tankless Water Heater > 55 GAL - EF 0.90 | Federal Standard 2015 Condensing Water Heater > 55 GAL - EF 0.74 | per Home | 20 | Based on RTF workbook ResGasWH_v1_2 | 122.8421 | 101.0035 | Using measure description efficiency metrics to adjust loads from RTF/2021P workbooks to consumptions. | Using measure description efficiency metrics to adjust loads from RTF/2021P workbooks to consumptions. | 0 | 0 | NA | NA | 985.5502 | 960.201 | 0 | 2135.7217 | 1129.6809 | 0 | 0 | Technical Support Document - Residential Water Heaters, Direct Heating Equipment, and Pooler Heaters. November 2009, various retail prices from internet price research; calculated by linear interpolation | Technical Support Document - Residential Water Heaters, Direct Heating Equipment, and Pooler Heaters. November 2009. | Assuming no incremental O&M cost | 0 | 2.1405 | PSE NEI data | No applicable non-energy benefits | 100% | Equipment 100% technically feasible within end use | System | System
Pierce CountyMultifamily - Highly ImpactedWater Heat GT 55 Gal6New | Pierce CountyMultifamily - Highly ImpactedWater Heat GT 55 GalNew | Pierce County | Multifamily - Highly Impacted | Water Heat GT 55 Gal | 6 | ENERGY STAR Tankless Water Heater > 55 GAL - EF 0.90 | New | Water Heater - ENERGY STAR Tankless | ENERGY STAR Tankless Water Heater > 55 GAL - EF 0.90 | Federal Standard 2015 Condensing Water Heater > 55 GAL - EF 0.74 | per Home | 20 | Based on RTF workbook ResGasWH_v1_2 | 122.8421 | 101.0035 | Using measure description efficiency metrics to adjust loads from RTF/2021P workbooks to consumptions. | Using measure description efficiency metrics to adjust loads from RTF/2021P workbooks to consumptions. | 0 | 0 | NA | NA | 985.5502 | 960.201 | 0 | 2135.7217 | 1129.6809 | 0 | 0 | Technical Support Document - Residential Water Heaters, Direct Heating Equipment, and Pooler Heaters. November 2009, various retail prices from internet price research; calculated by linear interpolation | Technical Support Document - Residential Water Heaters, Direct Heating Equipment, and Pooler Heaters. November 2009. | Assuming no incremental O&M cost | 0 | 2.1405 | PSE NEI data | No applicable non-energy benefits | 100% | Equipment 100% technically feasible within end use | System | System
Pierce CountyManufacturedWater Heat GT 55 Gal6Existing | Pierce CountyManufacturedWater Heat GT 55 GalExisting | Pierce County | Manufactured | Water Heat GT 55 Gal | 6 | ENERGY STAR Tankless Water Heater > 55 GAL - EF 0.90 | Existing | Water Heater - ENERGY STAR Tankless | ENERGY STAR Tankless Water Heater > 55 GAL - EF 0.90 | Federal Standard 2015 Condensing Water Heater > 55 GAL - EF 0.74 | per Home | 20 | Based on RTF workbook ResGasWH_v1_2 | 136.1937 | 111.9815 | Using measure description efficiency metrics to adjust loads from RTF/2021P workbooks to consumptions. | Using measure description efficiency metrics to adjust loads from RTF/2021P workbooks to consumptions. | 0 | 0 | NA | NA | 985.5502 | 960.201 | 0 | 2135.7217 | 1129.6809 | 0 | 0 | Technical Support Document - Residential Water Heaters, Direct Heating Equipment, and Pooler Heaters. November 2009, various retail prices from internet price research; calculated by linear interpolation | Technical Support Document - Residential Water Heaters, Direct Heating Equipment, and Pooler Heaters. November 2009. | Assuming no incremental O&M cost | 0 | 6.4688 | PSE NEI data | No applicable non-energy benefits | 100% | Equipment 100% technically feasible within end use | System | System
Pierce CountyManufacturedWater Heat GT 55 Gal6New | Pierce CountyManufacturedWater Heat GT 55 GalNew | Pierce County | Manufactured | Water Heat GT 55 Gal | 6 | ENERGY STAR Tankless Water Heater > 55 GAL - EF 0.90 | New | Water Heater - ENERGY STAR Tankless | ENERGY STAR Tankless Water Heater > 55 GAL - EF 0.90 | Federal Standard 2015 Condensing Water Heater > 55 GAL - EF 0.74 | per Home | 20 | Based on RTF workbook ResGasWH_v1_2 | 136.1937 | 111.9815 | Using measure description efficiency metrics to adjust loads from RTF/2021P workbooks to consumptions. | Using measure description efficiency metrics to adjust loads from RTF/2021P workbooks to consumptions. | 0 | 0 | NA | NA | 985.5502 | 960.201 | 0 | 2135.7217 | 1129.6809 | 0 | 0 | Technical Support Document - Residential Water Heaters, Direct Heating Equipment, and Pooler Heaters. November 2009, various retail prices from internet price research; calculated by linear interpolation | Technical Support Document - Residential Water Heaters, Direct Heating Equipment, and Pooler Heaters. November 2009. | Assuming no incremental O&M cost | 0 | 6.4688 | PSE NEI data | No applicable non-energy benefits | 100% | Equipment 100% technically feasible within end use | System | System
Pierce CountyManufactured - Highly ImpactedWater Heat GT 55 Gal6Existing | Pierce CountyManufactured - Highly ImpactedWater Heat GT 55 GalExisting | Pierce County | Manufactured - Highly Impacted | Water Heat GT 55 Gal | 6 | ENERGY STAR Tankless Water Heater > 55 GAL - EF 0.90 | Existing | Water Heater - ENERGY STAR Tankless | ENERGY STAR Tankless Water Heater > 55 GAL - EF 0.90 | Federal Standard 2015 Condensing Water Heater > 55 GAL - EF 0.74 | per Home | 20 | Based on RTF workbook ResGasWH_v1_2 | 116.1222 | 95.4783 | Using measure description efficiency metrics to adjust loads from RTF/2021P workbooks to consumptions. | Using measure description efficiency metrics to adjust loads from RTF/2021P workbooks to consumptions. | 0 | 0 | NA | NA | 985.5502 | 960.201 | 0 | 2135.7217 | 1129.6809 | 0 | 0 | Technical Support Document - Residential Water Heaters, Direct Heating Equipment, and Pooler Heaters. November 2009, various retail prices from internet price research; calculated by linear interpolation | Technical Support Document - Residential Water Heaters, Direct Heating Equipment, and Pooler Heaters. November 2009. | Assuming no incremental O&M cost | 0 | 2.0234 | PSE NEI data | No applicable non-energy benefits | 100% | Equipment 100% technically feasible within end use | System | System
Pierce CountyManufactured - Highly ImpactedWater Heat GT 55 Gal6New | Pierce CountyManufactured - Highly ImpactedWater Heat GT 55 GalNew | Pierce County | Manufactured - Highly Impacted | Water Heat GT 55 Gal | 6 | ENERGY STAR Tankless Water Heater > 55 GAL - EF 0.90 | New | Water Heater - ENERGY STAR Tankless | ENERGY STAR Tankless Water Heater > 55 GAL - EF 0.90 | Federal Standard 2015 Condensing Water Heater > 55 GAL - EF 0.74 | per Home | 20 | Based on RTF workbook ResGasWH_v1_2 | 116.1222 | 95.4783 | Using measure description efficiency metrics to adjust loads from RTF/2021P workbooks to consumptions. | Using measure description efficiency metrics to adjust loads from RTF/2021P workbooks to consumptions. | 0 | 0 | NA | NA | 985.5502 | 960.201 | 0 | 2135.7217 | 1129.6809 | 0 | 0 | Technical Support Document - Residential Water Heaters, Direct Heating Equipment, and Pooler Heaters. November 2009, various retail prices from internet price research; calculated by linear interpolation | Technical Support Document - Residential Water Heaters, Direct Heating Equipment, and Pooler Heaters. November 2009. | Assuming no incremental O&M cost | 0 | 2.0234 | PSE NEI data | No applicable non-energy benefits | 100% | Equipment 100% technically feasible within end use | System | System
Snohomish CountySingle FamilyCooking Oven1Existing | Snohomish CountySingle FamilyCooking OvenExisting | Snohomish County | Single Family | Cooking Oven | 1 | Below Standard Cooking Oven | Existing | Cooking Oven - Below Standard | Below Standard Cooking Oven | Below Standard Cooking Oven | per Home | 8 | Assuming half the measure life for below standard equipment. | 15.5667 | 15.5667 | 2016 SNOPR Analytical Tools: National Impact Analysis (NIA) Spreadsheet, Cooking_Pds_NIA_SNOPR_DOE_2016_publication | 2016 SNOPR Analytical Tools: National Impact Analysis (NIA) Spreadsheet, Cooking_Pds_NIA_SNOPR_DOE_2016_publication | 0 | 0 | NA | NA | 0 | 0 | 0 | 0 | 0 | 0 | 0 | Baseline and measure are at the same efficiency level. Assuming no incremental cost. | No cost | No cost | 0 | 0 | No applicable non-energy benefits | No applicable non-energy benefits | 100% | Equipment 100% technically feasible within end use | System | System
Snohomish CountySingle FamilyCooking Oven1New | Snohomish CountySingle FamilyCooking OvenNew | Snohomish County | Single Family | Cooking Oven | 1 | Below Standard Cooking Oven | New | Cooking Oven - Below Standard | Below Standard Cooking Oven | Below Standard Cooking Oven | per Home | 8 | Assuming half the measure life for below standard equipment. | 15.5667 | 15.5667 | 2016 SNOPR Analytical Tools: National Impact Analysis (NIA) Spreadsheet, Cooking_Pds_NIA_SNOPR_DOE_2016_publication | 2016 SNOPR Analytical Tools: National Impact Analysis (NIA) Spreadsheet, Cooking_Pds_NIA_SNOPR_DOE_2016_publication | 0 | 0 | NA | NA | 0 | 0 | 0 | 0 | 0 | 0 | 0 | Baseline and measure are at the same efficiency level. Assuming no incremental cost. | No cost | No cost | 0 | 0 | No applicable non-energy benefits | No applicable non-energy benefits | 100% | Equipment 100% technically feasible within end use | System | System
Snohomish CountySingle Family - Highly ImpactedCooking Oven1Existing | Snohomish CountySingle Family - Highly ImpactedCooking OvenExisting | Snohomish County | Single Family - Highly Impacted | Cooking Oven | 1 | Below Standard Cooking Oven | Existing | Cooking Oven - Below Standard | Below Standard Cooking Oven | Below Standard Cooking Oven | per Home | 8 | Assuming half the measure life for below standard equipment. | 15.5667 | 15.5667 | 2016 SNOPR Analytical Tools: National Impact Analysis (NIA) Spreadsheet, Cooking_Pds_NIA_SNOPR_DOE_2016_publication | 2016 SNOPR Analytical Tools: National Impact Analysis (NIA) Spreadsheet, Cooking_Pds_NIA_SNOPR_DOE_2016_publication | 0 | 0 | NA | NA | 0 | 0 | 0 | 0 | 0 | 0 | 0 | Baseline and measure are at the same efficiency level. Assuming no incremental cost. | No cost | No cost | 0 | 0 | No applicable non-energy benefits | No applicable non-energy benefits | 100% | Equipment 100% technically feasible within end use | System | System
Snohomish CountySingle Family - Highly ImpactedCooking Oven1New | Snohomish CountySingle Family - Highly ImpactedCooking OvenNew | Snohomish County | Single Family - Highly Impacted | Cooking Oven | 1 | Below Standard Cooking Oven | New | Cooking Oven - Below Standard | Below Standard Cooking Oven | Below Standard Cooking Oven | per Home | 8 | Assuming half the measure life for below standard equipment. | 15.5667 | 15.5667 | 2016 SNOPR Analytical Tools: National Impact Analysis (NIA) Spreadsheet, Cooking_Pds_NIA_SNOPR_DOE_2016_publication | 2016 SNOPR Analytical Tools: National Impact Analysis (NIA) Spreadsheet, Cooking_Pds_NIA_SNOPR_DOE_2016_publication | 0 | 0 | NA | NA | 0 | 0 | 0 | 0 | 0 | 0 | 0 | Baseline and measure are at the same efficiency level. Assuming no incremental cost. | No cost | No cost | 0 | 0 | No applicable non-energy benefits | No applicable non-energy benefits | 100% | Equipment 100% technically feasible within end use | System | System
Snohomish CountyMultifamilyCooking Oven1Existing | Snohomish CountyMultifamilyCooking OvenExisting | Snohomish County | Multifamily | Cooking Oven | 1 | Below Standard Cooking Oven | Existing | Cooking Oven - Below Standard | Below Standard Cooking Oven | Below Standard Cooking Oven | per Home | 8 | Assuming half the measure life for below standard equipment. | 15.5667 | 15.5667 | 2016 SNOPR Analytical Tools: National Impact Analysis (NIA) Spreadsheet, Cooking_Pds_NIA_SNOPR_DOE_2016_publication | 2016 SNOPR Analytical Tools: National Impact Analysis (NIA) Spreadsheet, Cooking_Pds_NIA_SNOPR_DOE_2016_publication | 0 | 0 | NA | NA | 0 | 0 | 0 | 0 | 0 | 0 | 0 | Baseline and measure are at the same efficiency level. Assuming no incremental cost. | No cost | No cost | 0 | 0 | No applicable non-energy benefits | No applicable non-energy benefits | 100% | Equipment 100% technically feasible within end use | System | System
Snohomish CountyMultifamilyCooking Oven1New | Snohomish CountyMultifamilyCooking OvenNew | Snohomish County | Multifamily | Cooking Oven | 1 | Below Standard Cooking Oven | New | Cooking Oven - Below Standard | Below Standard Cooking Oven | Below Standard Cooking Oven | per Home | 8 | Assuming half the measure life for below standard equipment. | 15.5667 | 15.5667 | 2016 SNOPR Analytical Tools: National Impact Analysis (NIA) Spreadsheet, Cooking_Pds_NIA_SNOPR_DOE_2016_publication | 2016 SNOPR Analytical Tools: National Impact Analysis (NIA) Spreadsheet, Cooking_Pds_NIA_SNOPR_DOE_2016_publication | 0 | 0 | NA | NA | 0 | 0 | 0 | 0 | 0 | 0 | 0 | Baseline and measure are at the same efficiency level. Assuming no incremental cost. | No cost | No cost | 0 | 0 | No applicable non-energy benefits | No applicable non-energy benefits | 100% | Equipment 100% technically feasible within end use | System | System
Snohomish CountyMultifamily - Highly ImpactedCooking Oven1Existing | Snohomish CountyMultifamily - Highly ImpactedCooking OvenExisting | Snohomish County | Multifamily - Highly Impacted | Cooking Oven | 1 | Below Standard Cooking Oven | Existing | Cooking Oven - Below Standard | Below Standard Cooking Oven | Below Standard Cooking Oven | per Home | 8 | Assuming half the measure life for below standard equipment. | 15.5667 | 15.5667 | 2016 SNOPR Analytical Tools: National Impact Analysis (NIA) Spreadsheet, Cooking_Pds_NIA_SNOPR_DOE_2016_publication | 2016 SNOPR Analytical Tools: National Impact Analysis (NIA) Spreadsheet, Cooking_Pds_NIA_SNOPR_DOE_2016_publication | 0 | 0 | NA | NA | 0 | 0 | 0 | 0 | 0 | 0 | 0 | Baseline and measure are at the same efficiency level. Assuming no incremental cost. | No cost | No cost | 0 | 0 | No applicable non-energy benefits | No applicable non-energy benefits | 100% | Equipment 100% technically feasible within end use | System | System
Snohomish CountyMultifamily - Highly ImpactedCooking Oven1New | Snohomish CountyMultifamily - Highly ImpactedCooking OvenNew | Snohomish County | Multifamily - Highly Impacted | Cooking Oven | 1 | Below Standard Cooking Oven | New | Cooking Oven - Below Standard | Below Standard Cooking Oven | Below Standard Cooking Oven | per Home | 8 | Assuming half the measure life for below standard equipment. | 15.5667 | 15.5667 | 2016 SNOPR Analytical Tools: National Impact Analysis (NIA) Spreadsheet, Cooking_Pds_NIA_SNOPR_DOE_2016_publication | 2016 SNOPR Analytical Tools: National Impact Analysis (NIA) Spreadsheet, Cooking_Pds_NIA_SNOPR_DOE_2016_publication | 0 | 0 | NA | NA | 0 | 0 | 0 | 0 | 0 | 0 | 0 | Baseline and measure are at the same efficiency level. Assuming no incremental cost. | No cost | No cost | 0 | 0 | No applicable non-energy benefits | No applicable non-energy benefits | 100% | Equipment 100% technically feasible within end use | System | System
Snohomish CountyManufacturedCooking Oven1Existing | Snohomish CountyManufacturedCooking OvenExisting | Snohomish County | Manufactured | Cooking Oven | 1 | Below Standard Cooking Oven | Existing | Cooking Oven - Below Standard | Below Standard Cooking Oven | Below Standard Cooking Oven | per Home | 8 | Assuming half the measure life for below standard equipment. | 15.5667 | 15.5667 | 2016 SNOPR Analytical Tools: National Impact Analysis (NIA) Spreadsheet, Cooking_Pds_NIA_SNOPR_DOE_2016_publication | 2016 SNOPR Analytical Tools: National Impact Analysis (NIA) Spreadsheet, Cooking_Pds_NIA_SNOPR_DOE_2016_publication | 0 | 0 | NA | NA | 0 | 0 | 0 | 0 | 0 | 0 | 0 | Baseline and measure are at the same efficiency level. Assuming no incremental cost. | No cost | No cost | 0 | 0 | No applicable non-energy benefits | No applicable non-energy benefits | 100% | Equipment 100% technically feasible within end use | System | System
Snohomish CountyManufacturedCooking Oven1New | Snohomish CountyManufacturedCooking OvenNew | Snohomish County | Manufactured | Cooking Oven | 1 | Below Standard Cooking Oven | New | Cooking Oven - Below Standard | Below Standard Cooking Oven | Below Standard Cooking Oven | per Home | 8 | Assuming half the measure life for below standard equipment. | 15.5667 | 15.5667 | 2016 SNOPR Analytical Tools: National Impact Analysis (NIA) Spreadsheet, Cooking_Pds_NIA_SNOPR_DOE_2016_publication | 2016 SNOPR Analytical Tools: National Impact Analysis (NIA) Spreadsheet, Cooking_Pds_NIA_SNOPR_DOE_2016_publication | 0 | 0 | NA | NA | 0 | 0 | 0 | 0 | 0 | 0 | 0 | Baseline and measure are at the same efficiency level. Assuming no incremental cost. | No cost | No cost | 0 | 0 | No applicable non-energy benefits | No applicable non-energy benefits | 100% | Equipment 100% technically feasible within end use | System | System
Snohomish CountyManufactured - Highly ImpactedCooking Oven1Existing | Snohomish CountyManufactured - Highly ImpactedCooking OvenExisting | Snohomish County | Manufactured - Highly Impacted | Cooking Oven | 1 | Below Standard Cooking Oven | Existing | Cooking Oven - Below Standard | Below Standard Cooking Oven | Below Standard Cooking Oven | per Home | 8 | Assuming half the measure life for below standard equipment. | 15.5667 | 15.5667 | 2016 SNOPR Analytical Tools: National Impact Analysis (NIA) Spreadsheet, Cooking_Pds_NIA_SNOPR_DOE_2016_publication | 2016 SNOPR Analytical Tools: National Impact Analysis (NIA) Spreadsheet, Cooking_Pds_NIA_SNOPR_DOE_2016_publication | 0 | 0 | NA | NA | 0 | 0 | 0 | 0 | 0 | 0 | 0 | Baseline and measure are at the same efficiency level. Assuming no incremental cost. | No cost | No cost | 0 | 0 | No applicable non-energy benefits | No applicable non-energy benefits | 100% | Equipment 100% technically feasible within end use | System | System
Snohomish CountyManufactured - Highly ImpactedCooking Oven1New | Snohomish CountyManufactured - Highly ImpactedCooking OvenNew | Snohomish County | Manufactured - Highly Impacted | Cooking Oven | 1 | Below Standard Cooking Oven | New | Cooking Oven - Below Standard | Below Standard Cooking Oven | Below Standard Cooking Oven | per Home | 8 | Assuming half the measure life for below standard equipment. | 15.5667 | 15.5667 | 2016 SNOPR Analytical Tools: National Impact Analysis (NIA) Spreadsheet, Cooking_Pds_NIA_SNOPR_DOE_2016_publication | 2016 SNOPR Analytical Tools: National Impact Analysis (NIA) Spreadsheet, Cooking_Pds_NIA_SNOPR_DOE_2016_publication | 0 | 0 | NA | NA | 0 | 0 | 0 | 0 | 0 | 0 | 0 | Baseline and measure are at the same efficiency level. Assuming no incremental cost. | No cost | No cost | 0 | 0 | No applicable non-energy benefits | No applicable non-energy benefits | 100% | Equipment 100% technically feasible within end use | System | System
Snohomish CountySingle FamilyCooking Oven2Existing | Snohomish CountySingle FamilyCooking OvenExisting | Snohomish County | Single Family | Cooking Oven | 2 | Federal Standard 2012 Cooking Oven | Existing | Cooking Oven - Federal Standard 2012 | Federal Standard 2012 Cooking Oven | Federal Standard 2012 Cooking Oven | per Home | 16 | NWPCC 2021 Plan workbook Res-Oven-2021P_v2 | 9.915 | 9.915 | 2016 SNOPR Analytical Tools: National Impact Analysis (NIA) Spreadsheet, Cooking_Pds_NIA_SNOPR_DOE_2016_publication | 2016 SNOPR Analytical Tools: National Impact Analysis (NIA) Spreadsheet, Cooking_Pds_NIA_SNOPR_DOE_2016_publication | 0 | 0 | NA | NA | 565.2938 | 0 | 0 | 565.2938 | 0 | 0 | 0 | 2016 SNOPR Analytical Tools: National Impact Analysis (NIA) Spreadsheet, Cooking_Pds_NIA_SNOPR_DOE_2016_publication | No cost | No cost | 0 | 0 | No applicable non-energy benefits | No applicable non-energy benefits | 100% | Equipment 100% technically feasible within end use | System | System
Snohomish CountySingle FamilyCooking Oven2New | Snohomish CountySingle FamilyCooking OvenNew | Snohomish County | Single Family | Cooking Oven | 2 | Federal Standard 2012 Cooking Oven | New | Cooking Oven - Federal Standard 2012 | Federal Standard 2012 Cooking Oven | Federal Standard 2012 Cooking Oven | per Home | 16 | NWPCC 2021 Plan workbook Res-Oven-2021P_v2 | 9.915 | 9.915 | 2016 SNOPR Analytical Tools: National Impact Analysis (NIA) Spreadsheet, Cooking_Pds_NIA_SNOPR_DOE_2016_publication | 2016 SNOPR Analytical Tools: National Impact Analysis (NIA) Spreadsheet, Cooking_Pds_NIA_SNOPR_DOE_2016_publication | 0 | 0 | NA | NA | 565.2938 | 0 | 0 | 565.2938 | 0 | 0 | 0 | 2016 SNOPR Analytical Tools: National Impact Analysis (NIA) Spreadsheet, Cooking_Pds_NIA_SNOPR_DOE_2016_publication | No cost | No cost | 0 | 0 | No applicable non-energy benefits | No applicable non-energy benefits | 100% | Equipment 100% technically feasible within end use | System | System
Snohomish CountySingle Family - Highly ImpactedCooking Oven2Existing | Snohomish CountySingle Family - Highly ImpactedCooking OvenExisting | Snohomish County | Single Family - Highly Impacted | Cooking Oven | 2 | Federal Standard 2012 Cooking Oven | Existing | Cooking Oven - Federal Standard 2012 | Federal Standard 2012 Cooking Oven | Federal Standard 2012 Cooking Oven | per Home | 16 | NWPCC 2021 Plan workbook Res-Oven-2021P_v2 | 9.915 | 9.915 | 2016 SNOPR Analytical Tools: National Impact Analysis (NIA) Spreadsheet, Cooking_Pds_NIA_SNOPR_DOE_2016_publication | 2016 SNOPR Analytical Tools: National Impact Analysis (NIA) Spreadsheet, Cooking_Pds_NIA_SNOPR_DOE_2016_publication | 0 | 0 | NA | NA | 565.2938 | 0 | 0 | 565.2938 | 0 | 0 | 0 | 2016 SNOPR Analytical Tools: National Impact Analysis (NIA) Spreadsheet, Cooking_Pds_NIA_SNOPR_DOE_2016_publication | No cost | No cost | 0 | 0 | No applicable non-energy benefits | No applicable non-energy benefits | 100% | Equipment 100% technically feasible within end use | System | System
Snohomish CountySingle Family - Highly ImpactedCooking Oven2New | Snohomish CountySingle Family - Highly ImpactedCooking OvenNew | Snohomish County | Single Family - Highly Impacted | Cooking Oven | 2 | Federal Standard 2012 Cooking Oven | New | Cooking Oven - Federal Standard 2012 | Federal Standard 2012 Cooking Oven | Federal Standard 2012 Cooking Oven | per Home | 16 | NWPCC 2021 Plan workbook Res-Oven-2021P_v2 | 9.915 | 9.915 | 2016 SNOPR Analytical Tools: National Impact Analysis (NIA) Spreadsheet, Cooking_Pds_NIA_SNOPR_DOE_2016_publication | 2016 SNOPR Analytical Tools: National Impact Analysis (NIA) Spreadsheet, Cooking_Pds_NIA_SNOPR_DOE_2016_publication | 0 | 0 | NA | NA | 565.2938 | 0 | 0 | 565.2938 | 0 | 0 | 0 | 2016 SNOPR Analytical Tools: National Impact Analysis (NIA) Spreadsheet, Cooking_Pds_NIA_SNOPR_DOE_2016_publication | No cost | No cost | 0 | 0 | No applicable non-energy benefits | No applicable non-energy benefits | 100% | Equipment 100% technically feasible within end use | System | System
Snohomish CountyMultifamilyCooking Oven2Existing | Snohomish CountyMultifamilyCooking OvenExisting | Snohomish County | Multifamily | Cooking Oven | 2 | Federal Standard 2012 Cooking Oven | Existing | Cooking Oven - Federal Standard 2012 | Federal Standard 2012 Cooking Oven | Federal Standard 2012 Cooking Oven | per Home | 16 | NWPCC 2021 Plan workbook Res-Oven-2021P_v2 | 9.915 | 9.915 | 2016 SNOPR Analytical Tools: National Impact Analysis (NIA) Spreadsheet, Cooking_Pds_NIA_SNOPR_DOE_2016_publication | 2016 SNOPR Analytical Tools: National Impact Analysis (NIA) Spreadsheet, Cooking_Pds_NIA_SNOPR_DOE_2016_publication | 0 | 0 | NA | NA | 565.2938 | 0 | 0 | 565.2938 | 0 | 0 | 0 | 2016 SNOPR Analytical Tools: National Impact Analysis (NIA) Spreadsheet, Cooking_Pds_NIA_SNOPR_DOE_2016_publication | No cost | No cost | 0 | 0 | No applicable non-energy benefits | No applicable non-energy benefits | 100% | Equipment 100% technically feasible within end use | System | System
Snohomish CountyMultifamilyCooking Oven2New | Snohomish CountyMultifamilyCooking OvenNew | Snohomish County | Multifamily | Cooking Oven | 2 | Federal Standard 2012 Cooking Oven | New | Cooking Oven - Federal Standard 2012 | Federal Standard 2012 Cooking Oven | Federal Standard 2012 Cooking Oven | per Home | 16 | NWPCC 2021 Plan workbook Res-Oven-2021P_v2 | 9.915 | 9.915 | 2016 SNOPR Analytical Tools: National Impact Analysis (NIA) Spreadsheet, Cooking_Pds_NIA_SNOPR_DOE_2016_publication | 2016 SNOPR Analytical Tools: National Impact Analysis (NIA) Spreadsheet, Cooking_Pds_NIA_SNOPR_DOE_2016_publication | 0 | 0 | NA | NA | 565.2938 | 0 | 0 | 565.2938 | 0 | 0 | 0 | 2016 SNOPR Analytical Tools: National Impact Analysis (NIA) Spreadsheet, Cooking_Pds_NIA_SNOPR_DOE_2016_publication | No cost | No cost | 0 | 0 | No applicable non-energy benefits | No applicable non-energy benefits | 100% | Equipment 100% technically feasible within end use | System | System
Snohomish CountyMultifamily - Highly ImpactedCooking Oven2Existing | Snohomish CountyMultifamily - Highly ImpactedCooking OvenExisting | Snohomish County | Multifamily - Highly Impacted | Cooking Oven | 2 | Federal Standard 2012 Cooking Oven | Existing | Cooking Oven - Federal Standard 2012 | Federal Standard 2012 Cooking Oven | Federal Standard 2012 Cooking Oven | per Home | 16 | NWPCC 2021 Plan workbook Res-Oven-2021P_v2 | 9.915 | 9.915 | 2016 SNOPR Analytical Tools: National Impact Analysis (NIA) Spreadsheet, Cooking_Pds_NIA_SNOPR_DOE_2016_publication | 2016 SNOPR Analytical Tools: National Impact Analysis (NIA) Spreadsheet, Cooking_Pds_NIA_SNOPR_DOE_2016_publication | 0 | 0 | NA | NA | 565.2938 | 0 | 0 | 565.2938 | 0 | 0 | 0 | 2016 SNOPR Analytical Tools: National Impact Analysis (NIA) Spreadsheet, Cooking_Pds_NIA_SNOPR_DOE_2016_publication | No cost | No cost | 0 | 0 | No applicable non-energy benefits | No applicable non-energy benefits | 100% | Equipment 100% technically feasible within end use | System | System
Snohomish CountyMultifamily - Highly ImpactedCooking Oven2New | Snohomish CountyMultifamily - Highly ImpactedCooking OvenNew | Snohomish County | Multifamily - Highly Impacted | Cooking Oven | 2 | Federal Standard 2012 Cooking Oven | New | Cooking Oven - Federal Standard 2012 | Federal Standard 2012 Cooking Oven | Federal Standard 2012 Cooking Oven | per Home | 16 | NWPCC 2021 Plan workbook Res-Oven-2021P_v2 | 9.915 | 9.915 | 2016 SNOPR Analytical Tools: National Impact Analysis (NIA) Spreadsheet, Cooking_Pds_NIA_SNOPR_DOE_2016_publication | 2016 SNOPR Analytical Tools: National Impact Analysis (NIA) Spreadsheet, Cooking_Pds_NIA_SNOPR_DOE_2016_publication | 0 | 0 | NA | NA | 565.2938 | 0 | 0 | 565.2938 | 0 | 0 | 0 | 2016 SNOPR Analytical Tools: National Impact Analysis (NIA) Spreadsheet, Cooking_Pds_NIA_SNOPR_DOE_2016_publication | No cost | No cost | 0 | 0 | No applicable non-energy benefits | No applicable non-energy benefits | 100% | Equipment 100% technically feasible within end use | System | System
Snohomish CountyManufacturedCooking Oven2Existing | Snohomish CountyManufacturedCooking OvenExisting | Snohomish County | Manufactured | Cooking Oven | 2 | Federal Standard 2012 Cooking Oven | Existing | Cooking Oven - Federal Standard 2012 | Federal Standard 2012 Cooking Oven | Federal Standard 2012 Cooking Oven | per Home | 16 | NWPCC 2021 Plan workbook Res-Oven-2021P_v2 | 9.915 | 9.915 | 2016 SNOPR Analytical Tools: National Impact Analysis (NIA) Spreadsheet, Cooking_Pds_NIA_SNOPR_DOE_2016_publication | 2016 SNOPR Analytical Tools: National Impact Analysis (NIA) Spreadsheet, Cooking_Pds_NIA_SNOPR_DOE_2016_publication | 0 | 0 | NA | NA | 565.2938 | 0 | 0 | 565.2938 | 0 | 0 | 0 | 2016 SNOPR Analytical Tools: National Impact Analysis (NIA) Spreadsheet, Cooking_Pds_NIA_SNOPR_DOE_2016_publication | No cost | No cost | 0 | 0 | No applicable non-energy benefits | No applicable non-energy benefits | 100% | Equipment 100% technically feasible within end use | System | System
Snohomish CountyManufacturedCooking Oven2New | Snohomish CountyManufacturedCooking OvenNew | Snohomish County | Manufactured | Cooking Oven | 2 | Federal Standard 2012 Cooking Oven | New | Cooking Oven - Federal Standard 2012 | Federal Standard 2012 Cooking Oven | Federal Standard 2012 Cooking Oven | per Home | 16 | NWPCC 2021 Plan workbook Res-Oven-2021P_v2 | 9.915 | 9.915 | 2016 SNOPR Analytical Tools: National Impact Analysis (NIA) Spreadsheet, Cooking_Pds_NIA_SNOPR_DOE_2016_publication | 2016 SNOPR Analytical Tools: National Impact Analysis (NIA) Spreadsheet, Cooking_Pds_NIA_SNOPR_DOE_2016_publication | 0 | 0 | NA | NA | 565.2938 | 0 | 0 | 565.2938 | 0 | 0 | 0 | 2016 SNOPR Analytical Tools: National Impact Analysis (NIA) Spreadsheet, Cooking_Pds_NIA_SNOPR_DOE_2016_publication | No cost | No cost | 0 | 0 | No applicable non-energy benefits | No applicable non-energy benefits | 100% | Equipment 100% technically feasible within end use | System | System
Snohomish CountyManufactured - Highly ImpactedCooking Oven2Existing | Snohomish CountyManufactured - Highly ImpactedCooking OvenExisting | Snohomish County | Manufactured - Highly Impacted | Cooking Oven | 2 | Federal Standard 2012 Cooking Oven | Existing | Cooking Oven - Federal Standard 2012 | Federal Standard 2012 Cooking Oven | Federal Standard 2012 Cooking Oven | per Home | 16 | NWPCC 2021 Plan workbook Res-Oven-2021P_v2 | 9.915 | 9.915 | 2016 SNOPR Analytical Tools: National Impact Analysis (NIA) Spreadsheet, Cooking_Pds_NIA_SNOPR_DOE_2016_publication | 2016 SNOPR Analytical Tools: National Impact Analysis (NIA) Spreadsheet, Cooking_Pds_NIA_SNOPR_DOE_2016_publication | 0 | 0 | NA | NA | 565.2938 | 0 | 0 | 565.2938 | 0 | 0 | 0 | 2016 SNOPR Analytical Tools: National Impact Analysis (NIA) Spreadsheet, Cooking_Pds_NIA_SNOPR_DOE_2016_publication | No cost | No cost | 0 | 0 | No applicable non-energy benefits | No applicable non-energy benefits | 100% | Equipment 100% technically feasible within end use | System | System
Snohomish CountyManufactured - Highly ImpactedCooking Oven2New | Snohomish CountyManufactured - Highly ImpactedCooking OvenNew | Snohomish County | Manufactured - Highly Impacted | Cooking Oven | 2 | Federal Standard 2012 Cooking Oven | New | Cooking Oven - Federal Standard 2012 | Federal Standard 2012 Cooking Oven | Federal Standard 2012 Cooking Oven | per Home | 16 | NWPCC 2021 Plan workbook Res-Oven-2021P_v2 | 9.915 | 9.915 | 2016 SNOPR Analytical Tools: National Impact Analysis (NIA) Spreadsheet, Cooking_Pds_NIA_SNOPR_DOE_2016_publication | 2016 SNOPR Analytical Tools: National Impact Analysis (NIA) Spreadsheet, Cooking_Pds_NIA_SNOPR_DOE_2016_publication | 0 | 0 | NA | NA | 565.2938 | 0 | 0 | 565.2938 | 0 | 0 | 0 | 2016 SNOPR Analytical Tools: National Impact Analysis (NIA) Spreadsheet, Cooking_Pds_NIA_SNOPR_DOE_2016_publication | No cost | No cost | 0 | 0 | No applicable non-energy benefits | No applicable non-energy benefits | 100% | Equipment 100% technically feasible within end use | System | System
Snohomish CountySingle FamilyCooking Oven3Existing | Snohomish CountySingle FamilyCooking OvenExisting | Snohomish County | Single Family | Cooking Oven | 3 | Market Standard Cooking Oven | Existing | Cooking Oven - Market Standard | Market Standard Cooking Oven | Market Standard Cooking Oven | per Home | 16 | NWPCC 2021 Plan workbook Res-Oven-2021P_v2 | 9.1974 | 9.1974 | 2016 SNOPR Analytical Tools: National Impact Analysis (NIA) Spreadsheet, Cooking_Pds_NIA_SNOPR_DOE_2016_publication | 2016 SNOPR Analytical Tools: National Impact Analysis (NIA) Spreadsheet, Cooking_Pds_NIA_SNOPR_DOE_2016_publication | 0 | 0 | NA | NA | 0 | 0 | 0 | 0 | 0 | 0 | 0 | Baseline and measure are at the same efficiency level. Assuming no incremental cost. | No cost | No cost | 0 | 0 | No applicable non-energy benefits | No applicable non-energy benefits | 100% | Equipment 100% technically feasible within end use | System | System
Snohomish CountySingle FamilyCooking Oven3New | Snohomish CountySingle FamilyCooking OvenNew | Snohomish County | Single Family | Cooking Oven | 3 | Market Standard Cooking Oven | New | Cooking Oven - Market Standard | Market Standard Cooking Oven | Market Standard Cooking Oven | per Home | 16 | NWPCC 2021 Plan workbook Res-Oven-2021P_v2 | 9.1974 | 9.1974 | 2016 SNOPR Analytical Tools: National Impact Analysis (NIA) Spreadsheet, Cooking_Pds_NIA_SNOPR_DOE_2016_publication | 2016 SNOPR Analytical Tools: National Impact Analysis (NIA) Spreadsheet, Cooking_Pds_NIA_SNOPR_DOE_2016_publication | 0 | 0 | NA | NA | 0 | 0 | 0 | 0 | 0 | 0 | 0 | Baseline and measure are at the same efficiency level. Assuming no incremental cost. | No cost | No cost | 0 | 0 | No applicable non-energy benefits | No applicable non-energy benefits | 100% | Equipment 100% technically feasible within end use | System | System
Snohomish CountySingle Family - Highly ImpactedCooking Oven3Existing | Snohomish CountySingle Family - Highly ImpactedCooking OvenExisting | Snohomish County | Single Family - Highly Impacted | Cooking Oven | 3 | Market Standard Cooking Oven | Existing | Cooking Oven - Market Standard | Market Standard Cooking Oven | Market Standard Cooking Oven | per Home | 16 | NWPCC 2021 Plan workbook Res-Oven-2021P_v2 | 9.1974 | 9.1974 | 2016 SNOPR Analytical Tools: National Impact Analysis (NIA) Spreadsheet, Cooking_Pds_NIA_SNOPR_DOE_2016_publication | 2016 SNOPR Analytical Tools: National Impact Analysis (NIA) Spreadsheet, Cooking_Pds_NIA_SNOPR_DOE_2016_publication | 0 | 0 | NA | NA | 0 | 0 | 0 | 0 | 0 | 0 | 0 | Baseline and measure are at the same efficiency level. Assuming no incremental cost. | No cost | No cost | 0 | 0 | No applicable non-energy benefits | No applicable non-energy benefits | 100% | Equipment 100% technically feasible within end use | System | System
Snohomish CountySingle Family - Highly ImpactedCooking Oven3New | Snohomish CountySingle Family - Highly ImpactedCooking OvenNew | Snohomish County | Single Family - Highly Impacted | Cooking Oven | 3 | Market Standard Cooking Oven | New | Cooking Oven - Market Standard | Market Standard Cooking Oven | Market Standard Cooking Oven | per Home | 16 | NWPCC 2021 Plan workbook Res-Oven-2021P_v2 | 9.1974 | 9.1974 | 2016 SNOPR Analytical Tools: National Impact Analysis (NIA) Spreadsheet, Cooking_Pds_NIA_SNOPR_DOE_2016_publication | 2016 SNOPR Analytical Tools: National Impact Analysis (NIA) Spreadsheet, Cooking_Pds_NIA_SNOPR_DOE_2016_publication | 0 | 0 | NA | NA | 0 | 0 | 0 | 0 | 0 | 0 | 0 | Baseline and measure are at the same efficiency level. Assuming no incremental cost. | No cost | No cost | 0 | 0 | No applicable non-energy benefits | No applicable non-energy benefits | 100% | Equipment 100% technically feasible within end use | System | System
Snohomish CountyMultifamilyCooking Oven3Existing | Snohomish CountyMultifamilyCooking OvenExisting | Snohomish County | Multifamily | Cooking Oven | 3 | Market Standard Cooking Oven | Existing | Cooking Oven - Market Standard | Market Standard Cooking Oven | Market Standard Cooking Oven | per Home | 16 | NWPCC 2021 Plan workbook Res-Oven-2021P_v2 | 9.1974 | 9.1974 | 2016 SNOPR Analytical Tools: National Impact Analysis (NIA) Spreadsheet, Cooking_Pds_NIA_SNOPR_DOE_2016_publication | 2016 SNOPR Analytical Tools: National Impact Analysis (NIA) Spreadsheet, Cooking_Pds_NIA_SNOPR_DOE_2016_publication | 0 | 0 | NA | NA | 0 | 0 | 0 | 0 | 0 | 0 | 0 | Baseline and measure are at the same efficiency level. Assuming no incremental cost. | No cost | No cost | 0 | 0 | No applicable non-energy benefits | No applicable non-energy benefits | 100% | Equipment 100% technically feasible within end use | System | System
Snohomish CountyMultifamilyCooking Oven3New | Snohomish CountyMultifamilyCooking OvenNew | Snohomish County | Multifamily | Cooking Oven | 3 | Market Standard Cooking Oven | New | Cooking Oven - Market Standard | Market Standard Cooking Oven | Market Standard Cooking Oven | per Home | 16 | NWPCC 2021 Plan workbook Res-Oven-2021P_v2 | 9.1974 | 9.1974 | 2016 SNOPR Analytical Tools: National Impact Analysis (NIA) Spreadsheet, Cooking_Pds_NIA_SNOPR_DOE_2016_publication | 2016 SNOPR Analytical Tools: National Impact Analysis (NIA) Spreadsheet, Cooking_Pds_NIA_SNOPR_DOE_2016_publication | 0 | 0 | NA | NA | 0 | 0 | 0 | 0 | 0 | 0 | 0 | Baseline and measure are at the same efficiency level. Assuming no incremental cost. | No cost | No cost | 0 | 0 | No applicable non-energy benefits | No applicable non-energy benefits | 100% | Equipment 100% technically feasible within end use | System | System
Snohomish CountyMultifamily - Highly ImpactedCooking Oven3Existing | Snohomish CountyMultifamily - Highly ImpactedCooking OvenExisting | Snohomish County | Multifamily - Highly Impacted | Cooking Oven | 3 | Market Standard Cooking Oven | Existing | Cooking Oven - Market Standard | Market Standard Cooking Oven | Market Standard Cooking Oven | per Home | 16 | NWPCC 2021 Plan workbook Res-Oven-2021P_v2 | 9.1974 | 9.1974 | 2016 SNOPR Analytical Tools: National Impact Analysis (NIA) Spreadsheet, Cooking_Pds_NIA_SNOPR_DOE_2016_publication | 2016 SNOPR Analytical Tools: National Impact Analysis (NIA) Spreadsheet, Cooking_Pds_NIA_SNOPR_DOE_2016_publication | 0 | 0 | NA | NA | 0 | 0 | 0 | 0 | 0 | 0 | 0 | Baseline and measure are at the same efficiency level. Assuming no incremental cost. | No cost | No cost | 0 | 0 | No applicable non-energy benefits | No applicable non-energy benefits | 100% | Equipment 100% technically feasible within end use | System | System
Snohomish CountyMultifamily - Highly ImpactedCooking Oven3New | Snohomish CountyMultifamily - Highly ImpactedCooking OvenNew | Snohomish County | Multifamily - Highly Impacted | Cooking Oven | 3 | Market Standard Cooking Oven | New | Cooking Oven - Market Standard | Market Standard Cooking Oven | Market Standard Cooking Oven | per Home | 16 | NWPCC 2021 Plan workbook Res-Oven-2021P_v2 | 9.1974 | 9.1974 | 2016 SNOPR Analytical Tools: National Impact Analysis (NIA) Spreadsheet, Cooking_Pds_NIA_SNOPR_DOE_2016_publication | 2016 SNOPR Analytical Tools: National Impact Analysis (NIA) Spreadsheet, Cooking_Pds_NIA_SNOPR_DOE_2016_publication | 0 | 0 | NA | NA | 0 | 0 | 0 | 0 | 0 | 0 | 0 | Baseline and measure are at the same efficiency level. Assuming no incremental cost. | No cost | No cost | 0 | 0 | No applicable non-energy benefits | No applicable non-energy benefits | 100% | Equipment 100% technically feasible within end use | System | System
Snohomish CountyManufacturedCooking Oven3Existing | Snohomish CountyManufacturedCooking OvenExisting | Snohomish County | Manufactured | Cooking Oven | 3 | Market Standard Cooking Oven | Existing | Cooking Oven - Market Standard | Market Standard Cooking Oven | Market Standard Cooking Oven | per Home | 16 | NWPCC 2021 Plan workbook Res-Oven-2021P_v2 | 9.1974 | 9.1974 | 2016 SNOPR Analytical Tools: National Impact Analysis (NIA) Spreadsheet, Cooking_Pds_NIA_SNOPR_DOE_2016_publication | 2016 SNOPR Analytical Tools: National Impact Analysis (NIA) Spreadsheet, Cooking_Pds_NIA_SNOPR_DOE_2016_publication | 0 | 0 | NA | NA | 0 | 0 | 0 | 0 | 0 | 0 | 0 | Baseline and measure are at the same efficiency level. Assuming no incremental cost. | No cost | No cost | 0 | 0 | No applicable non-energy benefits | No applicable non-energy benefits | 100% | Equipment 100% technically feasible within end use | System | System
Snohomish CountyManufacturedCooking Oven3New | Snohomish CountyManufacturedCooking OvenNew | Snohomish County | Manufactured | Cooking Oven | 3 | Market Standard Cooking Oven | New | Cooking Oven - Market Standard | Market Standard Cooking Oven | Market Standard Cooking Oven | per Home | 16 | NWPCC 2021 Plan workbook Res-Oven-2021P_v2 | 9.1974 | 9.1974 | 2016 SNOPR Analytical Tools: National Impact Analysis (NIA) Spreadsheet, Cooking_Pds_NIA_SNOPR_DOE_2016_publication | 2016 SNOPR Analytical Tools: National Impact Analysis (NIA) Spreadsheet, Cooking_Pds_NIA_SNOPR_DOE_2016_publication | 0 | 0 | NA | NA | 0 | 0 | 0 | 0 | 0 | 0 | 0 | Baseline and measure are at the same efficiency level. Assuming no incremental cost. | No cost | No cost | 0 | 0 | No applicable non-energy benefits | No applicable non-energy benefits | 100% | Equipment 100% technically feasible within end use | System | System
Snohomish CountyManufactured - Highly ImpactedCooking Oven3Existing | Snohomish CountyManufactured - Highly ImpactedCooking OvenExisting | Snohomish County | Manufactured - Highly Impacted | Cooking Oven | 3 | Market Standard Cooking Oven | Existing | Cooking Oven - Market Standard | Market Standard Cooking Oven | Market Standard Cooking Oven | per Home | 16 | NWPCC 2021 Plan workbook Res-Oven-2021P_v2 | 9.1974 | 9.1974 | 2016 SNOPR Analytical Tools: National Impact Analysis (NIA) Spreadsheet, Cooking_Pds_NIA_SNOPR_DOE_2016_publication | 2016 SNOPR Analytical Tools: National Impact Analysis (NIA) Spreadsheet, Cooking_Pds_NIA_SNOPR_DOE_2016_publication | 0 | 0 | NA | NA | 0 | 0 | 0 | 0 | 0 | 0 | 0 | Baseline and measure are at the same efficiency level. Assuming no incremental cost. | No cost | No cost | 0 | 0 | No applicable non-energy benefits | No applicable non-energy benefits | 100% | Equipment 100% technically feasible within end use | System | System
Snohomish CountyManufactured - Highly ImpactedCooking Oven3New | Snohomish CountyManufactured - Highly ImpactedCooking OvenNew | Snohomish County | Manufactured - Highly Impacted | Cooking Oven | 3 | Market Standard Cooking Oven | New | Cooking Oven - Market Standard | Market Standard Cooking Oven | Market Standard Cooking Oven | per Home | 16 | NWPCC 2021 Plan workbook Res-Oven-2021P_v2 | 9.1974 | 9.1974 | 2016 SNOPR Analytical Tools: National Impact Analysis (NIA) Spreadsheet, Cooking_Pds_NIA_SNOPR_DOE_2016_publication | 2016 SNOPR Analytical Tools: National Impact Analysis (NIA) Spreadsheet, Cooking_Pds_NIA_SNOPR_DOE_2016_publication | 0 | 0 | NA | NA | 0 | 0 | 0 | 0 | 0 | 0 | 0 | Baseline and measure are at the same efficiency level. Assuming no incremental cost. | No cost | No cost | 0 | 0 | No applicable non-energy benefits | No applicable non-energy benefits | 100% | Equipment 100% technically feasible within end use | System | System
Snohomish CountySingle FamilyCooking Oven4Existing | Snohomish CountySingle FamilyCooking OvenExisting | Snohomish County | Single Family | Cooking Oven | 4 | High Efficiency Convection Cooking Oven | Existing | Cooking Oven - High Efficiency | High Efficiency Convection Cooking Oven | Federal Standard 2012 Cooking Oven | per Home | 16 | NWPCC 2021 Plan workbook Res-Oven-2021P_v2 | 9.915 | 8.3182 | 2016 SNOPR Analytical Tools: National Impact Analysis (NIA) Spreadsheet, Cooking_Pds_NIA_SNOPR_DOE_2016_publication | 2016 SNOPR Analytical Tools: National Impact Analysis (NIA) Spreadsheet, Cooking_Pds_NIA_SNOPR_DOE_2016_publication | 0 | 0 | NA | NA | 565.2938 | 0 | 0 | 584.462 | 0 | 0 | 0 | 2016 SNOPR Analytical Tools: National Impact Analysis (NIA) Spreadsheet, Cooking_Pds_NIA_SNOPR_DOE_2016_publication | No cost | No cost | 0 | 0 | No applicable non-energy benefits | No applicable non-energy benefits | 100% | Equipment 100% technically feasible within end use | System | System
Snohomish CountySingle FamilyCooking Oven4New | Snohomish CountySingle FamilyCooking OvenNew | Snohomish County | Single Family | Cooking Oven | 4 | High Efficiency Convection Cooking Oven | New | Cooking Oven - High Efficiency | High Efficiency Convection Cooking Oven | Federal Standard 2012 Cooking Oven | per Home | 16 | NWPCC 2021 Plan workbook Res-Oven-2021P_v2 | 9.915 | 8.3182 | 2016 SNOPR Analytical Tools: National Impact Analysis (NIA) Spreadsheet, Cooking_Pds_NIA_SNOPR_DOE_2016_publication | 2016 SNOPR Analytical Tools: National Impact Analysis (NIA) Spreadsheet, Cooking_Pds_NIA_SNOPR_DOE_2016_publication | 0 | 0 | NA | NA | 565.2938 | 0 | 0 | 584.462 | 0 | 0 | 0 | 2016 SNOPR Analytical Tools: National Impact Analysis (NIA) Spreadsheet, Cooking_Pds_NIA_SNOPR_DOE_2016_publication | No cost | No cost | 0 | 0 | No applicable non-energy benefits | No applicable non-energy benefits | 100% | Equipment 100% technically feasible within end use | System | System
Snohomish CountySingle Family - Highly ImpactedCooking Oven4Existing | Snohomish CountySingle Family - Highly ImpactedCooking OvenExisting | Snohomish County | Single Family - Highly Impacted | Cooking Oven | 4 | High Efficiency Convection Cooking Oven | Existing | Cooking Oven - High Efficiency | High Efficiency Convection Cooking Oven | Federal Standard 2012 Cooking Oven | per Home | 16 | NWPCC 2021 Plan workbook Res-Oven-2021P_v2 | 9.915 | 8.3182 | 2016 SNOPR Analytical Tools: National Impact Analysis (NIA) Spreadsheet, Cooking_Pds_NIA_SNOPR_DOE_2016_publication | 2016 SNOPR Analytical Tools: National Impact Analysis (NIA) Spreadsheet, Cooking_Pds_NIA_SNOPR_DOE_2016_publication | 0 | 0 | NA | NA | 565.2938 | 0 | 0 | 584.462 | 0 | 0 | 0 | 2016 SNOPR Analytical Tools: National Impact Analysis (NIA) Spreadsheet, Cooking_Pds_NIA_SNOPR_DOE_2016_publication | No cost | No cost | 0 | 0 | No applicable non-energy benefits | No applicable non-energy benefits | 100% | Equipment 100% technically feasible within end use | System | System
Snohomish CountySingle Family - Highly ImpactedCooking Oven4New | Snohomish CountySingle Family - Highly ImpactedCooking OvenNew | Snohomish County | Single Family - Highly Impacted | Cooking Oven | 4 | High Efficiency Convection Cooking Oven | New | Cooking Oven - High Efficiency | High Efficiency Convection Cooking Oven | Federal Standard 2012 Cooking Oven | per Home | 16 | NWPCC 2021 Plan workbook Res-Oven-2021P_v2 | 9.915 | 8.3182 | 2016 SNOPR Analytical Tools: National Impact Analysis (NIA) Spreadsheet, Cooking_Pds_NIA_SNOPR_DOE_2016_publication | 2016 SNOPR Analytical Tools: National Impact Analysis (NIA) Spreadsheet, Cooking_Pds_NIA_SNOPR_DOE_2016_publication | 0 | 0 | NA | NA | 565.2938 | 0 | 0 | 584.462 | 0 | 0 | 0 | 2016 SNOPR Analytical Tools: National Impact Analysis (NIA) Spreadsheet, Cooking_Pds_NIA_SNOPR_DOE_2016_publication | No cost | No cost | 0 | 0 | No applicable non-energy benefits | No applicable non-energy benefits | 100% | Equipment 100% technically feasible within end use | System | System
Snohomish CountyMultifamilyCooking Oven4Existing | Snohomish CountyMultifamilyCooking OvenExisting | Snohomish County | Multifamily | Cooking Oven | 4 | High Efficiency Convection Cooking Oven | Existing | Cooking Oven - High Efficiency | High Efficiency Convection Cooking Oven | Federal Standard 2012 Cooking Oven | per Home | 16 | NWPCC 2021 Plan workbook Res-Oven-2021P_v2 | 9.915 | 8.3182 | 2016 SNOPR Analytical Tools: National Impact Analysis (NIA) Spreadsheet, Cooking_Pds_NIA_SNOPR_DOE_2016_publication | 2016 SNOPR Analytical Tools: National Impact Analysis (NIA) Spreadsheet, Cooking_Pds_NIA_SNOPR_DOE_2016_publication | 0 | 0 | NA | NA | 565.2938 | 0 | 0 | 584.462 | 0 | 0 | 0 | 2016 SNOPR Analytical Tools: National Impact Analysis (NIA) Spreadsheet, Cooking_Pds_NIA_SNOPR_DOE_2016_publication | No cost | No cost | 0 | 0 | No applicable non-energy benefits | No applicable non-energy benefits | 100% | Equipment 100% technically feasible within end use | System | System
Snohomish CountyMultifamilyCooking Oven4New | Snohomish CountyMultifamilyCooking OvenNew | Snohomish County | Multifamily | Cooking Oven | 4 | High Efficiency Convection Cooking Oven | New | Cooking Oven - High Efficiency | High Efficiency Convection Cooking Oven | Federal Standard 2012 Cooking Oven | per Home | 16 | NWPCC 2021 Plan workbook Res-Oven-2021P_v2 | 9.915 | 8.3182 | 2016 SNOPR Analytical Tools: National Impact Analysis (NIA) Spreadsheet, Cooking_Pds_NIA_SNOPR_DOE_2016_publication | 2016 SNOPR Analytical Tools: National Impact Analysis (NIA) Spreadsheet, Cooking_Pds_NIA_SNOPR_DOE_2016_publication | 0 | 0 | NA | NA | 565.2938 | 0 | 0 | 584.462 | 0 | 0 | 0 | 2016 SNOPR Analytical Tools: National Impact Analysis (NIA) Spreadsheet, Cooking_Pds_NIA_SNOPR_DOE_2016_publication | No cost | No cost | 0 | 0 | No applicable non-energy benefits | No applicable non-energy benefits | 100% | Equipment 100% technically feasible within end use | System | System
Snohomish CountyMultifamily - Highly ImpactedCooking Oven4Existing | Snohomish CountyMultifamily - Highly ImpactedCooking OvenExisting | Snohomish County | Multifamily - Highly Impacted | Cooking Oven | 4 | High Efficiency Convection Cooking Oven | Existing | Cooking Oven - High Efficiency | High Efficiency Convection Cooking Oven | Federal Standard 2012 Cooking Oven | per Home | 16 | NWPCC 2021 Plan workbook Res-Oven-2021P_v2 | 9.915 | 8.3182 | 2016 SNOPR Analytical Tools: National Impact Analysis (NIA) Spreadsheet, Cooking_Pds_NIA_SNOPR_DOE_2016_publication | 2016 SNOPR Analytical Tools: National Impact Analysis (NIA) Spreadsheet, Cooking_Pds_NIA_SNOPR_DOE_2016_publication | 0 | 0 | NA | NA | 565.2938 | 0 | 0 | 584.462 | 0 | 0 | 0 | 2016 SNOPR Analytical Tools: National Impact Analysis (NIA) Spreadsheet, Cooking_Pds_NIA_SNOPR_DOE_2016_publication | No cost | No cost | 0 | 0 | No applicable non-energy benefits | No applicable non-energy benefits | 100% | Equipment 100% technically feasible within end use | System | System
Snohomish CountyMultifamily - Highly ImpactedCooking Oven4New | Snohomish CountyMultifamily - Highly ImpactedCooking OvenNew | Snohomish County | Multifamily - Highly Impacted | Cooking Oven | 4 | High Efficiency Convection Cooking Oven | New | Cooking Oven - High Efficiency | High Efficiency Convection Cooking Oven | Federal Standard 2012 Cooking Oven | per Home | 16 | NWPCC 2021 Plan workbook Res-Oven-2021P_v2 | 9.915 | 8.3182 | 2016 SNOPR Analytical Tools: National Impact Analysis (NIA) Spreadsheet, Cooking_Pds_NIA_SNOPR_DOE_2016_publication | 2016 SNOPR Analytical Tools: National Impact Analysis (NIA) Spreadsheet, Cooking_Pds_NIA_SNOPR_DOE_2016_publication | 0 | 0 | NA | NA | 565.2938 | 0 | 0 | 584.462 | 0 | 0 | 0 | 2016 SNOPR Analytical Tools: National Impact Analysis (NIA) Spreadsheet, Cooking_Pds_NIA_SNOPR_DOE_2016_publication | No cost | No cost | 0 | 0 | No applicable non-energy benefits | No applicable non-energy benefits | 100% | Equipment 100% technically feasible within end use | System | System
Snohomish CountyManufacturedCooking Oven4Existing | Snohomish CountyManufacturedCooking OvenExisting | Snohomish County | Manufactured | Cooking Oven | 4 | High Efficiency Convection Cooking Oven | Existing | Cooking Oven - High Efficiency | High Efficiency Convection Cooking Oven | Federal Standard 2012 Cooking Oven | per Home | 16 | NWPCC 2021 Plan workbook Res-Oven-2021P_v2 | 9.915 | 8.3182 | 2016 SNOPR Analytical Tools: National Impact Analysis (NIA) Spreadsheet, Cooking_Pds_NIA_SNOPR_DOE_2016_publication | 2016 SNOPR Analytical Tools: National Impact Analysis (NIA) Spreadsheet, Cooking_Pds_NIA_SNOPR_DOE_2016_publication | 0 | 0 | NA | NA | 565.2938 | 0 | 0 | 584.462 | 0 | 0 | 0 | 2016 SNOPR Analytical Tools: National Impact Analysis (NIA) Spreadsheet, Cooking_Pds_NIA_SNOPR_DOE_2016_publication | No cost | No cost | 0 | 0 | No applicable non-energy benefits | No applicable non-energy benefits | 100% | Equipment 100% technically feasible within end use | System | System
Snohomish CountyManufacturedCooking Oven4New | Snohomish CountyManufacturedCooking OvenNew | Snohomish County | Manufactured | Cooking Oven | 4 | High Efficiency Convection Cooking Oven | New | Cooking Oven - High Efficiency | High Efficiency Convection Cooking Oven | Federal Standard 2012 Cooking Oven | per Home | 16 | NWPCC 2021 Plan workbook Res-Oven-2021P_v2 | 9.915 | 8.3182 | 2016 SNOPR Analytical Tools: National Impact Analysis (NIA) Spreadsheet, Cooking_Pds_NIA_SNOPR_DOE_2016_publication | 2016 SNOPR Analytical Tools: National Impact Analysis (NIA) Spreadsheet, Cooking_Pds_NIA_SNOPR_DOE_2016_publication | 0 | 0 | NA | NA | 565.2938 | 0 | 0 | 584.462 | 0 | 0 | 0 | 2016 SNOPR Analytical Tools: National Impact Analysis (NIA) Spreadsheet, Cooking_Pds_NIA_SNOPR_DOE_2016_publication | No cost | No cost | 0 | 0 | No applicable non-energy benefits | No applicable non-energy benefits | 100% | Equipment 100% technically feasible within end use | System | System
Snohomish CountyManufactured - Highly ImpactedCooking Oven4Existing | Snohomish CountyManufactured - Highly ImpactedCooking OvenExisting | Snohomish County | Manufactured - Highly Impacted | Cooking Oven | 4 | High Efficiency Convection Cooking Oven | Existing | Cooking Oven - High Efficiency | High Efficiency Convection Cooking Oven | Federal Standard 2012 Cooking Oven | per Home | 16 | NWPCC 2021 Plan workbook Res-Oven-2021P_v2 | 9.915 | 8.3182 | 2016 SNOPR Analytical Tools: National Impact Analysis (NIA) Spreadsheet, Cooking_Pds_NIA_SNOPR_DOE_2016_publication | 2016 SNOPR Analytical Tools: National Impact Analysis (NIA) Spreadsheet, Cooking_Pds_NIA_SNOPR_DOE_2016_publication | 0 | 0 | NA | NA | 565.2938 | 0 | 0 | 584.462 | 0 | 0 | 0 | 2016 SNOPR Analytical Tools: National Impact Analysis (NIA) Spreadsheet, Cooking_Pds_NIA_SNOPR_DOE_2016_publication | No cost | No cost | 0 | 0 | No applicable non-energy benefits | No applicable non-energy benefits | 100% | Equipment 100% technically feasible within end use | System | System
Snohomish CountyManufactured - Highly ImpactedCooking Oven4New | Snohomish CountyManufactured - Highly ImpactedCooking OvenNew | Snohomish County | Manufactured - Highly Impacted | Cooking Oven | 4 | High Efficiency Convection Cooking Oven | New | Cooking Oven - High Efficiency | High Efficiency Convection Cooking Oven | Federal Standard 2012 Cooking Oven | per Home | 16 | NWPCC 2021 Plan workbook Res-Oven-2021P_v2 | 9.915 | 8.3182 | 2016 SNOPR Analytical Tools: National Impact Analysis (NIA) Spreadsheet, Cooking_Pds_NIA_SNOPR_DOE_2016_publication | 2016 SNOPR Analytical Tools: National Impact Analysis (NIA) Spreadsheet, Cooking_Pds_NIA_SNOPR_DOE_2016_publication | 0 | 0 | NA | NA | 565.2938 | 0 | 0 | 584.462 | 0 | 0 | 0 | 2016 SNOPR Analytical Tools: National Impact Analysis (NIA) Spreadsheet, Cooking_Pds_NIA_SNOPR_DOE_2016_publication | No cost | No cost | 0 | 0 | No applicable non-energy benefits | No applicable non-energy benefits | 100% | Equipment 100% technically feasible within end use | System | System
Snohomish CountySingle FamilyCooking Range1Existing | Snohomish CountySingle FamilyCooking RangeExisting | Snohomish County | Single Family | Cooking Range | 1 | Federal Standard 2012 Cooking Range | Existing | Cooking Range - Federal Standard 2012 | Federal Standard 2012 Cooking Range | Federal Standard 2012 Cooking Range | per Home | 19 | Chapter 8 of 2009 TSD; Table 8.2.43, pg 8-39; found at: : https://www.regulations.gov/document?D=EERE-2006-STD-0127-0097 | 7.2 | 7.2 | Chapter 6 of 2009 TSD; Table 6.2.1, pg 6-3 and Table 6.2.5, pg 6-7; found at: : https://www.regulations.gov/document?D=EERE-2006-STD-0127-0097 | Chapter 6 of 2009 TSD; Table 6.2.1, pg 6-3 and Table 6.2.5, pg 6-7; found at: : https://www.regulations.gov/document?D=EERE-2006-STD-0127-0097 | 0 | 0 | NA | NA | 523.4587 | 0 | 0 | 523.4587 | 0 | 0 | 0 | Baseline and measure are at the same efficiency level. Source: 2009 TSD, Chapter 8, Table 8.2.12, pg 8-18 and Table 8.2.41, pg 8-38 | Baseline and measure are at the same efficiency level. Assuming no incremental cost. | Baseline and measure are at the same efficiency level. Assuming no incremental cost. | 0 | 0 | No applicable non-energy benefits | No applicable non-energy benefits | 100% | Equipment 100% technically feasible within end use | System | System
Snohomish CountySingle FamilyCooking Range1New | Snohomish CountySingle FamilyCooking RangeNew | Snohomish County | Single Family | Cooking Range | 1 | Federal Standard 2012 Cooking Range | New | Cooking Range - Federal Standard 2012 | Federal Standard 2012 Cooking Range | Federal Standard 2012 Cooking Range | per Home | 19 | Chapter 8 of 2009 TSD; Table 8.2.43, pg 8-39; found at: : https://www.regulations.gov/document?D=EERE-2006-STD-0127-0097 | 7.2 | 7.2 | Chapter 6 of 2009 TSD; Table 6.2.1, pg 6-3 and Table 6.2.5, pg 6-7; found at: : https://www.regulations.gov/document?D=EERE-2006-STD-0127-0097 | Chapter 6 of 2009 TSD; Table 6.2.1, pg 6-3 and Table 6.2.5, pg 6-7; found at: : https://www.regulations.gov/document?D=EERE-2006-STD-0127-0097 | 0 | 0 | NA | NA | 523.4587 | 0 | 0 | 523.4587 | 0 | 0 | 0 | Baseline and measure are at the same efficiency level. Source: 2009 TSD, Chapter 8, Table 8.2.12, pg 8-18 and Table 8.2.41, pg 8-38 | Baseline and measure are at the same efficiency level. Assuming no incremental cost. | Baseline and measure are at the same efficiency level. Assuming no incremental cost. | 0 | 0 | No applicable non-energy benefits | No applicable non-energy benefits | 100% | Equipment 100% technically feasible within end use | System | System
Snohomish CountySingle Family - Highly ImpactedCooking Range1Existing | Snohomish CountySingle Family - Highly ImpactedCooking RangeExisting | Snohomish County | Single Family - Highly Impacted | Cooking Range | 1 | Federal Standard 2012 Cooking Range | Existing | Cooking Range - Federal Standard 2012 | Federal Standard 2012 Cooking Range | Federal Standard 2012 Cooking Range | per Home | 19 | Chapter 8 of 2009 TSD; Table 8.2.43, pg 8-39; found at: : https://www.regulations.gov/document?D=EERE-2006-STD-0127-0097 | 7.2 | 7.2 | Chapter 6 of 2009 TSD; Table 6.2.1, pg 6-3 and Table 6.2.5, pg 6-7; found at: : https://www.regulations.gov/document?D=EERE-2006-STD-0127-0097 | Chapter 6 of 2009 TSD; Table 6.2.1, pg 6-3 and Table 6.2.5, pg 6-7; found at: : https://www.regulations.gov/document?D=EERE-2006-STD-0127-0097 | 0 | 0 | NA | NA | 523.4587 | 0 | 0 | 523.4587 | 0 | 0 | 0 | Baseline and measure are at the same efficiency level. Source: 2009 TSD, Chapter 8, Table 8.2.12, pg 8-18 and Table 8.2.41, pg 8-38 | Baseline and measure are at the same efficiency level. Assuming no incremental cost. | Baseline and measure are at the same efficiency level. Assuming no incremental cost. | 0 | 0 | No applicable non-energy benefits | No applicable non-energy benefits | 100% | Equipment 100% technically feasible within end use | System | System
Snohomish CountySingle Family - Highly ImpactedCooking Range1New | Snohomish CountySingle Family - Highly ImpactedCooking RangeNew | Snohomish County | Single Family - Highly Impacted | Cooking Range | 1 | Federal Standard 2012 Cooking Range | New | Cooking Range - Federal Standard 2012 | Federal Standard 2012 Cooking Range | Federal Standard 2012 Cooking Range | per Home | 19 | Chapter 8 of 2009 TSD; Table 8.2.43, pg 8-39; found at: : https://www.regulations.gov/document?D=EERE-2006-STD-0127-0097 | 7.2 | 7.2 | Chapter 6 of 2009 TSD; Table 6.2.1, pg 6-3 and Table 6.2.5, pg 6-7; found at: : https://www.regulations.gov/document?D=EERE-2006-STD-0127-0097 | Chapter 6 of 2009 TSD; Table 6.2.1, pg 6-3 and Table 6.2.5, pg 6-7; found at: : https://www.regulations.gov/document?D=EERE-2006-STD-0127-0097 | 0 | 0 | NA | NA | 523.4587 | 0 | 0 | 523.4587 | 0 | 0 | 0 | Baseline and measure are at the same efficiency level. Source: 2009 TSD, Chapter 8, Table 8.2.12, pg 8-18 and Table 8.2.41, pg 8-38 | Baseline and measure are at the same efficiency level. Assuming no incremental cost. | Baseline and measure are at the same efficiency level. Assuming no incremental cost. | 0 | 0 | No applicable non-energy benefits | No applicable non-energy benefits | 100% | Equipment 100% technically feasible within end use | System | System
Snohomish CountyMultifamilyCooking Range1Existing | Snohomish CountyMultifamilyCooking RangeExisting | Snohomish County | Multifamily | Cooking Range | 1 | Federal Standard 2012 Cooking Range | Existing | Cooking Range - Federal Standard 2012 | Federal Standard 2012 Cooking Range | Federal Standard 2012 Cooking Range | per Home | 19 | Chapter 8 of 2009 TSD; Table 8.2.43, pg 8-39; found at: : https://www.regulations.gov/document?D=EERE-2006-STD-0127-0097 | 7.2 | 7.2 | Chapter 6 of 2009 TSD; Table 6.2.1, pg 6-3 and Table 6.2.5, pg 6-7; found at: : https://www.regulations.gov/document?D=EERE-2006-STD-0127-0097 | Chapter 6 of 2009 TSD; Table 6.2.1, pg 6-3 and Table 6.2.5, pg 6-7; found at: : https://www.regulations.gov/document?D=EERE-2006-STD-0127-0097 | 0 | 0 | NA | NA | 523.4587 | 0 | 0 | 523.4587 | 0 | 0 | 0 | Baseline and measure are at the same efficiency level. Source: 2009 TSD, Chapter 8, Table 8.2.12, pg 8-18 and Table 8.2.41, pg 8-38 | Baseline and measure are at the same efficiency level. Assuming no incremental cost. | Baseline and measure are at the same efficiency level. Assuming no incremental cost. | 0 | 0 | No applicable non-energy benefits | No applicable non-energy benefits | 100% | Equipment 100% technically feasible within end use | System | System
Snohomish CountyMultifamilyCooking Range1New | Snohomish CountyMultifamilyCooking RangeNew | Snohomish County | Multifamily | Cooking Range | 1 | Federal Standard 2012 Cooking Range | New | Cooking Range - Federal Standard 2012 | Federal Standard 2012 Cooking Range | Federal Standard 2012 Cooking Range | per Home | 19 | Chapter 8 of 2009 TSD; Table 8.2.43, pg 8-39; found at: : https://www.regulations.gov/document?D=EERE-2006-STD-0127-0097 | 7.2 | 7.2 | Chapter 6 of 2009 TSD; Table 6.2.1, pg 6-3 and Table 6.2.5, pg 6-7; found at: : https://www.regulations.gov/document?D=EERE-2006-STD-0127-0097 | Chapter 6 of 2009 TSD; Table 6.2.1, pg 6-3 and Table 6.2.5, pg 6-7; found at: : https://www.regulations.gov/document?D=EERE-2006-STD-0127-0097 | 0 | 0 | NA | NA | 523.4587 | 0 | 0 | 523.4587 | 0 | 0 | 0 | Baseline and measure are at the same efficiency level. Source: 2009 TSD, Chapter 8, Table 8.2.12, pg 8-18 and Table 8.2.41, pg 8-38 | Baseline and measure are at the same efficiency level. Assuming no incremental cost. | Baseline and measure are at the same efficiency level. Assuming no incremental cost. | 0 | 0 | No applicable non-energy benefits | No applicable non-energy benefits | 100% | Equipment 100% technically feasible within end use | System | System
Snohomish CountyMultifamily - Highly ImpactedCooking Range1Existing | Snohomish CountyMultifamily - Highly ImpactedCooking RangeExisting | Snohomish County | Multifamily - Highly Impacted | Cooking Range | 1 | Federal Standard 2012 Cooking Range | Existing | Cooking Range - Federal Standard 2012 | Federal Standard 2012 Cooking Range | Federal Standard 2012 Cooking Range | per Home | 19 | Chapter 8 of 2009 TSD; Table 8.2.43, pg 8-39; found at: : https://www.regulations.gov/document?D=EERE-2006-STD-0127-0097 | 7.2 | 7.2 | Chapter 6 of 2009 TSD; Table 6.2.1, pg 6-3 and Table 6.2.5, pg 6-7; found at: : https://www.regulations.gov/document?D=EERE-2006-STD-0127-0097 | Chapter 6 of 2009 TSD; Table 6.2.1, pg 6-3 and Table 6.2.5, pg 6-7; found at: : https://www.regulations.gov/document?D=EERE-2006-STD-0127-0097 | 0 | 0 | NA | NA | 523.4587 | 0 | 0 | 523.4587 | 0 | 0 | 0 | Baseline and measure are at the same efficiency level. Source: 2009 TSD, Chapter 8, Table 8.2.12, pg 8-18 and Table 8.2.41, pg 8-38 | Baseline and measure are at the same efficiency level. Assuming no incremental cost. | Baseline and measure are at the same efficiency level. Assuming no incremental cost. | 0 | 0 | No applicable non-energy benefits | No applicable non-energy benefits | 100% | Equipment 100% technically feasible within end use | System | System
Snohomish CountyMultifamily - Highly ImpactedCooking Range1New | Snohomish CountyMultifamily - Highly ImpactedCooking RangeNew | Snohomish County | Multifamily - Highly Impacted | Cooking Range | 1 | Federal Standard 2012 Cooking Range | New | Cooking Range - Federal Standard 2012 | Federal Standard 2012 Cooking Range | Federal Standard 2012 Cooking Range | per Home | 19 | Chapter 8 of 2009 TSD; Table 8.2.43, pg 8-39; found at: : https://www.regulations.gov/document?D=EERE-2006-STD-0127-0097 | 7.2 | 7.2 | Chapter 6 of 2009 TSD; Table 6.2.1, pg 6-3 and Table 6.2.5, pg 6-7; found at: : https://www.regulations.gov/document?D=EERE-2006-STD-0127-0097 | Chapter 6 of 2009 TSD; Table 6.2.1, pg 6-3 and Table 6.2.5, pg 6-7; found at: : https://www.regulations.gov/document?D=EERE-2006-STD-0127-0097 | 0 | 0 | NA | NA | 523.4587 | 0 | 0 | 523.4587 | 0 | 0 | 0 | Baseline and measure are at the same efficiency level. Source: 2009 TSD, Chapter 8, Table 8.2.12, pg 8-18 and Table 8.2.41, pg 8-38 | Baseline and measure are at the same efficiency level. Assuming no incremental cost. | Baseline and measure are at the same efficiency level. Assuming no incremental cost. | 0 | 0 | No applicable non-energy benefits | No applicable non-energy benefits | 100% | Equipment 100% technically feasible within end use | System | System
Snohomish CountyManufacturedCooking Range1Existing | Snohomish CountyManufacturedCooking RangeExisting | Snohomish County | Manufactured | Cooking Range | 1 | Federal Standard 2012 Cooking Range | Existing | Cooking Range - Federal Standard 2012 | Federal Standard 2012 Cooking Range | Federal Standard 2012 Cooking Range | per Home | 19 | Chapter 8 of 2009 TSD; Table 8.2.43, pg 8-39; found at: : https://www.regulations.gov/document?D=EERE-2006-STD-0127-0097 | 7.2 | 7.2 | Chapter 6 of 2009 TSD; Table 6.2.1, pg 6-3 and Table 6.2.5, pg 6-7; found at: : https://www.regulations.gov/document?D=EERE-2006-STD-0127-0097 | Chapter 6 of 2009 TSD; Table 6.2.1, pg 6-3 and Table 6.2.5, pg 6-7; found at: : https://www.regulations.gov/document?D=EERE-2006-STD-0127-0097 | 0 | 0 | NA | NA | 523.4587 | 0 | 0 | 523.4587 | 0 | 0 | 0 | Baseline and measure are at the same efficiency level. Source: 2009 TSD, Chapter 8, Table 8.2.12, pg 8-18 and Table 8.2.41, pg 8-38 | Baseline and measure are at the same efficiency level. Assuming no incremental cost. | Baseline and measure are at the same efficiency level. Assuming no incremental cost. | 0 | 0 | No applicable non-energy benefits | No applicable non-energy benefits | 100% | Equipment 100% technically feasible within end use | System | System
Snohomish CountyManufacturedCooking Range1New | Snohomish CountyManufacturedCooking RangeNew | Snohomish County | Manufactured | Cooking Range | 1 | Federal Standard 2012 Cooking Range | New | Cooking Range - Federal Standard 2012 | Federal Standard 2012 Cooking Range | Federal Standard 2012 Cooking Range | per Home | 19 | Chapter 8 of 2009 TSD; Table 8.2.43, pg 8-39; found at: : https://www.regulations.gov/document?D=EERE-2006-STD-0127-0097 | 7.2 | 7.2 | Chapter 6 of 2009 TSD; Table 6.2.1, pg 6-3 and Table 6.2.5, pg 6-7; found at: : https://www.regulations.gov/document?D=EERE-2006-STD-0127-0097 | Chapter 6 of 2009 TSD; Table 6.2.1, pg 6-3 and Table 6.2.5, pg 6-7; found at: : https://www.regulations.gov/document?D=EERE-2006-STD-0127-0097 | 0 | 0 | NA | NA | 523.4587 | 0 | 0 | 523.4587 | 0 | 0 | 0 | Baseline and measure are at the same efficiency level. Source: 2009 TSD, Chapter 8, Table 8.2.12, pg 8-18 and Table 8.2.41, pg 8-38 | Baseline and measure are at the same efficiency level. Assuming no incremental cost. | Baseline and measure are at the same efficiency level. Assuming no incremental cost. | 0 | 0 | No applicable non-energy benefits | No applicable non-energy benefits | 100% | Equipment 100% technically feasible within end use | System | System
Snohomish CountyManufactured - Highly ImpactedCooking Range1Existing | Snohomish CountyManufactured - Highly ImpactedCooking RangeExisting | Snohomish County | Manufactured - Highly Impacted | Cooking Range | 1 | Federal Standard 2012 Cooking Range | Existing | Cooking Range - Federal Standard 2012 | Federal Standard 2012 Cooking Range | Federal Standard 2012 Cooking Range | per Home | 19 | Chapter 8 of 2009 TSD; Table 8.2.43, pg 8-39; found at: : https://www.regulations.gov/document?D=EERE-2006-STD-0127-0097 | 7.2 | 7.2 | Chapter 6 of 2009 TSD; Table 6.2.1, pg 6-3 and Table 6.2.5, pg 6-7; found at: : https://www.regulations.gov/document?D=EERE-2006-STD-0127-0097 | Chapter 6 of 2009 TSD; Table 6.2.1, pg 6-3 and Table 6.2.5, pg 6-7; found at: : https://www.regulations.gov/document?D=EERE-2006-STD-0127-0097 | 0 | 0 | NA | NA | 523.4587 | 0 | 0 | 523.4587 | 0 | 0 | 0 | Baseline and measure are at the same efficiency level. Source: 2009 TSD, Chapter 8, Table 8.2.12, pg 8-18 and Table 8.2.41, pg 8-38 | Baseline and measure are at the same efficiency level. Assuming no incremental cost. | Baseline and measure are at the same efficiency level. Assuming no incremental cost. | 0 | 0 | No applicable non-energy benefits | No applicable non-energy benefits | 100% | Equipment 100% technically feasible within end use | System | System
Snohomish CountyManufactured - Highly ImpactedCooking Range1New | Snohomish CountyManufactured - Highly ImpactedCooking RangeNew | Snohomish County | Manufactured - Highly Impacted | Cooking Range | 1 | Federal Standard 2012 Cooking Range | New | Cooking Range - Federal Standard 2012 | Federal Standard 2012 Cooking Range | Federal Standard 2012 Cooking Range | per Home | 19 | Chapter 8 of 2009 TSD; Table 8.2.43, pg 8-39; found at: : https://www.regulations.gov/document?D=EERE-2006-STD-0127-0097 | 7.2 | 7.2 | Chapter 6 of 2009 TSD; Table 6.2.1, pg 6-3 and Table 6.2.5, pg 6-7; found at: : https://www.regulations.gov/document?D=EERE-2006-STD-0127-0097 | Chapter 6 of 2009 TSD; Table 6.2.1, pg 6-3 and Table 6.2.5, pg 6-7; found at: : https://www.regulations.gov/document?D=EERE-2006-STD-0127-0097 | 0 | 0 | NA | NA | 523.4587 | 0 | 0 | 523.4587 | 0 | 0 | 0 | Baseline and measure are at the same efficiency level. Source: 2009 TSD, Chapter 8, Table 8.2.12, pg 8-18 and Table 8.2.41, pg 8-38 | Baseline and measure are at the same efficiency level. Assuming no incremental cost. | Baseline and measure are at the same efficiency level. Assuming no incremental cost. | 0 | 0 | No applicable non-energy benefits | No applicable non-energy benefits | 100% | Equipment 100% technically feasible within end use | System | System
Snohomish CountySingle FamilyOther1Existing | Snohomish CountySingle FamilyOtherExisting | Snohomish County | Single Family | Other | 1 | Standard Other Equipment | Existing | Other - Standard | Standard Other Equipment | Standard Other Equipment | per Home | 10 | Potential study model calibration end use. Setting EUL to 10 years based on Engineering Judgment | 0 | 0 | Potential study model calibration end use and therefore assigned UEC of 0 | Potential study model calibration end use and therefore assigned UEC of 0 | 0 | 0 | NA | NA | 0 | 0 | 0 | 0 | 0 | 0 | 0 | Baseline and measure are identical, default to zero | Baseline and measure are identical, default to zero | Baseline and measure are identical, default to zero | 0 | 0 | No applicable non-energy benefits | No applicable non-energy benefits | 100% | Equipment 100% technically feasible within end use | System | System
Snohomish CountySingle FamilyOther1New | Snohomish CountySingle FamilyOtherNew | Snohomish County | Single Family | Other | 1 | Standard Other Equipment | New | Other - Standard | Standard Other Equipment | Standard Other Equipment | per Home | 10 | Potential study model calibration end use. Setting EUL to 10 years based on Engineering Judgment | 0 | 0 | Potential study model calibration end use and therefore assigned UEC of 0 | Potential study model calibration end use and therefore assigned UEC of 0 | 0 | 0 | NA | NA | 0 | 0 | 0 | 0 | 0 | 0 | 0 | Baseline and measure are identical, default to zero | Baseline and measure are identical, default to zero | Baseline and measure are identical, default to zero | 0 | 0 | No applicable non-energy benefits | No applicable non-energy benefits | 100% | Equipment 100% technically feasible within end use | System | System
Snohomish CountySingle Family - Highly ImpactedOther1Existing | Snohomish CountySingle Family - Highly ImpactedOtherExisting | Snohomish County | Single Family - Highly Impacted | Other | 1 | Standard Other Equipment | Existing | Other - Standard | Standard Other Equipment | Standard Other Equipment | per Home | 10 | Potential study model calibration end use. Setting EUL to 10 years based on Engineering Judgment | 0 | 0 | Potential study model calibration end use and therefore assigned UEC of 0 | Potential study model calibration end use and therefore assigned UEC of 0 | 0 | 0 | NA | NA | 0 | 0 | 0 | 0 | 0 | 0 | 0 | Baseline and measure are identical, default to zero | Baseline and measure are identical, default to zero | Baseline and measure are identical, default to zero | 0 | 0 | No applicable non-energy benefits | No applicable non-energy benefits | 100% | Equipment 100% technically feasible within end use | System | System
Snohomish CountySingle Family - Highly ImpactedOther1New | Snohomish CountySingle Family - Highly ImpactedOtherNew | Snohomish County | Single Family - Highly Impacted | Other | 1 | Standard Other Equipment | New | Other - Standard | Standard Other Equipment | Standard Other Equipment | per Home | 10 | Potential study model calibration end use. Setting EUL to 10 years based on Engineering Judgment | 0 | 0 | Potential study model calibration end use and therefore assigned UEC of 0 | Potential study model calibration end use and therefore assigned UEC of 0 | 0 | 0 | NA | NA | 0 | 0 | 0 | 0 | 0 | 0 | 0 | Baseline and measure are identical, default to zero | Baseline and measure are identical, default to zero | Baseline and measure are identical, default to zero | 0 | 0 | No applicable non-energy benefits | No applicable non-energy benefits | 100% | Equipment 100% technically feasible within end use | System | System
Snohomish CountyMultifamilyOther1Existing | Snohomish CountyMultifamilyOtherExisting | Snohomish County | Multifamily | Other | 1 | Standard Other Equipment | Existing | Other - Standard | Standard Other Equipment | Standard Other Equipment | per Home | 10 | Potential study model calibration end use. Setting EUL to 10 years based on Engineering Judgment | 0 | 0 | Potential study model calibration end use and therefore assigned UEC of 0 | Potential study model calibration end use and therefore assigned UEC of 0 | 0 | 0 | NA | NA | 0 | 0 | 0 | 0 | 0 | 0 | 0 | Baseline and measure are identical, default to zero | Baseline and measure are identical, default to zero | Baseline and measure are identical, default to zero | 0 | 0 | No applicable non-energy benefits | No applicable non-energy benefits | 100% | Equipment 100% technically feasible within end use | System | System
Snohomish CountyMultifamilyOther1New | Snohomish CountyMultifamilyOtherNew | Snohomish County | Multifamily | Other | 1 | Standard Other Equipment | New | Other - Standard | Standard Other Equipment | Standard Other Equipment | per Home | 10 | Potential study model calibration end use. Setting EUL to 10 years based on Engineering Judgment | 0 | 0 | Potential study model calibration end use and therefore assigned UEC of 0 | Potential study model calibration end use and therefore assigned UEC of 0 | 0 | 0 | NA | NA | 0 | 0 | 0 | 0 | 0 | 0 | 0 | Baseline and measure are identical, default to zero | Baseline and measure are identical, default to zero | Baseline and measure are identical, default to zero | 0 | 0 | No applicable non-energy benefits | No applicable non-energy benefits | 100% | Equipment 100% technically feasible within end use | System | System
Snohomish CountyMultifamily - Highly ImpactedOther1Existing | Snohomish CountyMultifamily - Highly ImpactedOtherExisting | Snohomish County | Multifamily - Highly Impacted | Other | 1 | Standard Other Equipment | Existing | Other - Standard | Standard Other Equipment | Standard Other Equipment | per Home | 10 | Potential study model calibration end use. Setting EUL to 10 years based on Engineering Judgment | 0 | 0 | Potential study model calibration end use and therefore assigned UEC of 0 | Potential study model calibration end use and therefore assigned UEC of 0 | 0 | 0 | NA | NA | 0 | 0 | 0 | 0 | 0 | 0 | 0 | Baseline and measure are identical, default to zero | Baseline and measure are identical, default to zero | Baseline and measure are identical, default to zero | 0 | 0 | No applicable non-energy benefits | No applicable non-energy benefits | 100% | Equipment 100% technically feasible within end use | System | System
Snohomish CountyMultifamily - Highly ImpactedOther1New | Snohomish CountyMultifamily - Highly ImpactedOtherNew | Snohomish County | Multifamily - Highly Impacted | Other | 1 | Standard Other Equipment | New | Other - Standard | Standard Other Equipment | Standard Other Equipment | per Home | 10 | Potential study model calibration end use. Setting EUL to 10 years based on Engineering Judgment | 0 | 0 | Potential study model calibration end use and therefore assigned UEC of 0 | Potential study model calibration end use and therefore assigned UEC of 0 | 0 | 0 | NA | NA | 0 | 0 | 0 | 0 | 0 | 0 | 0 | Baseline and measure are identical, default to zero | Baseline and measure are identical, default to zero | Baseline and measure are identical, default to zero | 0 | 0 | No applicable non-energy benefits | No applicable non-energy benefits | 100% | Equipment 100% technically feasible within end use | System | System
Snohomish CountyManufacturedOther1Existing | Snohomish CountyManufacturedOtherExisting | Snohomish County | Manufactured | Other | 1 | Standard Other Equipment | Existing | Other - Standard | Standard Other Equipment | Standard Other Equipment | per Home | 10 | Potential study model calibration end use. Setting EUL to 10 years based on Engineering Judgment | 0 | 0 | Potential study model calibration end use and therefore assigned UEC of 0 | Potential study model calibration end use and therefore assigned UEC of 0 | 0 | 0 | NA | NA | 0 | 0 | 0 | 0 | 0 | 0 | 0 | Baseline and measure are identical, default to zero | Baseline and measure are identical, default to zero | Baseline and measure are identical, default to zero | 0 | 0 | No applicable non-energy benefits | No applicable non-energy benefits | 100% | Equipment 100% technically feasible within end use | System | System
Snohomish CountyManufacturedOther1New | Snohomish CountyManufacturedOtherNew | Snohomish County | Manufactured | Other | 1 | Standard Other Equipment | New | Other - Standard | Standard Other Equipment | Standard Other Equipment | per Home | 10 | Potential study model calibration end use. Setting EUL to 10 years based on Engineering Judgment | 0 | 0 | Potential study model calibration end use and therefore assigned UEC of 0 | Potential study model calibration end use and therefore assigned UEC of 0 | 0 | 0 | NA | NA | 0 | 0 | 0 | 0 | 0 | 0 | 0 | Baseline and measure are identical, default to zero | Baseline and measure are identical, default to zero | Baseline and measure are identical, default to zero | 0 | 0 | No applicable non-energy benefits | No applicable non-energy benefits | 100% | Equipment 100% technically feasible within end use | System | System
Snohomish CountyManufactured - Highly ImpactedOther1Existing | Snohomish CountyManufactured - Highly ImpactedOtherExisting | Snohomish County | Manufactured - Highly Impacted | Other | 1 | Standard Other Equipment | Existing | Other - Standard | Standard Other Equipment | Standard Other Equipment | per Home | 10 | Potential study model calibration end use. Setting EUL to 10 years based on Engineering Judgment | 0 | 0 | Potential study model calibration end use and therefore assigned UEC of 0 | Potential study model calibration end use and therefore assigned UEC of 0 | 0 | 0 | NA | NA | 0 | 0 | 0 | 0 | 0 | 0 | 0 | Baseline and measure are identical, default to zero | Baseline and measure are identical, default to zero | Baseline and measure are identical, default to zero | 0 | 0 | No applicable non-energy benefits | No applicable non-energy benefits | 100% | Equipment 100% technically feasible within end use | System | System
Snohomish CountyManufactured - Highly ImpactedOther1New | Snohomish CountyManufactured - Highly ImpactedOtherNew | Snohomish County | Manufactured - Highly Impacted | Other | 1 | Standard Other Equipment | New | Other - Standard | Standard Other Equipment | Standard Other Equipment | per Home | 10 | Potential study model calibration end use. Setting EUL to 10 years based on Engineering Judgment | 0 | 0 | Potential study model calibration end use and therefore assigned UEC of 0 | Potential study model calibration end use and therefore assigned UEC of 0 | 0 | 0 | NA | NA | 0 | 0 | 0 | 0 | 0 | 0 | 0 | Baseline and measure are identical, default to zero | Baseline and measure are identical, default to zero | Baseline and measure are identical, default to zero | 0 | 0 | No applicable non-energy benefits | No applicable non-energy benefits | 100% | Equipment 100% technically feasible within end use | System | System
Snohomish CountySingle FamilyDryer1Existing | Snohomish CountySingle FamilyDryerExisting | Snohomish County | Single Family | Dryer | 1 | Below Standard Dryer - CEF/EF 1.57/1.82 (Gas Dryer) | Existing | Dryer - Below Standard | Below Standard Dryer - CEF/EF 1.57/1.82 (Gas Dryer) | Below Standard Dryer - CEF/EF 1.57/1.82 (Gas Dryer) | per Home | 6 | Assuming half the measure life for below standard equipment. | 46.7761 | 46.7761 | Savings methodology based on New York Standard Approach for Estimating Energy, v9 | Savings methodology based on New York Standard Approach for Estimating Energy, v9 | 0 | 0 | NA | NA | 0 | 0 | 0 | 0 | 0 | 0 | 0 | Baseline and measure are at the same efficiency level. Assuming no incremental cost. | No cost | No cost | 0 | 0 | No applicable non-energy benefits | No applicable non-energy benefits | 100% | Equipment 100% technically feasible within end use | System | System
Snohomish CountySingle FamilyDryer1New | Snohomish CountySingle FamilyDryerNew | Snohomish County | Single Family | Dryer | 1 | Below Standard Dryer - CEF/EF 1.57/1.82 (Gas Dryer) | New | Dryer - Below Standard | Below Standard Dryer - CEF/EF 1.57/1.82 (Gas Dryer) | Below Standard Dryer - CEF/EF 1.57/1.82 (Gas Dryer) | per Home | 6 | Assuming half the measure life for below standard equipment. | 46.7761 | 46.7761 | Savings methodology based on New York Standard Approach for Estimating Energy, v9 | Savings methodology based on New York Standard Approach for Estimating Energy, v9 | 0 | 0 | NA | NA | 0 | 0 | 0 | 0 | 0 | 0 | 0 | Baseline and measure are at the same efficiency level. Assuming no incremental cost. | No cost | No cost | 0 | 0 | No applicable non-energy benefits | No applicable non-energy benefits | 100% | Equipment 100% technically feasible within end use | System | System
Snohomish CountySingle Family - Highly ImpactedDryer1Existing | Snohomish CountySingle Family - Highly ImpactedDryerExisting | Snohomish County | Single Family - Highly Impacted | Dryer | 1 | Below Standard Dryer - CEF/EF 1.57/1.82 (Gas Dryer) | Existing | Dryer - Below Standard | Below Standard Dryer - CEF/EF 1.57/1.82 (Gas Dryer) | Below Standard Dryer - CEF/EF 1.57/1.82 (Gas Dryer) | per Home | 6 | Assuming half the measure life for below standard equipment. | 46.7761 | 46.7761 | Savings methodology based on New York Standard Approach for Estimating Energy, v9 | Savings methodology based on New York Standard Approach for Estimating Energy, v9 | 0 | 0 | NA | NA | 0 | 0 | 0 | 0 | 0 | 0 | 0 | Baseline and measure are at the same efficiency level. Assuming no incremental cost. | No cost | No cost | 0 | 0 | No applicable non-energy benefits | No applicable non-energy benefits | 100% | Equipment 100% technically feasible within end use | System | System
Snohomish CountySingle Family - Highly ImpactedDryer1New | Snohomish CountySingle Family - Highly ImpactedDryerNew | Snohomish County | Single Family - Highly Impacted | Dryer | 1 | Below Standard Dryer - CEF/EF 1.57/1.82 (Gas Dryer) | New | Dryer - Below Standard | Below Standard Dryer - CEF/EF 1.57/1.82 (Gas Dryer) | Below Standard Dryer - CEF/EF 1.57/1.82 (Gas Dryer) | per Home | 6 | Assuming half the measure life for below standard equipment. | 46.7761 | 46.7761 | Savings methodology based on New York Standard Approach for Estimating Energy, v9 | Savings methodology based on New York Standard Approach for Estimating Energy, v9 | 0 | 0 | NA | NA | 0 | 0 | 0 | 0 | 0 | 0 | 0 | Baseline and measure are at the same efficiency level. Assuming no incremental cost. | No cost | No cost | 0 | 0 | No applicable non-energy benefits | No applicable non-energy benefits | 100% | Equipment 100% technically feasible within end use | System | System
Snohomish CountyMultifamilyDryer1Existing | Snohomish CountyMultifamilyDryerExisting | Snohomish County | Multifamily | Dryer | 1 | Below Standard Dryer - CEF/EF 1.57/1.82 (Gas Dryer) | Existing | Dryer - Below Standard | Below Standard Dryer - CEF/EF 1.57/1.82 (Gas Dryer) | Below Standard Dryer - CEF/EF 1.57/1.82 (Gas Dryer) | per Home | 6 | Assuming half the measure life for below standard equipment. | 46.7761 | 46.7761 | Savings methodology based on New York Standard Approach for Estimating Energy, v9 | Savings methodology based on New York Standard Approach for Estimating Energy, v9 | 0 | 0 | NA | NA | 0 | 0 | 0 | 0 | 0 | 0 | 0 | Baseline and measure are at the same efficiency level. Assuming no incremental cost. | No cost | No cost | 0 | 0 | No applicable non-energy benefits | No applicable non-energy benefits | 100% | Equipment 100% technically feasible within end use | System | System
Snohomish CountyMultifamilyDryer1New | Snohomish CountyMultifamilyDryerNew | Snohomish County | Multifamily | Dryer | 1 | Below Standard Dryer - CEF/EF 1.57/1.82 (Gas Dryer) | New | Dryer - Below Standard | Below Standard Dryer - CEF/EF 1.57/1.82 (Gas Dryer) | Below Standard Dryer - CEF/EF 1.57/1.82 (Gas Dryer) | per Home | 6 | Assuming half the measure life for below standard equipment. | 46.7761 | 46.7761 | Savings methodology based on New York Standard Approach for Estimating Energy, v9 | Savings methodology based on New York Standard Approach for Estimating Energy, v9 | 0 | 0 | NA | NA | 0 | 0 | 0 | 0 | 0 | 0 | 0 | Baseline and measure are at the same efficiency level. Assuming no incremental cost. | No cost | No cost | 0 | 0 | No applicable non-energy benefits | No applicable non-energy benefits | 100% | Equipment 100% technically feasible within end use | System | System
Snohomish CountyMultifamily - Highly ImpactedDryer1Existing | Snohomish CountyMultifamily - Highly ImpactedDryerExisting | Snohomish County | Multifamily - Highly Impacted | Dryer | 1 | Below Standard Dryer - CEF/EF 1.57/1.82 (Gas Dryer) | Existing | Dryer - Below Standard | Below Standard Dryer - CEF/EF 1.57/1.82 (Gas Dryer) | Below Standard Dryer - CEF/EF 1.57/1.82 (Gas Dryer) | per Home | 6 | Assuming half the measure life for below standard equipment. | 46.7761 | 46.7761 | Savings methodology based on New York Standard Approach for Estimating Energy, v9 | Savings methodology based on New York Standard Approach for Estimating Energy, v9 | 0 | 0 | NA | NA | 0 | 0 | 0 | 0 | 0 | 0 | 0 | Baseline and measure are at the same efficiency level. Assuming no incremental cost. | No cost | No cost | 0 | 0 | No applicable non-energy benefits | No applicable non-energy benefits | 100% | Equipment 100% technically feasible within end use | System | System
Snohomish CountyMultifamily - Highly ImpactedDryer1New | Snohomish CountyMultifamily - Highly ImpactedDryerNew | Snohomish County | Multifamily - Highly Impacted | Dryer | 1 | Below Standard Dryer - CEF/EF 1.57/1.82 (Gas Dryer) | New | Dryer - Below Standard | Below Standard Dryer - CEF/EF 1.57/1.82 (Gas Dryer) | Below Standard Dryer - CEF/EF 1.57/1.82 (Gas Dryer) | per Home | 6 | Assuming half the measure life for below standard equipment. | 46.7761 | 46.7761 | Savings methodology based on New York Standard Approach for Estimating Energy, v9 | Savings methodology based on New York Standard Approach for Estimating Energy, v9 | 0 | 0 | NA | NA | 0 | 0 | 0 | 0 | 0 | 0 | 0 | Baseline and measure are at the same efficiency level. Assuming no incremental cost. | No cost | No cost | 0 | 0 | No applicable non-energy benefits | No applicable non-energy benefits | 100% | Equipment 100% technically feasible within end use | System | System
Snohomish CountyManufacturedDryer1Existing | Snohomish CountyManufacturedDryerExisting | Snohomish County | Manufactured | Dryer | 1 | Below Standard Dryer - CEF/EF 1.57/1.82 (Gas Dryer) | Existing | Dryer - Below Standard | Below Standard Dryer - CEF/EF 1.57/1.82 (Gas Dryer) | Below Standard Dryer - CEF/EF 1.57/1.82 (Gas Dryer) | per Home | 6 | Assuming half the measure life for below standard equipment. | 46.7761 | 46.7761 | Savings methodology based on New York Standard Approach for Estimating Energy, v9 | Savings methodology based on New York Standard Approach for Estimating Energy, v9 | 0 | 0 | NA | NA | 0 | 0 | 0 | 0 | 0 | 0 | 0 | Baseline and measure are at the same efficiency level. Assuming no incremental cost. | No cost | No cost | 0 | 0 | No applicable non-energy benefits | No applicable non-energy benefits | 100% | Equipment 100% technically feasible within end use | System | System
Snohomish CountyManufacturedDryer1New | Snohomish CountyManufacturedDryerNew | Snohomish County | Manufactured | Dryer | 1 | Below Standard Dryer - CEF/EF 1.57/1.82 (Gas Dryer) | New | Dryer - Below Standard | Below Standard Dryer - CEF/EF 1.57/1.82 (Gas Dryer) | Below Standard Dryer - CEF/EF 1.57/1.82 (Gas Dryer) | per Home | 6 | Assuming half the measure life for below standard equipment. | 46.7761 | 46.7761 | Savings methodology based on New York Standard Approach for Estimating Energy, v9 | Savings methodology based on New York Standard Approach for Estimating Energy, v9 | 0 | 0 | NA | NA | 0 | 0 | 0 | 0 | 0 | 0 | 0 | Baseline and measure are at the same efficiency level. Assuming no incremental cost. | No cost | No cost | 0 | 0 | No applicable non-energy benefits | No applicable non-energy benefits | 100% | Equipment 100% technically feasible within end use | System | System
Snohomish CountyManufactured - Highly ImpactedDryer1Existing | Snohomish CountyManufactured - Highly ImpactedDryerExisting | Snohomish County | Manufactured - Highly Impacted | Dryer | 1 | Below Standard Dryer - CEF/EF 1.57/1.82 (Gas Dryer) | Existing | Dryer - Below Standard | Below Standard Dryer - CEF/EF 1.57/1.82 (Gas Dryer) | Below Standard Dryer - CEF/EF 1.57/1.82 (Gas Dryer) | per Home | 6 | Assuming half the measure life for below standard equipment. | 46.7761 | 46.7761 | Savings methodology based on New York Standard Approach for Estimating Energy, v9 | Savings methodology based on New York Standard Approach for Estimating Energy, v9 | 0 | 0 | NA | NA | 0 | 0 | 0 | 0 | 0 | 0 | 0 | Baseline and measure are at the same efficiency level. Assuming no incremental cost. | No cost | No cost | 0 | 0 | No applicable non-energy benefits | No applicable non-energy benefits | 100% | Equipment 100% technically feasible within end use | System | System
Snohomish CountyManufactured - Highly ImpactedDryer1New | Snohomish CountyManufactured - Highly ImpactedDryerNew | Snohomish County | Manufactured - Highly Impacted | Dryer | 1 | Below Standard Dryer - CEF/EF 1.57/1.82 (Gas Dryer) | New | Dryer - Below Standard | Below Standard Dryer - CEF/EF 1.57/1.82 (Gas Dryer) | Below Standard Dryer - CEF/EF 1.57/1.82 (Gas Dryer) | per Home | 6 | Assuming half the measure life for below standard equipment. | 46.7761 | 46.7761 | Savings methodology based on New York Standard Approach for Estimating Energy, v9 | Savings methodology based on New York Standard Approach for Estimating Energy, v9 | 0 | 0 | NA | NA | 0 | 0 | 0 | 0 | 0 | 0 | 0 | Baseline and measure are at the same efficiency level. Assuming no incremental cost. | No cost | No cost | 0 | 0 | No applicable non-energy benefits | No applicable non-energy benefits | 100% | Equipment 100% technically feasible within end use | System | System
Snohomish CountySingle FamilyDryer2Existing | Snohomish CountySingle FamilyDryerExisting | Snohomish County | Single Family | Dryer | 2 | Federal Standard 2015 Dryer - CEF/EF 2.84/3.30 (Gas Dryer) | Existing | Dryer - Federal Standard 2015 | Federal Standard 2015 Dryer - CEF/EF 2.84/3.30 (Gas Dryer) | Federal Standard 2015 Dryer - CEF/EF 2.84/3.30 (Gas Dryer) | per Home | 12 | RTF; ResClothesDryers_v4_2 | 25.7977 | 25.7977 | Savings methodology based on New York Standard Approach for Estimating Energy, v9 | Savings methodology based on New York Standard Approach for Estimating Energy, v9 | 0 | 0 | NA | NA | 0 | 0 | 0 | 0 | 0 | 0 | 0 | Baseline and measure are at the same efficiency level. Assuming no incremental cost. | No cost | No cost | 0 | 0 | No applicable non-energy benefits | No applicable non-energy benefits | 100% | Equipment 100% technically feasible within end use | System | System
Snohomish CountySingle FamilyDryer2New | Snohomish CountySingle FamilyDryerNew | Snohomish County | Single Family | Dryer | 2 | Federal Standard 2015 Dryer - CEF/EF 2.84/3.30 (Gas Dryer) | New | Dryer - Federal Standard 2015 | Federal Standard 2015 Dryer - CEF/EF 2.84/3.30 (Gas Dryer) | Federal Standard 2015 Dryer - CEF/EF 2.84/3.30 (Gas Dryer) | per Home | 12 | RTF; ResClothesDryers_v4_2 | 25.7977 | 25.7977 | Savings methodology based on New York Standard Approach for Estimating Energy, v9 | Savings methodology based on New York Standard Approach for Estimating Energy, v9 | 0 | 0 | NA | NA | 0 | 0 | 0 | 0 | 0 | 0 | 0 | Baseline and measure are at the same efficiency level. Assuming no incremental cost. | No cost | No cost | 0 | 0 | No applicable non-energy benefits | No applicable non-energy benefits | 100% | Equipment 100% technically feasible within end use | System | System
Snohomish CountySingle Family - Highly ImpactedDryer2Existing | Snohomish CountySingle Family - Highly ImpactedDryerExisting | Snohomish County | Single Family - Highly Impacted | Dryer | 2 | Federal Standard 2015 Dryer - CEF/EF 2.84/3.30 (Gas Dryer) | Existing | Dryer - Federal Standard 2015 | Federal Standard 2015 Dryer - CEF/EF 2.84/3.30 (Gas Dryer) | Federal Standard 2015 Dryer - CEF/EF 2.84/3.30 (Gas Dryer) | per Home | 12 | RTF; ResClothesDryers_v4_2 | 25.7977 | 25.7977 | Savings methodology based on New York Standard Approach for Estimating Energy, v9 | Savings methodology based on New York Standard Approach for Estimating Energy, v9 | 0 | 0 | NA | NA | 0 | 0 | 0 | 0 | 0 | 0 | 0 | Baseline and measure are at the same efficiency level. Assuming no incremental cost. | No cost | No cost | 0 | 0 | No applicable non-energy benefits | No applicable non-energy benefits | 100% | Equipment 100% technically feasible within end use | System | System
Snohomish CountySingle Family - Highly ImpactedDryer2New | Snohomish CountySingle Family - Highly ImpactedDryerNew | Snohomish County | Single Family - Highly Impacted | Dryer | 2 | Federal Standard 2015 Dryer - CEF/EF 2.84/3.30 (Gas Dryer) | New | Dryer - Federal Standard 2015 | Federal Standard 2015 Dryer - CEF/EF 2.84/3.30 (Gas Dryer) | Federal Standard 2015 Dryer - CEF/EF 2.84/3.30 (Gas Dryer) | per Home | 12 | RTF; ResClothesDryers_v4_2 | 25.7977 | 25.7977 | Savings methodology based on New York Standard Approach for Estimating Energy, v9 | Savings methodology based on New York Standard Approach for Estimating Energy, v9 | 0 | 0 | NA | NA | 0 | 0 | 0 | 0 | 0 | 0 | 0 | Baseline and measure are at the same efficiency level. Assuming no incremental cost. | No cost | No cost | 0 | 0 | No applicable non-energy benefits | No applicable non-energy benefits | 100% | Equipment 100% technically feasible within end use | System | System
Snohomish CountyMultifamilyDryer2Existing | Snohomish CountyMultifamilyDryerExisting | Snohomish County | Multifamily | Dryer | 2 | Federal Standard 2015 Dryer - CEF/EF 2.84/3.30 (Gas Dryer) | Existing | Dryer - Federal Standard 2015 | Federal Standard 2015 Dryer - CEF/EF 2.84/3.30 (Gas Dryer) | Federal Standard 2015 Dryer - CEF/EF 2.84/3.30 (Gas Dryer) | per Home | 12 | RTF; ResClothesDryers_v4_2 | 25.7977 | 25.7977 | Savings methodology based on New York Standard Approach for Estimating Energy, v9 | Savings methodology based on New York Standard Approach for Estimating Energy, v9 | 0 | 0 | NA | NA | 0 | 0 | 0 | 0 | 0 | 0 | 0 | Baseline and measure are at the same efficiency level. Assuming no incremental cost. | No cost | No cost | 0 | 0 | No applicable non-energy benefits | No applicable non-energy benefits | 100% | Equipment 100% technically feasible within end use | System | System
Snohomish CountyMultifamilyDryer2New | Snohomish CountyMultifamilyDryerNew | Snohomish County | Multifamily | Dryer | 2 | Federal Standard 2015 Dryer - CEF/EF 2.84/3.30 (Gas Dryer) | New | Dryer - Federal Standard 2015 | Federal Standard 2015 Dryer - CEF/EF 2.84/3.30 (Gas Dryer) | Federal Standard 2015 Dryer - CEF/EF 2.84/3.30 (Gas Dryer) | per Home | 12 | RTF; ResClothesDryers_v4_2 | 25.7977 | 25.7977 | Savings methodology based on New York Standard Approach for Estimating Energy, v9 | Savings methodology based on New York Standard Approach for Estimating Energy, v9 | 0 | 0 | NA | NA | 0 | 0 | 0 | 0 | 0 | 0 | 0 | Baseline and measure are at the same efficiency level. Assuming no incremental cost. | No cost | No cost | 0 | 0 | No applicable non-energy benefits | No applicable non-energy benefits | 100% | Equipment 100% technically feasible within end use | System | System
Snohomish CountyMultifamily - Highly ImpactedDryer2Existing | Snohomish CountyMultifamily - Highly ImpactedDryerExisting | Snohomish County | Multifamily - Highly Impacted | Dryer | 2 | Federal Standard 2015 Dryer - CEF/EF 2.84/3.30 (Gas Dryer) | Existing | Dryer - Federal Standard 2015 | Federal Standard 2015 Dryer - CEF/EF 2.84/3.30 (Gas Dryer) | Federal Standard 2015 Dryer - CEF/EF 2.84/3.30 (Gas Dryer) | per Home | 12 | RTF; ResClothesDryers_v4_2 | 25.7977 | 25.7977 | Savings methodology based on New York Standard Approach for Estimating Energy, v9 | Savings methodology based on New York Standard Approach for Estimating Energy, v9 | 0 | 0 | NA | NA | 0 | 0 | 0 | 0 | 0 | 0 | 0 | Baseline and measure are at the same efficiency level. Assuming no incremental cost. | No cost | No cost | 0 | 0 | No applicable non-energy benefits | No applicable non-energy benefits | 100% | Equipment 100% technically feasible within end use | System | System
Snohomish CountyMultifamily - Highly ImpactedDryer2New | Snohomish CountyMultifamily - Highly ImpactedDryerNew | Snohomish County | Multifamily - Highly Impacted | Dryer | 2 | Federal Standard 2015 Dryer - CEF/EF 2.84/3.30 (Gas Dryer) | New | Dryer - Federal Standard 2015 | Federal Standard 2015 Dryer - CEF/EF 2.84/3.30 (Gas Dryer) | Federal Standard 2015 Dryer - CEF/EF 2.84/3.30 (Gas Dryer) | per Home | 12 | RTF; ResClothesDryers_v4_2 | 25.7977 | 25.7977 | Savings methodology based on New York Standard Approach for Estimating Energy, v9 | Savings methodology based on New York Standard Approach for Estimating Energy, v9 | 0 | 0 | NA | NA | 0 | 0 | 0 | 0 | 0 | 0 | 0 | Baseline and measure are at the same efficiency level. Assuming no incremental cost. | No cost | No cost | 0 | 0 | No applicable non-energy benefits | No applicable non-energy benefits | 100% | Equipment 100% technically feasible within end use | System | System
Snohomish CountyManufacturedDryer2Existing | Snohomish CountyManufacturedDryerExisting | Snohomish County | Manufactured | Dryer | 2 | Federal Standard 2015 Dryer - CEF/EF 2.84/3.30 (Gas Dryer) | Existing | Dryer - Federal Standard 2015 | Federal Standard 2015 Dryer - CEF/EF 2.84/3.30 (Gas Dryer) | Federal Standard 2015 Dryer - CEF/EF 2.84/3.30 (Gas Dryer) | per Home | 12 | RTF; ResClothesDryers_v4_2 | 25.7977 | 25.7977 | Savings methodology based on New York Standard Approach for Estimating Energy, v9 | Savings methodology based on New York Standard Approach for Estimating Energy, v9 | 0 | 0 | NA | NA | 0 | 0 | 0 | 0 | 0 | 0 | 0 | Baseline and measure are at the same efficiency level. Assuming no incremental cost. | No cost | No cost | 0 | 0 | No applicable non-energy benefits | No applicable non-energy benefits | 100% | Equipment 100% technically feasible within end use | System | System
Snohomish CountyManufacturedDryer2New | Snohomish CountyManufacturedDryerNew | Snohomish County | Manufactured | Dryer | 2 | Federal Standard 2015 Dryer - CEF/EF 2.84/3.30 (Gas Dryer) | New | Dryer - Federal Standard 2015 | Federal Standard 2015 Dryer - CEF/EF 2.84/3.30 (Gas Dryer) | Federal Standard 2015 Dryer - CEF/EF 2.84/3.30 (Gas Dryer) | per Home | 12 | RTF; ResClothesDryers_v4_2 | 25.7977 | 25.7977 | Savings methodology based on New York Standard Approach for Estimating Energy, v9 | Savings methodology based on New York Standard Approach for Estimating Energy, v9 | 0 | 0 | NA | NA | 0 | 0 | 0 | 0 | 0 | 0 | 0 | Baseline and measure are at the same efficiency level. Assuming no incremental cost. | No cost | No cost | 0 | 0 | No applicable non-energy benefits | No applicable non-energy benefits | 100% | Equipment 100% technically feasible within end use | System | System
Snohomish CountyManufactured - Highly ImpactedDryer2Existing | Snohomish CountyManufactured - Highly ImpactedDryerExisting | Snohomish County | Manufactured - Highly Impacted | Dryer | 2 | Federal Standard 2015 Dryer - CEF/EF 2.84/3.30 (Gas Dryer) | Existing | Dryer - Federal Standard 2015 | Federal Standard 2015 Dryer - CEF/EF 2.84/3.30 (Gas Dryer) | Federal Standard 2015 Dryer - CEF/EF 2.84/3.30 (Gas Dryer) | per Home | 12 | RTF; ResClothesDryers_v4_2 | 25.7977 | 25.7977 | Savings methodology based on New York Standard Approach for Estimating Energy, v9 | Savings methodology based on New York Standard Approach for Estimating Energy, v9 | 0 | 0 | NA | NA | 0 | 0 | 0 | 0 | 0 | 0 | 0 | Baseline and measure are at the same efficiency level. Assuming no incremental cost. | No cost | No cost | 0 | 0 | No applicable non-energy benefits | No applicable non-energy benefits | 100% | Equipment 100% technically feasible within end use | System | System
Snohomish CountyManufactured - Highly ImpactedDryer2New | Snohomish CountyManufactured - Highly ImpactedDryerNew | Snohomish County | Manufactured - Highly Impacted | Dryer | 2 | Federal Standard 2015 Dryer - CEF/EF 2.84/3.30 (Gas Dryer) | New | Dryer - Federal Standard 2015 | Federal Standard 2015 Dryer - CEF/EF 2.84/3.30 (Gas Dryer) | Federal Standard 2015 Dryer - CEF/EF 2.84/3.30 (Gas Dryer) | per Home | 12 | RTF; ResClothesDryers_v4_2 | 25.7977 | 25.7977 | Savings methodology based on New York Standard Approach for Estimating Energy, v9 | Savings methodology based on New York Standard Approach for Estimating Energy, v9 | 0 | 0 | NA | NA | 0 | 0 | 0 | 0 | 0 | 0 | 0 | Baseline and measure are at the same efficiency level. Assuming no incremental cost. | No cost | No cost | 0 | 0 | No applicable non-energy benefits | No applicable non-energy benefits | 100% | Equipment 100% technically feasible within end use | System | System
Snohomish CountySingle FamilyDryer3Existing | Snohomish CountySingle FamilyDryerExisting | Snohomish County | Single Family | Dryer | 3 | Market Standard Dryer | Existing | Dryer - Market Standard | Market Standard Dryer | Market Standard Dryer | per Home | 12 | RTF; ResClothesDryers_v4_2 | 25.1305 | 25.1305 | RTF; ResClothesDryers_v4_2 | RTF; ResClothesDryers_v4_2 | 0 | 0 | NA | NA | 0 | 0 | 0 | 23.4373 | 0 | 0 | 0 | RTF; ResClothesDryers_v4_2 | No cost | No cost | 0 | 0 | No applicable non-energy benefits | No applicable non-energy benefits | 100% | Equipment 100% technically feasible within end use | System | System
Snohomish CountySingle FamilyDryer3New | Snohomish CountySingle FamilyDryerNew | Snohomish County | Single Family | Dryer | 3 | Market Standard Dryer | New | Dryer - Market Standard | Market Standard Dryer | Market Standard Dryer | per Home | 12 | RTF; ResClothesDryers_v4_2 | 25.1305 | 25.1305 | RTF; ResClothesDryers_v4_2 | RTF; ResClothesDryers_v4_2 | 0 | 0 | NA | NA | 0 | 0 | 0 | 23.4373 | 0 | 0 | 0 | RTF; ResClothesDryers_v4_2 | No cost | No cost | 0 | 0 | No applicable non-energy benefits | No applicable non-energy benefits | 100% | Equipment 100% technically feasible within end use | System | System
Snohomish CountySingle Family - Highly ImpactedDryer3Existing | Snohomish CountySingle Family - Highly ImpactedDryerExisting | Snohomish County | Single Family - Highly Impacted | Dryer | 3 | Market Standard Dryer | Existing | Dryer - Market Standard | Market Standard Dryer | Market Standard Dryer | per Home | 12 | RTF; ResClothesDryers_v4_2 | 25.1305 | 25.1305 | RTF; ResClothesDryers_v4_2 | RTF; ResClothesDryers_v4_2 | 0 | 0 | NA | NA | 0 | 0 | 0 | 23.4373 | 0 | 0 | 0 | RTF; ResClothesDryers_v4_2 | No cost | No cost | 0 | 0 | No applicable non-energy benefits | No applicable non-energy benefits | 100% | Equipment 100% technically feasible within end use | System | System
Snohomish CountySingle Family - Highly ImpactedDryer3New | Snohomish CountySingle Family - Highly ImpactedDryerNew | Snohomish County | Single Family - Highly Impacted | Dryer | 3 | Market Standard Dryer | New | Dryer - Market Standard | Market Standard Dryer | Market Standard Dryer | per Home | 12 | RTF; ResClothesDryers_v4_2 | 25.1305 | 25.1305 | RTF; ResClothesDryers_v4_2 | RTF; ResClothesDryers_v4_2 | 0 | 0 | NA | NA | 0 | 0 | 0 | 23.4373 | 0 | 0 | 0 | RTF; ResClothesDryers_v4_2 | No cost | No cost | 0 | 0 | No applicable non-energy benefits | No applicable non-energy benefits | 100% | Equipment 100% technically feasible within end use | System | System
Snohomish CountyMultifamilyDryer3Existing | Snohomish CountyMultifamilyDryerExisting | Snohomish County | Multifamily | Dryer | 3 | Market Standard Dryer | Existing | Dryer - Market Standard | Market Standard Dryer | Market Standard Dryer | per Home | 12 | RTF; ResClothesDryers_v4_2 | 25.1305 | 25.1305 | RTF; ResClothesDryers_v4_2 | RTF; ResClothesDryers_v4_2 | 0 | 0 | NA | NA | 0 | 0 | 0 | 23.4373 | 0 | 0 | 0 | RTF; ResClothesDryers_v4_2 | No cost | No cost | 0 | 0 | No applicable non-energy benefits | No applicable non-energy benefits | 100% | Equipment 100% technically feasible within end use | System | System
Snohomish CountyMultifamilyDryer3New | Snohomish CountyMultifamilyDryerNew | Snohomish County | Multifamily | Dryer | 3 | Market Standard Dryer | New | Dryer - Market Standard | Market Standard Dryer | Market Standard Dryer | per Home | 12 | RTF; ResClothesDryers_v4_2 | 25.1305 | 25.1305 | RTF; ResClothesDryers_v4_2 | RTF; ResClothesDryers_v4_2 | 0 | 0 | NA | NA | 0 | 0 | 0 | 23.4373 | 0 | 0 | 0 | RTF; ResClothesDryers_v4_2 | No cost | No cost | 0 | 0 | No applicable non-energy benefits | No applicable non-energy benefits | 100% | Equipment 100% technically feasible within end use | System | System
Snohomish CountyMultifamily - Highly ImpactedDryer3Existing | Snohomish CountyMultifamily - Highly ImpactedDryerExisting | Snohomish County | Multifamily - Highly Impacted | Dryer | 3 | Market Standard Dryer | Existing | Dryer - Market Standard | Market Standard Dryer | Market Standard Dryer | per Home | 12 | RTF; ResClothesDryers_v4_2 | 25.1305 | 25.1305 | RTF; ResClothesDryers_v4_2 | RTF; ResClothesDryers_v4_2 | 0 | 0 | NA | NA | 0 | 0 | 0 | 23.4373 | 0 | 0 | 0 | RTF; ResClothesDryers_v4_2 | No cost | No cost | 0 | 0 | No applicable non-energy benefits | No applicable non-energy benefits | 100% | Equipment 100% technically feasible within end use | System | System
Snohomish CountyMultifamily - Highly ImpactedDryer3New | Snohomish CountyMultifamily - Highly ImpactedDryerNew | Snohomish County | Multifamily - Highly Impacted | Dryer | 3 | Market Standard Dryer | New | Dryer - Market Standard | Market Standard Dryer | Market Standard Dryer | per Home | 12 | RTF; ResClothesDryers_v4_2 | 25.1305 | 25.1305 | RTF; ResClothesDryers_v4_2 | RTF; ResClothesDryers_v4_2 | 0 | 0 | NA | NA | 0 | 0 | 0 | 23.4373 | 0 | 0 | 0 | RTF; ResClothesDryers_v4_2 | No cost | No cost | 0 | 0 | No applicable non-energy benefits | No applicable non-energy benefits | 100% | Equipment 100% technically feasible within end use | System | System
Snohomish CountyManufacturedDryer3Existing | Snohomish CountyManufacturedDryerExisting | Snohomish County | Manufactured | Dryer | 3 | Market Standard Dryer | Existing | Dryer - Market Standard | Market Standard Dryer | Market Standard Dryer | per Home | 12 | RTF; ResClothesDryers_v4_2 | 25.1305 | 25.1305 | RTF; ResClothesDryers_v4_2 | RTF; ResClothesDryers_v4_2 | 0 | 0 | NA | NA | 0 | 0 | 0 | 23.4373 | 0 | 0 | 0 | RTF; ResClothesDryers_v4_2 | No cost | No cost | 0 | 0 | No applicable non-energy benefits | No applicable non-energy benefits | 100% | Equipment 100% technically feasible within end use | System | System
Snohomish CountyManufacturedDryer3New | Snohomish CountyManufacturedDryerNew | Snohomish County | Manufactured | Dryer | 3 | Market Standard Dryer | New | Dryer - Market Standard | Market Standard Dryer | Market Standard Dryer | per Home | 12 | RTF; ResClothesDryers_v4_2 | 25.1305 | 25.1305 | RTF; ResClothesDryers_v4_2 | RTF; ResClothesDryers_v4_2 | 0 | 0 | NA | NA | 0 | 0 | 0 | 23.4373 | 0 | 0 | 0 | RTF; ResClothesDryers_v4_2 | No cost | No cost | 0 | 0 | No applicable non-energy benefits | No applicable non-energy benefits | 100% | Equipment 100% technically feasible within end use | System | System
Snohomish CountyManufactured - Highly ImpactedDryer3Existing | Snohomish CountyManufactured - Highly ImpactedDryerExisting | Snohomish County | Manufactured - Highly Impacted | Dryer | 3 | Market Standard Dryer | Existing | Dryer - Market Standard | Market Standard Dryer | Market Standard Dryer | per Home | 12 | RTF; ResClothesDryers_v4_2 | 25.1305 | 25.1305 | RTF; ResClothesDryers_v4_2 | RTF; ResClothesDryers_v4_2 | 0 | 0 | NA | NA | 0 | 0 | 0 | 23.4373 | 0 | 0 | 0 | RTF; ResClothesDryers_v4_2 | No cost | No cost | 0 | 0 | No applicable non-energy benefits | No applicable non-energy benefits | 100% | Equipment 100% technically feasible within end use | System | System
Snohomish CountyManufactured - Highly ImpactedDryer3New | Snohomish CountyManufactured - Highly ImpactedDryerNew | Snohomish County | Manufactured - Highly Impacted | Dryer | 3 | Market Standard Dryer | New | Dryer - Market Standard | Market Standard Dryer | Market Standard Dryer | per Home | 12 | RTF; ResClothesDryers_v4_2 | 25.1305 | 25.1305 | RTF; ResClothesDryers_v4_2 | RTF; ResClothesDryers_v4_2 | 0 | 0 | NA | NA | 0 | 0 | 0 | 23.4373 | 0 | 0 | 0 | RTF; ResClothesDryers_v4_2 | No cost | No cost | 0 | 0 | No applicable non-energy benefits | No applicable non-energy benefits | 100% | Equipment 100% technically feasible within end use | System | System
Snohomish CountySingle FamilyDryer4Existing | Snohomish CountySingle FamilyDryerExisting | Snohomish County | Single Family | Dryer | 4 | ENERGY STAR Dryer - CEF 3.48 (Gas Dryer) | Existing | Dryer - ENERGY STAR | ENERGY STAR Dryer - CEF 3.48 (Gas Dryer) | Federal Standard 2015 Dryer - CEF/EF 2.84/3.30 (Gas Dryer) | per Home | 12 | RTF; ResClothesDryers_v4_2 | 25.7977 | 24.4633 | RTF; ResClothesDryers_v4_2 | Savings methodology based on New York Standard Approach for Estimating Energy, v9 | 0 | 0 | NA | NA | 0 | 0 | 0 | 43.4498 | 0 | 0 | 0 | RTF; ResClothesDryers_v4_2 | No cost | No cost | 0 | 0 | No applicable non-energy benefits | No applicable non-energy benefits | 100% | Equipment 100% technically feasible within end use | System | System
Snohomish CountySingle FamilyDryer4New | Snohomish CountySingle FamilyDryerNew | Snohomish County | Single Family | Dryer | 4 | ENERGY STAR Dryer - CEF 3.48 (Gas Dryer) | New | Dryer - ENERGY STAR | ENERGY STAR Dryer - CEF 3.48 (Gas Dryer) | Federal Standard 2015 Dryer - CEF/EF 2.84/3.30 (Gas Dryer) | per Home | 12 | RTF; ResClothesDryers_v4_2 | 25.7977 | 24.4633 | RTF; ResClothesDryers_v4_2 | Savings methodology based on New York Standard Approach for Estimating Energy, v9 | 0 | 0 | NA | NA | 0 | 0 | 0 | 43.4498 | 0 | 0 | 0 | RTF; ResClothesDryers_v4_2 | No cost | No cost | 0 | 0 | No applicable non-energy benefits | No applicable non-energy benefits | 100% | Equipment 100% technically feasible within end use | System | System
Snohomish CountySingle Family - Highly ImpactedDryer4Existing | Snohomish CountySingle Family - Highly ImpactedDryerExisting | Snohomish County | Single Family - Highly Impacted | Dryer | 4 | ENERGY STAR Dryer - CEF 3.48 (Gas Dryer) | Existing | Dryer - ENERGY STAR | ENERGY STAR Dryer - CEF 3.48 (Gas Dryer) | Federal Standard 2015 Dryer - CEF/EF 2.84/3.30 (Gas Dryer) | per Home | 12 | RTF; ResClothesDryers_v4_2 | 25.7977 | 24.4633 | RTF; ResClothesDryers_v4_2 | Savings methodology based on New York Standard Approach for Estimating Energy, v9 | 0 | 0 | NA | NA | 0 | 0 | 0 | 43.4498 | 0 | 0 | 0 | RTF; ResClothesDryers_v4_2 | No cost | No cost | 0 | 0 | No applicable non-energy benefits | No applicable non-energy benefits | 100% | Equipment 100% technically feasible within end use | System | System
Snohomish CountySingle Family - Highly ImpactedDryer4New | Snohomish CountySingle Family - Highly ImpactedDryerNew | Snohomish County | Single Family - Highly Impacted | Dryer | 4 | ENERGY STAR Dryer - CEF 3.48 (Gas Dryer) | New | Dryer - ENERGY STAR | ENERGY STAR Dryer - CEF 3.48 (Gas Dryer) | Federal Standard 2015 Dryer - CEF/EF 2.84/3.30 (Gas Dryer) | per Home | 12 | RTF; ResClothesDryers_v4_2 | 25.7977 | 24.4633 | RTF; ResClothesDryers_v4_2 | Savings methodology based on New York Standard Approach for Estimating Energy, v9 | 0 | 0 | NA | NA | 0 | 0 | 0 | 43.4498 | 0 | 0 | 0 | RTF; ResClothesDryers_v4_2 | No cost | No cost | 0 | 0 | No applicable non-energy benefits | No applicable non-energy benefits | 100% | Equipment 100% technically feasible within end use | System | System
Snohomish CountyMultifamilyDryer4Existing | Snohomish CountyMultifamilyDryerExisting | Snohomish County | Multifamily | Dryer | 4 | ENERGY STAR Dryer - CEF 3.48 (Gas Dryer) | Existing | Dryer - ENERGY STAR | ENERGY STAR Dryer - CEF 3.48 (Gas Dryer) | Federal Standard 2015 Dryer - CEF/EF 2.84/3.30 (Gas Dryer) | per Home | 12 | RTF; ResClothesDryers_v4_2 | 25.7977 | 24.4633 | RTF; ResClothesDryers_v4_2 | Savings methodology based on New York Standard Approach for Estimating Energy, v9 | 0 | 0 | NA | NA | 0 | 0 | 0 | 43.4498 | 0 | 0 | 0 | RTF; ResClothesDryers_v4_2 | No cost | No cost | 0 | 0 | No applicable non-energy benefits | No applicable non-energy benefits | 100% | Equipment 100% technically feasible within end use | System | System
Snohomish CountyMultifamilyDryer4New | Snohomish CountyMultifamilyDryerNew | Snohomish County | Multifamily | Dryer | 4 | ENERGY STAR Dryer - CEF 3.48 (Gas Dryer) | New | Dryer - ENERGY STAR | ENERGY STAR Dryer - CEF 3.48 (Gas Dryer) | Federal Standard 2015 Dryer - CEF/EF 2.84/3.30 (Gas Dryer) | per Home | 12 | RTF; ResClothesDryers_v4_2 | 25.7977 | 24.4633 | RTF; ResClothesDryers_v4_2 | Savings methodology based on New York Standard Approach for Estimating Energy, v9 | 0 | 0 | NA | NA | 0 | 0 | 0 | 43.4498 | 0 | 0 | 0 | RTF; ResClothesDryers_v4_2 | No cost | No cost | 0 | 0 | No applicable non-energy benefits | No applicable non-energy benefits | 100% | Equipment 100% technically feasible within end use | System | System
Snohomish CountyMultifamily - Highly ImpactedDryer4Existing | Snohomish CountyMultifamily - Highly ImpactedDryerExisting | Snohomish County | Multifamily - Highly Impacted | Dryer | 4 | ENERGY STAR Dryer - CEF 3.48 (Gas Dryer) | Existing | Dryer - ENERGY STAR | ENERGY STAR Dryer - CEF 3.48 (Gas Dryer) | Federal Standard 2015 Dryer - CEF/EF 2.84/3.30 (Gas Dryer) | per Home | 12 | RTF; ResClothesDryers_v4_2 | 25.7977 | 24.4633 | RTF; ResClothesDryers_v4_2 | Savings methodology based on New York Standard Approach for Estimating Energy, v9 | 0 | 0 | NA | NA | 0 | 0 | 0 | 43.4498 | 0 | 0 | 0 | RTF; ResClothesDryers_v4_2 | No cost | No cost | 0 | 0 | No applicable non-energy benefits | No applicable non-energy benefits | 100% | Equipment 100% technically feasible within end use | System | System
Snohomish CountyMultifamily - Highly ImpactedDryer4New | Snohomish CountyMultifamily - Highly ImpactedDryerNew | Snohomish County | Multifamily - Highly Impacted | Dryer | 4 | ENERGY STAR Dryer - CEF 3.48 (Gas Dryer) | New | Dryer - ENERGY STAR | ENERGY STAR Dryer - CEF 3.48 (Gas Dryer) | Federal Standard 2015 Dryer - CEF/EF 2.84/3.30 (Gas Dryer) | per Home | 12 | RTF; ResClothesDryers_v4_2 | 25.7977 | 24.4633 | RTF; ResClothesDryers_v4_2 | Savings methodology based on New York Standard Approach for Estimating Energy, v9 | 0 | 0 | NA | NA | 0 | 0 | 0 | 43.4498 | 0 | 0 | 0 | RTF; ResClothesDryers_v4_2 | No cost | No cost | 0 | 0 | No applicable non-energy benefits | No applicable non-energy benefits | 100% | Equipment 100% technically feasible within end use | System | System
Snohomish CountyManufacturedDryer4Existing | Snohomish CountyManufacturedDryerExisting | Snohomish County | Manufactured | Dryer | 4 | ENERGY STAR Dryer - CEF 3.48 (Gas Dryer) | Existing | Dryer - ENERGY STAR | ENERGY STAR Dryer - CEF 3.48 (Gas Dryer) | Federal Standard 2015 Dryer - CEF/EF 2.84/3.30 (Gas Dryer) | per Home | 12 | RTF; ResClothesDryers_v4_2 | 25.7977 | 24.4633 | RTF; ResClothesDryers_v4_2 | Savings methodology based on New York Standard Approach for Estimating Energy, v9 | 0 | 0 | NA | NA | 0 | 0 | 0 | 43.4498 | 0 | 0 | 0 | RTF; ResClothesDryers_v4_2 | No cost | No cost | 0 | 0 | No applicable non-energy benefits | No applicable non-energy benefits | 100% | Equipment 100% technically feasible within end use | System | System
Snohomish CountyManufacturedDryer4New | Snohomish CountyManufacturedDryerNew | Snohomish County | Manufactured | Dryer | 4 | ENERGY STAR Dryer - CEF 3.48 (Gas Dryer) | New | Dryer - ENERGY STAR | ENERGY STAR Dryer - CEF 3.48 (Gas Dryer) | Federal Standard 2015 Dryer - CEF/EF 2.84/3.30 (Gas Dryer) | per Home | 12 | RTF; ResClothesDryers_v4_2 | 25.7977 | 24.4633 | RTF; ResClothesDryers_v4_2 | Savings methodology based on New York Standard Approach for Estimating Energy, v9 | 0 | 0 | NA | NA | 0 | 0 | 0 | 43.4498 | 0 | 0 | 0 | RTF; ResClothesDryers_v4_2 | No cost | No cost | 0 | 0 | No applicable non-energy benefits | No applicable non-energy benefits | 100% | Equipment 100% technically feasible within end use | System | System
Snohomish CountyManufactured - Highly ImpactedDryer4Existing | Snohomish CountyManufactured - Highly ImpactedDryerExisting | Snohomish County | Manufactured - Highly Impacted | Dryer | 4 | ENERGY STAR Dryer - CEF 3.48 (Gas Dryer) | Existing | Dryer - ENERGY STAR | ENERGY STAR Dryer - CEF 3.48 (Gas Dryer) | Federal Standard 2015 Dryer - CEF/EF 2.84/3.30 (Gas Dryer) | per Home | 12 | RTF; ResClothesDryers_v4_2 | 25.7977 | 24.4633 | RTF; ResClothesDryers_v4_2 | Savings methodology based on New York Standard Approach for Estimating Energy, v9 | 0 | 0 | NA | NA | 0 | 0 | 0 | 43.4498 | 0 | 0 | 0 | RTF; ResClothesDryers_v4_2 | No cost | No cost | 0 | 0 | No applicable non-energy benefits | No applicable non-energy benefits | 100% | Equipment 100% technically feasible within end use | System | System
Snohomish CountyManufactured - Highly ImpactedDryer4New | Snohomish CountyManufactured - Highly ImpactedDryerNew | Snohomish County | Manufactured - Highly Impacted | Dryer | 4 | ENERGY STAR Dryer - CEF 3.48 (Gas Dryer) | New | Dryer - ENERGY STAR | ENERGY STAR Dryer - CEF 3.48 (Gas Dryer) | Federal Standard 2015 Dryer - CEF/EF 2.84/3.30 (Gas Dryer) | per Home | 12 | RTF; ResClothesDryers_v4_2 | 25.7977 | 24.4633 | RTF; ResClothesDryers_v4_2 | Savings methodology based on New York Standard Approach for Estimating Energy, v9 | 0 | 0 | NA | NA | 0 | 0 | 0 | 43.4498 | 0 | 0 | 0 | RTF; ResClothesDryers_v4_2 | No cost | No cost | 0 | 0 | No applicable non-energy benefits | No applicable non-energy benefits | 100% | Equipment 100% technically feasible within end use | System | System
Snohomish CountySingle FamilyDryer5Existing | Snohomish CountySingle FamilyDryerExisting | Snohomish County | Single Family | Dryer | 5 | Advanced Efficiency Dryer - CEF 3.8 (Gas Dryer) | Existing | Dryer - Advanced Efficiency | Advanced Efficiency Dryer - CEF 3.8 (Gas Dryer) | Federal Standard 2015 Dryer - CEF/EF 2.84/3.30 (Gas Dryer) | per Home | 12 | RTF; ResClothesDryers_v4_2 | 25.7977 | 22.4033 | RTF; ResClothesDryers_v4_2 | Savings methodology based on New York Standard Approach for Estimating Energy, v9 | 0 | 0 | NA | NA | 0 | 0 | 0 | 43.4498 | 0 | 0 | 0 | RTF; ResClothesDryers_v4_2 | No cost | No cost | 0 | 0 | No applicable non-energy benefits | No applicable non-energy benefits | 100% | Equipment 100% technically feasible within end use | System | System
Snohomish CountySingle FamilyDryer5New | Snohomish CountySingle FamilyDryerNew | Snohomish County | Single Family | Dryer | 5 | Advanced Efficiency Dryer - CEF 3.8 (Gas Dryer) | New | Dryer - Advanced Efficiency | Advanced Efficiency Dryer - CEF 3.8 (Gas Dryer) | Federal Standard 2015 Dryer - CEF/EF 2.84/3.30 (Gas Dryer) | per Home | 12 | RTF; ResClothesDryers_v4_2 | 25.7977 | 22.4033 | RTF; ResClothesDryers_v4_2 | Savings methodology based on New York Standard Approach for Estimating Energy, v9 | 0 | 0 | NA | NA | 0 | 0 | 0 | 43.4498 | 0 | 0 | 0 | RTF; ResClothesDryers_v4_2 | No cost | No cost | 0 | 0 | No applicable non-energy benefits | No applicable non-energy benefits | 100% | Equipment 100% technically feasible within end use | System | System
Snohomish CountySingle Family - Highly ImpactedDryer5Existing | Snohomish CountySingle Family - Highly ImpactedDryerExisting | Snohomish County | Single Family - Highly Impacted | Dryer | 5 | Advanced Efficiency Dryer - CEF 3.8 (Gas Dryer) | Existing | Dryer - Advanced Efficiency | Advanced Efficiency Dryer - CEF 3.8 (Gas Dryer) | Federal Standard 2015 Dryer - CEF/EF 2.84/3.30 (Gas Dryer) | per Home | 12 | RTF; ResClothesDryers_v4_2 | 25.7977 | 22.4033 | RTF; ResClothesDryers_v4_2 | Savings methodology based on New York Standard Approach for Estimating Energy, v9 | 0 | 0 | NA | NA | 0 | 0 | 0 | 43.4498 | 0 | 0 | 0 | RTF; ResClothesDryers_v4_2 | No cost | No cost | 0 | 0 | No applicable non-energy benefits | No applicable non-energy benefits | 100% | Equipment 100% technically feasible within end use | System | System
Snohomish CountySingle Family - Highly ImpactedDryer5New | Snohomish CountySingle Family - Highly ImpactedDryerNew | Snohomish County | Single Family - Highly Impacted | Dryer | 5 | Advanced Efficiency Dryer - CEF 3.8 (Gas Dryer) | New | Dryer - Advanced Efficiency | Advanced Efficiency Dryer - CEF 3.8 (Gas Dryer) | Federal Standard 2015 Dryer - CEF/EF 2.84/3.30 (Gas Dryer) | per Home | 12 | RTF; ResClothesDryers_v4_2 | 25.7977 | 22.4033 | RTF; ResClothesDryers_v4_2 | Savings methodology based on New York Standard Approach for Estimating Energy, v9 | 0 | 0 | NA | NA | 0 | 0 | 0 | 43.4498 | 0 | 0 | 0 | RTF; ResClothesDryers_v4_2 | No cost | No cost | 0 | 0 | No applicable non-energy benefits | No applicable non-energy benefits | 100% | Equipment 100% technically feasible within end use | System | System
Snohomish CountyMultifamilyDryer5Existing | Snohomish CountyMultifamilyDryerExisting | Snohomish County | Multifamily | Dryer | 5 | Advanced Efficiency Dryer - CEF 3.8 (Gas Dryer) | Existing | Dryer - Advanced Efficiency | Advanced Efficiency Dryer - CEF 3.8 (Gas Dryer) | Federal Standard 2015 Dryer - CEF/EF 2.84/3.30 (Gas Dryer) | per Home | 12 | RTF; ResClothesDryers_v4_2 | 25.7977 | 22.4033 | RTF; ResClothesDryers_v4_2 | Savings methodology based on New York Standard Approach for Estimating Energy, v9 | 0 | 0 | NA | NA | 0 | 0 | 0 | 43.4498 | 0 | 0 | 0 | RTF; ResClothesDryers_v4_2 | No cost | No cost | 0 | 0 | No applicable non-energy benefits | No applicable non-energy benefits | 100% | Equipment 100% technically feasible within end use | System | System
Snohomish CountyMultifamilyDryer5New | Snohomish CountyMultifamilyDryerNew | Snohomish County | Multifamily | Dryer | 5 | Advanced Efficiency Dryer - CEF 3.8 (Gas Dryer) | New | Dryer - Advanced Efficiency | Advanced Efficiency Dryer - CEF 3.8 (Gas Dryer) | Federal Standard 2015 Dryer - CEF/EF 2.84/3.30 (Gas Dryer) | per Home | 12 | RTF; ResClothesDryers_v4_2 | 25.7977 | 22.4033 | RTF; ResClothesDryers_v4_2 | Savings methodology based on New York Standard Approach for Estimating Energy, v9 | 0 | 0 | NA | NA | 0 | 0 | 0 | 43.4498 | 0 | 0 | 0 | RTF; ResClothesDryers_v4_2 | No cost | No cost | 0 | 0 | No applicable non-energy benefits | No applicable non-energy benefits | 100% | Equipment 100% technically feasible within end use | System | System
Snohomish CountyMultifamily - Highly ImpactedDryer5Existing | Snohomish CountyMultifamily - Highly ImpactedDryerExisting | Snohomish County | Multifamily - Highly Impacted | Dryer | 5 | Advanced Efficiency Dryer - CEF 3.8 (Gas Dryer) | Existing | Dryer - Advanced Efficiency | Advanced Efficiency Dryer - CEF 3.8 (Gas Dryer) | Federal Standard 2015 Dryer - CEF/EF 2.84/3.30 (Gas Dryer) | per Home | 12 | RTF; ResClothesDryers_v4_2 | 25.7977 | 22.4033 | RTF; ResClothesDryers_v4_2 | Savings methodology based on New York Standard Approach for Estimating Energy, v9 | 0 | 0 | NA | NA | 0 | 0 | 0 | 43.4498 | 0 | 0 | 0 | RTF; ResClothesDryers_v4_2 | No cost | No cost | 0 | 0 | No applicable non-energy benefits | No applicable non-energy benefits | 100% | Equipment 100% technically feasible within end use | System | System
Snohomish CountyMultifamily - Highly ImpactedDryer5New | Snohomish CountyMultifamily - Highly ImpactedDryerNew | Snohomish County | Multifamily - Highly Impacted | Dryer | 5 | Advanced Efficiency Dryer - CEF 3.8 (Gas Dryer) | New | Dryer - Advanced Efficiency | Advanced Efficiency Dryer - CEF 3.8 (Gas Dryer) | Federal Standard 2015 Dryer - CEF/EF 2.84/3.30 (Gas Dryer) | per Home | 12 | RTF; ResClothesDryers_v4_2 | 25.7977 | 22.4033 | RTF; ResClothesDryers_v4_2 | Savings methodology based on New York Standard Approach for Estimating Energy, v9 | 0 | 0 | NA | NA | 0 | 0 | 0 | 43.4498 | 0 | 0 | 0 | RTF; ResClothesDryers_v4_2 | No cost | No cost | 0 | 0 | No applicable non-energy benefits | No applicable non-energy benefits | 100% | Equipment 100% technically feasible within end use | System | System
Snohomish CountyManufacturedDryer5Existing | Snohomish CountyManufacturedDryerExisting | Snohomish County | Manufactured | Dryer | 5 | Advanced Efficiency Dryer - CEF 3.8 (Gas Dryer) | Existing | Dryer - Advanced Efficiency | Advanced Efficiency Dryer - CEF 3.8 (Gas Dryer) | Federal Standard 2015 Dryer - CEF/EF 2.84/3.30 (Gas Dryer) | per Home | 12 | RTF; ResClothesDryers_v4_2 | 25.7977 | 22.4033 | RTF; ResClothesDryers_v4_2 | Savings methodology based on New York Standard Approach for Estimating Energy, v9 | 0 | 0 | NA | NA | 0 | 0 | 0 | 43.4498 | 0 | 0 | 0 | RTF; ResClothesDryers_v4_2 | No cost | No cost | 0 | 0 | No applicable non-energy benefits | No applicable non-energy benefits | 100% | Equipment 100% technically feasible within end use | System | System
Snohomish CountyManufacturedDryer5New | Snohomish CountyManufacturedDryerNew | Snohomish County | Manufactured | Dryer | 5 | Advanced Efficiency Dryer - CEF 3.8 (Gas Dryer) | New | Dryer - Advanced Efficiency | Advanced Efficiency Dryer - CEF 3.8 (Gas Dryer) | Federal Standard 2015 Dryer - CEF/EF 2.84/3.30 (Gas Dryer) | per Home | 12 | RTF; ResClothesDryers_v4_2 | 25.7977 | 22.4033 | RTF; ResClothesDryers_v4_2 | Savings methodology based on New York Standard Approach for Estimating Energy, v9 | 0 | 0 | NA | NA | 0 | 0 | 0 | 43.4498 | 0 | 0 | 0 | RTF; ResClothesDryers_v4_2 | No cost | No cost | 0 | 0 | No applicable non-energy benefits | No applicable non-energy benefits | 100% | Equipment 100% technically feasible within end use | System | System
Snohomish CountyManufactured - Highly ImpactedDryer5Existing | Snohomish CountyManufactured - Highly ImpactedDryerExisting | Snohomish County | Manufactured - Highly Impacted | Dryer | 5 | Advanced Efficiency Dryer - CEF 3.8 (Gas Dryer) | Existing | Dryer - Advanced Efficiency | Advanced Efficiency Dryer - CEF 3.8 (Gas Dryer) | Federal Standard 2015 Dryer - CEF/EF 2.84/3.30 (Gas Dryer) | per Home | 12 | RTF; ResClothesDryers_v4_2 | 25.7977 | 22.4033 | RTF; ResClothesDryers_v4_2 | Savings methodology based on New York Standard Approach for Estimating Energy, v9 | 0 | 0 | NA | NA | 0 | 0 | 0 | 43.4498 | 0 | 0 | 0 | RTF; ResClothesDryers_v4_2 | No cost | No cost | 0 | 0 | No applicable non-energy benefits | No applicable non-energy benefits | 100% | Equipment 100% technically feasible within end use | System | System
Snohomish CountyManufactured - Highly ImpactedDryer5New | Snohomish CountyManufactured - Highly ImpactedDryerNew | Snohomish County | Manufactured - Highly Impacted | Dryer | 5 | Advanced Efficiency Dryer - CEF 3.8 (Gas Dryer) | New | Dryer - Advanced Efficiency | Advanced Efficiency Dryer - CEF 3.8 (Gas Dryer) | Federal Standard 2015 Dryer - CEF/EF 2.84/3.30 (Gas Dryer) | per Home | 12 | RTF; ResClothesDryers_v4_2 | 25.7977 | 22.4033 | RTF; ResClothesDryers_v4_2 | Savings methodology based on New York Standard Approach for Estimating Energy, v9 | 0 | 0 | NA | NA | 0 | 0 | 0 | 43.4498 | 0 | 0 | 0 | RTF; ResClothesDryers_v4_2 | No cost | No cost | 0 | 0 | No applicable non-energy benefits | No applicable non-energy benefits | 100% | Equipment 100% technically feasible within end use | System | System
Snohomish CountySingle FamilyHeat Central Gas Boiler1Existing | Snohomish CountySingle FamilyHeat Central Gas BoilerExisting | Snohomish County | Single Family | Heat Central Gas Boiler | 1 | Below Standard Boiler - 78% AFUE (Low Income) | Existing | Boiler - Below Standard | Below Standard Boiler - 78% AFUE (Low Income) | Below Standard Boiler - 78% AFUE (Low Income) | per Home | 13 | Assuming half the measure life for below standard equipment. Based on RTF Commercal Gas Boilersv1.2; Used residential data; Median lifetime as estimated in the DOE Technical Support Document for Consumer (Residential) Boilers | 675.4 | 675.4 | Using measure description efficiency metrics to adjust loads from RTF/2021P workbooks to consumptions. | Using measure description efficiency metrics to adjust loads from RTF/2021P workbooks to consumptions. | 0 | 0 | NA | NA | 0 | 0 | 0 | 0 | 0 | 0 | 0 | Baseline is same as efficient condition. | Baseline is same as efficient condition. | Baseline is same as efficient condition. | 0 | 0 | No applicable non-energy benefits | No applicable non-energy benefits | 100% | Equipment 100% technically feasible within end use | System | System
Snohomish CountySingle FamilyHeat Central Gas Boiler1New | Snohomish CountySingle FamilyHeat Central Gas BoilerNew | Snohomish County | Single Family | Heat Central Gas Boiler | 1 | Below Standard Boiler - 78% AFUE (Low Income) | New | Boiler - Below Standard | Below Standard Boiler - 78% AFUE (Low Income) | Below Standard Boiler - 78% AFUE (Low Income) | per Home | 13 | Assuming half the measure life for below standard equipment. Based on RTF Commercal Gas Boilersv1.2; Used residential data; Median lifetime as estimated in the DOE Technical Support Document for Consumer (Residential) Boilers | 439.01 | 439.01 | Using measure description efficiency metrics to adjust loads from RTF/2021P workbooks to consumptions. | Using measure description efficiency metrics to adjust loads from RTF/2021P workbooks to consumptions. | 0 | 0 | NA | NA | 0 | 0 | 0 | 0 | 0 | 0 | 0 | Baseline is same as efficient condition. | Baseline is same as efficient condition. | Baseline is same as efficient condition. | 0 | 0 | No applicable non-energy benefits | No applicable non-energy benefits | 100% | Equipment 100% technically feasible within end use | System | System
Snohomish CountySingle Family - Highly ImpactedHeat Central Gas Boiler1Existing | Snohomish CountySingle Family - Highly ImpactedHeat Central Gas BoilerExisting | Snohomish County | Single Family - Highly Impacted | Heat Central Gas Boiler | 1 | Below Standard Boiler - 78% AFUE (Low Income) | Existing | Boiler - Below Standard | Below Standard Boiler - 78% AFUE (Low Income) | Below Standard Boiler - 78% AFUE (Low Income) | per Home | 13 | Assuming half the measure life for below standard equipment. Based on RTF Commercal Gas Boilersv1.2; Used residential data; Median lifetime as estimated in the DOE Technical Support Document for Consumer (Residential) Boilers | 485.8391 | 485.8391 | Using measure description efficiency metrics to adjust loads from RTF/2021P workbooks to consumptions. | Using measure description efficiency metrics to adjust loads from RTF/2021P workbooks to consumptions. | 0 | 0 | NA | NA | 0 | 0 | 0 | 0 | 0 | 0 | 0 | Baseline is same as efficient condition. | Baseline is same as efficient condition. | Baseline is same as efficient condition. | 0 | 0 | No applicable non-energy benefits | No applicable non-energy benefits | 100% | Equipment 100% technically feasible within end use | System | System
Snohomish CountySingle Family - Highly ImpactedHeat Central Gas Boiler1New | Snohomish CountySingle Family - Highly ImpactedHeat Central Gas BoilerNew | Snohomish County | Single Family - Highly Impacted | Heat Central Gas Boiler | 1 | Below Standard Boiler - 78% AFUE (Low Income) | New | Boiler - Below Standard | Below Standard Boiler - 78% AFUE (Low Income) | Below Standard Boiler - 78% AFUE (Low Income) | per Home | 13 | Assuming half the measure life for below standard equipment. Based on RTF Commercal Gas Boilersv1.2; Used residential data; Median lifetime as estimated in the DOE Technical Support Document for Consumer (Residential) Boilers | 315.7954 | 315.7954 | Using measure description efficiency metrics to adjust loads from RTF/2021P workbooks to consumptions. | Using measure description efficiency metrics to adjust loads from RTF/2021P workbooks to consumptions. | 0 | 0 | NA | NA | 0 | 0 | 0 | 0 | 0 | 0 | 0 | Baseline is same as efficient condition. | Baseline is same as efficient condition. | Baseline is same as efficient condition. | 0 | 0 | No applicable non-energy benefits | No applicable non-energy benefits | 100% | Equipment 100% technically feasible within end use | System | System
Snohomish CountyMultifamilyHeat Central Gas Boiler1Existing | Snohomish CountyMultifamilyHeat Central Gas BoilerExisting | Snohomish County | Multifamily | Heat Central Gas Boiler | 1 | Below Standard Boiler - 78% AFUE (Low Income) | Existing | Boiler - Below Standard | Below Standard Boiler - 78% AFUE (Low Income) | Below Standard Boiler - 78% AFUE (Low Income) | per Home | 13 | Assuming half the measure life for below standard equipment. Based on RTF Commercal Gas Boilersv1.2; Used residential data; Median lifetime as estimated in the DOE Technical Support Document for Consumer (Residential) Boilers | 445.3883 | 445.3883 | Using measure description efficiency metrics to adjust loads from RTF/2021P workbooks to consumptions. | Using measure description efficiency metrics to adjust loads from RTF/2021P workbooks to consumptions. | 0 | 0 | NA | NA | 0 | 0 | 0 | 0 | 0 | 0 | 0 | Baseline is same as efficient condition. | Baseline is same as efficient condition. | Baseline is same as efficient condition. | 0 | 0 | No applicable non-energy benefits | No applicable non-energy benefits | 100% | Equipment 100% technically feasible within end use | System | System
Snohomish CountyMultifamilyHeat Central Gas Boiler1New | Snohomish CountyMultifamilyHeat Central Gas BoilerNew | Snohomish County | Multifamily | Heat Central Gas Boiler | 1 | Below Standard Boiler - 78% AFUE (Low Income) | New | Boiler - Below Standard | Below Standard Boiler - 78% AFUE (Low Income) | Below Standard Boiler - 78% AFUE (Low Income) | per Home | 13 | Assuming half the measure life for below standard equipment. Based on RTF Commercal Gas Boilersv1.2; Used residential data; Median lifetime as estimated in the DOE Technical Support Document for Consumer (Residential) Boilers | 289.5024 | 289.5024 | Using measure description efficiency metrics to adjust loads from RTF/2021P workbooks to consumptions. | Using measure description efficiency metrics to adjust loads from RTF/2021P workbooks to consumptions. | 0 | 0 | NA | NA | 0 | 0 | 0 | 0 | 0 | 0 | 0 | Baseline is same as efficient condition. | Baseline is same as efficient condition. | Baseline is same as efficient condition. | 0 | 0 | No applicable non-energy benefits | No applicable non-energy benefits | 100% | Equipment 100% technically feasible within end use | System | System
Snohomish CountyMultifamily - Highly ImpactedHeat Central Gas Boiler1Existing | Snohomish CountyMultifamily - Highly ImpactedHeat Central Gas BoilerExisting | Snohomish County | Multifamily - Highly Impacted | Heat Central Gas Boiler | 1 | Below Standard Boiler - 78% AFUE (Low Income) | Existing | Boiler - Below Standard | Below Standard Boiler - 78% AFUE (Low Income) | Below Standard Boiler - 78% AFUE (Low Income) | per Home | 13 | Assuming half the measure life for below standard equipment. Based on RTF Commercal Gas Boilersv1.2; Used residential data; Median lifetime as estimated in the DOE Technical Support Document for Consumer (Residential) Boilers | 378.0246 | 378.0246 | Using measure description efficiency metrics to adjust loads from RTF/2021P workbooks to consumptions. | Using measure description efficiency metrics to adjust loads from RTF/2021P workbooks to consumptions. | 0 | 0 | NA | NA | 0 | 0 | 0 | 0 | 0 | 0 | 0 | Baseline is same as efficient condition. | Baseline is same as efficient condition. | Baseline is same as efficient condition. | 0 | 0 | No applicable non-energy benefits | No applicable non-energy benefits | 100% | Equipment 100% technically feasible within end use | System | System
Snohomish CountyMultifamily - Highly ImpactedHeat Central Gas Boiler1New | Snohomish CountyMultifamily - Highly ImpactedHeat Central Gas BoilerNew | Snohomish County | Multifamily - Highly Impacted | Heat Central Gas Boiler | 1 | Below Standard Boiler - 78% AFUE (Low Income) | New | Boiler - Below Standard | Below Standard Boiler - 78% AFUE (Low Income) | Below Standard Boiler - 78% AFUE (Low Income) | per Home | 13 | Assuming half the measure life for below standard equipment. Based on RTF Commercal Gas Boilersv1.2; Used residential data; Median lifetime as estimated in the DOE Technical Support Document for Consumer (Residential) Boilers | 245.716 | 245.716 | Using measure description efficiency metrics to adjust loads from RTF/2021P workbooks to consumptions. | Using measure description efficiency metrics to adjust loads from RTF/2021P workbooks to consumptions. | 0 | 0 | NA | NA | 0 | 0 | 0 | 0 | 0 | 0 | 0 | Baseline is same as efficient condition. | Baseline is same as efficient condition. | Baseline is same as efficient condition. | 0 | 0 | No applicable non-energy benefits | No applicable non-energy benefits | 100% | Equipment 100% technically feasible within end use | System | System
Snohomish CountyManufacturedHeat Central Gas Boiler1Existing | Snohomish CountyManufacturedHeat Central Gas BoilerExisting | Snohomish County | Manufactured | Heat Central Gas Boiler | 1 | Below Standard Boiler - 78% AFUE (Low Income) | Existing | Boiler - Below Standard | Below Standard Boiler - 78% AFUE (Low Income) | Below Standard Boiler - 78% AFUE (Low Income) | per Home | 13 | Assuming half the measure life for below standard equipment. Based on RTF Commercal Gas Boilersv1.2; Used residential data; Median lifetime as estimated in the DOE Technical Support Document for Consumer (Residential) Boilers | 609.8567 | 609.8567 | Using measure description efficiency metrics to adjust loads from RTF/2021P workbooks to consumptions. | Using measure description efficiency metrics to adjust loads from RTF/2021P workbooks to consumptions. | 0 | 0 | NA | NA | 0 | 0 | 0 | 0 | 0 | 0 | 0 | Baseline is same as efficient condition. | Baseline is same as efficient condition. | Baseline is same as efficient condition. | 0 | 0 | No applicable non-energy benefits | No applicable non-energy benefits | 100% | Equipment 100% technically feasible within end use | System | System
Snohomish CountyManufacturedHeat Central Gas Boiler1New | Snohomish CountyManufacturedHeat Central Gas BoilerNew | Snohomish County | Manufactured | Heat Central Gas Boiler | 1 | Below Standard Boiler - 78% AFUE (Low Income) | New | Boiler - Below Standard | Below Standard Boiler - 78% AFUE (Low Income) | Below Standard Boiler - 78% AFUE (Low Income) | per Home | 13 | Assuming half the measure life for below standard equipment. Based on RTF Commercal Gas Boilersv1.2; Used residential data; Median lifetime as estimated in the DOE Technical Support Document for Consumer (Residential) Boilers | 396.4069 | 396.4069 | Using measure description efficiency metrics to adjust loads from RTF/2021P workbooks to consumptions. | Using measure description efficiency metrics to adjust loads from RTF/2021P workbooks to consumptions. | 0 | 0 | NA | NA | 0 | 0 | 0 | 0 | 0 | 0 | 0 | Baseline is same as efficient condition. | Baseline is same as efficient condition. | Baseline is same as efficient condition. | 0 | 0 | No applicable non-energy benefits | No applicable non-energy benefits | 100% | Equipment 100% technically feasible within end use | System | System
Snohomish CountyManufactured - Highly ImpactedHeat Central Gas Boiler1Existing | Snohomish CountyManufactured - Highly ImpactedHeat Central Gas BoilerExisting | Snohomish County | Manufactured - Highly Impacted | Heat Central Gas Boiler | 1 | Below Standard Boiler - 78% AFUE (Low Income) | Existing | Boiler - Below Standard | Below Standard Boiler - 78% AFUE (Low Income) | Below Standard Boiler - 78% AFUE (Low Income) | per Home | 13 | Assuming half the measure life for below standard equipment. Based on RTF Commercal Gas Boilersv1.2; Used residential data; Median lifetime as estimated in the DOE Technical Support Document for Consumer (Residential) Boilers | 472.8126 | 472.8126 | Using measure description efficiency metrics to adjust loads from RTF/2021P workbooks to consumptions. | Using measure description efficiency metrics to adjust loads from RTF/2021P workbooks to consumptions. | 0 | 0 | NA | NA | 0 | 0 | 0 | 0 | 0 | 0 | 0 | Baseline is same as efficient condition. | Baseline is same as efficient condition. | Baseline is same as efficient condition. | 0 | 0 | No applicable non-energy benefits | No applicable non-energy benefits | 100% | Equipment 100% technically feasible within end use | System | System
Snohomish CountyManufactured - Highly ImpactedHeat Central Gas Boiler1New | Snohomish CountyManufactured - Highly ImpactedHeat Central Gas BoilerNew | Snohomish County | Manufactured - Highly Impacted | Heat Central Gas Boiler | 1 | Below Standard Boiler - 78% AFUE (Low Income) | New | Boiler - Below Standard | Below Standard Boiler - 78% AFUE (Low Income) | Below Standard Boiler - 78% AFUE (Low Income) | per Home | 13 | Assuming half the measure life for below standard equipment. Based on RTF Commercal Gas Boilersv1.2; Used residential data; Median lifetime as estimated in the DOE Technical Support Document for Consumer (Residential) Boilers | 307.3282 | 307.3282 | Using measure description efficiency metrics to adjust loads from RTF/2021P workbooks to consumptions. | Using measure description efficiency metrics to adjust loads from RTF/2021P workbooks to consumptions. | 0 | 0 | NA | NA | 0 | 0 | 0 | 0 | 0 | 0 | 0 | Baseline is same as efficient condition. | Baseline is same as efficient condition. | Baseline is same as efficient condition. | 0 | 0 | No applicable non-energy benefits | No applicable non-energy benefits | 100% | Equipment 100% technically feasible within end use | System | System
Snohomish CountySingle FamilyHeat Central Gas Boiler2Existing | Snohomish CountySingle FamilyHeat Central Gas BoilerExisting | Snohomish County | Single Family | Heat Central Gas Boiler | 2 | Federal Standard 2022 Boiler - 84% AFUE | Existing | Boiler - Federal Standard 2022 | Federal Standard 2022 Boiler - 84% AFUE | Federal Standard 2022 Boiler - 84% AFUE | per Home | 25 | Based on RTF Commercal Gas Boilersv1.2; Used residential data; Median lifetime as estimated in the DOE Technical Support Document for Consumer (Residential) Boilers | 627.1571 | 627.1571 | Using measure description efficiency metrics to adjust loads from RTF/2021P workbooks to consumptions. | Using measure description efficiency metrics to adjust loads from RTF/2021P workbooks to consumptions. | 0 | 0 | NA | NA | 1953.0315 | 3961.4944 | 0 | 1953.0315 | 3961.4944 | 0 | 0 | Baseline is same as efficient condition. | Baseline is same as efficient condition. | Baseline is same as efficient condition. | 0 | 0 | No applicable non-energy benefits | No applicable non-energy benefits | 100% | Equipment 100% technically feasible within end use | System | System
Snohomish CountySingle FamilyHeat Central Gas Boiler2New | Snohomish CountySingle FamilyHeat Central Gas BoilerNew | Snohomish County | Single Family | Heat Central Gas Boiler | 2 | Federal Standard 2022 Boiler - 84% AFUE | New | Boiler - Federal Standard 2022 | Federal Standard 2022 Boiler - 84% AFUE | Federal Standard 2022 Boiler - 84% AFUE | per Home | 25 | Based on RTF Commercal Gas Boilersv1.2; Used residential data; Median lifetime as estimated in the DOE Technical Support Document for Consumer (Residential) Boilers | 407.6521 | 407.6521 | Using measure description efficiency metrics to adjust loads from RTF/2021P workbooks to consumptions. | Using measure description efficiency metrics to adjust loads from RTF/2021P workbooks to consumptions. | 0 | 0 | NA | NA | 1953.0315 | 3961.4944 | 0 | 1953.0315 | 3961.4944 | 0 | 0 | Baseline is same as efficient condition. | Baseline is same as efficient condition. | Baseline is same as efficient condition. | 0 | 0 | No applicable non-energy benefits | No applicable non-energy benefits | 100% | Equipment 100% technically feasible within end use | System | System
Snohomish CountySingle Family - Highly ImpactedHeat Central Gas Boiler2Existing | Snohomish CountySingle Family - Highly ImpactedHeat Central Gas BoilerExisting | Snohomish County | Single Family - Highly Impacted | Heat Central Gas Boiler | 2 | Federal Standard 2022 Boiler - 84% AFUE | Existing | Boiler - Federal Standard 2022 | Federal Standard 2022 Boiler - 84% AFUE | Federal Standard 2022 Boiler - 84% AFUE | per Home | 25 | Based on RTF Commercal Gas Boilersv1.2; Used residential data; Median lifetime as estimated in the DOE Technical Support Document for Consumer (Residential) Boilers | 451.1363 | 451.1363 | Using measure description efficiency metrics to adjust loads from RTF/2021P workbooks to consumptions. | Using measure description efficiency metrics to adjust loads from RTF/2021P workbooks to consumptions. | 0 | 0 | NA | NA | 1404.8848 | 2849.6434 | 0 | 1404.8848 | 2849.6434 | 0 | 0 | Baseline is same as efficient condition. | Baseline is same as efficient condition. | Baseline is same as efficient condition. | 0 | 0 | No applicable non-energy benefits | No applicable non-energy benefits | 100% | Equipment 100% technically feasible within end use | System | System
Snohomish CountySingle Family - Highly ImpactedHeat Central Gas Boiler2New | Snohomish CountySingle Family - Highly ImpactedHeat Central Gas BoilerNew | Snohomish County | Single Family - Highly Impacted | Heat Central Gas Boiler | 2 | Federal Standard 2022 Boiler - 84% AFUE | New | Boiler - Federal Standard 2022 | Federal Standard 2022 Boiler - 84% AFUE | Federal Standard 2022 Boiler - 84% AFUE | per Home | 25 | Based on RTF Commercal Gas Boilersv1.2; Used residential data; Median lifetime as estimated in the DOE Technical Support Document for Consumer (Residential) Boilers | 293.2386 | 293.2386 | Using measure description efficiency metrics to adjust loads from RTF/2021P workbooks to consumptions. | Using measure description efficiency metrics to adjust loads from RTF/2021P workbooks to consumptions. | 0 | 0 | NA | NA | 1404.8848 | 2849.6434 | 0 | 1404.8848 | 2849.6434 | 0 | 0 | Baseline is same as efficient condition. | Baseline is same as efficient condition. | Baseline is same as efficient condition. | 0 | 0 | No applicable non-energy benefits | No applicable non-energy benefits | 100% | Equipment 100% technically feasible within end use | System | System
Snohomish CountyMultifamilyHeat Central Gas Boiler2Existing | Snohomish CountyMultifamilyHeat Central Gas BoilerExisting | Snohomish County | Multifamily | Heat Central Gas Boiler | 2 | Federal Standard 2022 Boiler - 84% AFUE | Existing | Boiler - Federal Standard 2022 | Federal Standard 2022 Boiler - 84% AFUE | Federal Standard 2022 Boiler - 84% AFUE | per Home | 25 | Based on RTF Commercal Gas Boilersv1.2; Used residential data; Median lifetime as estimated in the DOE Technical Support Document for Consumer (Residential) Boilers | 413.5749 | 413.5749 | Using measure description efficiency metrics to adjust loads from RTF/2021P workbooks to consumptions. | Using measure description efficiency metrics to adjust loads from RTF/2021P workbooks to consumptions. | 0 | 0 | NA | NA | 854.4624 | 1733.1763 | 0 | 854.4624 | 1733.1763 | 0 | 0 | Baseline is same as efficient condition. | Baseline is same as efficient condition. | Baseline is same as efficient condition. | 0 | 0 | No applicable non-energy benefits | No applicable non-energy benefits | 100% | Equipment 100% technically feasible within end use | System | System
Snohomish CountyMultifamilyHeat Central Gas Boiler2New | Snohomish CountyMultifamilyHeat Central Gas BoilerNew | Snohomish County | Multifamily | Heat Central Gas Boiler | 2 | Federal Standard 2022 Boiler - 84% AFUE | New | Boiler - Federal Standard 2022 | Federal Standard 2022 Boiler - 84% AFUE | Federal Standard 2022 Boiler - 84% AFUE | per Home | 25 | Based on RTF Commercal Gas Boilersv1.2; Used residential data; Median lifetime as estimated in the DOE Technical Support Document for Consumer (Residential) Boilers | 268.8237 | 268.8237 | Using measure description efficiency metrics to adjust loads from RTF/2021P workbooks to consumptions. | Using measure description efficiency metrics to adjust loads from RTF/2021P workbooks to consumptions. | 0 | 0 | NA | NA | 854.4624 | 1733.1763 | 0 | 854.4624 | 1733.1763 | 0 | 0 | Baseline is same as efficient condition. | Baseline is same as efficient condition. | Baseline is same as efficient condition. | 0 | 0 | No applicable non-energy benefits | No applicable non-energy benefits | 100% | Equipment 100% technically feasible within end use | System | System
Snohomish CountyMultifamily - Highly ImpactedHeat Central Gas Boiler2Existing | Snohomish CountyMultifamily - Highly ImpactedHeat Central Gas BoilerExisting | Snohomish County | Multifamily - Highly Impacted | Heat Central Gas Boiler | 2 | Federal Standard 2022 Boiler - 84% AFUE | Existing | Boiler - Federal Standard 2022 | Federal Standard 2022 Boiler - 84% AFUE | Federal Standard 2022 Boiler - 84% AFUE | per Home | 25 | Based on RTF Commercal Gas Boilersv1.2; Used residential data; Median lifetime as estimated in the DOE Technical Support Document for Consumer (Residential) Boilers | 351.0228 | 351.0228 | Using measure description efficiency metrics to adjust loads from RTF/2021P workbooks to consumptions. | Using measure description efficiency metrics to adjust loads from RTF/2021P workbooks to consumptions. | 0 | 0 | NA | NA | 725.2273 | 1471.0382 | 0 | 725.2273 | 1471.0382 | 0 | 0 | Baseline is same as efficient condition. | Baseline is same as efficient condition. | Baseline is same as efficient condition. | 0 | 0 | No applicable non-energy benefits | No applicable non-energy benefits | 100% | Equipment 100% technically feasible within end use | System | System
Snohomish CountyMultifamily - Highly ImpactedHeat Central Gas Boiler2New | Snohomish CountyMultifamily - Highly ImpactedHeat Central Gas BoilerNew | Snohomish County | Multifamily - Highly Impacted | Heat Central Gas Boiler | 2 | Federal Standard 2022 Boiler - 84% AFUE | New | Boiler - Federal Standard 2022 | Federal Standard 2022 Boiler - 84% AFUE | Federal Standard 2022 Boiler - 84% AFUE | per Home | 25 | Based on RTF Commercal Gas Boilersv1.2; Used residential data; Median lifetime as estimated in the DOE Technical Support Document for Consumer (Residential) Boilers | 228.1648 | 228.1648 | Using measure description efficiency metrics to adjust loads from RTF/2021P workbooks to consumptions. | Using measure description efficiency metrics to adjust loads from RTF/2021P workbooks to consumptions. | 0 | 0 | NA | NA | 725.2273 | 1471.0382 | 0 | 725.2273 | 1471.0382 | 0 | 0 | Baseline is same as efficient condition. | Baseline is same as efficient condition. | Baseline is same as efficient condition. | 0 | 0 | No applicable non-energy benefits | No applicable non-energy benefits | 100% | Equipment 100% technically feasible within end use | System | System
Snohomish CountyManufacturedHeat Central Gas Boiler2Existing | Snohomish CountyManufacturedHeat Central Gas BoilerExisting | Snohomish County | Manufactured | Heat Central Gas Boiler | 2 | Federal Standard 2022 Boiler - 84% AFUE | Existing | Boiler - Federal Standard 2022 | Federal Standard 2022 Boiler - 84% AFUE | Federal Standard 2022 Boiler - 84% AFUE | per Home | 25 | Based on RTF Commercal Gas Boilersv1.2; Used residential data; Median lifetime as estimated in the DOE Technical Support Document for Consumer (Residential) Boilers | 566.2955 | 566.2955 | Using measure description efficiency metrics to adjust loads from RTF/2021P workbooks to consumptions. | Using measure description efficiency metrics to adjust loads from RTF/2021P workbooks to consumptions. | 0 | 0 | NA | NA | 1452.6206 | 2946.4698 | 0 | 1452.6206 | 2946.4698 | 0 | 0 | Baseline is same as efficient condition. | Baseline is same as efficient condition. | Baseline is same as efficient condition. | 0 | 0 | No applicable non-energy benefits | No applicable non-energy benefits | 100% | Equipment 100% technically feasible within end use | System | System
Snohomish CountyManufacturedHeat Central Gas Boiler2New | Snohomish CountyManufacturedHeat Central Gas BoilerNew | Snohomish County | Manufactured | Heat Central Gas Boiler | 2 | Federal Standard 2022 Boiler - 84% AFUE | New | Boiler - Federal Standard 2022 | Federal Standard 2022 Boiler - 84% AFUE | Federal Standard 2022 Boiler - 84% AFUE | per Home | 25 | Based on RTF Commercal Gas Boilersv1.2; Used residential data; Median lifetime as estimated in the DOE Technical Support Document for Consumer (Residential) Boilers | 368.0921 | 368.0921 | Using measure description efficiency metrics to adjust loads from RTF/2021P workbooks to consumptions. | Using measure description efficiency metrics to adjust loads from RTF/2021P workbooks to consumptions. | 0 | 0 | NA | NA | 1452.6206 | 2946.4698 | 0 | 1452.6206 | 2946.4698 | 0 | 0 | Baseline is same as efficient condition. | Baseline is same as efficient condition. | Baseline is same as efficient condition. | 0 | 0 | No applicable non-energy benefits | No applicable non-energy benefits | 100% | Equipment 100% technically feasible within end use | System | System
Snohomish CountyManufactured - Highly ImpactedHeat Central Gas Boiler2Existing | Snohomish CountyManufactured - Highly ImpactedHeat Central Gas BoilerExisting | Snohomish County | Manufactured - Highly Impacted | Heat Central Gas Boiler | 2 | Federal Standard 2022 Boiler - 84% AFUE | Existing | Boiler - Federal Standard 2022 | Federal Standard 2022 Boiler - 84% AFUE | Federal Standard 2022 Boiler - 84% AFUE | per Home | 25 | Based on RTF Commercal Gas Boilersv1.2; Used residential data; Median lifetime as estimated in the DOE Technical Support Document for Consumer (Residential) Boilers | 439.0403 | 439.0403 | Using measure description efficiency metrics to adjust loads from RTF/2021P workbooks to consumptions. | Using measure description efficiency metrics to adjust loads from RTF/2021P workbooks to consumptions. | 0 | 0 | NA | NA | 1126.1947 | 2284.3532 | 0 | 1126.1947 | 2284.3532 | 0 | 0 | Baseline is same as efficient condition. | Baseline is same as efficient condition. | Baseline is same as efficient condition. | 0 | 0 | No applicable non-energy benefits | No applicable non-energy benefits | 100% | Equipment 100% technically feasible within end use | System | System
Snohomish CountyManufactured - Highly ImpactedHeat Central Gas Boiler2New | Snohomish CountyManufactured - Highly ImpactedHeat Central Gas BoilerNew | Snohomish County | Manufactured - Highly Impacted | Heat Central Gas Boiler | 2 | Federal Standard 2022 Boiler - 84% AFUE | New | Boiler - Federal Standard 2022 | Federal Standard 2022 Boiler - 84% AFUE | Federal Standard 2022 Boiler - 84% AFUE | per Home | 25 | Based on RTF Commercal Gas Boilersv1.2; Used residential data; Median lifetime as estimated in the DOE Technical Support Document for Consumer (Residential) Boilers | 285.3762 | 285.3762 | Using measure description efficiency metrics to adjust loads from RTF/2021P workbooks to consumptions. | Using measure description efficiency metrics to adjust loads from RTF/2021P workbooks to consumptions. | 0 | 0 | NA | NA | 1126.1947 | 2284.3532 | 0 | 1126.1947 | 2284.3532 | 0 | 0 | Baseline is same as efficient condition. | Baseline is same as efficient condition. | Baseline is same as efficient condition. | 0 | 0 | No applicable non-energy benefits | No applicable non-energy benefits | 100% | Equipment 100% technically feasible within end use | System | System
Snohomish CountySingle FamilyHeat Central Gas Boiler3Existing | Snohomish CountySingle FamilyHeat Central Gas BoilerExisting | Snohomish County | Single Family | Heat Central Gas Boiler | 3 | Market Standard Boiler | Existing | Boiler - Market Standard | Market Standard Boiler | Market Standard Boiler | per Home | 25 | Based on RTF Commercal Gas Boilersv1.2; Used residential data; Median lifetime as estimated in the DOE Technical Support Document for Consumer (Residential) Boilers | 598.65 | 598.65 | Using measure description efficiency metrics to adjust loads from RTF/2021P workbooks to consumptions. | Using measure description efficiency metrics to adjust loads from RTF/2021P workbooks to consumptions. | 0 | 0 | NA | NA | 0 | 0 | 0 | 0 | 0 | 0 | 0 | Baseline is same as efficient condition. | Baseline is same as efficient condition. | Baseline is same as efficient condition. | 0 | 0 | No applicable non-energy benefits | No applicable non-energy benefits | 100% | Equipment 100% technically feasible within end use | System | System
Snohomish CountySingle FamilyHeat Central Gas Boiler3New | Snohomish CountySingle FamilyHeat Central Gas BoilerNew | Snohomish County | Single Family | Heat Central Gas Boiler | 3 | Market Standard Boiler | New | Boiler - Market Standard | Market Standard Boiler | Market Standard Boiler | per Home | 25 | Based on RTF Commercal Gas Boilersv1.2; Used residential data; Median lifetime as estimated in the DOE Technical Support Document for Consumer (Residential) Boilers | 389.1225 | 389.1225 | Using measure description efficiency metrics to adjust loads from RTF/2021P workbooks to consumptions. | Using measure description efficiency metrics to adjust loads from RTF/2021P workbooks to consumptions. | 0 | 0 | NA | NA | 0 | 0 | 0 | 0 | 0 | 0 | 0 | Baseline is same as efficient condition. | Baseline is same as efficient condition. | Baseline is same as efficient condition. | 0 | 0 | No applicable non-energy benefits | No applicable non-energy benefits | 100% | Equipment 100% technically feasible within end use | System | System
Snohomish CountySingle Family - Highly ImpactedHeat Central Gas Boiler3Existing | Snohomish CountySingle Family - Highly ImpactedHeat Central Gas BoilerExisting | Snohomish County | Single Family - Highly Impacted | Heat Central Gas Boiler | 3 | Market Standard Boiler | Existing | Boiler - Market Standard | Market Standard Boiler | Market Standard Boiler | per Home | 25 | Based on RTF Commercal Gas Boilersv1.2; Used residential data; Median lifetime as estimated in the DOE Technical Support Document for Consumer (Residential) Boilers | 430.6301 | 430.6301 | Using measure description efficiency metrics to adjust loads from RTF/2021P workbooks to consumptions. | Using measure description efficiency metrics to adjust loads from RTF/2021P workbooks to consumptions. | 0 | 0 | NA | NA | 0 | 0 | 0 | 0 | 0 | 0 | 0 | Baseline is same as efficient condition. | Baseline is same as efficient condition. | Baseline is same as efficient condition. | 0 | 0 | No applicable non-energy benefits | No applicable non-energy benefits | 100% | Equipment 100% technically feasible within end use | System | System
Snohomish CountySingle Family - Highly ImpactedHeat Central Gas Boiler3New | Snohomish CountySingle Family - Highly ImpactedHeat Central Gas BoilerNew | Snohomish County | Single Family - Highly Impacted | Heat Central Gas Boiler | 3 | Market Standard Boiler | New | Boiler - Market Standard | Market Standard Boiler | Market Standard Boiler | per Home | 25 | Based on RTF Commercal Gas Boilersv1.2; Used residential data; Median lifetime as estimated in the DOE Technical Support Document for Consumer (Residential) Boilers | 279.9096 | 279.9096 | Using measure description efficiency metrics to adjust loads from RTF/2021P workbooks to consumptions. | Using measure description efficiency metrics to adjust loads from RTF/2021P workbooks to consumptions. | 0 | 0 | NA | NA | 0 | 0 | 0 | 0 | 0 | 0 | 0 | Baseline is same as efficient condition. | Baseline is same as efficient condition. | Baseline is same as efficient condition. | 0 | 0 | No applicable non-energy benefits | No applicable non-energy benefits | 100% | Equipment 100% technically feasible within end use | System | System
Snohomish CountyMultifamilyHeat Central Gas Boiler3Existing | Snohomish CountyMultifamilyHeat Central Gas BoilerExisting | Snohomish County | Multifamily | Heat Central Gas Boiler | 3 | Market Standard Boiler | Existing | Boiler - Market Standard | Market Standard Boiler | Market Standard Boiler | per Home | 25 | Based on RTF Commercal Gas Boilersv1.2; Used residential data; Median lifetime as estimated in the DOE Technical Support Document for Consumer (Residential) Boilers | 394.776 | 394.776 | Using measure description efficiency metrics to adjust loads from RTF/2021P workbooks to consumptions. | Using measure description efficiency metrics to adjust loads from RTF/2021P workbooks to consumptions. | 0 | 0 | NA | NA | 0 | 0 | 0 | 0 | 0 | 0 | 0 | Baseline is same as efficient condition. | Baseline is same as efficient condition. | Baseline is same as efficient condition. | 0 | 0 | No applicable non-energy benefits | No applicable non-energy benefits | 100% | Equipment 100% technically feasible within end use | System | System
Snohomish CountyMultifamilyHeat Central Gas Boiler3New | Snohomish CountyMultifamilyHeat Central Gas BoilerNew | Snohomish County | Multifamily | Heat Central Gas Boiler | 3 | Market Standard Boiler | New | Boiler - Market Standard | Market Standard Boiler | Market Standard Boiler | per Home | 25 | Based on RTF Commercal Gas Boilersv1.2; Used residential data; Median lifetime as estimated in the DOE Technical Support Document for Consumer (Residential) Boilers | 256.6044 | 256.6044 | Using measure description efficiency metrics to adjust loads from RTF/2021P workbooks to consumptions. | Using measure description efficiency metrics to adjust loads from RTF/2021P workbooks to consumptions. | 0 | 0 | NA | NA | 0 | 0 | 0 | 0 | 0 | 0 | 0 | Baseline is same as efficient condition. | Baseline is same as efficient condition. | Baseline is same as efficient condition. | 0 | 0 | No applicable non-energy benefits | No applicable non-energy benefits | 100% | Equipment 100% technically feasible within end use | System | System
Snohomish CountyMultifamily - Highly ImpactedHeat Central Gas Boiler3Existing | Snohomish CountyMultifamily - Highly ImpactedHeat Central Gas BoilerExisting | Snohomish County | Multifamily - Highly Impacted | Heat Central Gas Boiler | 3 | Market Standard Boiler | Existing | Boiler - Market Standard | Market Standard Boiler | Market Standard Boiler | per Home | 25 | Based on RTF Commercal Gas Boilersv1.2; Used residential data; Median lifetime as estimated in the DOE Technical Support Document for Consumer (Residential) Boilers | 335.0673 | 335.0673 | Using measure description efficiency metrics to adjust loads from RTF/2021P workbooks to consumptions. | Using measure description efficiency metrics to adjust loads from RTF/2021P workbooks to consumptions. | 0 | 0 | NA | NA | 0 | 0 | 0 | 0 | 0 | 0 | 0 | Baseline is same as efficient condition. | Baseline is same as efficient condition. | Baseline is same as efficient condition. | 0 | 0 | No applicable non-energy benefits | No applicable non-energy benefits | 100% | Equipment 100% technically feasible within end use | System | System
Snohomish CountyMultifamily - Highly ImpactedHeat Central Gas Boiler3New | Snohomish CountyMultifamily - Highly ImpactedHeat Central Gas BoilerNew | Snohomish County | Multifamily - Highly Impacted | Heat Central Gas Boiler | 3 | Market Standard Boiler | New | Boiler - Market Standard | Market Standard Boiler | Market Standard Boiler | per Home | 25 | Based on RTF Commercal Gas Boilersv1.2; Used residential data; Median lifetime as estimated in the DOE Technical Support Document for Consumer (Residential) Boilers | 217.7937 | 217.7937 | Using measure description efficiency metrics to adjust loads from RTF/2021P workbooks to consumptions. | Using measure description efficiency metrics to adjust loads from RTF/2021P workbooks to consumptions. | 0 | 0 | NA | NA | 0 | 0 | 0 | 0 | 0 | 0 | 0 | Baseline is same as efficient condition. | Baseline is same as efficient condition. | Baseline is same as efficient condition. | 0 | 0 | No applicable non-energy benefits | No applicable non-energy benefits | 100% | Equipment 100% technically feasible within end use | System | System
Snohomish CountyManufacturedHeat Central Gas Boiler3Existing | Snohomish CountyManufacturedHeat Central Gas BoilerExisting | Snohomish County | Manufactured | Heat Central Gas Boiler | 3 | Market Standard Boiler | Existing | Boiler - Market Standard | Market Standard Boiler | Market Standard Boiler | per Home | 25 | Based on RTF Commercal Gas Boilersv1.2; Used residential data; Median lifetime as estimated in the DOE Technical Support Document for Consumer (Residential) Boilers | 540.5548 | 540.5548 | Using measure description efficiency metrics to adjust loads from RTF/2021P workbooks to consumptions. | Using measure description efficiency metrics to adjust loads from RTF/2021P workbooks to consumptions. | 0 | 0 | NA | NA | 0 | 0 | 0 | 0 | 0 | 0 | 0 | Baseline is same as efficient condition. | Baseline is same as efficient condition. | Baseline is same as efficient condition. | 0 | 0 | No applicable non-energy benefits | No applicable non-energy benefits | 100% | Equipment 100% technically feasible within end use | System | System
Snohomish CountyManufacturedHeat Central Gas Boiler3New | Snohomish CountyManufacturedHeat Central Gas BoilerNew | Snohomish County | Manufactured | Heat Central Gas Boiler | 3 | Market Standard Boiler | New | Boiler - Market Standard | Market Standard Boiler | Market Standard Boiler | per Home | 25 | Based on RTF Commercal Gas Boilersv1.2; Used residential data; Median lifetime as estimated in the DOE Technical Support Document for Consumer (Residential) Boilers | 351.3606 | 351.3606 | Using measure description efficiency metrics to adjust loads from RTF/2021P workbooks to consumptions. | Using measure description efficiency metrics to adjust loads from RTF/2021P workbooks to consumptions. | 0 | 0 | NA | NA | 0 | 0 | 0 | 0 | 0 | 0 | 0 | Baseline is same as efficient condition. | Baseline is same as efficient condition. | Baseline is same as efficient condition. | 0 | 0 | No applicable non-energy benefits | No applicable non-energy benefits | 100% | Equipment 100% technically feasible within end use | System | System
Snohomish CountyManufactured - Highly ImpactedHeat Central Gas Boiler3Existing | Snohomish CountyManufactured - Highly ImpactedHeat Central Gas BoilerExisting | Snohomish County | Manufactured - Highly Impacted | Heat Central Gas Boiler | 3 | Market Standard Boiler | Existing | Boiler - Market Standard | Market Standard Boiler | Market Standard Boiler | per Home | 25 | Based on RTF Commercal Gas Boilersv1.2; Used residential data; Median lifetime as estimated in the DOE Technical Support Document for Consumer (Residential) Boilers | 419.0839 | 419.0839 | Using measure description efficiency metrics to adjust loads from RTF/2021P workbooks to consumptions. | Using measure description efficiency metrics to adjust loads from RTF/2021P workbooks to consumptions. | 0 | 0 | NA | NA | 0 | 0 | 0 | 0 | 0 | 0 | 0 | Baseline is same as efficient condition. | Baseline is same as efficient condition. | Baseline is same as efficient condition. | 0 | 0 | No applicable non-energy benefits | No applicable non-energy benefits | 100% | Equipment 100% technically feasible within end use | System | System
Snohomish CountyManufactured - Highly ImpactedHeat Central Gas Boiler3New | Snohomish CountyManufactured - Highly ImpactedHeat Central Gas BoilerNew | Snohomish County | Manufactured - Highly Impacted | Heat Central Gas Boiler | 3 | Market Standard Boiler | New | Boiler - Market Standard | Market Standard Boiler | Market Standard Boiler | per Home | 25 | Based on RTF Commercal Gas Boilersv1.2; Used residential data; Median lifetime as estimated in the DOE Technical Support Document for Consumer (Residential) Boilers | 272.4046 | 272.4046 | Using measure description efficiency metrics to adjust loads from RTF/2021P workbooks to consumptions. | Using measure description efficiency metrics to adjust loads from RTF/2021P workbooks to consumptions. | 0 | 0 | NA | NA | 0 | 0 | 0 | 0 | 0 | 0 | 0 | Baseline is same as efficient condition. | Baseline is same as efficient condition. | Baseline is same as efficient condition. | 0 | 0 | No applicable non-energy benefits | No applicable non-energy benefits | 100% | Equipment 100% technically feasible within end use | System | System
Snohomish CountySingle FamilyHeat Central Gas Boiler4Existing | Snohomish CountySingle FamilyHeat Central Gas BoilerExisting | Snohomish County | Single Family | Heat Central Gas Boiler | 4 | Advanced Efficiency Boiler - 93% AFUE | Existing | Boiler - Advanced Efficiency | Advanced Efficiency Boiler - 93% AFUE | Federal Standard 2022 Boiler - 84% AFUE | per Home | 25 | Based on RTF Commercal Gas Boilersv1.2; Used residential data; Median lifetime as estimated in the DOE Technical Support Document for Consumer (Residential) Boilers | 627.1571 | 566.4645 | Using measure description efficiency metrics to adjust loads from RTF/2021P workbooks to consumptions. | Using measure description efficiency metrics to adjust loads from RTF/2021P workbooks to consumptions. | 0 | 0 | NA | NA | 1953.0315 | 3961.4944 | 0 | 3124.019 | 4062.1947 | 0 | 0 | Equipment cost derived from table 8.2.7, average capacity derived from table 7B.2.12 and 7B.2.14, Technical Support Document: Residential Boilers, December 22, 2015. https://www.regulations.gov/document?D=EERE-2012-BT-STD-0047-0070 | Labor cost derived from table 8.2.5, average capacity derived from table 7B.2.12 and 7B.2.14, Technical Support Document: Residential Boilers, December 22, 2015. https://www.regulations.gov/document?D=EERE-2012-BT-STD-0047-0070 | Assuming no incremental O&M cost | 0 | 17.6988 | PSE NEI data | No applicable non-energy benefits | 100% | Equipment 100% technically feasible within end use | System | System
Snohomish CountySingle FamilyHeat Central Gas Boiler4New | Snohomish CountySingle FamilyHeat Central Gas BoilerNew | Snohomish County | Single Family | Heat Central Gas Boiler | 4 | Advanced Efficiency Boiler - 93% AFUE | New | Boiler - Advanced Efficiency | Advanced Efficiency Boiler - 93% AFUE | Federal Standard 2022 Boiler - 84% AFUE | per Home | 25 | Based on RTF Commercal Gas Boilersv1.2; Used residential data; Median lifetime as estimated in the DOE Technical Support Document for Consumer (Residential) Boilers | 407.6521 | 368.2019 | Using measure description efficiency metrics to adjust loads from RTF/2021P workbooks to consumptions. | Using measure description efficiency metrics to adjust loads from RTF/2021P workbooks to consumptions. | 0 | 0 | NA | NA | 1953.0315 | 3961.4944 | 0 | 3124.019 | 4062.1947 | 0 | 0 | Equipment cost derived from table 8.2.7, average capacity derived from table 7B.2.12 and 7B.2.14, Technical Support Document: Residential Boilers, December 22, 2015. https://www.regulations.gov/document?D=EERE-2012-BT-STD-0047-0070 | Labor cost derived from table 8.2.5, average capacity derived from table 7B.2.12 and 7B.2.14, Technical Support Document: Residential Boilers, December 22, 2015. https://www.regulations.gov/document?D=EERE-2012-BT-STD-0047-0070 | Assuming no incremental O&M cost | 0 | 11.5042 | PSE NEI data | No applicable non-energy benefits | 100% | Equipment 100% technically feasible within end use | System | System
Snohomish CountySingle Family - Highly ImpactedHeat Central Gas Boiler4Existing | Snohomish CountySingle Family - Highly ImpactedHeat Central Gas BoilerExisting | Snohomish County | Single Family - Highly Impacted | Heat Central Gas Boiler | 4 | Advanced Efficiency Boiler - 93% AFUE | Existing | Boiler - Advanced Efficiency | Advanced Efficiency Boiler - 93% AFUE | Federal Standard 2022 Boiler - 84% AFUE | per Home | 25 | Based on RTF Commercal Gas Boilersv1.2; Used residential data; Median lifetime as estimated in the DOE Technical Support Document for Consumer (Residential) Boilers | 451.1363 | 407.478 | Using measure description efficiency metrics to adjust loads from RTF/2021P workbooks to consumptions. | Using measure description efficiency metrics to adjust loads from RTF/2021P workbooks to consumptions. | 0 | 0 | NA | NA | 1404.8848 | 2849.6434 | 0 | 2247.2176 | 2922.0807 | 0 | 0 | Equipment cost derived from table 8.2.7, average capacity derived from table 7B.2.12 and 7B.2.14, Technical Support Document: Residential Boilers, December 22, 2015. https://www.regulations.gov/document?D=EERE-2012-BT-STD-0047-0070 | Labor cost derived from table 8.2.5, average capacity derived from table 7B.2.12 and 7B.2.14, Technical Support Document: Residential Boilers, December 22, 2015. https://www.regulations.gov/document?D=EERE-2012-BT-STD-0047-0070 | Assuming no incremental O&M cost | 0 | 12.7313 | PSE NEI data | No applicable non-energy benefits | 100% | Equipment 100% technically feasible within end use | System | System
Snohomish CountySingle Family - Highly ImpactedHeat Central Gas Boiler4New | Snohomish CountySingle Family - Highly ImpactedHeat Central Gas BoilerNew | Snohomish County | Single Family - Highly Impacted | Heat Central Gas Boiler | 4 | Advanced Efficiency Boiler - 93% AFUE | New | Boiler - Advanced Efficiency | Advanced Efficiency Boiler - 93% AFUE | Federal Standard 2022 Boiler - 84% AFUE | per Home | 25 | Based on RTF Commercal Gas Boilersv1.2; Used residential data; Median lifetime as estimated in the DOE Technical Support Document for Consumer (Residential) Boilers | 293.2386 | 264.8607 | Using measure description efficiency metrics to adjust loads from RTF/2021P workbooks to consumptions. | Using measure description efficiency metrics to adjust loads from RTF/2021P workbooks to consumptions. | 0 | 0 | NA | NA | 1404.8848 | 2849.6434 | 0 | 2247.2176 | 2922.0807 | 0 | 0 | Equipment cost derived from table 8.2.7, average capacity derived from table 7B.2.12 and 7B.2.14, Technical Support Document: Residential Boilers, December 22, 2015. https://www.regulations.gov/document?D=EERE-2012-BT-STD-0047-0070 | Labor cost derived from table 8.2.5, average capacity derived from table 7B.2.12 and 7B.2.14, Technical Support Document: Residential Boilers, December 22, 2015. https://www.regulations.gov/document?D=EERE-2012-BT-STD-0047-0070 | Assuming no incremental O&M cost | 0 | 8.2754 | PSE NEI data | No applicable non-energy benefits | 100% | Equipment 100% technically feasible within end use | System | System
Snohomish CountyMultifamilyHeat Central Gas Boiler4Existing | Snohomish CountyMultifamilyHeat Central Gas BoilerExisting | Snohomish County | Multifamily | Heat Central Gas Boiler | 4 | Advanced Efficiency Boiler - 93% AFUE | Existing | Boiler - Advanced Efficiency | Advanced Efficiency Boiler - 93% AFUE | Federal Standard 2022 Boiler - 84% AFUE | per Home | 25 | Based on RTF Commercal Gas Boilersv1.2; Used residential data; Median lifetime as estimated in the DOE Technical Support Document for Consumer (Residential) Boilers | 413.5749 | 373.5515 | Using measure description efficiency metrics to adjust loads from RTF/2021P workbooks to consumptions. | Using measure description efficiency metrics to adjust loads from RTF/2021P workbooks to consumptions. | 0 | 0 | NA | NA | 854.4624 | 1733.1763 | 0 | 1366.776 | 1777.2332 | 0 | 0 | Equipment cost derived from table 8.2.7, average capacity derived from table 7B.2.12 and 7B.2.14, Technical Support Document: Residential Boilers, December 22, 2015. https://www.regulations.gov/document?D=EERE-2012-BT-STD-0047-0070 | Labor cost derived from table 8.2.5, average capacity derived from table 7B.2.12 and 7B.2.14, Technical Support Document: Residential Boilers, December 22, 2015. https://www.regulations.gov/document?D=EERE-2012-BT-STD-0047-0070 | Assuming no incremental O&M cost | 0 | 11.6713 | PSE NEI data | No applicable non-energy benefits | 100% | Equipment 100% technically feasible within end use | System | System
Snohomish CountyMultifamilyHeat Central Gas Boiler4New | Snohomish CountyMultifamilyHeat Central Gas BoilerNew | Snohomish County | Multifamily | Heat Central Gas Boiler | 4 | Advanced Efficiency Boiler - 93% AFUE | New | Boiler - Advanced Efficiency | Advanced Efficiency Boiler - 93% AFUE | Federal Standard 2022 Boiler - 84% AFUE | per Home | 25 | Based on RTF Commercal Gas Boilersv1.2; Used residential data; Median lifetime as estimated in the DOE Technical Support Document for Consumer (Residential) Boilers | 268.8237 | 242.8085 | Using measure description efficiency metrics to adjust loads from RTF/2021P workbooks to consumptions. | Using measure description efficiency metrics to adjust loads from RTF/2021P workbooks to consumptions. | 0 | 0 | NA | NA | 854.4624 | 1733.1763 | 0 | 1366.776 | 1777.2332 | 0 | 0 | Equipment cost derived from table 8.2.7, average capacity derived from table 7B.2.12 and 7B.2.14, Technical Support Document: Residential Boilers, December 22, 2015. https://www.regulations.gov/document?D=EERE-2012-BT-STD-0047-0070 | Labor cost derived from table 8.2.5, average capacity derived from table 7B.2.12 and 7B.2.14, Technical Support Document: Residential Boilers, December 22, 2015. https://www.regulations.gov/document?D=EERE-2012-BT-STD-0047-0070 | Assuming no incremental O&M cost | 0 | 7.5864 | PSE NEI data | No applicable non-energy benefits | 100% | Equipment 100% technically feasible within end use | System | System
Snohomish CountyMultifamily - Highly ImpactedHeat Central Gas Boiler4Existing | Snohomish CountyMultifamily - Highly ImpactedHeat Central Gas BoilerExisting | Snohomish County | Multifamily - Highly Impacted | Heat Central Gas Boiler | 4 | Advanced Efficiency Boiler - 93% AFUE | Existing | Boiler - Advanced Efficiency | Advanced Efficiency Boiler - 93% AFUE | Federal Standard 2022 Boiler - 84% AFUE | per Home | 25 | Based on RTF Commercal Gas Boilersv1.2; Used residential data; Median lifetime as estimated in the DOE Technical Support Document for Consumer (Residential) Boilers | 351.0228 | 317.0529 | Using measure description efficiency metrics to adjust loads from RTF/2021P workbooks to consumptions. | Using measure description efficiency metrics to adjust loads from RTF/2021P workbooks to consumptions. | 0 | 0 | NA | NA | 725.2273 | 1471.0382 | 0 | 1160.0549 | 1508.4316 | 0 | 0 | Equipment cost derived from table 8.2.7, average capacity derived from table 7B.2.12 and 7B.2.14, Technical Support Document: Residential Boilers, December 22, 2015. https://www.regulations.gov/document?D=EERE-2012-BT-STD-0047-0070 | Labor cost derived from table 8.2.5, average capacity derived from table 7B.2.12 and 7B.2.14, Technical Support Document: Residential Boilers, December 22, 2015. https://www.regulations.gov/document?D=EERE-2012-BT-STD-0047-0070 | Assuming no incremental O&M cost | 0 | 9.9061 | PSE NEI data | No applicable non-energy benefits | 100% | Equipment 100% technically feasible within end use | System | System
Snohomish CountyMultifamily - Highly ImpactedHeat Central Gas Boiler4New | Snohomish CountyMultifamily - Highly ImpactedHeat Central Gas BoilerNew | Snohomish County | Multifamily - Highly Impacted | Heat Central Gas Boiler | 4 | Advanced Efficiency Boiler - 93% AFUE | New | Boiler - Advanced Efficiency | Advanced Efficiency Boiler - 93% AFUE | Federal Standard 2022 Boiler - 84% AFUE | per Home | 25 | Based on RTF Commercal Gas Boilersv1.2; Used residential data; Median lifetime as estimated in the DOE Technical Support Document for Consumer (Residential) Boilers | 228.1648 | 206.0844 | Using measure description efficiency metrics to adjust loads from RTF/2021P workbooks to consumptions. | Using measure description efficiency metrics to adjust loads from RTF/2021P workbooks to consumptions. | 0 | 0 | NA | NA | 725.2273 | 1471.0382 | 0 | 1160.0549 | 1508.4316 | 0 | 0 | Equipment cost derived from table 8.2.7, average capacity derived from table 7B.2.12 and 7B.2.14, Technical Support Document: Residential Boilers, December 22, 2015. https://www.regulations.gov/document?D=EERE-2012-BT-STD-0047-0070 | Labor cost derived from table 8.2.5, average capacity derived from table 7B.2.12 and 7B.2.14, Technical Support Document: Residential Boilers, December 22, 2015. https://www.regulations.gov/document?D=EERE-2012-BT-STD-0047-0070 | Assuming no incremental O&M cost | 0 | 6.439 | PSE NEI data | No applicable non-energy benefits | 100% | Equipment 100% technically feasible within end use | System | System
Snohomish CountyManufacturedHeat Central Gas Boiler4Existing | Snohomish CountyManufacturedHeat Central Gas BoilerExisting | Snohomish County | Manufactured | Heat Central Gas Boiler | 4 | Advanced Efficiency Boiler - 93% AFUE | Existing | Boiler - Advanced Efficiency | Advanced Efficiency Boiler - 93% AFUE | Federal Standard 2022 Boiler - 84% AFUE | per Home | 25 | Based on RTF Commercal Gas Boilersv1.2; Used residential data; Median lifetime as estimated in the DOE Technical Support Document for Consumer (Residential) Boilers | 566.2955 | 511.4927 | Using measure description efficiency metrics to adjust loads from RTF/2021P workbooks to consumptions. | Using measure description efficiency metrics to adjust loads from RTF/2021P workbooks to consumptions. | 0 | 0 | NA | NA | 1452.6206 | 2946.4698 | 0 | 2323.5745 | 3021.3684 | 0 | 0 | Equipment cost derived from table 8.2.7, average capacity derived from table 7B.2.12 and 7B.2.14, Technical Support Document: Residential Boilers, December 22, 2015. https://www.regulations.gov/document?D=EERE-2012-BT-STD-0047-0070 | Labor cost derived from table 8.2.5, average capacity derived from table 7B.2.12 and 7B.2.14, Technical Support Document: Residential Boilers, December 22, 2015. https://www.regulations.gov/document?D=EERE-2012-BT-STD-0047-0070 | Assuming no incremental O&M cost | 0 | 15.9812 | PSE NEI data | No applicable non-energy benefits | 100% | Equipment 100% technically feasible within end use | System | System
Snohomish CountyManufacturedHeat Central Gas Boiler4New | Snohomish CountyManufacturedHeat Central Gas BoilerNew | Snohomish County | Manufactured | Heat Central Gas Boiler | 4 | Advanced Efficiency Boiler - 93% AFUE | New | Boiler - Advanced Efficiency | Advanced Efficiency Boiler - 93% AFUE | Federal Standard 2022 Boiler - 84% AFUE | per Home | 25 | Based on RTF Commercal Gas Boilersv1.2; Used residential data; Median lifetime as estimated in the DOE Technical Support Document for Consumer (Residential) Boilers | 368.0921 | 332.4703 | Using measure description efficiency metrics to adjust loads from RTF/2021P workbooks to consumptions. | Using measure description efficiency metrics to adjust loads from RTF/2021P workbooks to consumptions. | 0 | 0 | NA | NA | 1452.6206 | 2946.4698 | 0 | 2323.5745 | 3021.3684 | 0 | 0 | Equipment cost derived from table 8.2.7, average capacity derived from table 7B.2.12 and 7B.2.14, Technical Support Document: Residential Boilers, December 22, 2015. https://www.regulations.gov/document?D=EERE-2012-BT-STD-0047-0070 | Labor cost derived from table 8.2.5, average capacity derived from table 7B.2.12 and 7B.2.14, Technical Support Document: Residential Boilers, December 22, 2015. https://www.regulations.gov/document?D=EERE-2012-BT-STD-0047-0070 | Assuming no incremental O&M cost | 0 | 10.3878 | PSE NEI data | No applicable non-energy benefits | 100% | Equipment 100% technically feasible within end use | System | System
Snohomish CountyManufactured - Highly ImpactedHeat Central Gas Boiler4Existing | Snohomish CountyManufactured - Highly ImpactedHeat Central Gas BoilerExisting | Snohomish County | Manufactured - Highly Impacted | Heat Central Gas Boiler | 4 | Advanced Efficiency Boiler - 93% AFUE | Existing | Boiler - Advanced Efficiency | Advanced Efficiency Boiler - 93% AFUE | Federal Standard 2022 Boiler - 84% AFUE | per Home | 25 | Based on RTF Commercal Gas Boilersv1.2; Used residential data; Median lifetime as estimated in the DOE Technical Support Document for Consumer (Residential) Boilers | 439.0403 | 396.5525 | Using measure description efficiency metrics to adjust loads from RTF/2021P workbooks to consumptions. | Using measure description efficiency metrics to adjust loads from RTF/2021P workbooks to consumptions. | 0 | 0 | NA | NA | 1126.1947 | 2284.3532 | 0 | 1801.432 | 2342.421 | 0 | 0 | Equipment cost derived from table 8.2.7, average capacity derived from table 7B.2.12 and 7B.2.14, Technical Support Document: Residential Boilers, December 22, 2015. https://www.regulations.gov/document?D=EERE-2012-BT-STD-0047-0070 | Labor cost derived from table 8.2.5, average capacity derived from table 7B.2.12 and 7B.2.14, Technical Support Document: Residential Boilers, December 22, 2015. https://www.regulations.gov/document?D=EERE-2012-BT-STD-0047-0070 | Assuming no incremental O&M cost | 0 | 12.39 | PSE NEI data | No applicable non-energy benefits | 100% | Equipment 100% technically feasible within end use | System | System
Snohomish CountyManufactured - Highly ImpactedHeat Central Gas Boiler4New | Snohomish CountyManufactured - Highly ImpactedHeat Central Gas BoilerNew | Snohomish County | Manufactured - Highly Impacted | Heat Central Gas Boiler | 4 | Advanced Efficiency Boiler - 93% AFUE | New | Boiler - Advanced Efficiency | Advanced Efficiency Boiler - 93% AFUE | Federal Standard 2022 Boiler - 84% AFUE | per Home | 25 | Based on RTF Commercal Gas Boilersv1.2; Used residential data; Median lifetime as estimated in the DOE Technical Support Document for Consumer (Residential) Boilers | 285.3762 | 257.7591 | Using measure description efficiency metrics to adjust loads from RTF/2021P workbooks to consumptions. | Using measure description efficiency metrics to adjust loads from RTF/2021P workbooks to consumptions. | 0 | 0 | NA | NA | 1126.1947 | 2284.3532 | 0 | 1801.432 | 2342.421 | 0 | 0 | Equipment cost derived from table 8.2.7, average capacity derived from table 7B.2.12 and 7B.2.14, Technical Support Document: Residential Boilers, December 22, 2015. https://www.regulations.gov/document?D=EERE-2012-BT-STD-0047-0070 | Labor cost derived from table 8.2.5, average capacity derived from table 7B.2.12 and 7B.2.14, Technical Support Document: Residential Boilers, December 22, 2015. https://www.regulations.gov/document?D=EERE-2012-BT-STD-0047-0070 | Assuming no incremental O&M cost | 0 | 8.0535 | PSE NEI data | No applicable non-energy benefits | 100% | Equipment 100% technically feasible within end use | System | System
Snohomish CountySingle FamilyHeat Central Gas Boiler5Existing | Snohomish CountySingle FamilyHeat Central Gas BoilerExisting | Snohomish County | Single Family | Heat Central Gas Boiler | 5 | Premium Efficiency Boiler - 95% AFUE | Existing | Boiler - Premium Efficiency | Premium Efficiency Boiler - 95% AFUE | Federal Standard 2022 Boiler - 84% AFUE | per Home | 25 | Based on RTF Commercal Gas Boilersv1.2; Used residential data; Median lifetime as estimated in the DOE Technical Support Document for Consumer (Residential) Boilers | 627.1571 | 554.5389 | Using measure description efficiency metrics to adjust loads from RTF/2021P workbooks to consumptions. | Using measure description efficiency metrics to adjust loads from RTF/2021P workbooks to consumptions. | 0 | 0 | NA | NA | 1953.0315 | 3961.4944 | 0 | 3442.7493 | 4062.1947 | 0 | 0 | Equipment cost derived from table 8.2.7, average capacity derived from table 7B.2.12 and 7B.2.14, Technical Support Document: Residential Boilers, December 22, 2015. https://www.regulations.gov/document?D=EERE-2012-BT-STD-0047-0070 | Labor cost derived from table 8.2.5, average capacity derived from table 7B.2.12 and 7B.2.14, Technical Support Document: Residential Boilers, December 22, 2015. https://www.regulations.gov/document?D=EERE-2012-BT-STD-0047-0070 | Assuming no incremental O&M cost | 0 | 21.1764 | PSE NEI data | No applicable non-energy benefits | 100% | Equipment 100% technically feasible within end use | System | System
Snohomish CountySingle FamilyHeat Central Gas Boiler5New | Snohomish CountySingle FamilyHeat Central Gas BoilerNew | Snohomish County | Single Family | Heat Central Gas Boiler | 5 | Premium Efficiency Boiler - 95% AFUE | New | Boiler - Premium Efficiency | Premium Efficiency Boiler - 95% AFUE | Federal Standard 2022 Boiler - 84% AFUE | per Home | 25 | Based on RTF Commercal Gas Boilersv1.2; Used residential data; Median lifetime as estimated in the DOE Technical Support Document for Consumer (Residential) Boilers | 407.6521 | 360.4503 | Using measure description efficiency metrics to adjust loads from RTF/2021P workbooks to consumptions. | Using measure description efficiency metrics to adjust loads from RTF/2021P workbooks to consumptions. | 0 | 0 | NA | NA | 1953.0315 | 3961.4944 | 0 | 3442.7493 | 4062.1947 | 0 | 0 | Equipment cost derived from table 8.2.7, average capacity derived from table 7B.2.12 and 7B.2.14, Technical Support Document: Residential Boilers, December 22, 2015. https://www.regulations.gov/document?D=EERE-2012-BT-STD-0047-0070 | Labor cost derived from table 8.2.5, average capacity derived from table 7B.2.12 and 7B.2.14, Technical Support Document: Residential Boilers, December 22, 2015. https://www.regulations.gov/document?D=EERE-2012-BT-STD-0047-0070 | Assuming no incremental O&M cost | 0 | 13.7647 | PSE NEI data | No applicable non-energy benefits | 100% | Equipment 100% technically feasible within end use | System | System
Snohomish CountySingle Family - Highly ImpactedHeat Central Gas Boiler5Existing | Snohomish CountySingle Family - Highly ImpactedHeat Central Gas BoilerExisting | Snohomish County | Single Family - Highly Impacted | Heat Central Gas Boiler | 5 | Premium Efficiency Boiler - 95% AFUE | Existing | Boiler - Premium Efficiency | Premium Efficiency Boiler - 95% AFUE | Federal Standard 2022 Boiler - 84% AFUE | per Home | 25 | Based on RTF Commercal Gas Boilersv1.2; Used residential data; Median lifetime as estimated in the DOE Technical Support Document for Consumer (Residential) Boilers | 451.1363 | 398.8995 | Using measure description efficiency metrics to adjust loads from RTF/2021P workbooks to consumptions. | Using measure description efficiency metrics to adjust loads from RTF/2021P workbooks to consumptions. | 0 | 0 | NA | NA | 1404.8848 | 2849.6434 | 0 | 2476.4916 | 2922.0807 | 0 | 0 | Equipment cost derived from table 8.2.7, average capacity derived from table 7B.2.12 and 7B.2.14, Technical Support Document: Residential Boilers, December 22, 2015. https://www.regulations.gov/document?D=EERE-2012-BT-STD-0047-0070 | Labor cost derived from table 8.2.5, average capacity derived from table 7B.2.12 and 7B.2.14, Technical Support Document: Residential Boilers, December 22, 2015. https://www.regulations.gov/document?D=EERE-2012-BT-STD-0047-0070 | Assuming no incremental O&M cost | 0 | 15.2329 | PSE NEI data | No applicable non-energy benefits | 100% | Equipment 100% technically feasible within end use | System | System
Snohomish CountySingle Family - Highly ImpactedHeat Central Gas Boiler5New | Snohomish CountySingle Family - Highly ImpactedHeat Central Gas BoilerNew | Snohomish County | Single Family - Highly Impacted | Heat Central Gas Boiler | 5 | Premium Efficiency Boiler - 95% AFUE | New | Boiler - Premium Efficiency | Premium Efficiency Boiler - 95% AFUE | Federal Standard 2022 Boiler - 84% AFUE | per Home | 25 | Based on RTF Commercal Gas Boilersv1.2; Used residential data; Median lifetime as estimated in the DOE Technical Support Document for Consumer (Residential) Boilers | 293.2386 | 259.2847 | Using measure description efficiency metrics to adjust loads from RTF/2021P workbooks to consumptions. | Using measure description efficiency metrics to adjust loads from RTF/2021P workbooks to consumptions. | 0 | 0 | NA | NA | 1404.8848 | 2849.6434 | 0 | 2476.4916 | 2922.0807 | 0 | 0 | Equipment cost derived from table 8.2.7, average capacity derived from table 7B.2.12 and 7B.2.14, Technical Support Document: Residential Boilers, December 22, 2015. https://www.regulations.gov/document?D=EERE-2012-BT-STD-0047-0070 | Labor cost derived from table 8.2.5, average capacity derived from table 7B.2.12 and 7B.2.14, Technical Support Document: Residential Boilers, December 22, 2015. https://www.regulations.gov/document?D=EERE-2012-BT-STD-0047-0070 | Assuming no incremental O&M cost | 0 | 9.9014 | PSE NEI data | No applicable non-energy benefits | 100% | Equipment 100% technically feasible within end use | System | System
Snohomish CountyMultifamilyHeat Central Gas Boiler5Existing | Snohomish CountyMultifamilyHeat Central Gas BoilerExisting | Snohomish County | Multifamily | Heat Central Gas Boiler | 5 | Premium Efficiency Boiler - 95% AFUE | Existing | Boiler - Premium Efficiency | Premium Efficiency Boiler - 95% AFUE | Federal Standard 2022 Boiler - 84% AFUE | per Home | 25 | Based on RTF Commercal Gas Boilersv1.2; Used residential data; Median lifetime as estimated in the DOE Technical Support Document for Consumer (Residential) Boilers | 413.5749 | 365.6873 | Using measure description efficiency metrics to adjust loads from RTF/2021P workbooks to consumptions. | Using measure description efficiency metrics to adjust loads from RTF/2021P workbooks to consumptions. | 0 | 0 | NA | NA | 854.4624 | 1733.1763 | 0 | 1506.2223 | 1777.2332 | 0 | 0 | Equipment cost derived from table 8.2.7, average capacity derived from table 7B.2.12 and 7B.2.14, Technical Support Document: Residential Boilers, December 22, 2015. https://www.regulations.gov/document?D=EERE-2012-BT-STD-0047-0070 | Labor cost derived from table 8.2.5, average capacity derived from table 7B.2.12 and 7B.2.14, Technical Support Document: Residential Boilers, December 22, 2015. https://www.regulations.gov/document?D=EERE-2012-BT-STD-0047-0070 | Assuming no incremental O&M cost | 0 | 13.9646 | PSE NEI data | No applicable non-energy benefits | 100% | Equipment 100% technically feasible within end use | System | System
Snohomish CountyMultifamilyHeat Central Gas Boiler5New | Snohomish CountyMultifamilyHeat Central Gas BoilerNew | Snohomish County | Multifamily | Heat Central Gas Boiler | 5 | Premium Efficiency Boiler - 95% AFUE | New | Boiler - Premium Efficiency | Premium Efficiency Boiler - 95% AFUE | Federal Standard 2022 Boiler - 84% AFUE | per Home | 25 | Based on RTF Commercal Gas Boilersv1.2; Used residential data; Median lifetime as estimated in the DOE Technical Support Document for Consumer (Residential) Boilers | 268.8237 | 237.6967 | Using measure description efficiency metrics to adjust loads from RTF/2021P workbooks to consumptions. | Using measure description efficiency metrics to adjust loads from RTF/2021P workbooks to consumptions. | 0 | 0 | NA | NA | 854.4624 | 1733.1763 | 0 | 1506.2223 | 1777.2332 | 0 | 0 | Equipment cost derived from table 8.2.7, average capacity derived from table 7B.2.12 and 7B.2.14, Technical Support Document: Residential Boilers, December 22, 2015. https://www.regulations.gov/document?D=EERE-2012-BT-STD-0047-0070 | Labor cost derived from table 8.2.5, average capacity derived from table 7B.2.12 and 7B.2.14, Technical Support Document: Residential Boilers, December 22, 2015. https://www.regulations.gov/document?D=EERE-2012-BT-STD-0047-0070 | Assuming no incremental O&M cost | 0 | 9.077 | PSE NEI data | No applicable non-energy benefits | 100% | Equipment 100% technically feasible within end use | System | System
Snohomish CountyMultifamily - Highly ImpactedHeat Central Gas Boiler5Existing | Snohomish CountyMultifamily - Highly ImpactedHeat Central Gas BoilerExisting | Snohomish County | Multifamily - Highly Impacted | Heat Central Gas Boiler | 5 | Premium Efficiency Boiler - 95% AFUE | Existing | Boiler - Premium Efficiency | Premium Efficiency Boiler - 95% AFUE | Federal Standard 2022 Boiler - 84% AFUE | per Home | 25 | Based on RTF Commercal Gas Boilersv1.2; Used residential data; Median lifetime as estimated in the DOE Technical Support Document for Consumer (Residential) Boilers | 351.0228 | 310.3781 | Using measure description efficiency metrics to adjust loads from RTF/2021P workbooks to consumptions. | Using measure description efficiency metrics to adjust loads from RTF/2021P workbooks to consumptions. | 0 | 0 | NA | NA | 725.2273 | 1471.0382 | 0 | 1278.4104 | 1508.4316 | 0 | 0 | Equipment cost derived from table 8.2.7, average capacity derived from table 7B.2.12 and 7B.2.14, Technical Support Document: Residential Boilers, December 22, 2015. https://www.regulations.gov/document?D=EERE-2012-BT-STD-0047-0070 | Labor cost derived from table 8.2.5, average capacity derived from table 7B.2.12 and 7B.2.14, Technical Support Document: Residential Boilers, December 22, 2015. https://www.regulations.gov/document?D=EERE-2012-BT-STD-0047-0070 | Assuming no incremental O&M cost | 0 | 11.8525 | PSE NEI data | No applicable non-energy benefits | 100% | Equipment 100% technically feasible within end use | System | System
Snohomish CountyMultifamily - Highly ImpactedHeat Central Gas Boiler5New | Snohomish CountyMultifamily - Highly ImpactedHeat Central Gas BoilerNew | Snohomish County | Multifamily - Highly Impacted | Heat Central Gas Boiler | 5 | Premium Efficiency Boiler - 95% AFUE | New | Boiler - Premium Efficiency | Premium Efficiency Boiler - 95% AFUE | Federal Standard 2022 Boiler - 84% AFUE | per Home | 25 | Based on RTF Commercal Gas Boilersv1.2; Used residential data; Median lifetime as estimated in the DOE Technical Support Document for Consumer (Residential) Boilers | 228.1648 | 201.7458 | Using measure description efficiency metrics to adjust loads from RTF/2021P workbooks to consumptions. | Using measure description efficiency metrics to adjust loads from RTF/2021P workbooks to consumptions. | 0 | 0 | NA | NA | 725.2273 | 1471.0382 | 0 | 1278.4104 | 1508.4316 | 0 | 0 | Equipment cost derived from table 8.2.7, average capacity derived from table 7B.2.12 and 7B.2.14, Technical Support Document: Residential Boilers, December 22, 2015. https://www.regulations.gov/document?D=EERE-2012-BT-STD-0047-0070 | Labor cost derived from table 8.2.5, average capacity derived from table 7B.2.12 and 7B.2.14, Technical Support Document: Residential Boilers, December 22, 2015. https://www.regulations.gov/document?D=EERE-2012-BT-STD-0047-0070 | Assuming no incremental O&M cost | 0 | 7.7041 | PSE NEI data | No applicable non-energy benefits | 100% | Equipment 100% technically feasible within end use | System | System
Snohomish CountyManufacturedHeat Central Gas Boiler5Existing | Snohomish CountyManufacturedHeat Central Gas BoilerExisting | Snohomish County | Manufactured | Heat Central Gas Boiler | 5 | Premium Efficiency Boiler - 95% AFUE | Existing | Boiler - Premium Efficiency | Premium Efficiency Boiler - 95% AFUE | Federal Standard 2022 Boiler - 84% AFUE | per Home | 25 | Based on RTF Commercal Gas Boilersv1.2; Used residential data; Median lifetime as estimated in the DOE Technical Support Document for Consumer (Residential) Boilers | 566.2955 | 500.7245 | Using measure description efficiency metrics to adjust loads from RTF/2021P workbooks to consumptions. | Using measure description efficiency metrics to adjust loads from RTF/2021P workbooks to consumptions. | 0 | 0 | NA | NA | 1452.6206 | 2946.4698 | 0 | 2560.6389 | 3021.3684 | 0 | 0 | Equipment cost derived from table 8.2.7, average capacity derived from table 7B.2.12 and 7B.2.14, Technical Support Document: Residential Boilers, December 22, 2015. https://www.regulations.gov/document?D=EERE-2012-BT-STD-0047-0070 | Labor cost derived from table 8.2.5, average capacity derived from table 7B.2.12 and 7B.2.14, Technical Support Document: Residential Boilers, December 22, 2015. https://www.regulations.gov/document?D=EERE-2012-BT-STD-0047-0070 | Assuming no incremental O&M cost | 0 | 19.1214 | PSE NEI data | No applicable non-energy benefits | 100% | Equipment 100% technically feasible within end use | System | System
Snohomish CountyManufacturedHeat Central Gas Boiler5New | Snohomish CountyManufacturedHeat Central Gas BoilerNew | Snohomish County | Manufactured | Heat Central Gas Boiler | 5 | Premium Efficiency Boiler - 95% AFUE | New | Boiler - Premium Efficiency | Premium Efficiency Boiler - 95% AFUE | Federal Standard 2022 Boiler - 84% AFUE | per Home | 25 | Based on RTF Commercal Gas Boilersv1.2; Used residential data; Median lifetime as estimated in the DOE Technical Support Document for Consumer (Residential) Boilers | 368.0921 | 325.4709 | Using measure description efficiency metrics to adjust loads from RTF/2021P workbooks to consumptions. | Using measure description efficiency metrics to adjust loads from RTF/2021P workbooks to consumptions. | 0 | 0 | NA | NA | 1452.6206 | 2946.4698 | 0 | 2560.6389 | 3021.3684 | 0 | 0 | Equipment cost derived from table 8.2.7, average capacity derived from table 7B.2.12 and 7B.2.14, Technical Support Document: Residential Boilers, December 22, 2015. https://www.regulations.gov/document?D=EERE-2012-BT-STD-0047-0070 | Labor cost derived from table 8.2.5, average capacity derived from table 7B.2.12 and 7B.2.14, Technical Support Document: Residential Boilers, December 22, 2015. https://www.regulations.gov/document?D=EERE-2012-BT-STD-0047-0070 | Assuming no incremental O&M cost | 0 | 12.4289 | PSE NEI data | No applicable non-energy benefits | 100% | Equipment 100% technically feasible within end use | System | System
Snohomish CountyManufactured - Highly ImpactedHeat Central Gas Boiler5Existing | Snohomish CountyManufactured - Highly ImpactedHeat Central Gas BoilerExisting | Snohomish County | Manufactured - Highly Impacted | Heat Central Gas Boiler | 5 | Premium Efficiency Boiler - 95% AFUE | Existing | Boiler - Premium Efficiency | Premium Efficiency Boiler - 95% AFUE | Federal Standard 2022 Boiler - 84% AFUE | per Home | 25 | Based on RTF Commercal Gas Boilersv1.2; Used residential data; Median lifetime as estimated in the DOE Technical Support Document for Consumer (Residential) Boilers | 439.0403 | 388.2041 | Using measure description efficiency metrics to adjust loads from RTF/2021P workbooks to consumptions. | Using measure description efficiency metrics to adjust loads from RTF/2021P workbooks to consumptions. | 0 | 0 | NA | NA | 1126.1947 | 2284.3532 | 0 | 1985.2244 | 2342.421 | 0 | 0 | Equipment cost derived from table 8.2.7, average capacity derived from table 7B.2.12 and 7B.2.14, Technical Support Document: Residential Boilers, December 22, 2015. https://www.regulations.gov/document?D=EERE-2012-BT-STD-0047-0070 | Labor cost derived from table 8.2.5, average capacity derived from table 7B.2.12 and 7B.2.14, Technical Support Document: Residential Boilers, December 22, 2015. https://www.regulations.gov/document?D=EERE-2012-BT-STD-0047-0070 | Assuming no incremental O&M cost | 0 | 14.8245 | PSE NEI data | No applicable non-energy benefits | 100% | Equipment 100% technically feasible within end use | System | System
Snohomish CountyManufactured - Highly ImpactedHeat Central Gas Boiler5New | Snohomish CountyManufactured - Highly ImpactedHeat Central Gas BoilerNew | Snohomish County | Manufactured - Highly Impacted | Heat Central Gas Boiler | 5 | Premium Efficiency Boiler - 95% AFUE | New | Boiler - Premium Efficiency | Premium Efficiency Boiler - 95% AFUE | Federal Standard 2022 Boiler - 84% AFUE | per Home | 25 | Based on RTF Commercal Gas Boilersv1.2; Used residential data; Median lifetime as estimated in the DOE Technical Support Document for Consumer (Residential) Boilers | 285.3762 | 252.3326 | Using measure description efficiency metrics to adjust loads from RTF/2021P workbooks to consumptions. | Using measure description efficiency metrics to adjust loads from RTF/2021P workbooks to consumptions. | 0 | 0 | NA | NA | 1126.1947 | 2284.3532 | 0 | 1985.2244 | 2342.421 | 0 | 0 | Equipment cost derived from table 8.2.7, average capacity derived from table 7B.2.12 and 7B.2.14, Technical Support Document: Residential Boilers, December 22, 2015. https://www.regulations.gov/document?D=EERE-2012-BT-STD-0047-0070 | Labor cost derived from table 8.2.5, average capacity derived from table 7B.2.12 and 7B.2.14, Technical Support Document: Residential Boilers, December 22, 2015. https://www.regulations.gov/document?D=EERE-2012-BT-STD-0047-0070 | Assuming no incremental O&M cost | 0 | 9.6359 | PSE NEI data | No applicable non-energy benefits | 100% | Equipment 100% technically feasible within end use | System | System
Snohomish CountySingle FamilyHeat Central Gas Furnace1Existing | Snohomish CountySingle FamilyHeat Central Gas FurnaceExisting | Snohomish County | Single Family | Heat Central Gas Furnace | 1 | Below Standard Furnace - 76% AFUE (Low Income) | Existing | Furnace - Below Standard | Below Standard Furnace - 76% AFUE (Low Income) | Below Standard Furnace - 76% AFUE (Low Income) | per Home | 10 | Assuming half the measure life for below standard equipment. Based on PSE Approved Furnace 2022 Business Case | 534.2104 | 534.2104 | Using measure description efficiency metrics to adjust loads from RTF/2021P workbooks to consumptions. | Using measure description efficiency metrics to adjust loads from RTF/2021P workbooks to consumptions. | 0 | 0 | NA | NA | 0 | 0 | 0 | 0 | 0 | 0 | 0 | Baseline is equal to efficient case. | Baseline is equal to efficient case. | Baseline is equal to efficient case. | 0 | 0 | No applicable non-energy benefits | No applicable non-energy benefits | 100% | Equipment 100% technically feasible within end use | System | System
Snohomish CountySingle FamilyHeat Central Gas Furnace1New | Snohomish CountySingle FamilyHeat Central Gas FurnaceNew | Snohomish County | Single Family | Heat Central Gas Furnace | 1 | Below Standard Furnace - 76% AFUE (Low Income) | New | Furnace - Below Standard | Below Standard Furnace - 76% AFUE (Low Income) | Below Standard Furnace - 76% AFUE (Low Income) | per Home | 10 | Assuming half the measure life for below standard equipment. Based on PSE Approved Furnace 2022 Business Case | 347.2367 | 347.2367 | Using measure description efficiency metrics to adjust loads from RTF/2021P workbooks to consumptions. | Using measure description efficiency metrics to adjust loads from RTF/2021P workbooks to consumptions. | 0 | 0 | NA | NA | 0 | 0 | 0 | 0 | 0 | 0 | 0 | Baseline is equal to efficient case. | Baseline is equal to efficient case. | Baseline is equal to efficient case. | 0 | 0 | No applicable non-energy benefits | No applicable non-energy benefits | 100% | Equipment 100% technically feasible within end use | System | System
Snohomish CountySingle Family - Highly ImpactedHeat Central Gas Furnace1Existing | Snohomish CountySingle Family - Highly ImpactedHeat Central Gas FurnaceExisting | Snohomish County | Single Family - Highly Impacted | Heat Central Gas Furnace | 1 | Below Standard Furnace - 76% AFUE (Low Income) | Existing | Furnace - Below Standard | Below Standard Furnace - 76% AFUE (Low Income) | Below Standard Furnace - 76% AFUE (Low Income) | per Home | 10 | Assuming half the measure life for below standard equipment. Based on PSE Approved Furnace 2022 Business Case | 384.2765 | 384.2765 | Using measure description efficiency metrics to adjust loads from RTF/2021P workbooks to consumptions. | Using measure description efficiency metrics to adjust loads from RTF/2021P workbooks to consumptions. | 0 | 0 | NA | NA | 0 | 0 | 0 | 0 | 0 | 0 | 0 | Baseline is equal to efficient case. | Baseline is equal to efficient case. | Baseline is equal to efficient case. | 0 | 0 | No applicable non-energy benefits | No applicable non-energy benefits | 100% | Equipment 100% technically feasible within end use | System | System
Snohomish CountySingle Family - Highly ImpactedHeat Central Gas Furnace1New | Snohomish CountySingle Family - Highly ImpactedHeat Central Gas FurnaceNew | Snohomish County | Single Family - Highly Impacted | Heat Central Gas Furnace | 1 | Below Standard Furnace - 76% AFUE (Low Income) | New | Furnace - Below Standard | Below Standard Furnace - 76% AFUE (Low Income) | Below Standard Furnace - 76% AFUE (Low Income) | per Home | 10 | Assuming half the measure life for below standard equipment. Based on PSE Approved Furnace 2022 Business Case | 249.7797 | 249.7797 | Using measure description efficiency metrics to adjust loads from RTF/2021P workbooks to consumptions. | Using measure description efficiency metrics to adjust loads from RTF/2021P workbooks to consumptions. | 0 | 0 | NA | NA | 0 | 0 | 0 | 0 | 0 | 0 | 0 | Baseline is equal to efficient case. | Baseline is equal to efficient case. | Baseline is equal to efficient case. | 0 | 0 | No applicable non-energy benefits | No applicable non-energy benefits | 100% | Equipment 100% technically feasible within end use | System | System
Snohomish CountyMultifamilyHeat Central Gas Furnace1Existing | Snohomish CountyMultifamilyHeat Central Gas FurnaceExisting | Snohomish County | Multifamily | Heat Central Gas Furnace | 1 | Below Standard Furnace - 76% AFUE (Low Income) | Existing | Furnace - Below Standard | Below Standard Furnace - 76% AFUE (Low Income) | Below Standard Furnace - 76% AFUE (Low Income) | per Home | 10 | Assuming half the measure life for below standard equipment. Based on PSE Approved Furnace 2022 Business Case | 352.2817 | 352.2817 | Using measure description efficiency metrics to adjust loads from RTF/2021P workbooks to consumptions. | Using measure description efficiency metrics to adjust loads from RTF/2021P workbooks to consumptions. | 0 | 0 | NA | NA | 0 | 0 | 0 | 0 | 0 | 0 | 0 | Baseline is equal to efficient case. | Baseline is equal to efficient case. | Baseline is equal to efficient case. | 0 | 0 | No applicable non-energy benefits | No applicable non-energy benefits | 100% | Equipment 100% technically feasible within end use | System | System
Snohomish CountyMultifamilyHeat Central Gas Furnace1New | Snohomish CountyMultifamilyHeat Central Gas FurnaceNew | Snohomish County | Multifamily | Heat Central Gas Furnace | 1 | Below Standard Furnace - 76% AFUE (Low Income) | New | Furnace - Below Standard | Below Standard Furnace - 76% AFUE (Low Income) | Below Standard Furnace - 76% AFUE (Low Income) | per Home | 10 | Assuming half the measure life for below standard equipment. Based on PSE Approved Furnace 2022 Business Case | 228.9831 | 228.9831 | Using measure description efficiency metrics to adjust loads from RTF/2021P workbooks to consumptions. | Using measure description efficiency metrics to adjust loads from RTF/2021P workbooks to consumptions. | 0 | 0 | NA | NA | 0 | 0 | 0 | 0 | 0 | 0 | 0 | Baseline is equal to efficient case. | Baseline is equal to efficient case. | Baseline is equal to efficient case. | 0 | 0 | No applicable non-energy benefits | No applicable non-energy benefits | 100% | Equipment 100% technically feasible within end use | System | System
Snohomish CountyMultifamily - Highly ImpactedHeat Central Gas Furnace1Existing | Snohomish CountyMultifamily - Highly ImpactedHeat Central Gas FurnaceExisting | Snohomish County | Multifamily - Highly Impacted | Heat Central Gas Furnace | 1 | Below Standard Furnace - 76% AFUE (Low Income) | Existing | Furnace - Below Standard | Below Standard Furnace - 76% AFUE (Low Income) | Below Standard Furnace - 76% AFUE (Low Income) | per Home | 10 | Assuming half the measure life for below standard equipment. Based on PSE Approved Furnace 2022 Business Case | 299.0001 | 299.0001 | Using measure description efficiency metrics to adjust loads from RTF/2021P workbooks to consumptions. | Using measure description efficiency metrics to adjust loads from RTF/2021P workbooks to consumptions. | 0 | 0 | NA | NA | 0 | 0 | 0 | 0 | 0 | 0 | 0 | Baseline is equal to efficient case. | Baseline is equal to efficient case. | Baseline is equal to efficient case. | 0 | 0 | No applicable non-energy benefits | No applicable non-energy benefits | 100% | Equipment 100% technically feasible within end use | System | System
Snohomish CountyMultifamily - Highly ImpactedHeat Central Gas Furnace1New | Snohomish CountyMultifamily - Highly ImpactedHeat Central Gas FurnaceNew | Snohomish County | Multifamily - Highly Impacted | Heat Central Gas Furnace | 1 | Below Standard Furnace - 76% AFUE (Low Income) | New | Furnace - Below Standard | Below Standard Furnace - 76% AFUE (Low Income) | Below Standard Furnace - 76% AFUE (Low Income) | per Home | 10 | Assuming half the measure life for below standard equipment. Based on PSE Approved Furnace 2022 Business Case | 194.3501 | 194.3501 | Using measure description efficiency metrics to adjust loads from RTF/2021P workbooks to consumptions. | Using measure description efficiency metrics to adjust loads from RTF/2021P workbooks to consumptions. | 0 | 0 | NA | NA | 0 | 0 | 0 | 0 | 0 | 0 | 0 | Baseline is equal to efficient case. | Baseline is equal to efficient case. | Baseline is equal to efficient case. | 0 | 0 | No applicable non-energy benefits | No applicable non-energy benefits | 100% | Equipment 100% technically feasible within end use | System | System
Snohomish CountyManufacturedHeat Central Gas Furnace1Existing | Snohomish CountyManufacturedHeat Central Gas FurnaceExisting | Snohomish County | Manufactured | Heat Central Gas Furnace | 1 | Below Standard Furnace - 76% AFUE (Low Income) | Existing | Furnace - Below Standard | Below Standard Furnace - 76% AFUE (Low Income) | Below Standard Furnace - 76% AFUE (Low Income) | per Home | 10 | Assuming half the measure life for below standard equipment. Based on PSE Approved Furnace 2022 Business Case | 482.3687 | 482.3687 | Using measure description efficiency metrics to adjust loads from RTF/2021P workbooks to consumptions. | Using measure description efficiency metrics to adjust loads from RTF/2021P workbooks to consumptions. | 0 | 0 | NA | NA | 0 | 0 | 0 | 0 | 0 | 0 | 0 | Baseline is equal to efficient case. | Baseline is equal to efficient case. | Baseline is equal to efficient case. | 0 | 0 | No applicable non-energy benefits | No applicable non-energy benefits | 100% | Equipment 100% technically feasible within end use | System | System
Snohomish CountyManufacturedHeat Central Gas Furnace1New | Snohomish CountyManufacturedHeat Central Gas FurnaceNew | Snohomish County | Manufactured | Heat Central Gas Furnace | 1 | Below Standard Furnace - 76% AFUE (Low Income) | New | Furnace - Below Standard | Below Standard Furnace - 76% AFUE (Low Income) | Below Standard Furnace - 76% AFUE (Low Income) | per Home | 10 | Assuming half the measure life for below standard equipment. Based on PSE Approved Furnace 2022 Business Case | 313.5396 | 313.5396 | Using measure description efficiency metrics to adjust loads from RTF/2021P workbooks to consumptions. | Using measure description efficiency metrics to adjust loads from RTF/2021P workbooks to consumptions. | 0 | 0 | NA | NA | 0 | 0 | 0 | 0 | 0 | 0 | 0 | Baseline is equal to efficient case. | Baseline is equal to efficient case. | Baseline is equal to efficient case. | 0 | 0 | No applicable non-energy benefits | No applicable non-energy benefits | 100% | Equipment 100% technically feasible within end use | System | System
Snohomish CountyManufactured - Highly ImpactedHeat Central Gas Furnace1Existing | Snohomish CountyManufactured - Highly ImpactedHeat Central Gas FurnaceExisting | Snohomish County | Manufactured - Highly Impacted | Heat Central Gas Furnace | 1 | Below Standard Furnace - 76% AFUE (Low Income) | Existing | Furnace - Below Standard | Below Standard Furnace - 76% AFUE (Low Income) | Below Standard Furnace - 76% AFUE (Low Income) | per Home | 10 | Assuming half the measure life for below standard equipment. Based on PSE Approved Furnace 2022 Business Case | 373.9731 | 373.9731 | Using measure description efficiency metrics to adjust loads from RTF/2021P workbooks to consumptions. | Using measure description efficiency metrics to adjust loads from RTF/2021P workbooks to consumptions. | 0 | 0 | NA | NA | 0 | 0 | 0 | 0 | 0 | 0 | 0 | Baseline is equal to efficient case. | Baseline is equal to efficient case. | Baseline is equal to efficient case. | 0 | 0 | No applicable non-energy benefits | No applicable non-energy benefits | 100% | Equipment 100% technically feasible within end use | System | System
Snohomish CountyManufactured - Highly ImpactedHeat Central Gas Furnace1New | Snohomish CountyManufactured - Highly ImpactedHeat Central Gas FurnaceNew | Snohomish County | Manufactured - Highly Impacted | Heat Central Gas Furnace | 1 | Below Standard Furnace - 76% AFUE (Low Income) | New | Furnace - Below Standard | Below Standard Furnace - 76% AFUE (Low Income) | Below Standard Furnace - 76% AFUE (Low Income) | per Home | 10 | Assuming half the measure life for below standard equipment. Based on PSE Approved Furnace 2022 Business Case | 243.0825 | 243.0825 | Using measure description efficiency metrics to adjust loads from RTF/2021P workbooks to consumptions. | Using measure description efficiency metrics to adjust loads from RTF/2021P workbooks to consumptions. | 0 | 0 | NA | NA | 0 | 0 | 0 | 0 | 0 | 0 | 0 | Baseline is equal to efficient case. | Baseline is equal to efficient case. | Baseline is equal to efficient case. | 0 | 0 | No applicable non-energy benefits | No applicable non-energy benefits | 100% | Equipment 100% technically feasible within end use | System | System
Snohomish CountySingle FamilyHeat Central Gas Furnace2Existing | Snohomish CountySingle FamilyHeat Central Gas FurnaceExisting | Snohomish County | Single Family | Heat Central Gas Furnace | 2 | Federal Standard 2016 Furnace - 80% AFUE | Existing | Furnace - Federal Standard 2016 | Federal Standard 2016 Furnace - 80% AFUE | Federal Standard 2016 Furnace - 80% AFUE | per Home | 20 | Based on PSE Approved Furnace 2022 Business Case | 507.4999 | 507.4999 | Using measure description efficiency metrics to adjust loads from RTF/2021P workbooks to consumptions. | Using measure description efficiency metrics to adjust loads from RTF/2021P workbooks to consumptions. | 0 | 0 | NA | NA | 0 | 0 | 0 | 2695.1461 | 2098.1872 | 0 | 0 | PSE Business Cases and Technical Support Document - Residential Furnaces. February 2015. Equipment cost based on total cost from Table 8.5.1 and installation cost from table 8.2.10. Representative output capacity based on input capacity from Table 5.5.1 and weighted average AFUE from Table 8I.3.1. https://www.regulations.gov/document?D=EERE-2014-BT-STD-0031-0027 | PSE Business Cases and Technical Support Document - Residential Furnaces. February 2015. Equipment cost based on total cost from Table 8.5.1 and installation cost from table 8.2.10. Representative output capacity based on input capacity from Table 5.5.1 and weighted average AFUE from Table 8I.3.1. https://www.regulations.gov/document?D=EERE-2014-BT-STD-0031-0027 | Assuming no incremental O&M cost | 0 | 0 | No applicable non-energy benefits | No applicable non-energy benefits | 100% | Equipment 100% technically feasible within end use | System | System
Snohomish CountySingle FamilyHeat Central Gas Furnace2New | Snohomish CountySingle FamilyHeat Central Gas FurnaceNew | Snohomish County | Single Family | Heat Central Gas Furnace | 2 | Federal Standard 2016 Furnace - 80% AFUE | New | Furnace - Federal Standard 2016 | Federal Standard 2016 Furnace - 80% AFUE | Federal Standard 2016 Furnace - 80% AFUE | per Home | 20 | Based on PSE Approved Furnace 2022 Business Case | 329.8749 | 329.8749 | Using measure description efficiency metrics to adjust loads from RTF/2021P workbooks to consumptions. | Using measure description efficiency metrics to adjust loads from RTF/2021P workbooks to consumptions. | 0 | 0 | NA | NA | 0 | 0 | 0 | 2695.1461 | 2098.1872 | 0 | 0 | PSE Business Cases and Technical Support Document - Residential Furnaces. February 2015. Equipment cost based on total cost from Table 8.5.1 and installation cost from table 8.2.10. Representative output capacity based on input capacity from Table 5.5.1 and weighted average AFUE from Table 8I.3.1. https://www.regulations.gov/document?D=EERE-2014-BT-STD-0031-0027 | PSE Business Cases and Technical Support Document - Residential Furnaces. February 2015. Equipment cost based on total cost from Table 8.5.1 and installation cost from table 8.2.10. Representative output capacity based on input capacity from Table 5.5.1 and weighted average AFUE from Table 8I.3.1. https://www.regulations.gov/document?D=EERE-2014-BT-STD-0031-0027 | Assuming no incremental O&M cost | 0 | 0 | No applicable non-energy benefits | No applicable non-energy benefits | 100% | Equipment 100% technically feasible within end use | System | System
Snohomish CountySingle Family - Highly ImpactedHeat Central Gas Furnace2Existing | Snohomish CountySingle Family - Highly ImpactedHeat Central Gas FurnaceExisting | Snohomish County | Single Family - Highly Impacted | Heat Central Gas Furnace | 2 | Federal Standard 2016 Furnace - 80% AFUE | Existing | Furnace - Federal Standard 2016 | Federal Standard 2016 Furnace - 80% AFUE | Federal Standard 2016 Furnace - 80% AFUE | per Home | 20 | Based on PSE Approved Furnace 2022 Business Case | 365.0626 | 365.0626 | Using measure description efficiency metrics to adjust loads from RTF/2021P workbooks to consumptions. | Using measure description efficiency metrics to adjust loads from RTF/2021P workbooks to consumptions. | 0 | 0 | NA | NA | 0 | 0 | 0 | 1938.7142 | 1509.3004 | 0 | 0 | PSE Business Cases and Technical Support Document - Residential Furnaces. February 2015. Equipment cost based on total cost from Table 8.5.1 and installation cost from table 8.2.10. Representative output capacity based on input capacity from Table 5.5.1 and weighted average AFUE from Table 8I.3.1. https://www.regulations.gov/document?D=EERE-2014-BT-STD-0031-0027 | PSE Business Cases and Technical Support Document - Residential Furnaces. February 2015. Equipment cost based on total cost from Table 8.5.1 and installation cost from table 8.2.10. Representative output capacity based on input capacity from Table 5.5.1 and weighted average AFUE from Table 8I.3.1. https://www.regulations.gov/document?D=EERE-2014-BT-STD-0031-0027 | Assuming no incremental O&M cost | 0 | 0 | No applicable non-energy benefits | No applicable non-energy benefits | 100% | Equipment 100% technically feasible within end use | System | System
Snohomish CountySingle Family - Highly ImpactedHeat Central Gas Furnace2New | Snohomish CountySingle Family - Highly ImpactedHeat Central Gas FurnaceNew | Snohomish County | Single Family - Highly Impacted | Heat Central Gas Furnace | 2 | Federal Standard 2016 Furnace - 80% AFUE | New | Furnace - Federal Standard 2016 | Federal Standard 2016 Furnace - 80% AFUE | Federal Standard 2016 Furnace - 80% AFUE | per Home | 20 | Based on PSE Approved Furnace 2022 Business Case | 237.2907 | 237.2907 | Using measure description efficiency metrics to adjust loads from RTF/2021P workbooks to consumptions. | Using measure description efficiency metrics to adjust loads from RTF/2021P workbooks to consumptions. | 0 | 0 | NA | NA | 0 | 0 | 0 | 1938.7142 | 1509.3004 | 0 | 0 | PSE Business Cases and Technical Support Document - Residential Furnaces. February 2015. Equipment cost based on total cost from Table 8.5.1 and installation cost from table 8.2.10. Representative output capacity based on input capacity from Table 5.5.1 and weighted average AFUE from Table 8I.3.1. https://www.regulations.gov/document?D=EERE-2014-BT-STD-0031-0027 | PSE Business Cases and Technical Support Document - Residential Furnaces. February 2015. Equipment cost based on total cost from Table 8.5.1 and installation cost from table 8.2.10. Representative output capacity based on input capacity from Table 5.5.1 and weighted average AFUE from Table 8I.3.1. https://www.regulations.gov/document?D=EERE-2014-BT-STD-0031-0027 | Assuming no incremental O&M cost | 0 | 0 | No applicable non-energy benefits | No applicable non-energy benefits | 100% | Equipment 100% technically feasible within end use | System | System
Snohomish CountyMultifamilyHeat Central Gas Furnace2Existing | Snohomish CountyMultifamilyHeat Central Gas FurnaceExisting | Snohomish County | Multifamily | Heat Central Gas Furnace | 2 | Federal Standard 2016 Furnace - 80% AFUE | Existing | Furnace - Federal Standard 2016 | Federal Standard 2016 Furnace - 80% AFUE | Federal Standard 2016 Furnace - 80% AFUE | per Home | 20 | Based on PSE Approved Furnace 2022 Business Case | 334.6677 | 334.6677 | Using measure description efficiency metrics to adjust loads from RTF/2021P workbooks to consumptions. | Using measure description efficiency metrics to adjust loads from RTF/2021P workbooks to consumptions. | 0 | 0 | NA | NA | 0 | 0 | 0 | 1179.1417 | 917.9688 | 0 | 0 | PSE Business Cases and Technical Support Document - Residential Furnaces. February 2015. Equipment cost based on total cost from Table 8.5.1 and installation cost from table 8.2.10. Representative output capacity based on input capacity from Table 5.5.1 and weighted average AFUE from Table 8I.3.1. https://www.regulations.gov/document?D=EERE-2014-BT-STD-0031-0027 | PSE Business Cases and Technical Support Document - Residential Furnaces. February 2015. Equipment cost based on total cost from Table 8.5.1 and installation cost from table 8.2.10. Representative output capacity based on input capacity from Table 5.5.1 and weighted average AFUE from Table 8I.3.1. https://www.regulations.gov/document?D=EERE-2014-BT-STD-0031-0027 | Assuming no incremental O&M cost | 0 | 0 | No applicable non-energy benefits | No applicable non-energy benefits | 100% | Equipment 100% technically feasible within end use | System | System
Snohomish CountyMultifamilyHeat Central Gas Furnace2New | Snohomish CountyMultifamilyHeat Central Gas FurnaceNew | Snohomish County | Multifamily | Heat Central Gas Furnace | 2 | Federal Standard 2016 Furnace - 80% AFUE | New | Furnace - Federal Standard 2016 | Federal Standard 2016 Furnace - 80% AFUE | Federal Standard 2016 Furnace - 80% AFUE | per Home | 20 | Based on PSE Approved Furnace 2022 Business Case | 217.534 | 217.534 | Using measure description efficiency metrics to adjust loads from RTF/2021P workbooks to consumptions. | Using measure description efficiency metrics to adjust loads from RTF/2021P workbooks to consumptions. | 0 | 0 | NA | NA | 0 | 0 | 0 | 1179.1417 | 917.9688 | 0 | 0 | PSE Business Cases and Technical Support Document - Residential Furnaces. February 2015. Equipment cost based on total cost from Table 8.5.1 and installation cost from table 8.2.10. Representative output capacity based on input capacity from Table 5.5.1 and weighted average AFUE from Table 8I.3.1. https://www.regulations.gov/document?D=EERE-2014-BT-STD-0031-0027 | PSE Business Cases and Technical Support Document - Residential Furnaces. February 2015. Equipment cost based on total cost from Table 8.5.1 and installation cost from table 8.2.10. Representative output capacity based on input capacity from Table 5.5.1 and weighted average AFUE from Table 8I.3.1. https://www.regulations.gov/document?D=EERE-2014-BT-STD-0031-0027 | Assuming no incremental O&M cost | 0 | 0 | No applicable non-energy benefits | No applicable non-energy benefits | 100% | Equipment 100% technically feasible within end use | System | System
Snohomish CountyMultifamily - Highly ImpactedHeat Central Gas Furnace2Existing | Snohomish CountyMultifamily - Highly ImpactedHeat Central Gas FurnaceExisting | Snohomish County | Multifamily - Highly Impacted | Heat Central Gas Furnace | 2 | Federal Standard 2016 Furnace - 80% AFUE | Existing | Furnace - Federal Standard 2016 | Federal Standard 2016 Furnace - 80% AFUE | Federal Standard 2016 Furnace - 80% AFUE | per Home | 20 | Based on PSE Approved Furnace 2022 Business Case | 284.0501 | 284.0501 | Using measure description efficiency metrics to adjust loads from RTF/2021P workbooks to consumptions. | Using measure description efficiency metrics to adjust loads from RTF/2021P workbooks to consumptions. | 0 | 0 | NA | NA | 0 | 0 | 0 | 1000.7998 | 779.1286 | 0 | 0 | PSE Business Cases and Technical Support Document - Residential Furnaces. February 2015. Equipment cost based on total cost from Table 8.5.1 and installation cost from table 8.2.10. Representative output capacity based on input capacity from Table 5.5.1 and weighted average AFUE from Table 8I.3.1. https://www.regulations.gov/document?D=EERE-2014-BT-STD-0031-0027 | PSE Business Cases and Technical Support Document - Residential Furnaces. February 2015. Equipment cost based on total cost from Table 8.5.1 and installation cost from table 8.2.10. Representative output capacity based on input capacity from Table 5.5.1 and weighted average AFUE from Table 8I.3.1. https://www.regulations.gov/document?D=EERE-2014-BT-STD-0031-0027 | Assuming no incremental O&M cost | 0 | 0 | No applicable non-energy benefits | No applicable non-energy benefits | 100% | Equipment 100% technically feasible within end use | System | System
Snohomish CountyMultifamily - Highly ImpactedHeat Central Gas Furnace2New | Snohomish CountyMultifamily - Highly ImpactedHeat Central Gas FurnaceNew | Snohomish County | Multifamily - Highly Impacted | Heat Central Gas Furnace | 2 | Federal Standard 2016 Furnace - 80% AFUE | New | Furnace - Federal Standard 2016 | Federal Standard 2016 Furnace - 80% AFUE | Federal Standard 2016 Furnace - 80% AFUE | per Home | 20 | Based on PSE Approved Furnace 2022 Business Case | 184.6326 | 184.6326 | Using measure description efficiency metrics to adjust loads from RTF/2021P workbooks to consumptions. | Using measure description efficiency metrics to adjust loads from RTF/2021P workbooks to consumptions. | 0 | 0 | NA | NA | 0 | 0 | 0 | 1000.7998 | 779.1286 | 0 | 0 | PSE Business Cases and Technical Support Document - Residential Furnaces. February 2015. Equipment cost based on total cost from Table 8.5.1 and installation cost from table 8.2.10. Representative output capacity based on input capacity from Table 5.5.1 and weighted average AFUE from Table 8I.3.1. https://www.regulations.gov/document?D=EERE-2014-BT-STD-0031-0027 | PSE Business Cases and Technical Support Document - Residential Furnaces. February 2015. Equipment cost based on total cost from Table 8.5.1 and installation cost from table 8.2.10. Representative output capacity based on input capacity from Table 5.5.1 and weighted average AFUE from Table 8I.3.1. https://www.regulations.gov/document?D=EERE-2014-BT-STD-0031-0027 | Assuming no incremental O&M cost | 0 | 0 | No applicable non-energy benefits | No applicable non-energy benefits | 100% | Equipment 100% technically feasible within end use | System | System
Snohomish CountyManufacturedHeat Central Gas Furnace2Existing | Snohomish CountyManufacturedHeat Central Gas FurnaceExisting | Snohomish County | Manufactured | Heat Central Gas Furnace | 2 | Federal Standard 2016 Furnace - 80% AFUE | Existing | Furnace - Federal Standard 2016 | Federal Standard 2016 Furnace - 80% AFUE | Federal Standard 2016 Furnace - 80% AFUE | per Home | 20 | Based on PSE Approved Furnace 2022 Business Case | 458.2502 | 458.2502 | Using measure description efficiency metrics to adjust loads from RTF/2021P workbooks to consumptions. | Using measure description efficiency metrics to adjust loads from RTF/2021P workbooks to consumptions. | 0 | 0 | NA | NA | 0 | 0 | 0 | 2004.5886 | 1560.5841 | 0 | 0 | PSE Business Cases and Technical Support Document - Residential Furnaces. February 2015. Equipment cost based on total cost from Table 8.5.1 and installation cost from table 8.2.10. Representative output capacity based on input capacity from Table 5.5.1 and weighted average AFUE from Table 8I.3.1. https://www.regulations.gov/document?D=EERE-2014-BT-STD-0031-0027 | PSE Business Cases and Technical Support Document - Residential Furnaces. February 2015. Equipment cost based on total cost from Table 8.5.1 and installation cost from table 8.2.10. Representative output capacity based on input capacity from Table 5.5.1 and weighted average AFUE from Table 8I.3.1. https://www.regulations.gov/document?D=EERE-2014-BT-STD-0031-0027 | Assuming no incremental O&M cost | 0 | 0 | No applicable non-energy benefits | No applicable non-energy benefits | 100% | Equipment 100% technically feasible within end use | System | System
Snohomish CountyManufacturedHeat Central Gas Furnace2New | Snohomish CountyManufacturedHeat Central Gas FurnaceNew | Snohomish County | Manufactured | Heat Central Gas Furnace | 2 | Federal Standard 2016 Furnace - 80% AFUE | New | Furnace - Federal Standard 2016 | Federal Standard 2016 Furnace - 80% AFUE | Federal Standard 2016 Furnace - 80% AFUE | per Home | 20 | Based on PSE Approved Furnace 2022 Business Case | 297.8627 | 297.8627 | Using measure description efficiency metrics to adjust loads from RTF/2021P workbooks to consumptions. | Using measure description efficiency metrics to adjust loads from RTF/2021P workbooks to consumptions. | 0 | 0 | NA | NA | 0 | 0 | 0 | 2004.5886 | 1560.5841 | 0 | 0 | PSE Business Cases and Technical Support Document - Residential Furnaces. February 2015. Equipment cost based on total cost from Table 8.5.1 and installation cost from table 8.2.10. Representative output capacity based on input capacity from Table 5.5.1 and weighted average AFUE from Table 8I.3.1. https://www.regulations.gov/document?D=EERE-2014-BT-STD-0031-0027 | PSE Business Cases and Technical Support Document - Residential Furnaces. February 2015. Equipment cost based on total cost from Table 8.5.1 and installation cost from table 8.2.10. Representative output capacity based on input capacity from Table 5.5.1 and weighted average AFUE from Table 8I.3.1. https://www.regulations.gov/document?D=EERE-2014-BT-STD-0031-0027 | Assuming no incremental O&M cost | 0 | 0 | No applicable non-energy benefits | No applicable non-energy benefits | 100% | Equipment 100% technically feasible within end use | System | System
Snohomish CountyManufactured - Highly ImpactedHeat Central Gas Furnace2Existing | Snohomish CountyManufactured - Highly ImpactedHeat Central Gas FurnaceExisting | Snohomish County | Manufactured - Highly Impacted | Heat Central Gas Furnace | 2 | Federal Standard 2016 Furnace - 80% AFUE | Existing | Furnace - Federal Standard 2016 | Federal Standard 2016 Furnace - 80% AFUE | Federal Standard 2016 Furnace - 80% AFUE | per Home | 20 | Based on PSE Approved Furnace 2022 Business Case | 355.2744 | 355.2744 | Using measure description efficiency metrics to adjust loads from RTF/2021P workbooks to consumptions. | Using measure description efficiency metrics to adjust loads from RTF/2021P workbooks to consumptions. | 0 | 0 | NA | NA | 0 | 0 | 0 | 1554.1271 | 1209.8971 | 0 | 0 | PSE Business Cases and Technical Support Document - Residential Furnaces. February 2015. Equipment cost based on total cost from Table 8.5.1 and installation cost from table 8.2.10. Representative output capacity based on input capacity from Table 5.5.1 and weighted average AFUE from Table 8I.3.1. https://www.regulations.gov/document?D=EERE-2014-BT-STD-0031-0027 | PSE Business Cases and Technical Support Document - Residential Furnaces. February 2015. Equipment cost based on total cost from Table 8.5.1 and installation cost from table 8.2.10. Representative output capacity based on input capacity from Table 5.5.1 and weighted average AFUE from Table 8I.3.1. https://www.regulations.gov/document?D=EERE-2014-BT-STD-0031-0027 | Assuming no incremental O&M cost | 0 | 0 | No applicable non-energy benefits | No applicable non-energy benefits | 100% | Equipment 100% technically feasible within end use | System | System
Snohomish CountyManufactured - Highly ImpactedHeat Central Gas Furnace2New | Snohomish CountyManufactured - Highly ImpactedHeat Central Gas FurnaceNew | Snohomish County | Manufactured - Highly Impacted | Heat Central Gas Furnace | 2 | Federal Standard 2016 Furnace - 80% AFUE | New | Furnace - Federal Standard 2016 | Federal Standard 2016 Furnace - 80% AFUE | Federal Standard 2016 Furnace - 80% AFUE | per Home | 20 | Based on PSE Approved Furnace 2022 Business Case | 230.9284 | 230.9284 | Using measure description efficiency metrics to adjust loads from RTF/2021P workbooks to consumptions. | Using measure description efficiency metrics to adjust loads from RTF/2021P workbooks to consumptions. | 0 | 0 | NA | NA | 0 | 0 | 0 | 1554.1271 | 1209.8971 | 0 | 0 | PSE Business Cases and Technical Support Document - Residential Furnaces. February 2015. Equipment cost based on total cost from Table 8.5.1 and installation cost from table 8.2.10. Representative output capacity based on input capacity from Table 5.5.1 and weighted average AFUE from Table 8I.3.1. https://www.regulations.gov/document?D=EERE-2014-BT-STD-0031-0027 | PSE Business Cases and Technical Support Document - Residential Furnaces. February 2015. Equipment cost based on total cost from Table 8.5.1 and installation cost from table 8.2.10. Representative output capacity based on input capacity from Table 5.5.1 and weighted average AFUE from Table 8I.3.1. https://www.regulations.gov/document?D=EERE-2014-BT-STD-0031-0027 | Assuming no incremental O&M cost | 0 | 0 | No applicable non-energy benefits | No applicable non-energy benefits | 100% | Equipment 100% technically feasible within end use | System | System
Snohomish CountySingle FamilyHeat Central Gas Furnace3Existing | Snohomish CountySingle FamilyHeat Central Gas FurnaceExisting | Snohomish County | Single Family | Heat Central Gas Furnace | 3 | Market Standard Furnace | Existing | Furnace - Market Standard | Market Standard Furnace | Market Standard Furnace | per Home | 20 | Based on PSE Approved Furnace 2022 Business Case | 472.0929 | 472.0929 | Using measure description efficiency metrics to adjust loads from RTF/2021P workbooks to consumptions. | Using measure description efficiency metrics to adjust loads from RTF/2021P workbooks to consumptions. | 0 | 0 | NA | NA | 0 | 0 | 0 | 0 | 0 | 0 | 0 | Baseline is equal to efficient case. | Baseline is equal to efficient case. | Baseline is equal to efficient case. | 0 | 0 | No applicable non-energy benefits | No applicable non-energy benefits | 100% | Equipment 100% technically feasible within end use | System | System
Snohomish CountySingle FamilyHeat Central Gas Furnace3New | Snohomish CountySingle FamilyHeat Central Gas FurnaceNew | Snohomish County | Single Family | Heat Central Gas Furnace | 3 | Market Standard Furnace | New | Furnace - Market Standard | Market Standard Furnace | Market Standard Furnace | per Home | 20 | Based on PSE Approved Furnace 2022 Business Case | 306.8604 | 306.8604 | Using measure description efficiency metrics to adjust loads from RTF/2021P workbooks to consumptions. | Using measure description efficiency metrics to adjust loads from RTF/2021P workbooks to consumptions. | 0 | 0 | NA | NA | 0 | 0 | 0 | 0 | 0 | 0 | 0 | Baseline is equal to efficient case. | Baseline is equal to efficient case. | Baseline is equal to efficient case. | 0 | 0 | No applicable non-energy benefits | No applicable non-energy benefits | 100% | Equipment 100% technically feasible within end use | System | System
Snohomish CountySingle Family - Highly ImpactedHeat Central Gas Furnace3Existing | Snohomish CountySingle Family - Highly ImpactedHeat Central Gas FurnaceExisting | Snohomish County | Single Family - Highly Impacted | Heat Central Gas Furnace | 3 | Market Standard Furnace | Existing | Furnace - Market Standard | Market Standard Furnace | Market Standard Furnace | per Home | 20 | Based on PSE Approved Furnace 2022 Business Case | 339.5932 | 339.5932 | Using measure description efficiency metrics to adjust loads from RTF/2021P workbooks to consumptions. | Using measure description efficiency metrics to adjust loads from RTF/2021P workbooks to consumptions. | 0 | 0 | NA | NA | 0 | 0 | 0 | 0 | 0 | 0 | 0 | Baseline is equal to efficient case. | Baseline is equal to efficient case. | Baseline is equal to efficient case. | 0 | 0 | No applicable non-energy benefits | No applicable non-energy benefits | 100% | Equipment 100% technically feasible within end use | System | System
Snohomish CountySingle Family - Highly ImpactedHeat Central Gas Furnace3New | Snohomish CountySingle Family - Highly ImpactedHeat Central Gas FurnaceNew | Snohomish County | Single Family - Highly Impacted | Heat Central Gas Furnace | 3 | Market Standard Furnace | New | Furnace - Market Standard | Market Standard Furnace | Market Standard Furnace | per Home | 20 | Based on PSE Approved Furnace 2022 Business Case | 220.7356 | 220.7356 | Using measure description efficiency metrics to adjust loads from RTF/2021P workbooks to consumptions. | Using measure description efficiency metrics to adjust loads from RTF/2021P workbooks to consumptions. | 0 | 0 | NA | NA | 0 | 0 | 0 | 0 | 0 | 0 | 0 | Baseline is equal to efficient case. | Baseline is equal to efficient case. | Baseline is equal to efficient case. | 0 | 0 | No applicable non-energy benefits | No applicable non-energy benefits | 100% | Equipment 100% technically feasible within end use | System | System
Snohomish CountyMultifamilyHeat Central Gas Furnace3Existing | Snohomish CountyMultifamilyHeat Central Gas FurnaceExisting | Snohomish County | Multifamily | Heat Central Gas Furnace | 3 | Market Standard Furnace | Existing | Furnace - Market Standard | Market Standard Furnace | Market Standard Furnace | per Home | 20 | Based on PSE Approved Furnace 2022 Business Case | 311.3187 | 311.3187 | Using measure description efficiency metrics to adjust loads from RTF/2021P workbooks to consumptions. | Using measure description efficiency metrics to adjust loads from RTF/2021P workbooks to consumptions. | 0 | 0 | NA | NA | 0 | 0 | 0 | 0 | 0 | 0 | 0 | Baseline is equal to efficient case. | Baseline is equal to efficient case. | Baseline is equal to efficient case. | 0 | 0 | No applicable non-energy benefits | No applicable non-energy benefits | 100% | Equipment 100% technically feasible within end use | System | System
Snohomish CountyMultifamilyHeat Central Gas Furnace3New | Snohomish CountyMultifamilyHeat Central Gas FurnaceNew | Snohomish County | Multifamily | Heat Central Gas Furnace | 3 | Market Standard Furnace | New | Furnace - Market Standard | Market Standard Furnace | Market Standard Furnace | per Home | 20 | Based on PSE Approved Furnace 2022 Business Case | 202.3572 | 202.3572 | Using measure description efficiency metrics to adjust loads from RTF/2021P workbooks to consumptions. | Using measure description efficiency metrics to adjust loads from RTF/2021P workbooks to consumptions. | 0 | 0 | NA | NA | 0 | 0 | 0 | 0 | 0 | 0 | 0 | Baseline is equal to efficient case. | Baseline is equal to efficient case. | Baseline is equal to efficient case. | 0 | 0 | No applicable non-energy benefits | No applicable non-energy benefits | 100% | Equipment 100% technically feasible within end use | System | System
Snohomish CountyMultifamily - Highly ImpactedHeat Central Gas Furnace3Existing | Snohomish CountyMultifamily - Highly ImpactedHeat Central Gas FurnaceExisting | Snohomish County | Multifamily - Highly Impacted | Heat Central Gas Furnace | 3 | Market Standard Furnace | Existing | Furnace - Market Standard | Market Standard Furnace | Market Standard Furnace | per Home | 20 | Based on PSE Approved Furnace 2022 Business Case | 264.2327 | 264.2327 | Using measure description efficiency metrics to adjust loads from RTF/2021P workbooks to consumptions. | Using measure description efficiency metrics to adjust loads from RTF/2021P workbooks to consumptions. | 0 | 0 | NA | NA | 0 | 0 | 0 | 0 | 0 | 0 | 0 | Baseline is equal to efficient case. | Baseline is equal to efficient case. | Baseline is equal to efficient case. | 0 | 0 | No applicable non-energy benefits | No applicable non-energy benefits | 100% | Equipment 100% technically feasible within end use | System | System
Snohomish CountyMultifamily - Highly ImpactedHeat Central Gas Furnace3New | Snohomish CountyMultifamily - Highly ImpactedHeat Central Gas FurnaceNew | Snohomish County | Multifamily - Highly Impacted | Heat Central Gas Furnace | 3 | Market Standard Furnace | New | Furnace - Market Standard | Market Standard Furnace | Market Standard Furnace | per Home | 20 | Based on PSE Approved Furnace 2022 Business Case | 171.7512 | 171.7512 | Using measure description efficiency metrics to adjust loads from RTF/2021P workbooks to consumptions. | Using measure description efficiency metrics to adjust loads from RTF/2021P workbooks to consumptions. | 0 | 0 | NA | NA | 0 | 0 | 0 | 0 | 0 | 0 | 0 | Baseline is equal to efficient case. | Baseline is equal to efficient case. | Baseline is equal to efficient case. | 0 | 0 | No applicable non-energy benefits | No applicable non-energy benefits | 100% | Equipment 100% technically feasible within end use | System | System
Snohomish CountyManufacturedHeat Central Gas Furnace3Existing | Snohomish CountyManufacturedHeat Central Gas FurnaceExisting | Snohomish County | Manufactured | Heat Central Gas Furnace | 3 | Market Standard Furnace | Existing | Furnace - Market Standard | Market Standard Furnace | Market Standard Furnace | per Home | 20 | Based on PSE Approved Furnace 2022 Business Case | 442.7539 | 442.7539 | Using measure description efficiency metrics to adjust loads from RTF/2021P workbooks to consumptions. | Using measure description efficiency metrics to adjust loads from RTF/2021P workbooks to consumptions. | 0 | 0 | NA | NA | 0 | 0 | 0 | 0 | 0 | 0 | 0 | Baseline is equal to efficient case. | Baseline is equal to efficient case. | Baseline is equal to efficient case. | 0 | 0 | No applicable non-energy benefits | No applicable non-energy benefits | 100% | Equipment 100% technically feasible within end use | System | System
Snohomish CountyManufacturedHeat Central Gas Furnace3New | Snohomish CountyManufacturedHeat Central Gas FurnaceNew | Snohomish County | Manufactured | Heat Central Gas Furnace | 3 | Market Standard Furnace | New | Furnace - Market Standard | Market Standard Furnace | Market Standard Furnace | per Home | 20 | Based on PSE Approved Furnace 2022 Business Case | 287.79 | 287.79 | Using measure description efficiency metrics to adjust loads from RTF/2021P workbooks to consumptions. | Using measure description efficiency metrics to adjust loads from RTF/2021P workbooks to consumptions. | 0 | 0 | NA | NA | 0 | 0 | 0 | 0 | 0 | 0 | 0 | Baseline is equal to efficient case. | Baseline is equal to efficient case. | Baseline is equal to efficient case. | 0 | 0 | No applicable non-energy benefits | No applicable non-energy benefits | 100% | Equipment 100% technically feasible within end use | System | System
Snohomish CountyManufactured - Highly ImpactedHeat Central Gas Furnace3Existing | Snohomish CountyManufactured - Highly ImpactedHeat Central Gas FurnaceExisting | Snohomish County | Manufactured - Highly Impacted | Heat Central Gas Furnace | 3 | Market Standard Furnace | Existing | Furnace - Market Standard | Market Standard Furnace | Market Standard Furnace | per Home | 20 | Based on PSE Approved Furnace 2022 Business Case | 343.2603 | 343.2603 | Using measure description efficiency metrics to adjust loads from RTF/2021P workbooks to consumptions. | Using measure description efficiency metrics to adjust loads from RTF/2021P workbooks to consumptions. | 0 | 0 | NA | NA | 0 | 0 | 0 | 0 | 0 | 0 | 0 | Baseline is equal to efficient case. | Baseline is equal to efficient case. | Baseline is equal to efficient case. | 0 | 0 | No applicable non-energy benefits | No applicable non-energy benefits | 100% | Equipment 100% technically feasible within end use | System | System
Snohomish CountyManufactured - Highly ImpactedHeat Central Gas Furnace3New | Snohomish CountyManufactured - Highly ImpactedHeat Central Gas FurnaceNew | Snohomish County | Manufactured - Highly Impacted | Heat Central Gas Furnace | 3 | Market Standard Furnace | New | Furnace - Market Standard | Market Standard Furnace | Market Standard Furnace | per Home | 20 | Based on PSE Approved Furnace 2022 Business Case | 223.1192 | 223.1192 | Using measure description efficiency metrics to adjust loads from RTF/2021P workbooks to consumptions. | Using measure description efficiency metrics to adjust loads from RTF/2021P workbooks to consumptions. | 0 | 0 | NA | NA | 0 | 0 | 0 | 0 | 0 | 0 | 0 | Baseline is equal to efficient case. | Baseline is equal to efficient case. | Baseline is equal to efficient case. | 0 | 0 | No applicable non-energy benefits | No applicable non-energy benefits | 100% | Equipment 100% technically feasible within end use | System | System
Snohomish CountySingle FamilyHeat Central Gas Furnace4Existing | Snohomish CountySingle FamilyHeat Central Gas FurnaceExisting | Snohomish County | Single Family | Heat Central Gas Furnace | 4 | ENERGY STAR Furnace - 95% AFUE | Existing | Furnace - ENERGY STAR | ENERGY STAR Furnace - 95% AFUE | Federal Standard 2016 Furnace - 80% AFUE | per Home | 20 | Based on PSE Approved Furnace 2022 Business Case | 507.4999 | 427.3683 | Using measure description efficiency metrics to adjust loads from RTF/2021P workbooks to consumptions. | Using measure description efficiency metrics to adjust loads from RTF/2021P workbooks to consumptions. | 0 | 0 | NA | NA | 2695.1461 | 2098.1872 | 0 | 3507.0891 | 2724.2443 | 0 | 0 | PSE Business Cases and Technical Support Document - Residential Furnaces. February 2015. Equipment cost based on total cost from Table 8.5.1 and installation cost from table 8.2.10. Representative output capacity based on input capacity from Table 5.5.1 and weighted average AFUE from Table 8I.3.1. https://www.regulations.gov/document?D=EERE-2014-BT-STD-0031-0027 | PSE Business Cases and Technical Support Document - Residential Furnaces. February 2015. Equipment cost based on total cost from Table 8.5.1 and installation cost from table 8.2.10. Representative output capacity based on input capacity from Table 5.5.1 and weighted average AFUE from Table 8I.3.1. https://www.regulations.gov/document?D=EERE-2014-BT-STD-0031-0027 | Assuming no incremental O&M cost | 0 | 24.009 | PSE NEI data | No applicable non-energy benefits | 100% | Equipment 100% technically feasible within end use | System | System
Snohomish CountySingle FamilyHeat Central Gas Furnace4New | Snohomish CountySingle FamilyHeat Central Gas FurnaceNew | Snohomish County | Single Family | Heat Central Gas Furnace | 4 | ENERGY STAR Furnace - 95% AFUE | New | Furnace - ENERGY STAR | ENERGY STAR Furnace - 95% AFUE | Federal Standard 2016 Furnace - 80% AFUE | per Home | 20 | Based on PSE Approved Furnace 2022 Business Case | 329.8749 | 277.7894 | Using measure description efficiency metrics to adjust loads from RTF/2021P workbooks to consumptions. | Using measure description efficiency metrics to adjust loads from RTF/2021P workbooks to consumptions. | 0 | 0 | NA | NA | 2695.1461 | 2098.1872 | 0 | 3507.0891 | 2724.2443 | 0 | 0 | PSE Business Cases and Technical Support Document - Residential Furnaces. February 2015. Equipment cost based on total cost from Table 8.5.1 and installation cost from table 8.2.10. Representative output capacity based on input capacity from Table 5.5.1 and weighted average AFUE from Table 8I.3.1. https://www.regulations.gov/document?D=EERE-2014-BT-STD-0031-0027 | PSE Business Cases and Technical Support Document - Residential Furnaces. February 2015. Equipment cost based on total cost from Table 8.5.1 and installation cost from table 8.2.10. Representative output capacity based on input capacity from Table 5.5.1 and weighted average AFUE from Table 8I.3.1. https://www.regulations.gov/document?D=EERE-2014-BT-STD-0031-0027 | Assuming no incremental O&M cost | 0 | 15.6059 | PSE NEI data | No applicable non-energy benefits | 100% | Equipment 100% technically feasible within end use | System | System
Snohomish CountySingle Family - Highly ImpactedHeat Central Gas Furnace4Existing | Snohomish CountySingle Family - Highly ImpactedHeat Central Gas FurnaceExisting | Snohomish County | Single Family - Highly Impacted | Heat Central Gas Furnace | 4 | ENERGY STAR Furnace - 95% AFUE | Existing | Furnace - ENERGY STAR | ENERGY STAR Furnace - 95% AFUE | Federal Standard 2016 Furnace - 80% AFUE | per Home | 20 | Based on PSE Approved Furnace 2022 Business Case | 365.0626 | 307.4212 | Using measure description efficiency metrics to adjust loads from RTF/2021P workbooks to consumptions. | Using measure description efficiency metrics to adjust loads from RTF/2021P workbooks to consumptions. | 0 | 0 | NA | NA | 1938.7142 | 1509.3004 | 0 | 2522.7735 | 1959.6455 | 0 | 0 | PSE Business Cases and Technical Support Document - Residential Furnaces. February 2015. Equipment cost based on total cost from Table 8.5.1 and installation cost from table 8.2.10. Representative output capacity based on input capacity from Table 5.5.1 and weighted average AFUE from Table 8I.3.1. https://www.regulations.gov/document?D=EERE-2014-BT-STD-0031-0027 | PSE Business Cases and Technical Support Document - Residential Furnaces. February 2015. Equipment cost based on total cost from Table 8.5.1 and installation cost from table 8.2.10. Representative output capacity based on input capacity from Table 5.5.1 and weighted average AFUE from Table 8I.3.1. https://www.regulations.gov/document?D=EERE-2014-BT-STD-0031-0027 | Assuming no incremental O&M cost | 0 | 29.9827 | PSE NEI data | No applicable non-energy benefits | 100% | Equipment 100% technically feasible within end use | System | System
Snohomish CountySingle Family - Highly ImpactedHeat Central Gas Furnace4New | Snohomish CountySingle Family - Highly ImpactedHeat Central Gas FurnaceNew | Snohomish County | Single Family - Highly Impacted | Heat Central Gas Furnace | 4 | ENERGY STAR Furnace - 95% AFUE | New | Furnace - ENERGY STAR | ENERGY STAR Furnace - 95% AFUE | Federal Standard 2016 Furnace - 80% AFUE | per Home | 20 | Based on PSE Approved Furnace 2022 Business Case | 237.2907 | 199.8238 | Using measure description efficiency metrics to adjust loads from RTF/2021P workbooks to consumptions. | Using measure description efficiency metrics to adjust loads from RTF/2021P workbooks to consumptions. | 0 | 0 | NA | NA | 1938.7142 | 1509.3004 | 0 | 2522.7735 | 1959.6455 | 0 | 0 | PSE Business Cases and Technical Support Document - Residential Furnaces. February 2015. Equipment cost based on total cost from Table 8.5.1 and installation cost from table 8.2.10. Representative output capacity based on input capacity from Table 5.5.1 and weighted average AFUE from Table 8I.3.1. https://www.regulations.gov/document?D=EERE-2014-BT-STD-0031-0027 | PSE Business Cases and Technical Support Document - Residential Furnaces. February 2015. Equipment cost based on total cost from Table 8.5.1 and installation cost from table 8.2.10. Representative output capacity based on input capacity from Table 5.5.1 and weighted average AFUE from Table 8I.3.1. https://www.regulations.gov/document?D=EERE-2014-BT-STD-0031-0027 | Assuming no incremental O&M cost | 0 | 19.4887 | PSE NEI data | No applicable non-energy benefits | 100% | Equipment 100% technically feasible within end use | System | System
Snohomish CountyMultifamilyHeat Central Gas Furnace4Existing | Snohomish CountyMultifamilyHeat Central Gas FurnaceExisting | Snohomish County | Multifamily | Heat Central Gas Furnace | 4 | ENERGY STAR Furnace - 95% AFUE | Existing | Furnace - ENERGY STAR | ENERGY STAR Furnace - 95% AFUE | Federal Standard 2016 Furnace - 80% AFUE | per Home | 20 | Based on PSE Approved Furnace 2022 Business Case | 334.6677 | 281.8254 | Using measure description efficiency metrics to adjust loads from RTF/2021P workbooks to consumptions. | Using measure description efficiency metrics to adjust loads from RTF/2021P workbooks to consumptions. | 0 | 0 | NA | NA | 1179.1417 | 917.9688 | 0 | 1534.3714 | 1191.8723 | 0 | 0 | PSE Business Cases and Technical Support Document - Residential Furnaces. February 2015. Equipment cost based on total cost from Table 8.5.1 and installation cost from table 8.2.10. Representative output capacity based on input capacity from Table 5.5.1 and weighted average AFUE from Table 8I.3.1. https://www.regulations.gov/document?D=EERE-2014-BT-STD-0031-0027 | PSE Business Cases and Technical Support Document - Residential Furnaces. February 2015. Equipment cost based on total cost from Table 8.5.1 and installation cost from table 8.2.10. Representative output capacity based on input capacity from Table 5.5.1 and weighted average AFUE from Table 8I.3.1. https://www.regulations.gov/document?D=EERE-2014-BT-STD-0031-0027 | Assuming no incremental O&M cost | 0 | 15.8326 | PSE NEI data | No applicable non-energy benefits | 100% | Equipment 100% technically feasible within end use | System | System
Snohomish CountyMultifamilyHeat Central Gas Furnace4New | Snohomish CountyMultifamilyHeat Central Gas FurnaceNew | Snohomish County | Multifamily | Heat Central Gas Furnace | 4 | ENERGY STAR Furnace - 95% AFUE | New | Furnace - ENERGY STAR | ENERGY STAR Furnace - 95% AFUE | Federal Standard 2016 Furnace - 80% AFUE | per Home | 20 | Based on PSE Approved Furnace 2022 Business Case | 217.534 | 183.1865 | Using measure description efficiency metrics to adjust loads from RTF/2021P workbooks to consumptions. | Using measure description efficiency metrics to adjust loads from RTF/2021P workbooks to consumptions. | 0 | 0 | NA | NA | 1179.1417 | 917.9688 | 0 | 1534.3714 | 1191.8723 | 0 | 0 | PSE Business Cases and Technical Support Document - Residential Furnaces. February 2015. Equipment cost based on total cost from Table 8.5.1 and installation cost from table 8.2.10. Representative output capacity based on input capacity from Table 5.5.1 and weighted average AFUE from Table 8I.3.1. https://www.regulations.gov/document?D=EERE-2014-BT-STD-0031-0027 | PSE Business Cases and Technical Support Document - Residential Furnaces. February 2015. Equipment cost based on total cost from Table 8.5.1 and installation cost from table 8.2.10. Representative output capacity based on input capacity from Table 5.5.1 and weighted average AFUE from Table 8I.3.1. https://www.regulations.gov/document?D=EERE-2014-BT-STD-0031-0027 | Assuming no incremental O&M cost | 0 | 10.2912 | PSE NEI data | No applicable non-energy benefits | 100% | Equipment 100% technically feasible within end use | System | System
Snohomish CountyMultifamily - Highly ImpactedHeat Central Gas Furnace4Existing | Snohomish CountyMultifamily - Highly ImpactedHeat Central Gas FurnaceExisting | Snohomish County | Multifamily - Highly Impacted | Heat Central Gas Furnace | 4 | ENERGY STAR Furnace - 95% AFUE | Existing | Furnace - ENERGY STAR | ENERGY STAR Furnace - 95% AFUE | Federal Standard 2016 Furnace - 80% AFUE | per Home | 20 | Based on PSE Approved Furnace 2022 Business Case | 284.0501 | 239.2001 | Using measure description efficiency metrics to adjust loads from RTF/2021P workbooks to consumptions. | Using measure description efficiency metrics to adjust loads from RTF/2021P workbooks to consumptions. | 0 | 0 | NA | NA | 1000.7998 | 779.1286 | 0 | 1302.302 | 1011.6049 | 0 | 0 | PSE Business Cases and Technical Support Document - Residential Furnaces. February 2015. Equipment cost based on total cost from Table 8.5.1 and installation cost from table 8.2.10. Representative output capacity based on input capacity from Table 5.5.1 and weighted average AFUE from Table 8I.3.1. https://www.regulations.gov/document?D=EERE-2014-BT-STD-0031-0027 | PSE Business Cases and Technical Support Document - Residential Furnaces. February 2015. Equipment cost based on total cost from Table 8.5.1 and installation cost from table 8.2.10. Representative output capacity based on input capacity from Table 5.5.1 and weighted average AFUE from Table 8I.3.1. https://www.regulations.gov/document?D=EERE-2014-BT-STD-0031-0027 | Assuming no incremental O&M cost | 0 | 4.3959 | PSE NEI data | No applicable non-energy benefits | 100% | Equipment 100% technically feasible within end use | System | System
Snohomish CountyMultifamily - Highly ImpactedHeat Central Gas Furnace4New | Snohomish CountyMultifamily - Highly ImpactedHeat Central Gas FurnaceNew | Snohomish County | Multifamily - Highly Impacted | Heat Central Gas Furnace | 4 | ENERGY STAR Furnace - 95% AFUE | New | Furnace - ENERGY STAR | ENERGY STAR Furnace - 95% AFUE | Federal Standard 2016 Furnace - 80% AFUE | per Home | 20 | Based on PSE Approved Furnace 2022 Business Case | 184.6326 | 155.4801 | Using measure description efficiency metrics to adjust loads from RTF/2021P workbooks to consumptions. | Using measure description efficiency metrics to adjust loads from RTF/2021P workbooks to consumptions. | 0 | 0 | NA | NA | 1000.7998 | 779.1286 | 0 | 1302.302 | 1011.6049 | 0 | 0 | PSE Business Cases and Technical Support Document - Residential Furnaces. February 2015. Equipment cost based on total cost from Table 8.5.1 and installation cost from table 8.2.10. Representative output capacity based on input capacity from Table 5.5.1 and weighted average AFUE from Table 8I.3.1. https://www.regulations.gov/document?D=EERE-2014-BT-STD-0031-0027 | PSE Business Cases and Technical Support Document - Residential Furnaces. February 2015. Equipment cost based on total cost from Table 8.5.1 and installation cost from table 8.2.10. Representative output capacity based on input capacity from Table 5.5.1 and weighted average AFUE from Table 8I.3.1. https://www.regulations.gov/document?D=EERE-2014-BT-STD-0031-0027 | Assuming no incremental O&M cost | 0 | 2.8574 | PSE NEI data | No applicable non-energy benefits | 100% | Equipment 100% technically feasible within end use | System | System
Snohomish CountyManufacturedHeat Central Gas Furnace4Existing | Snohomish CountyManufacturedHeat Central Gas FurnaceExisting | Snohomish County | Manufactured | Heat Central Gas Furnace | 4 | ENERGY STAR Furnace - 95% AFUE | Existing | Furnace - ENERGY STAR | ENERGY STAR Furnace - 95% AFUE | Federal Standard 2016 Furnace - 80% AFUE | per Home | 20 | Based on PSE Approved Furnace 2022 Business Case | 458.2502 | 385.8949 | Using measure description efficiency metrics to adjust loads from RTF/2021P workbooks to consumptions. | Using measure description efficiency metrics to adjust loads from RTF/2021P workbooks to consumptions. | 0 | 0 | NA | NA | 2004.5886 | 1560.5841 | 0 | 2608.4934 | 2026.2311 | 0 | 0 | PSE Business Cases and Technical Support Document - Residential Furnaces. February 2015. Equipment cost based on total cost from Table 8.5.1 and installation cost from table 8.2.10. Representative output capacity based on input capacity from Table 5.5.1 and weighted average AFUE from Table 8I.3.1. https://www.regulations.gov/document?D=EERE-2014-BT-STD-0031-0027 | PSE Business Cases and Technical Support Document - Residential Furnaces. February 2015. Equipment cost based on total cost from Table 8.5.1 and installation cost from table 8.2.10. Representative output capacity based on input capacity from Table 5.5.1 and weighted average AFUE from Table 8I.3.1. https://www.regulations.gov/document?D=EERE-2014-BT-STD-0031-0027 | Assuming no incremental O&M cost | 0 | 21.6791 | PSE NEI data | No applicable non-energy benefits | 100% | Equipment 100% technically feasible within end use | System | System
Snohomish CountyManufacturedHeat Central Gas Furnace4New | Snohomish CountyManufacturedHeat Central Gas FurnaceNew | Snohomish County | Manufactured | Heat Central Gas Furnace | 4 | ENERGY STAR Furnace - 95% AFUE | New | Furnace - ENERGY STAR | ENERGY STAR Furnace - 95% AFUE | Federal Standard 2016 Furnace - 80% AFUE | per Home | 20 | Based on PSE Approved Furnace 2022 Business Case | 297.8627 | 250.8317 | Using measure description efficiency metrics to adjust loads from RTF/2021P workbooks to consumptions. | Using measure description efficiency metrics to adjust loads from RTF/2021P workbooks to consumptions. | 0 | 0 | NA | NA | 2004.5886 | 1560.5841 | 0 | 2608.4934 | 2026.2311 | 0 | 0 | PSE Business Cases and Technical Support Document - Residential Furnaces. February 2015. Equipment cost based on total cost from Table 8.5.1 and installation cost from table 8.2.10. Representative output capacity based on input capacity from Table 5.5.1 and weighted average AFUE from Table 8I.3.1. https://www.regulations.gov/document?D=EERE-2014-BT-STD-0031-0027 | PSE Business Cases and Technical Support Document - Residential Furnaces. February 2015. Equipment cost based on total cost from Table 8.5.1 and installation cost from table 8.2.10. Representative output capacity based on input capacity from Table 5.5.1 and weighted average AFUE from Table 8I.3.1. https://www.regulations.gov/document?D=EERE-2014-BT-STD-0031-0027 | Assuming no incremental O&M cost | 0 | 14.0914 | PSE NEI data | No applicable non-energy benefits | 100% | Equipment 100% technically feasible within end use | System | System
Snohomish CountyManufactured - Highly ImpactedHeat Central Gas Furnace4Existing | Snohomish CountyManufactured - Highly ImpactedHeat Central Gas FurnaceExisting | Snohomish County | Manufactured - Highly Impacted | Heat Central Gas Furnace | 4 | ENERGY STAR Furnace - 95% AFUE | Existing | Furnace - ENERGY STAR | ENERGY STAR Furnace - 95% AFUE | Federal Standard 2016 Furnace - 80% AFUE | per Home | 20 | Based on PSE Approved Furnace 2022 Business Case | 355.2744 | 299.1785 | Using measure description efficiency metrics to adjust loads from RTF/2021P workbooks to consumptions. | Using measure description efficiency metrics to adjust loads from RTF/2021P workbooks to consumptions. | 0 | 0 | NA | NA | 1554.1271 | 1209.8971 | 0 | 2022.3252 | 1570.9062 | 0 | 0 | PSE Business Cases and Technical Support Document - Residential Furnaces. February 2015. Equipment cost based on total cost from Table 8.5.1 and installation cost from table 8.2.10. Representative output capacity based on input capacity from Table 5.5.1 and weighted average AFUE from Table 8I.3.1. https://www.regulations.gov/document?D=EERE-2014-BT-STD-0031-0027 | PSE Business Cases and Technical Support Document - Residential Furnaces. February 2015. Equipment cost based on total cost from Table 8.5.1 and installation cost from table 8.2.10. Representative output capacity based on input capacity from Table 5.5.1 and weighted average AFUE from Table 8I.3.1. https://www.regulations.gov/document?D=EERE-2014-BT-STD-0031-0027 | Assuming no incremental O&M cost | 0 | 29.1788 | PSE NEI data | No applicable non-energy benefits | 100% | Equipment 100% technically feasible within end use | System | System
Snohomish CountyManufactured - Highly ImpactedHeat Central Gas Furnace4New | Snohomish CountyManufactured - Highly ImpactedHeat Central Gas FurnaceNew | Snohomish County | Manufactured - Highly Impacted | Heat Central Gas Furnace | 4 | ENERGY STAR Furnace - 95% AFUE | New | Furnace - ENERGY STAR | ENERGY STAR Furnace - 95% AFUE | Federal Standard 2016 Furnace - 80% AFUE | per Home | 20 | Based on PSE Approved Furnace 2022 Business Case | 230.9284 | 194.466 | Using measure description efficiency metrics to adjust loads from RTF/2021P workbooks to consumptions. | Using measure description efficiency metrics to adjust loads from RTF/2021P workbooks to consumptions. | 0 | 0 | NA | NA | 1554.1271 | 1209.8971 | 0 | 2022.3252 | 1570.9062 | 0 | 0 | PSE Business Cases and Technical Support Document - Residential Furnaces. February 2015. Equipment cost based on total cost from Table 8.5.1 and installation cost from table 8.2.10. Representative output capacity based on input capacity from Table 5.5.1 and weighted average AFUE from Table 8I.3.1. https://www.regulations.gov/document?D=EERE-2014-BT-STD-0031-0027 | PSE Business Cases and Technical Support Document - Residential Furnaces. February 2015. Equipment cost based on total cost from Table 8.5.1 and installation cost from table 8.2.10. Representative output capacity based on input capacity from Table 5.5.1 and weighted average AFUE from Table 8I.3.1. https://www.regulations.gov/document?D=EERE-2014-BT-STD-0031-0027 | Assuming no incremental O&M cost | 0 | 18.9662 | PSE NEI data | No applicable non-energy benefits | 100% | Equipment 100% technically feasible within end use | System | System
Snohomish CountySingle FamilyHeat Central Gas Furnace5Existing | Snohomish CountySingle FamilyHeat Central Gas FurnaceExisting | Snohomish County | Single Family | Heat Central Gas Furnace | 5 | Advanced Efficiency Furnace - 97% AFUE | Existing | Furnace - Advanced Efficiency | Advanced Efficiency Furnace - 97% AFUE | Federal Standard 2016 Furnace - 80% AFUE | per Home | 20 | Based on PSE Approved Furnace 2022 Business Case | 507.4999 | 418.5566 | Using measure description efficiency metrics to adjust loads from RTF/2021P workbooks to consumptions. | Using measure description efficiency metrics to adjust loads from RTF/2021P workbooks to consumptions. | 0 | 0 | NA | NA | 2695.1461 | 2098.1872 | 0 | 3743.1094 | 2724.2443 | 0 | 0 | PSE Business Cases and Technical Support Document - Residential Furnaces. February 2015. Equipment cost based on total cost from Table 8.5.1 and installation cost from table 8.2.10. Representative output capacity based on input capacity from Table 5.5.1 and weighted average AFUE from Table 8I.3.1. https://www.regulations.gov/document?D=EERE-2014-BT-STD-0031-0027 | PSE Business Cases and Technical Support Document - Residential Furnaces. February 2015. Equipment cost based on total cost from Table 8.5.1 and installation cost from table 8.2.10. Representative output capacity based on input capacity from Table 5.5.1 and weighted average AFUE from Table 8I.3.1. https://www.regulations.gov/document?D=EERE-2014-BT-STD-0031-0027 | Assuming no incremental O&M cost | 0 | 26.6492 | PSE NEI data | No applicable non-energy benefits | 100% | Equipment 100% technically feasible within end use | System | System
Snohomish CountySingle FamilyHeat Central Gas Furnace5New | Snohomish CountySingle FamilyHeat Central Gas FurnaceNew | Snohomish County | Single Family | Heat Central Gas Furnace | 5 | Advanced Efficiency Furnace - 97% AFUE | New | Furnace - Advanced Efficiency | Advanced Efficiency Furnace - 97% AFUE | Federal Standard 2016 Furnace - 80% AFUE | per Home | 20 | Based on PSE Approved Furnace 2022 Business Case | 329.8749 | 272.0618 | Using measure description efficiency metrics to adjust loads from RTF/2021P workbooks to consumptions. | Using measure description efficiency metrics to adjust loads from RTF/2021P workbooks to consumptions. | 0 | 0 | NA | NA | 2695.1461 | 2098.1872 | 0 | 3743.1094 | 2724.2443 | 0 | 0 | PSE Business Cases and Technical Support Document - Residential Furnaces. February 2015. Equipment cost based on total cost from Table 8.5.1 and installation cost from table 8.2.10. Representative output capacity based on input capacity from Table 5.5.1 and weighted average AFUE from Table 8I.3.1. https://www.regulations.gov/document?D=EERE-2014-BT-STD-0031-0027 | PSE Business Cases and Technical Support Document - Residential Furnaces. February 2015. Equipment cost based on total cost from Table 8.5.1 and installation cost from table 8.2.10. Representative output capacity based on input capacity from Table 5.5.1 and weighted average AFUE from Table 8I.3.1. https://www.regulations.gov/document?D=EERE-2014-BT-STD-0031-0027 | Assuming no incremental O&M cost | 0 | 17.322 | PSE NEI data | No applicable non-energy benefits | 100% | Equipment 100% technically feasible within end use | System | System
Snohomish CountySingle Family - Highly ImpactedHeat Central Gas Furnace5Existing | Snohomish CountySingle Family - Highly ImpactedHeat Central Gas FurnaceExisting | Snohomish County | Single Family - Highly Impacted | Heat Central Gas Furnace | 5 | Advanced Efficiency Furnace - 97% AFUE | Existing | Furnace - Advanced Efficiency | Advanced Efficiency Furnace - 97% AFUE | Federal Standard 2016 Furnace - 80% AFUE | per Home | 20 | Based on PSE Approved Furnace 2022 Business Case | 365.0626 | 301.0826 | Using measure description efficiency metrics to adjust loads from RTF/2021P workbooks to consumptions. | Using measure description efficiency metrics to adjust loads from RTF/2021P workbooks to consumptions. | 0 | 0 | NA | NA | 1938.7142 | 1509.3004 | 0 | 2692.5513 | 1959.6455 | 0 | 0 | PSE Business Cases and Technical Support Document - Residential Furnaces. February 2015. Equipment cost based on total cost from Table 8.5.1 and installation cost from table 8.2.10. Representative output capacity based on input capacity from Table 5.5.1 and weighted average AFUE from Table 8I.3.1. https://www.regulations.gov/document?D=EERE-2014-BT-STD-0031-0027 | PSE Business Cases and Technical Support Document - Residential Furnaces. February 2015. Equipment cost based on total cost from Table 8.5.1 and installation cost from table 8.2.10. Representative output capacity based on input capacity from Table 5.5.1 and weighted average AFUE from Table 8I.3.1. https://www.regulations.gov/document?D=EERE-2014-BT-STD-0031-0027 | Assuming no incremental O&M cost | 0 | 33.2797 | PSE NEI data | No applicable non-energy benefits | 100% | Equipment 100% technically feasible within end use | System | System
Snohomish CountySingle Family - Highly ImpactedHeat Central Gas Furnace5New | Snohomish CountySingle Family - Highly ImpactedHeat Central Gas FurnaceNew | Snohomish County | Single Family - Highly Impacted | Heat Central Gas Furnace | 5 | Advanced Efficiency Furnace - 97% AFUE | New | Furnace - Advanced Efficiency | Advanced Efficiency Furnace - 97% AFUE | Federal Standard 2016 Furnace - 80% AFUE | per Home | 20 | Based on PSE Approved Furnace 2022 Business Case | 237.2907 | 195.7037 | Using measure description efficiency metrics to adjust loads from RTF/2021P workbooks to consumptions. | Using measure description efficiency metrics to adjust loads from RTF/2021P workbooks to consumptions. | 0 | 0 | NA | NA | 1938.7142 | 1509.3004 | 0 | 2692.5513 | 1959.6455 | 0 | 0 | PSE Business Cases and Technical Support Document - Residential Furnaces. February 2015. Equipment cost based on total cost from Table 8.5.1 and installation cost from table 8.2.10. Representative output capacity based on input capacity from Table 5.5.1 and weighted average AFUE from Table 8I.3.1. https://www.regulations.gov/document?D=EERE-2014-BT-STD-0031-0027 | PSE Business Cases and Technical Support Document - Residential Furnaces. February 2015. Equipment cost based on total cost from Table 8.5.1 and installation cost from table 8.2.10. Representative output capacity based on input capacity from Table 5.5.1 and weighted average AFUE from Table 8I.3.1. https://www.regulations.gov/document?D=EERE-2014-BT-STD-0031-0027 | Assuming no incremental O&M cost | 0 | 21.6318 | PSE NEI data | No applicable non-energy benefits | 100% | Equipment 100% technically feasible within end use | System | System
Snohomish CountyMultifamilyHeat Central Gas Furnace5Existing | Snohomish CountyMultifamilyHeat Central Gas FurnaceExisting | Snohomish County | Multifamily | Heat Central Gas Furnace | 5 | Advanced Efficiency Furnace - 97% AFUE | Existing | Furnace - Advanced Efficiency | Advanced Efficiency Furnace - 97% AFUE | Federal Standard 2016 Furnace - 80% AFUE | per Home | 20 | Based on PSE Approved Furnace 2022 Business Case | 334.6677 | 276.0146 | Using measure description efficiency metrics to adjust loads from RTF/2021P workbooks to consumptions. | Using measure description efficiency metrics to adjust loads from RTF/2021P workbooks to consumptions. | 0 | 0 | NA | NA | 1179.1417 | 917.9688 | 0 | 1637.6316 | 1191.8723 | 0 | 0 | PSE Business Cases and Technical Support Document - Residential Furnaces. February 2015. Equipment cost based on total cost from Table 8.5.1 and installation cost from table 8.2.10. Representative output capacity based on input capacity from Table 5.5.1 and weighted average AFUE from Table 8I.3.1. https://www.regulations.gov/document?D=EERE-2014-BT-STD-0031-0027 | PSE Business Cases and Technical Support Document - Residential Furnaces. February 2015. Equipment cost based on total cost from Table 8.5.1 and installation cost from table 8.2.10. Representative output capacity based on input capacity from Table 5.5.1 and weighted average AFUE from Table 8I.3.1. https://www.regulations.gov/document?D=EERE-2014-BT-STD-0031-0027 | Assuming no incremental O&M cost | 0 | 17.5737 | PSE NEI data | No applicable non-energy benefits | 100% | Equipment 100% technically feasible within end use | System | System
Snohomish CountyMultifamilyHeat Central Gas Furnace5New | Snohomish CountyMultifamilyHeat Central Gas FurnaceNew | Snohomish County | Multifamily | Heat Central Gas Furnace | 5 | Advanced Efficiency Furnace - 97% AFUE | New | Furnace - Advanced Efficiency | Advanced Efficiency Furnace - 97% AFUE | Federal Standard 2016 Furnace - 80% AFUE | per Home | 20 | Based on PSE Approved Furnace 2022 Business Case | 217.534 | 179.4095 | Using measure description efficiency metrics to adjust loads from RTF/2021P workbooks to consumptions. | Using measure description efficiency metrics to adjust loads from RTF/2021P workbooks to consumptions. | 0 | 0 | NA | NA | 1179.1417 | 917.9688 | 0 | 1637.6316 | 1191.8723 | 0 | 0 | PSE Business Cases and Technical Support Document - Residential Furnaces. February 2015. Equipment cost based on total cost from Table 8.5.1 and installation cost from table 8.2.10. Representative output capacity based on input capacity from Table 5.5.1 and weighted average AFUE from Table 8I.3.1. https://www.regulations.gov/document?D=EERE-2014-BT-STD-0031-0027 | PSE Business Cases and Technical Support Document - Residential Furnaces. February 2015. Equipment cost based on total cost from Table 8.5.1 and installation cost from table 8.2.10. Representative output capacity based on input capacity from Table 5.5.1 and weighted average AFUE from Table 8I.3.1. https://www.regulations.gov/document?D=EERE-2014-BT-STD-0031-0027 | Assuming no incremental O&M cost | 0 | 11.4229 | PSE NEI data | No applicable non-energy benefits | 100% | Equipment 100% technically feasible within end use | System | System
Snohomish CountyMultifamily - Highly ImpactedHeat Central Gas Furnace5Existing | Snohomish CountyMultifamily - Highly ImpactedHeat Central Gas FurnaceExisting | Snohomish County | Multifamily - Highly Impacted | Heat Central Gas Furnace | 5 | Advanced Efficiency Furnace - 97% AFUE | Existing | Furnace - Advanced Efficiency | Advanced Efficiency Furnace - 97% AFUE | Federal Standard 2016 Furnace - 80% AFUE | per Home | 20 | Based on PSE Approved Furnace 2022 Business Case | 284.0501 | 234.2681 | Using measure description efficiency metrics to adjust loads from RTF/2021P workbooks to consumptions. | Using measure description efficiency metrics to adjust loads from RTF/2021P workbooks to consumptions. | 0 | 0 | NA | NA | 1000.7998 | 779.1286 | 0 | 1389.9443 | 1011.6049 | 0 | 0 | PSE Business Cases and Technical Support Document - Residential Furnaces. February 2015. Equipment cost based on total cost from Table 8.5.1 and installation cost from table 8.2.10. Representative output capacity based on input capacity from Table 5.5.1 and weighted average AFUE from Table 8I.3.1. https://www.regulations.gov/document?D=EERE-2014-BT-STD-0031-0027 | PSE Business Cases and Technical Support Document - Residential Furnaces. February 2015. Equipment cost based on total cost from Table 8.5.1 and installation cost from table 8.2.10. Representative output capacity based on input capacity from Table 5.5.1 and weighted average AFUE from Table 8I.3.1. https://www.regulations.gov/document?D=EERE-2014-BT-STD-0031-0027 | Assuming no incremental O&M cost | 0 | 4.8793 | PSE NEI data | No applicable non-energy benefits | 100% | Equipment 100% technically feasible within end use | System | System
Snohomish CountyMultifamily - Highly ImpactedHeat Central Gas Furnace5New | Snohomish CountyMultifamily - Highly ImpactedHeat Central Gas FurnaceNew | Snohomish County | Multifamily - Highly Impacted | Heat Central Gas Furnace | 5 | Advanced Efficiency Furnace - 97% AFUE | New | Furnace - Advanced Efficiency | Advanced Efficiency Furnace - 97% AFUE | Federal Standard 2016 Furnace - 80% AFUE | per Home | 20 | Based on PSE Approved Furnace 2022 Business Case | 184.6326 | 152.2743 | Using measure description efficiency metrics to adjust loads from RTF/2021P workbooks to consumptions. | Using measure description efficiency metrics to adjust loads from RTF/2021P workbooks to consumptions. | 0 | 0 | NA | NA | 1000.7998 | 779.1286 | 0 | 1389.9443 | 1011.6049 | 0 | 0 | PSE Business Cases and Technical Support Document - Residential Furnaces. February 2015. Equipment cost based on total cost from Table 8.5.1 and installation cost from table 8.2.10. Representative output capacity based on input capacity from Table 5.5.1 and weighted average AFUE from Table 8I.3.1. https://www.regulations.gov/document?D=EERE-2014-BT-STD-0031-0027 | PSE Business Cases and Technical Support Document - Residential Furnaces. February 2015. Equipment cost based on total cost from Table 8.5.1 and installation cost from table 8.2.10. Representative output capacity based on input capacity from Table 5.5.1 and weighted average AFUE from Table 8I.3.1. https://www.regulations.gov/document?D=EERE-2014-BT-STD-0031-0027 | Assuming no incremental O&M cost | 0 | 3.1716 | PSE NEI data | No applicable non-energy benefits | 100% | Equipment 100% technically feasible within end use | System | System
Snohomish CountyManufacturedHeat Central Gas Furnace5Existing | Snohomish CountyManufacturedHeat Central Gas FurnaceExisting | Snohomish County | Manufactured | Heat Central Gas Furnace | 5 | Advanced Efficiency Furnace - 97% AFUE | Existing | Furnace - Advanced Efficiency | Advanced Efficiency Furnace - 97% AFUE | Federal Standard 2016 Furnace - 80% AFUE | per Home | 20 | Based on PSE Approved Furnace 2022 Business Case | 458.2502 | 377.9383 | Using measure description efficiency metrics to adjust loads from RTF/2021P workbooks to consumptions. | Using measure description efficiency metrics to adjust loads from RTF/2021P workbooks to consumptions. | 0 | 0 | NA | NA | 2004.5886 | 1560.5841 | 0 | 2784.0399 | 2026.2311 | 0 | 0 | PSE Business Cases and Technical Support Document - Residential Furnaces. February 2015. Equipment cost based on total cost from Table 8.5.1 and installation cost from table 8.2.10. Representative output capacity based on input capacity from Table 5.5.1 and weighted average AFUE from Table 8I.3.1. https://www.regulations.gov/document?D=EERE-2014-BT-STD-0031-0027 | PSE Business Cases and Technical Support Document - Residential Furnaces. February 2015. Equipment cost based on total cost from Table 8.5.1 and installation cost from table 8.2.10. Representative output capacity based on input capacity from Table 5.5.1 and weighted average AFUE from Table 8I.3.1. https://www.regulations.gov/document?D=EERE-2014-BT-STD-0031-0027 | Assuming no incremental O&M cost | 0 | 24.0631 | PSE NEI data | No applicable non-energy benefits | 100% | Equipment 100% technically feasible within end use | System | System
Snohomish CountyManufacturedHeat Central Gas Furnace5New | Snohomish CountyManufacturedHeat Central Gas FurnaceNew | Snohomish County | Manufactured | Heat Central Gas Furnace | 5 | Advanced Efficiency Furnace - 97% AFUE | New | Furnace - Advanced Efficiency | Advanced Efficiency Furnace - 97% AFUE | Federal Standard 2016 Furnace - 80% AFUE | per Home | 20 | Based on PSE Approved Furnace 2022 Business Case | 297.8627 | 245.6599 | Using measure description efficiency metrics to adjust loads from RTF/2021P workbooks to consumptions. | Using measure description efficiency metrics to adjust loads from RTF/2021P workbooks to consumptions. | 0 | 0 | NA | NA | 2004.5886 | 1560.5841 | 0 | 2784.0399 | 2026.2311 | 0 | 0 | PSE Business Cases and Technical Support Document - Residential Furnaces. February 2015. Equipment cost based on total cost from Table 8.5.1 and installation cost from table 8.2.10. Representative output capacity based on input capacity from Table 5.5.1 and weighted average AFUE from Table 8I.3.1. https://www.regulations.gov/document?D=EERE-2014-BT-STD-0031-0027 | PSE Business Cases and Technical Support Document - Residential Furnaces. February 2015. Equipment cost based on total cost from Table 8.5.1 and installation cost from table 8.2.10. Representative output capacity based on input capacity from Table 5.5.1 and weighted average AFUE from Table 8I.3.1. https://www.regulations.gov/document?D=EERE-2014-BT-STD-0031-0027 | Assuming no incremental O&M cost | 0 | 15.641 | PSE NEI data | No applicable non-energy benefits | 100% | Equipment 100% technically feasible within end use | System | System
Snohomish CountyManufactured - Highly ImpactedHeat Central Gas Furnace5Existing | Snohomish CountyManufactured - Highly ImpactedHeat Central Gas FurnaceExisting | Snohomish County | Manufactured - Highly Impacted | Heat Central Gas Furnace | 5 | Advanced Efficiency Furnace - 97% AFUE | Existing | Furnace - Advanced Efficiency | Advanced Efficiency Furnace - 97% AFUE | Federal Standard 2016 Furnace - 80% AFUE | per Home | 20 | Based on PSE Approved Furnace 2022 Business Case | 355.2744 | 293.0099 | Using measure description efficiency metrics to adjust loads from RTF/2021P workbooks to consumptions. | Using measure description efficiency metrics to adjust loads from RTF/2021P workbooks to consumptions. | 0 | 0 | NA | NA | 1554.1271 | 1209.8971 | 0 | 2158.4238 | 1570.9062 | 0 | 0 | PSE Business Cases and Technical Support Document - Residential Furnaces. February 2015. Equipment cost based on total cost from Table 8.5.1 and installation cost from table 8.2.10. Representative output capacity based on input capacity from Table 5.5.1 and weighted average AFUE from Table 8I.3.1. https://www.regulations.gov/document?D=EERE-2014-BT-STD-0031-0027 | PSE Business Cases and Technical Support Document - Residential Furnaces. February 2015. Equipment cost based on total cost from Table 8.5.1 and installation cost from table 8.2.10. Representative output capacity based on input capacity from Table 5.5.1 and weighted average AFUE from Table 8I.3.1. https://www.regulations.gov/document?D=EERE-2014-BT-STD-0031-0027 | Assuming no incremental O&M cost | 0 | 32.3874 | PSE NEI data | No applicable non-energy benefits | 100% | Equipment 100% technically feasible within end use | System | System
Snohomish CountyManufactured - Highly ImpactedHeat Central Gas Furnace5New | Snohomish CountyManufactured - Highly ImpactedHeat Central Gas FurnaceNew | Snohomish County | Manufactured - Highly Impacted | Heat Central Gas Furnace | 5 | Advanced Efficiency Furnace - 97% AFUE | New | Furnace - Advanced Efficiency | Advanced Efficiency Furnace - 97% AFUE | Federal Standard 2016 Furnace - 80% AFUE | per Home | 20 | Based on PSE Approved Furnace 2022 Business Case | 230.9284 | 190.4564 | Using measure description efficiency metrics to adjust loads from RTF/2021P workbooks to consumptions. | Using measure description efficiency metrics to adjust loads from RTF/2021P workbooks to consumptions. | 0 | 0 | NA | NA | 1554.1271 | 1209.8971 | 0 | 2158.4238 | 1570.9062 | 0 | 0 | PSE Business Cases and Technical Support Document - Residential Furnaces. February 2015. Equipment cost based on total cost from Table 8.5.1 and installation cost from table 8.2.10. Representative output capacity based on input capacity from Table 5.5.1 and weighted average AFUE from Table 8I.3.1. https://www.regulations.gov/document?D=EERE-2014-BT-STD-0031-0027 | PSE Business Cases and Technical Support Document - Residential Furnaces. February 2015. Equipment cost based on total cost from Table 8.5.1 and installation cost from table 8.2.10. Representative output capacity based on input capacity from Table 5.5.1 and weighted average AFUE from Table 8I.3.1. https://www.regulations.gov/document?D=EERE-2014-BT-STD-0031-0027 | Assuming no incremental O&M cost | 0 | 21.0518 | PSE NEI data | No applicable non-energy benefits | 100% | Equipment 100% technically feasible within end use | System | System
Snohomish CountySingle FamilyHeat Central Gas Furnace6Existing | Snohomish CountySingle FamilyHeat Central Gas FurnaceExisting | Snohomish County | Single Family | Heat Central Gas Furnace | 6 | Premium Efficiency Furnace - 98% AFUE | Existing | Furnace - Premium Efficiency | Premium Efficiency Furnace - 98% AFUE | Federal Standard 2016 Furnace - 80% AFUE | per Home | 20 | Based on PSE Approved Furnace 2022 Business Case | 507.4999 | 414.2856 | Using measure description efficiency metrics to adjust loads from RTF/2021P workbooks to consumptions. | Using measure description efficiency metrics to adjust loads from RTF/2021P workbooks to consumptions. | 0 | 0 | NA | NA | 2695.1461 | 2098.1872 | 0 | 3861.1195 | 2724.2443 | 0 | 0 | PSE Business Cases and Technical Support Document - Residential Furnaces. February 2015. Equipment cost based on total cost from Table 8.5.1 and installation cost from table 8.2.10. Representative output capacity based on input capacity from Table 5.5.1 and weighted average AFUE from Table 8I.3.1. https://www.regulations.gov/document?D=EERE-2014-BT-STD-0031-0027 | PSE Business Cases and Technical Support Document - Residential Furnaces. February 2015. Equipment cost based on total cost from Table 8.5.1 and installation cost from table 8.2.10. Representative output capacity based on input capacity from Table 5.5.1 and weighted average AFUE from Table 8I.3.1. https://www.regulations.gov/document?D=EERE-2014-BT-STD-0031-0027 | Assuming no incremental O&M cost | 0 | 27.9289 | PSE NEI data | No applicable non-energy benefits | 100% | Equipment 100% technically feasible within end use | System | System
Snohomish CountySingle FamilyHeat Central Gas Furnace6New | Snohomish CountySingle FamilyHeat Central Gas FurnaceNew | Snohomish County | Single Family | Heat Central Gas Furnace | 6 | Premium Efficiency Furnace - 98% AFUE | New | Furnace - Premium Efficiency | Premium Efficiency Furnace - 98% AFUE | Federal Standard 2016 Furnace - 80% AFUE | per Home | 20 | Based on PSE Approved Furnace 2022 Business Case | 329.8749 | 269.2856 | Using measure description efficiency metrics to adjust loads from RTF/2021P workbooks to consumptions. | Using measure description efficiency metrics to adjust loads from RTF/2021P workbooks to consumptions. | 0 | 0 | NA | NA | 2695.1461 | 2098.1872 | 0 | 3861.1195 | 2724.2443 | 0 | 0 | PSE Business Cases and Technical Support Document - Residential Furnaces. February 2015. Equipment cost based on total cost from Table 8.5.1 and installation cost from table 8.2.10. Representative output capacity based on input capacity from Table 5.5.1 and weighted average AFUE from Table 8I.3.1. https://www.regulations.gov/document?D=EERE-2014-BT-STD-0031-0027 | PSE Business Cases and Technical Support Document - Residential Furnaces. February 2015. Equipment cost based on total cost from Table 8.5.1 and installation cost from table 8.2.10. Representative output capacity based on input capacity from Table 5.5.1 and weighted average AFUE from Table 8I.3.1. https://www.regulations.gov/document?D=EERE-2014-BT-STD-0031-0027 | Assuming no incremental O&M cost | 0 | 18.1538 | PSE NEI data | No applicable non-energy benefits | 100% | Equipment 100% technically feasible within end use | System | System
Snohomish CountySingle Family - Highly ImpactedHeat Central Gas Furnace6Existing | Snohomish CountySingle Family - Highly ImpactedHeat Central Gas FurnaceExisting | Snohomish County | Single Family - Highly Impacted | Heat Central Gas Furnace | 6 | Premium Efficiency Furnace - 98% AFUE | Existing | Furnace - Premium Efficiency | Premium Efficiency Furnace - 98% AFUE | Federal Standard 2016 Furnace - 80% AFUE | per Home | 20 | Based on PSE Approved Furnace 2022 Business Case | 365.0626 | 298.0103 | Using measure description efficiency metrics to adjust loads from RTF/2021P workbooks to consumptions. | Using measure description efficiency metrics to adjust loads from RTF/2021P workbooks to consumptions. | 0 | 0 | NA | NA | 1938.7142 | 1509.3004 | 0 | 2777.4401 | 1959.6455 | 0 | 0 | PSE Business Cases and Technical Support Document - Residential Furnaces. February 2015. Equipment cost based on total cost from Table 8.5.1 and installation cost from table 8.2.10. Representative output capacity based on input capacity from Table 5.5.1 and weighted average AFUE from Table 8I.3.1. https://www.regulations.gov/document?D=EERE-2014-BT-STD-0031-0027 | PSE Business Cases and Technical Support Document - Residential Furnaces. February 2015. Equipment cost based on total cost from Table 8.5.1 and installation cost from table 8.2.10. Representative output capacity based on input capacity from Table 5.5.1 and weighted average AFUE from Table 8I.3.1. https://www.regulations.gov/document?D=EERE-2014-BT-STD-0031-0027 | Assuming no incremental O&M cost | 0 | 34.8778 | PSE NEI data | No applicable non-energy benefits | 100% | Equipment 100% technically feasible within end use | System | System
Snohomish CountySingle Family - Highly ImpactedHeat Central Gas Furnace6New | Snohomish CountySingle Family - Highly ImpactedHeat Central Gas FurnaceNew | Snohomish County | Single Family - Highly Impacted | Heat Central Gas Furnace | 6 | Premium Efficiency Furnace - 98% AFUE | New | Furnace - Premium Efficiency | Premium Efficiency Furnace - 98% AFUE | Federal Standard 2016 Furnace - 80% AFUE | per Home | 20 | Based on PSE Approved Furnace 2022 Business Case | 237.2907 | 193.7067 | Using measure description efficiency metrics to adjust loads from RTF/2021P workbooks to consumptions. | Using measure description efficiency metrics to adjust loads from RTF/2021P workbooks to consumptions. | 0 | 0 | NA | NA | 1938.7142 | 1509.3004 | 0 | 2777.4401 | 1959.6455 | 0 | 0 | PSE Business Cases and Technical Support Document - Residential Furnaces. February 2015. Equipment cost based on total cost from Table 8.5.1 and installation cost from table 8.2.10. Representative output capacity based on input capacity from Table 5.5.1 and weighted average AFUE from Table 8I.3.1. https://www.regulations.gov/document?D=EERE-2014-BT-STD-0031-0027 | PSE Business Cases and Technical Support Document - Residential Furnaces. February 2015. Equipment cost based on total cost from Table 8.5.1 and installation cost from table 8.2.10. Representative output capacity based on input capacity from Table 5.5.1 and weighted average AFUE from Table 8I.3.1. https://www.regulations.gov/document?D=EERE-2014-BT-STD-0031-0027 | Assuming no incremental O&M cost | 0 | 22.6706 | PSE NEI data | No applicable non-energy benefits | 100% | Equipment 100% technically feasible within end use | System | System
Snohomish CountyMultifamilyHeat Central Gas Furnace6Existing | Snohomish CountyMultifamilyHeat Central Gas FurnaceExisting | Snohomish County | Multifamily | Heat Central Gas Furnace | 6 | Premium Efficiency Furnace - 98% AFUE | Existing | Furnace - Premium Efficiency | Premium Efficiency Furnace - 98% AFUE | Federal Standard 2016 Furnace - 80% AFUE | per Home | 20 | Based on PSE Approved Furnace 2022 Business Case | 334.6677 | 273.1981 | Using measure description efficiency metrics to adjust loads from RTF/2021P workbooks to consumptions. | Using measure description efficiency metrics to adjust loads from RTF/2021P workbooks to consumptions. | 0 | 0 | NA | NA | 1179.1417 | 917.9688 | 0 | 1689.2617 | 1191.8723 | 0 | 0 | PSE Business Cases and Technical Support Document - Residential Furnaces. February 2015. Equipment cost based on total cost from Table 8.5.1 and installation cost from table 8.2.10. Representative output capacity based on input capacity from Table 5.5.1 and weighted average AFUE from Table 8I.3.1. https://www.regulations.gov/document?D=EERE-2014-BT-STD-0031-0027 | PSE Business Cases and Technical Support Document - Residential Furnaces. February 2015. Equipment cost based on total cost from Table 8.5.1 and installation cost from table 8.2.10. Representative output capacity based on input capacity from Table 5.5.1 and weighted average AFUE from Table 8I.3.1. https://www.regulations.gov/document?D=EERE-2014-BT-STD-0031-0027 | Assuming no incremental O&M cost | 0 | 18.4175 | PSE NEI data | No applicable non-energy benefits | 100% | Equipment 100% technically feasible within end use | System | System
Snohomish CountyMultifamilyHeat Central Gas Furnace6New | Snohomish CountyMultifamilyHeat Central Gas FurnaceNew | Snohomish County | Multifamily | Heat Central Gas Furnace | 6 | Premium Efficiency Furnace - 98% AFUE | New | Furnace - Premium Efficiency | Premium Efficiency Furnace - 98% AFUE | Federal Standard 2016 Furnace - 80% AFUE | per Home | 20 | Based on PSE Approved Furnace 2022 Business Case | 217.534 | 177.5788 | Using measure description efficiency metrics to adjust loads from RTF/2021P workbooks to consumptions. | Using measure description efficiency metrics to adjust loads from RTF/2021P workbooks to consumptions. | 0 | 0 | NA | NA | 1179.1417 | 917.9688 | 0 | 1689.2617 | 1191.8723 | 0 | 0 | PSE Business Cases and Technical Support Document - Residential Furnaces. February 2015. Equipment cost based on total cost from Table 8.5.1 and installation cost from table 8.2.10. Representative output capacity based on input capacity from Table 5.5.1 and weighted average AFUE from Table 8I.3.1. https://www.regulations.gov/document?D=EERE-2014-BT-STD-0031-0027 | PSE Business Cases and Technical Support Document - Residential Furnaces. February 2015. Equipment cost based on total cost from Table 8.5.1 and installation cost from table 8.2.10. Representative output capacity based on input capacity from Table 5.5.1 and weighted average AFUE from Table 8I.3.1. https://www.regulations.gov/document?D=EERE-2014-BT-STD-0031-0027 | Assuming no incremental O&M cost | 0 | 11.9714 | PSE NEI data | No applicable non-energy benefits | 100% | Equipment 100% technically feasible within end use | System | System
Snohomish CountyMultifamily - Highly ImpactedHeat Central Gas Furnace6Existing | Snohomish CountyMultifamily - Highly ImpactedHeat Central Gas FurnaceExisting | Snohomish County | Multifamily - Highly Impacted | Heat Central Gas Furnace | 6 | Premium Efficiency Furnace - 98% AFUE | Existing | Furnace - Premium Efficiency | Premium Efficiency Furnace - 98% AFUE | Federal Standard 2016 Furnace - 80% AFUE | per Home | 20 | Based on PSE Approved Furnace 2022 Business Case | 284.0501 | 231.8776 | Using measure description efficiency metrics to adjust loads from RTF/2021P workbooks to consumptions. | Using measure description efficiency metrics to adjust loads from RTF/2021P workbooks to consumptions. | 0 | 0 | NA | NA | 1000.7998 | 779.1286 | 0 | 1433.7655 | 1011.6049 | 0 | 0 | PSE Business Cases and Technical Support Document - Residential Furnaces. February 2015. Equipment cost based on total cost from Table 8.5.1 and installation cost from table 8.2.10. Representative output capacity based on input capacity from Table 5.5.1 and weighted average AFUE from Table 8I.3.1. https://www.regulations.gov/document?D=EERE-2014-BT-STD-0031-0027 | PSE Business Cases and Technical Support Document - Residential Furnaces. February 2015. Equipment cost based on total cost from Table 8.5.1 and installation cost from table 8.2.10. Representative output capacity based on input capacity from Table 5.5.1 and weighted average AFUE from Table 8I.3.1. https://www.regulations.gov/document?D=EERE-2014-BT-STD-0031-0027 | Assuming no incremental O&M cost | 0 | 5.1136 | PSE NEI data | No applicable non-energy benefits | 100% | Equipment 100% technically feasible within end use | System | System
Snohomish CountyMultifamily - Highly ImpactedHeat Central Gas Furnace6New | Snohomish CountyMultifamily - Highly ImpactedHeat Central Gas FurnaceNew | Snohomish County | Multifamily - Highly Impacted | Heat Central Gas Furnace | 6 | Premium Efficiency Furnace - 98% AFUE | New | Furnace - Premium Efficiency | Premium Efficiency Furnace - 98% AFUE | Federal Standard 2016 Furnace - 80% AFUE | per Home | 20 | Based on PSE Approved Furnace 2022 Business Case | 184.6326 | 150.7205 | Using measure description efficiency metrics to adjust loads from RTF/2021P workbooks to consumptions. | Using measure description efficiency metrics to adjust loads from RTF/2021P workbooks to consumptions. | 0 | 0 | NA | NA | 1000.7998 | 779.1286 | 0 | 1433.7655 | 1011.6049 | 0 | 0 | PSE Business Cases and Technical Support Document - Residential Furnaces. February 2015. Equipment cost based on total cost from Table 8.5.1 and installation cost from table 8.2.10. Representative output capacity based on input capacity from Table 5.5.1 and weighted average AFUE from Table 8I.3.1. https://www.regulations.gov/document?D=EERE-2014-BT-STD-0031-0027 | PSE Business Cases and Technical Support Document - Residential Furnaces. February 2015. Equipment cost based on total cost from Table 8.5.1 and installation cost from table 8.2.10. Representative output capacity based on input capacity from Table 5.5.1 and weighted average AFUE from Table 8I.3.1. https://www.regulations.gov/document?D=EERE-2014-BT-STD-0031-0027 | Assuming no incremental O&M cost | 0 | 3.3239 | PSE NEI data | No applicable non-energy benefits | 100% | Equipment 100% technically feasible within end use | System | System
Snohomish CountyManufacturedHeat Central Gas Furnace6Existing | Snohomish CountyManufacturedHeat Central Gas FurnaceExisting | Snohomish County | Manufactured | Heat Central Gas Furnace | 6 | Premium Efficiency Furnace - 98% AFUE | Existing | Furnace - Premium Efficiency | Premium Efficiency Furnace - 98% AFUE | Federal Standard 2016 Furnace - 80% AFUE | per Home | 20 | Based on PSE Approved Furnace 2022 Business Case | 458.2502 | 374.0818 | Using measure description efficiency metrics to adjust loads from RTF/2021P workbooks to consumptions. | Using measure description efficiency metrics to adjust loads from RTF/2021P workbooks to consumptions. | 0 | 0 | NA | NA | 2004.5886 | 1560.5841 | 0 | 2871.8132 | 2026.2311 | 0 | 0 | PSE Business Cases and Technical Support Document - Residential Furnaces. February 2015. Equipment cost based on total cost from Table 8.5.1 and installation cost from table 8.2.10. Representative output capacity based on input capacity from Table 5.5.1 and weighted average AFUE from Table 8I.3.1. https://www.regulations.gov/document?D=EERE-2014-BT-STD-0031-0027 | PSE Business Cases and Technical Support Document - Residential Furnaces. February 2015. Equipment cost based on total cost from Table 8.5.1 and installation cost from table 8.2.10. Representative output capacity based on input capacity from Table 5.5.1 and weighted average AFUE from Table 8I.3.1. https://www.regulations.gov/document?D=EERE-2014-BT-STD-0031-0027 | Assuming no incremental O&M cost | 0 | 25.2186 | PSE NEI data | No applicable non-energy benefits | 100% | Equipment 100% technically feasible within end use | System | System
Snohomish CountyManufacturedHeat Central Gas Furnace6New | Snohomish CountyManufacturedHeat Central Gas FurnaceNew | Snohomish County | Manufactured | Heat Central Gas Furnace | 6 | Premium Efficiency Furnace - 98% AFUE | New | Furnace - Premium Efficiency | Premium Efficiency Furnace - 98% AFUE | Federal Standard 2016 Furnace - 80% AFUE | per Home | 20 | Based on PSE Approved Furnace 2022 Business Case | 297.8627 | 243.1532 | Using measure description efficiency metrics to adjust loads from RTF/2021P workbooks to consumptions. | Using measure description efficiency metrics to adjust loads from RTF/2021P workbooks to consumptions. | 0 | 0 | NA | NA | 2004.5886 | 1560.5841 | 0 | 2871.8132 | 2026.2311 | 0 | 0 | PSE Business Cases and Technical Support Document - Residential Furnaces. February 2015. Equipment cost based on total cost from Table 8.5.1 and installation cost from table 8.2.10. Representative output capacity based on input capacity from Table 5.5.1 and weighted average AFUE from Table 8I.3.1. https://www.regulations.gov/document?D=EERE-2014-BT-STD-0031-0027 | PSE Business Cases and Technical Support Document - Residential Furnaces. February 2015. Equipment cost based on total cost from Table 8.5.1 and installation cost from table 8.2.10. Representative output capacity based on input capacity from Table 5.5.1 and weighted average AFUE from Table 8I.3.1. https://www.regulations.gov/document?D=EERE-2014-BT-STD-0031-0027 | Assuming no incremental O&M cost | 0 | 16.3921 | PSE NEI data | No applicable non-energy benefits | 100% | Equipment 100% technically feasible within end use | System | System
Snohomish CountyManufactured - Highly ImpactedHeat Central Gas Furnace6Existing | Snohomish CountyManufactured - Highly ImpactedHeat Central Gas FurnaceExisting | Snohomish County | Manufactured - Highly Impacted | Heat Central Gas Furnace | 6 | Premium Efficiency Furnace - 98% AFUE | Existing | Furnace - Premium Efficiency | Premium Efficiency Furnace - 98% AFUE | Federal Standard 2016 Furnace - 80% AFUE | per Home | 20 | Based on PSE Approved Furnace 2022 Business Case | 355.2744 | 290.02 | Using measure description efficiency metrics to adjust loads from RTF/2021P workbooks to consumptions. | Using measure description efficiency metrics to adjust loads from RTF/2021P workbooks to consumptions. | 0 | 0 | NA | NA | 1554.1271 | 1209.8971 | 0 | 2226.4731 | 1570.9062 | 0 | 0 | PSE Business Cases and Technical Support Document - Residential Furnaces. February 2015. Equipment cost based on total cost from Table 8.5.1 and installation cost from table 8.2.10. Representative output capacity based on input capacity from Table 5.5.1 and weighted average AFUE from Table 8I.3.1. https://www.regulations.gov/document?D=EERE-2014-BT-STD-0031-0027 | PSE Business Cases and Technical Support Document - Residential Furnaces. February 2015. Equipment cost based on total cost from Table 8.5.1 and installation cost from table 8.2.10. Representative output capacity based on input capacity from Table 5.5.1 and weighted average AFUE from Table 8I.3.1. https://www.regulations.gov/document?D=EERE-2014-BT-STD-0031-0027 | Assuming no incremental O&M cost | 0 | 33.9427 | PSE NEI data | No applicable non-energy benefits | 100% | Equipment 100% technically feasible within end use | System | System
Snohomish CountyManufactured - Highly ImpactedHeat Central Gas Furnace6New | Snohomish CountyManufactured - Highly ImpactedHeat Central Gas FurnaceNew | Snohomish County | Manufactured - Highly Impacted | Heat Central Gas Furnace | 6 | Premium Efficiency Furnace - 98% AFUE | New | Furnace - Premium Efficiency | Premium Efficiency Furnace - 98% AFUE | Federal Standard 2016 Furnace - 80% AFUE | per Home | 20 | Based on PSE Approved Furnace 2022 Business Case | 230.9284 | 188.513 | Using measure description efficiency metrics to adjust loads from RTF/2021P workbooks to consumptions. | Using measure description efficiency metrics to adjust loads from RTF/2021P workbooks to consumptions. | 0 | 0 | NA | NA | 1554.1271 | 1209.8971 | 0 | 2226.4731 | 1570.9062 | 0 | 0 | PSE Business Cases and Technical Support Document - Residential Furnaces. February 2015. Equipment cost based on total cost from Table 8.5.1 and installation cost from table 8.2.10. Representative output capacity based on input capacity from Table 5.5.1 and weighted average AFUE from Table 8I.3.1. https://www.regulations.gov/document?D=EERE-2014-BT-STD-0031-0027 | PSE Business Cases and Technical Support Document - Residential Furnaces. February 2015. Equipment cost based on total cost from Table 8.5.1 and installation cost from table 8.2.10. Representative output capacity based on input capacity from Table 5.5.1 and weighted average AFUE from Table 8I.3.1. https://www.regulations.gov/document?D=EERE-2014-BT-STD-0031-0027 | Assuming no incremental O&M cost | 0 | 22.0627 | PSE NEI data | No applicable non-energy benefits | 100% | Equipment 100% technically feasible within end use | System | System
Snohomish CountySingle FamilyHeat Room Gas1Existing | Snohomish CountySingle FamilyHeat Room GasExisting | Snohomish County | Single Family | Heat Room Gas | 1 | Market Standard Gas Room Heat | Existing | Room Heat - Market Standard | Market Standard Gas Room Heat | Market Standard Gas Room Heat | per Home | 15 | Assuming same as heat room electric | 489.0851 | 489.0851 | Using measure description efficiency metrics to adjust loads from RTF/2021P workbooks to consumptions. | Using measure description efficiency metrics to adjust loads from RTF/2021P workbooks to consumptions. | 0 | 0 | NA | NA | 0 | 0 | 0 | 0 | 0 | 0 | 0 | Baseline is equal to efficient condition. | Baseline is equal to efficient condition. | Baseline is equal to efficient condition. | 0 | 0 | No applicable non-energy benefits | No applicable non-energy benefits | 100% | Equipment 100% feasible within the end use. | System | System
Snohomish CountySingle FamilyHeat Room Gas1New | Snohomish CountySingle FamilyHeat Room GasNew | Snohomish County | Single Family | Heat Room Gas | 1 | Market Standard Gas Room Heat | New | Room Heat - Market Standard | Market Standard Gas Room Heat | Market Standard Gas Room Heat | per Home | 15 | Assuming same as heat room electric | 317.9053 | 317.9053 | Using measure description efficiency metrics to adjust loads from RTF/2021P workbooks to consumptions. | Using measure description efficiency metrics to adjust loads from RTF/2021P workbooks to consumptions. | 0 | 0 | NA | NA | 0 | 0 | 0 | 0 | 0 | 0 | 0 | Baseline is equal to efficient condition. | Baseline is equal to efficient condition. | Baseline is equal to efficient condition. | 0 | 0 | No applicable non-energy benefits | No applicable non-energy benefits | 100% | Equipment 100% feasible within the end use. | System | System
Snohomish CountySingle Family - Highly ImpactedHeat Room Gas1Existing | Snohomish CountySingle Family - Highly ImpactedHeat Room GasExisting | Snohomish County | Single Family - Highly Impacted | Heat Room Gas | 1 | Market Standard Gas Room Heat | Existing | Room Heat - Market Standard | Market Standard Gas Room Heat | Market Standard Gas Room Heat | per Home | 15 | Assuming same as heat room electric | 351.8162 | 351.8162 | Using measure description efficiency metrics to adjust loads from RTF/2021P workbooks to consumptions. | Using measure description efficiency metrics to adjust loads from RTF/2021P workbooks to consumptions. | 0 | 0 | NA | NA | 0 | 0 | 0 | 0 | 0 | 0 | 0 | Baseline is equal to efficient condition. | Baseline is equal to efficient condition. | Baseline is equal to efficient condition. | 0 | 0 | No applicable non-energy benefits | No applicable non-energy benefits | 100% | Equipment 100% feasible within the end use. | System | System
Snohomish CountySingle Family - Highly ImpactedHeat Room Gas1New | Snohomish CountySingle Family - Highly ImpactedHeat Room GasNew | Snohomish County | Single Family - Highly Impacted | Heat Room Gas | 1 | Market Standard Gas Room Heat | New | Room Heat - Market Standard | Market Standard Gas Room Heat | Market Standard Gas Room Heat | per Home | 15 | Assuming same as heat room electric | 228.6805 | 228.6805 | Using measure description efficiency metrics to adjust loads from RTF/2021P workbooks to consumptions. | Using measure description efficiency metrics to adjust loads from RTF/2021P workbooks to consumptions. | 0 | 0 | NA | NA | 0 | 0 | 0 | 0 | 0 | 0 | 0 | Baseline is equal to efficient condition. | Baseline is equal to efficient condition. | Baseline is equal to efficient condition. | 0 | 0 | No applicable non-energy benefits | No applicable non-energy benefits | 100% | Equipment 100% feasible within the end use. | System | System
Snohomish CountyMultifamilyHeat Room Gas1Existing | Snohomish CountyMultifamilyHeat Room GasExisting | Snohomish County | Multifamily | Heat Room Gas | 1 | Market Standard Gas Room Heat | Existing | Room Heat - Market Standard | Market Standard Gas Room Heat | Market Standard Gas Room Heat | per Home | 15 | Assuming same as heat room electric | 322.5241 | 322.5241 | Using measure description efficiency metrics to adjust loads from RTF/2021P workbooks to consumptions. | Using measure description efficiency metrics to adjust loads from RTF/2021P workbooks to consumptions. | 0 | 0 | NA | NA | 0 | 0 | 0 | 0 | 0 | 0 | 0 | Baseline is equal to efficient condition. | Baseline is equal to efficient condition. | Baseline is equal to efficient condition. | 0 | 0 | No applicable non-energy benefits | No applicable non-energy benefits | 100% | Equipment 100% feasible within the end use. | System | System
Snohomish CountyMultifamilyHeat Room Gas1New | Snohomish CountyMultifamilyHeat Room GasNew | Snohomish County | Multifamily | Heat Room Gas | 1 | Market Standard Gas Room Heat | New | Room Heat - Market Standard | Market Standard Gas Room Heat | Market Standard Gas Room Heat | per Home | 15 | Assuming same as heat room electric | 209.6407 | 209.6407 | Using measure description efficiency metrics to adjust loads from RTF/2021P workbooks to consumptions. | Using measure description efficiency metrics to adjust loads from RTF/2021P workbooks to consumptions. | 0 | 0 | NA | NA | 0 | 0 | 0 | 0 | 0 | 0 | 0 | Baseline is equal to efficient condition. | Baseline is equal to efficient condition. | Baseline is equal to efficient condition. | 0 | 0 | No applicable non-energy benefits | No applicable non-energy benefits | 100% | Equipment 100% feasible within the end use. | System | System
Snohomish CountyMultifamily - Highly ImpactedHeat Room Gas1Existing | Snohomish CountyMultifamily - Highly ImpactedHeat Room GasExisting | Snohomish County | Multifamily - Highly Impacted | Heat Room Gas | 1 | Market Standard Gas Room Heat | Existing | Room Heat - Market Standard | Market Standard Gas Room Heat | Market Standard Gas Room Heat | per Home | 15 | Assuming same as heat room electric | 273.7433 | 273.7433 | Using measure description efficiency metrics to adjust loads from RTF/2021P workbooks to consumptions. | Using measure description efficiency metrics to adjust loads from RTF/2021P workbooks to consumptions. | 0 | 0 | NA | NA | 0 | 0 | 0 | 0 | 0 | 0 | 0 | Baseline is equal to efficient condition. | Baseline is equal to efficient condition. | Baseline is equal to efficient condition. | 0 | 0 | No applicable non-energy benefits | No applicable non-energy benefits | 100% | Equipment 100% feasible within the end use. | System | System
Snohomish CountyMultifamily - Highly ImpactedHeat Room Gas1New | Snohomish CountyMultifamily - Highly ImpactedHeat Room GasNew | Snohomish County | Multifamily - Highly Impacted | Heat Room Gas | 1 | Market Standard Gas Room Heat | New | Room Heat - Market Standard | Market Standard Gas Room Heat | Market Standard Gas Room Heat | per Home | 15 | Assuming same as heat room electric | 177.9331 | 177.9331 | Using measure description efficiency metrics to adjust loads from RTF/2021P workbooks to consumptions. | Using measure description efficiency metrics to adjust loads from RTF/2021P workbooks to consumptions. | 0 | 0 | NA | NA | 0 | 0 | 0 | 0 | 0 | 0 | 0 | Baseline is equal to efficient condition. | Baseline is equal to efficient condition. | Baseline is equal to efficient condition. | 0 | 0 | No applicable non-energy benefits | No applicable non-energy benefits | 100% | Equipment 100% feasible within the end use. | System | System
Snohomish CountyManufacturedHeat Room Gas1Existing | Snohomish CountyManufacturedHeat Room GasExisting | Snohomish County | Manufactured | Heat Room Gas | 1 | Market Standard Gas Room Heat | Existing | Room Heat - Market Standard | Market Standard Gas Room Heat | Market Standard Gas Room Heat | per Home | 15 | Assuming same as heat room electric | 441.6225 | 441.6225 | Using measure description efficiency metrics to adjust loads from RTF/2021P workbooks to consumptions. | Using measure description efficiency metrics to adjust loads from RTF/2021P workbooks to consumptions. | 0 | 0 | NA | NA | 0 | 0 | 0 | 0 | 0 | 0 | 0 | Baseline is equal to efficient condition. | Baseline is equal to efficient condition. | Baseline is equal to efficient condition. | 0 | 0 | No applicable non-energy benefits | No applicable non-energy benefits | 100% | Equipment 100% feasible within the end use. | System | System
Snohomish CountyManufacturedHeat Room Gas1New | Snohomish CountyManufacturedHeat Room GasNew | Snohomish County | Manufactured | Heat Room Gas | 1 | Market Standard Gas Room Heat | New | Room Heat - Market Standard | Market Standard Gas Room Heat | Market Standard Gas Room Heat | per Home | 15 | Assuming same as heat room electric | 287.0546 | 287.0546 | Using measure description efficiency metrics to adjust loads from RTF/2021P workbooks to consumptions. | Using measure description efficiency metrics to adjust loads from RTF/2021P workbooks to consumptions. | 0 | 0 | NA | NA | 0 | 0 | 0 | 0 | 0 | 0 | 0 | Baseline is equal to efficient condition. | Baseline is equal to efficient condition. | Baseline is equal to efficient condition. | 0 | 0 | No applicable non-energy benefits | No applicable non-energy benefits | 100% | Equipment 100% feasible within the end use. | System | System
Snohomish CountyManufactured - Highly ImpactedHeat Room Gas1Existing | Snohomish CountyManufactured - Highly ImpactedHeat Room GasExisting | Snohomish County | Manufactured - Highly Impacted | Heat Room Gas | 1 | Market Standard Gas Room Heat | Existing | Room Heat - Market Standard | Market Standard Gas Room Heat | Market Standard Gas Room Heat | per Home | 15 | Assuming same as heat room electric | 342.3832 | 342.3832 | Using measure description efficiency metrics to adjust loads from RTF/2021P workbooks to consumptions. | Using measure description efficiency metrics to adjust loads from RTF/2021P workbooks to consumptions. | 0 | 0 | NA | NA | 0 | 0 | 0 | 0 | 0 | 0 | 0 | Baseline is equal to efficient condition. | Baseline is equal to efficient condition. | Baseline is equal to efficient condition. | 0 | 0 | No applicable non-energy benefits | No applicable non-energy benefits | 100% | Equipment 100% feasible within the end use. | System | System
Snohomish CountyManufactured - Highly ImpactedHeat Room Gas1New | Snohomish CountyManufactured - Highly ImpactedHeat Room GasNew | Snohomish County | Manufactured - Highly Impacted | Heat Room Gas | 1 | Market Standard Gas Room Heat | New | Room Heat - Market Standard | Market Standard Gas Room Heat | Market Standard Gas Room Heat | per Home | 15 | Assuming same as heat room electric | 222.5491 | 222.5491 | Using measure description efficiency metrics to adjust loads from RTF/2021P workbooks to consumptions. | Using measure description efficiency metrics to adjust loads from RTF/2021P workbooks to consumptions. | 0 | 0 | NA | NA | 0 | 0 | 0 | 0 | 0 | 0 | 0 | Baseline is equal to efficient condition. | Baseline is equal to efficient condition. | Baseline is equal to efficient condition. | 0 | 0 | No applicable non-energy benefits | No applicable non-energy benefits | 100% | Equipment 100% feasible within the end use. | System | System
Snohomish CountySingle FamilyPool Heat1Existing | Snohomish CountySingle FamilyPool HeatExisting | Snohomish County | Single Family | Pool Heat | 1 | Below Standard Pool Heater - 78% Efficient | Existing | Pool Heater - Below Standard | Below Standard Pool Heater - 78% Efficient | Below Standard Pool Heater - 78% Efficient | per Home | 4 | Assuming half the measure life for below standard equipment. Technical Support Document - Residential Water Heaters, Direct Heating Equipment, and Pooler Heaters. November 2009. Appendix C, Table 8-C.4.1, Page 8-C-7. | 382 | 382 | Savings methodology based on Technical Support Document - Residential Water Heaters, Direct Heating Equipment, and Pooler Heaters. November 2009. Table 7.4.2, Page 7-41 | Savings methodology based on Technical Support Document - Residential Water Heaters, Direct Heating Equipment, and Pooler Heaters. November 2009. Table 7.4.2, Page 7-41 | 0 | 0 | NA | NA | 0 | 0 | 0 | 0 | 0 | 0 | 0 | Existing conditions, assuming no cost | Existing conditions, assuming no cost | Assuming no incremental O&M cost | 0 | 0 | No applicable non-energy benefits | No applicable non-energy benefits | 100% | Equipment 100% technically feasible within end use | System | System
Snohomish CountySingle FamilyPool Heat1New | Snohomish CountySingle FamilyPool HeatNew | Snohomish County | Single Family | Pool Heat | 1 | Below Standard Pool Heater - 78% Efficient | New | Pool Heater - Below Standard | Below Standard Pool Heater - 78% Efficient | Below Standard Pool Heater - 78% Efficient | per Home | 4 | Assuming half the measure life for below standard equipment. Technical Support Document - Residential Water Heaters, Direct Heating Equipment, and Pooler Heaters. November 2009. Appendix C, Table 8-C.4.1, Page 8-C-7. | 382 | 382 | Savings methodology based on Technical Support Document - Residential Water Heaters, Direct Heating Equipment, and Pooler Heaters. November 2009. Table 7.4.2, Page 7-41 | Savings methodology based on Technical Support Document - Residential Water Heaters, Direct Heating Equipment, and Pooler Heaters. November 2009. Table 7.4.2, Page 7-41 | 0 | 0 | NA | NA | 0 | 0 | 0 | 0 | 0 | 0 | 0 | Existing conditions, assuming no cost | Existing conditions, assuming no cost | Assuming no incremental O&M cost | 0 | 0 | No applicable non-energy benefits | No applicable non-energy benefits | 100% | Equipment 100% technically feasible within end use | System | System
Snohomish CountySingle Family - Highly ImpactedPool Heat1Existing | Snohomish CountySingle Family - Highly ImpactedPool HeatExisting | Snohomish County | Single Family - Highly Impacted | Pool Heat | 1 | Below Standard Pool Heater - 78% Efficient | Existing | Pool Heater - Below Standard | Below Standard Pool Heater - 78% Efficient | Below Standard Pool Heater - 78% Efficient | per Home | 4 | Assuming half the measure life for below standard equipment. Technical Support Document - Residential Water Heaters, Direct Heating Equipment, and Pooler Heaters. November 2009. Appendix C, Table 8-C.4.1, Page 8-C-7. | 382 | 382 | Savings methodology based on Technical Support Document - Residential Water Heaters, Direct Heating Equipment, and Pooler Heaters. November 2009. Table 7.4.2, Page 7-41 | Savings methodology based on Technical Support Document - Residential Water Heaters, Direct Heating Equipment, and Pooler Heaters. November 2009. Table 7.4.2, Page 7-41 | 0 | 0 | NA | NA | 0 | 0 | 0 | 0 | 0 | 0 | 0 | Existing conditions, assuming no cost | Existing conditions, assuming no cost | Assuming no incremental O&M cost | 0 | 0 | No applicable non-energy benefits | No applicable non-energy benefits | 100% | Equipment 100% technically feasible within end use | System | System
Snohomish CountySingle Family - Highly ImpactedPool Heat1New | Snohomish CountySingle Family - Highly ImpactedPool HeatNew | Snohomish County | Single Family - Highly Impacted | Pool Heat | 1 | Below Standard Pool Heater - 78% Efficient | New | Pool Heater - Below Standard | Below Standard Pool Heater - 78% Efficient | Below Standard Pool Heater - 78% Efficient | per Home | 4 | Assuming half the measure life for below standard equipment. Technical Support Document - Residential Water Heaters, Direct Heating Equipment, and Pooler Heaters. November 2009. Appendix C, Table 8-C.4.1, Page 8-C-7. | 382 | 382 | Savings methodology based on Technical Support Document - Residential Water Heaters, Direct Heating Equipment, and Pooler Heaters. November 2009. Table 7.4.2, Page 7-41 | Savings methodology based on Technical Support Document - Residential Water Heaters, Direct Heating Equipment, and Pooler Heaters. November 2009. Table 7.4.2, Page 7-41 | 0 | 0 | NA | NA | 0 | 0 | 0 | 0 | 0 | 0 | 0 | Existing conditions, assuming no cost | Existing conditions, assuming no cost | Assuming no incremental O&M cost | 0 | 0 | No applicable non-energy benefits | No applicable non-energy benefits | 100% | Equipment 100% technically feasible within end use | System | System
Snohomish CountyMultifamilyPool Heat1Existing | Snohomish CountyMultifamilyPool HeatExisting | Snohomish County | Multifamily | Pool Heat | 1 | Below Standard Pool Heater - 78% Efficient | Existing | Pool Heater - Below Standard | Below Standard Pool Heater - 78% Efficient | Below Standard Pool Heater - 78% Efficient | per Home | 4 | Assuming half the measure life for below standard equipment. Technical Support Document - Residential Water Heaters, Direct Heating Equipment, and Pooler Heaters. November 2009. Appendix C, Table 8-C.4.1, Page 8-C-7. | 382 | 382 | Savings methodology based on Technical Support Document - Residential Water Heaters, Direct Heating Equipment, and Pooler Heaters. November 2009. Table 7.4.2, Page 7-41 | Savings methodology based on Technical Support Document - Residential Water Heaters, Direct Heating Equipment, and Pooler Heaters. November 2009. Table 7.4.2, Page 7-41 | 0 | 0 | NA | NA | 0 | 0 | 0 | 0 | 0 | 0 | 0 | Existing conditions, assuming no cost | Existing conditions, assuming no cost | Assuming no incremental O&M cost | 0 | 0 | No applicable non-energy benefits | No applicable non-energy benefits | 100% | Equipment 100% technically feasible within end use | System | System
Snohomish CountyMultifamilyPool Heat1New | Snohomish CountyMultifamilyPool HeatNew | Snohomish County | Multifamily | Pool Heat | 1 | Below Standard Pool Heater - 78% Efficient | New | Pool Heater - Below Standard | Below Standard Pool Heater - 78% Efficient | Below Standard Pool Heater - 78% Efficient | per Home | 4 | Assuming half the measure life for below standard equipment. Technical Support Document - Residential Water Heaters, Direct Heating Equipment, and Pooler Heaters. November 2009. Appendix C, Table 8-C.4.1, Page 8-C-7. | 382 | 382 | Savings methodology based on Technical Support Document - Residential Water Heaters, Direct Heating Equipment, and Pooler Heaters. November 2009. Table 7.4.2, Page 7-41 | Savings methodology based on Technical Support Document - Residential Water Heaters, Direct Heating Equipment, and Pooler Heaters. November 2009. Table 7.4.2, Page 7-41 | 0 | 0 | NA | NA | 0 | 0 | 0 | 0 | 0 | 0 | 0 | Existing conditions, assuming no cost | Existing conditions, assuming no cost | Assuming no incremental O&M cost | 0 | 0 | No applicable non-energy benefits | No applicable non-energy benefits | 100% | Equipment 100% technically feasible within end use | System | System
Snohomish CountyMultifamily - Highly ImpactedPool Heat1Existing | Snohomish CountyMultifamily - Highly ImpactedPool HeatExisting | Snohomish County | Multifamily - Highly Impacted | Pool Heat | 1 | Below Standard Pool Heater - 78% Efficient | Existing | Pool Heater - Below Standard | Below Standard Pool Heater - 78% Efficient | Below Standard Pool Heater - 78% Efficient | per Home | 4 | Assuming half the measure life for below standard equipment. Technical Support Document - Residential Water Heaters, Direct Heating Equipment, and Pooler Heaters. November 2009. Appendix C, Table 8-C.4.1, Page 8-C-7. | 382 | 382 | Savings methodology based on Technical Support Document - Residential Water Heaters, Direct Heating Equipment, and Pooler Heaters. November 2009. Table 7.4.2, Page 7-41 | Savings methodology based on Technical Support Document - Residential Water Heaters, Direct Heating Equipment, and Pooler Heaters. November 2009. Table 7.4.2, Page 7-41 | 0 | 0 | NA | NA | 0 | 0 | 0 | 0 | 0 | 0 | 0 | Existing conditions, assuming no cost | Existing conditions, assuming no cost | Assuming no incremental O&M cost | 0 | 0 | No applicable non-energy benefits | No applicable non-energy benefits | 100% | Equipment 100% technically feasible within end use | System | System
Snohomish CountyMultifamily - Highly ImpactedPool Heat1New | Snohomish CountyMultifamily - Highly ImpactedPool HeatNew | Snohomish County | Multifamily - Highly Impacted | Pool Heat | 1 | Below Standard Pool Heater - 78% Efficient | New | Pool Heater - Below Standard | Below Standard Pool Heater - 78% Efficient | Below Standard Pool Heater - 78% Efficient | per Home | 4 | Assuming half the measure life for below standard equipment. Technical Support Document - Residential Water Heaters, Direct Heating Equipment, and Pooler Heaters. November 2009. Appendix C, Table 8-C.4.1, Page 8-C-7. | 382 | 382 | Savings methodology based on Technical Support Document - Residential Water Heaters, Direct Heating Equipment, and Pooler Heaters. November 2009. Table 7.4.2, Page 7-41 | Savings methodology based on Technical Support Document - Residential Water Heaters, Direct Heating Equipment, and Pooler Heaters. November 2009. Table 7.4.2, Page 7-41 | 0 | 0 | NA | NA | 0 | 0 | 0 | 0 | 0 | 0 | 0 | Existing conditions, assuming no cost | Existing conditions, assuming no cost | Assuming no incremental O&M cost | 0 | 0 | No applicable non-energy benefits | No applicable non-energy benefits | 100% | Equipment 100% technically feasible within end use | System | System
Snohomish CountyManufacturedPool Heat1Existing | Snohomish CountyManufacturedPool HeatExisting | Snohomish County | Manufactured | Pool Heat | 1 | Below Standard Pool Heater - 78% Efficient | Existing | Pool Heater - Below Standard | Below Standard Pool Heater - 78% Efficient | Below Standard Pool Heater - 78% Efficient | per Home | 4 | Assuming half the measure life for below standard equipment. Technical Support Document - Residential Water Heaters, Direct Heating Equipment, and Pooler Heaters. November 2009. Appendix C, Table 8-C.4.1, Page 8-C-7. | 382 | 382 | Savings methodology based on Technical Support Document - Residential Water Heaters, Direct Heating Equipment, and Pooler Heaters. November 2009. Table 7.4.2, Page 7-41 | Savings methodology based on Technical Support Document - Residential Water Heaters, Direct Heating Equipment, and Pooler Heaters. November 2009. Table 7.4.2, Page 7-41 | 0 | 0 | NA | NA | 0 | 0 | 0 | 0 | 0 | 0 | 0 | Existing conditions, assuming no cost | Existing conditions, assuming no cost | Assuming no incremental O&M cost | 0 | 0 | No applicable non-energy benefits | No applicable non-energy benefits | 100% | Equipment 100% technically feasible within end use | System | System
Snohomish CountyManufacturedPool Heat1New | Snohomish CountyManufacturedPool HeatNew | Snohomish County | Manufactured | Pool Heat | 1 | Below Standard Pool Heater - 78% Efficient | New | Pool Heater - Below Standard | Below Standard Pool Heater - 78% Efficient | Below Standard Pool Heater - 78% Efficient | per Home | 4 | Assuming half the measure life for below standard equipment. Technical Support Document - Residential Water Heaters, Direct Heating Equipment, and Pooler Heaters. November 2009. Appendix C, Table 8-C.4.1, Page 8-C-7. | 382 | 382 | Savings methodology based on Technical Support Document - Residential Water Heaters, Direct Heating Equipment, and Pooler Heaters. November 2009. Table 7.4.2, Page 7-41 | Savings methodology based on Technical Support Document - Residential Water Heaters, Direct Heating Equipment, and Pooler Heaters. November 2009. Table 7.4.2, Page 7-41 | 0 | 0 | NA | NA | 0 | 0 | 0 | 0 | 0 | 0 | 0 | Existing conditions, assuming no cost | Existing conditions, assuming no cost | Assuming no incremental O&M cost | 0 | 0 | No applicable non-energy benefits | No applicable non-energy benefits | 100% | Equipment 100% technically feasible within end use | System | System
Snohomish CountyManufactured - Highly ImpactedPool Heat1Existing | Snohomish CountyManufactured - Highly ImpactedPool HeatExisting | Snohomish County | Manufactured - Highly Impacted | Pool Heat | 1 | Below Standard Pool Heater - 78% Efficient | Existing | Pool Heater - Below Standard | Below Standard Pool Heater - 78% Efficient | Below Standard Pool Heater - 78% Efficient | per Home | 4 | Assuming half the measure life for below standard equipment. Technical Support Document - Residential Water Heaters, Direct Heating Equipment, and Pooler Heaters. November 2009. Appendix C, Table 8-C.4.1, Page 8-C-7. | 382 | 382 | Savings methodology based on Technical Support Document - Residential Water Heaters, Direct Heating Equipment, and Pooler Heaters. November 2009. Table 7.4.2, Page 7-41 | Savings methodology based on Technical Support Document - Residential Water Heaters, Direct Heating Equipment, and Pooler Heaters. November 2009. Table 7.4.2, Page 7-41 | 0 | 0 | NA | NA | 0 | 0 | 0 | 0 | 0 | 0 | 0 | Existing conditions, assuming no cost | Existing conditions, assuming no cost | Assuming no incremental O&M cost | 0 | 0 | No applicable non-energy benefits | No applicable non-energy benefits | 100% | Equipment 100% technically feasible within end use | System | System
Snohomish CountyManufactured - Highly ImpactedPool Heat1New | Snohomish CountyManufactured - Highly ImpactedPool HeatNew | Snohomish County | Manufactured - Highly Impacted | Pool Heat | 1 | Below Standard Pool Heater - 78% Efficient | New | Pool Heater - Below Standard | Below Standard Pool Heater - 78% Efficient | Below Standard Pool Heater - 78% Efficient | per Home | 4 | Assuming half the measure life for below standard equipment. Technical Support Document - Residential Water Heaters, Direct Heating Equipment, and Pooler Heaters. November 2009. Appendix C, Table 8-C.4.1, Page 8-C-7. | 382 | 382 | Savings methodology based on Technical Support Document - Residential Water Heaters, Direct Heating Equipment, and Pooler Heaters. November 2009. Table 7.4.2, Page 7-41 | Savings methodology based on Technical Support Document - Residential Water Heaters, Direct Heating Equipment, and Pooler Heaters. November 2009. Table 7.4.2, Page 7-41 | 0 | 0 | NA | NA | 0 | 0 | 0 | 0 | 0 | 0 | 0 | Existing conditions, assuming no cost | Existing conditions, assuming no cost | Assuming no incremental O&M cost | 0 | 0 | No applicable non-energy benefits | No applicable non-energy benefits | 100% | Equipment 100% technically feasible within end use | System | System
Snohomish CountySingle FamilyPool Heat2Existing | Snohomish CountySingle FamilyPool HeatExisting | Snohomish County | Single Family | Pool Heat | 2 | Federal Standard 2014 Pool Heater - 82% Efficient | Existing | Pool Heater - Federal Standard 2014 | Federal Standard 2014 Pool Heater - 82% Efficient | Federal Standard 2014 Pool Heater - 82% Efficient | per Home | 8 | Technical Support Document - Residential Water Heaters, Direct Heating Equipment, and Pooler Heaters. November 2009. Appendix C, Table 8-C.4.1, Page 8-C-7. | 364 | 364 | Savings methodology based on Technical Support Document - Residential Water Heaters, Direct Heating Equipment, and Pooler Heaters. November 2009. Table 7.4.2, Page 7-41 | Savings methodology based on Technical Support Document - Residential Water Heaters, Direct Heating Equipment, and Pooler Heaters. November 2009. Table 7.4.2, Page 7-41 | 0 | 0 | NA | NA | 0 | 0 | 0 | 1609.0662 | 1640.8911 | 0 | 0 | Technical Support Document - Residential Water Heaters, Direct Heating Equipment, and Pooler Heaters. November 2009. Table 8.2.38, Page 8-34. | Technical Support Document - Residential Water Heaters, Direct Heating Equipment, and Pooler Heaters. November 2009. Table 8.2.38, Page 8-34. | Assuming no incremental O&M cost | 0 | 0 | No applicable non-energy benefits | No applicable non-energy benefits | 100% | Equipment 100% technically feasible within end use | System | System
Snohomish CountySingle FamilyPool Heat2New | Snohomish CountySingle FamilyPool HeatNew | Snohomish County | Single Family | Pool Heat | 2 | Federal Standard 2014 Pool Heater - 82% Efficient | New | Pool Heater - Federal Standard 2014 | Federal Standard 2014 Pool Heater - 82% Efficient | Federal Standard 2014 Pool Heater - 82% Efficient | per Home | 8 | Technical Support Document - Residential Water Heaters, Direct Heating Equipment, and Pooler Heaters. November 2009. Appendix C, Table 8-C.4.1, Page 8-C-7. | 364 | 364 | Savings methodology based on Technical Support Document - Residential Water Heaters, Direct Heating Equipment, and Pooler Heaters. November 2009. Table 7.4.2, Page 7-41 | Savings methodology based on Technical Support Document - Residential Water Heaters, Direct Heating Equipment, and Pooler Heaters. November 2009. Table 7.4.2, Page 7-41 | 0 | 0 | NA | NA | 0 | 0 | 0 | 1609.0662 | 1640.8911 | 0 | 0 | Technical Support Document - Residential Water Heaters, Direct Heating Equipment, and Pooler Heaters. November 2009. Table 8.2.38, Page 8-34. | Technical Support Document - Residential Water Heaters, Direct Heating Equipment, and Pooler Heaters. November 2009. Table 8.2.38, Page 8-34. | Assuming no incremental O&M cost | 0 | 0 | No applicable non-energy benefits | No applicable non-energy benefits | 100% | Equipment 100% technically feasible within end use | System | System
Snohomish CountySingle Family - Highly ImpactedPool Heat2Existing | Snohomish CountySingle Family - Highly ImpactedPool HeatExisting | Snohomish County | Single Family - Highly Impacted | Pool Heat | 2 | Federal Standard 2014 Pool Heater - 82% Efficient | Existing | Pool Heater - Federal Standard 2014 | Federal Standard 2014 Pool Heater - 82% Efficient | Federal Standard 2014 Pool Heater - 82% Efficient | per Home | 8 | Technical Support Document - Residential Water Heaters, Direct Heating Equipment, and Pooler Heaters. November 2009. Appendix C, Table 8-C.4.1, Page 8-C-7. | 364 | 364 | Savings methodology based on Technical Support Document - Residential Water Heaters, Direct Heating Equipment, and Pooler Heaters. November 2009. Table 7.4.2, Page 7-41 | Savings methodology based on Technical Support Document - Residential Water Heaters, Direct Heating Equipment, and Pooler Heaters. November 2009. Table 7.4.2, Page 7-41 | 0 | 0 | NA | NA | 0 | 0 | 0 | 1609.0662 | 1640.8911 | 0 | 0 | Technical Support Document - Residential Water Heaters, Direct Heating Equipment, and Pooler Heaters. November 2009. Table 8.2.38, Page 8-34. | Technical Support Document - Residential Water Heaters, Direct Heating Equipment, and Pooler Heaters. November 2009. Table 8.2.38, Page 8-34. | Assuming no incremental O&M cost | 0 | 0 | No applicable non-energy benefits | No applicable non-energy benefits | 100% | Equipment 100% technically feasible within end use | System | System
Snohomish CountySingle Family - Highly ImpactedPool Heat2New | Snohomish CountySingle Family - Highly ImpactedPool HeatNew | Snohomish County | Single Family - Highly Impacted | Pool Heat | 2 | Federal Standard 2014 Pool Heater - 82% Efficient | New | Pool Heater - Federal Standard 2014 | Federal Standard 2014 Pool Heater - 82% Efficient | Federal Standard 2014 Pool Heater - 82% Efficient | per Home | 8 | Technical Support Document - Residential Water Heaters, Direct Heating Equipment, and Pooler Heaters. November 2009. Appendix C, Table 8-C.4.1, Page 8-C-7. | 364 | 364 | Savings methodology based on Technical Support Document - Residential Water Heaters, Direct Heating Equipment, and Pooler Heaters. November 2009. Table 7.4.2, Page 7-41 | Savings methodology based on Technical Support Document - Residential Water Heaters, Direct Heating Equipment, and Pooler Heaters. November 2009. Table 7.4.2, Page 7-41 | 0 | 0 | NA | NA | 0 | 0 | 0 | 1609.0662 | 1640.8911 | 0 | 0 | Technical Support Document - Residential Water Heaters, Direct Heating Equipment, and Pooler Heaters. November 2009. Table 8.2.38, Page 8-34. | Technical Support Document - Residential Water Heaters, Direct Heating Equipment, and Pooler Heaters. November 2009. Table 8.2.38, Page 8-34. | Assuming no incremental O&M cost | 0 | 0 | No applicable non-energy benefits | No applicable non-energy benefits | 100% | Equipment 100% technically feasible within end use | System | System
Snohomish CountyMultifamilyPool Heat2Existing | Snohomish CountyMultifamilyPool HeatExisting | Snohomish County | Multifamily | Pool Heat | 2 | Federal Standard 2014 Pool Heater - 82% Efficient | Existing | Pool Heater - Federal Standard 2014 | Federal Standard 2014 Pool Heater - 82% Efficient | Federal Standard 2014 Pool Heater - 82% Efficient | per Home | 8 | Technical Support Document - Residential Water Heaters, Direct Heating Equipment, and Pooler Heaters. November 2009. Appendix C, Table 8-C.4.1, Page 8-C-7. | 364 | 364 | Savings methodology based on Technical Support Document - Residential Water Heaters, Direct Heating Equipment, and Pooler Heaters. November 2009. Table 7.4.2, Page 7-41 | Savings methodology based on Technical Support Document - Residential Water Heaters, Direct Heating Equipment, and Pooler Heaters. November 2009. Table 7.4.2, Page 7-41 | 0 | 0 | NA | NA | 0 | 0 | 0 | 1609.0662 | 1640.8911 | 0 | 0 | Technical Support Document - Residential Water Heaters, Direct Heating Equipment, and Pooler Heaters. November 2009. Table 8.2.38, Page 8-34. | Technical Support Document - Residential Water Heaters, Direct Heating Equipment, and Pooler Heaters. November 2009. Table 8.2.38, Page 8-34. | Assuming no incremental O&M cost | 0 | 0 | No applicable non-energy benefits | No applicable non-energy benefits | 100% | Equipment 100% technically feasible within end use | System | System
Snohomish CountyMultifamilyPool Heat2New | Snohomish CountyMultifamilyPool HeatNew | Snohomish County | Multifamily | Pool Heat | 2 | Federal Standard 2014 Pool Heater - 82% Efficient | New | Pool Heater - Federal Standard 2014 | Federal Standard 2014 Pool Heater - 82% Efficient | Federal Standard 2014 Pool Heater - 82% Efficient | per Home | 8 | Technical Support Document - Residential Water Heaters, Direct Heating Equipment, and Pooler Heaters. November 2009. Appendix C, Table 8-C.4.1, Page 8-C-7. | 364 | 364 | Savings methodology based on Technical Support Document - Residential Water Heaters, Direct Heating Equipment, and Pooler Heaters. November 2009. Table 7.4.2, Page 7-41 | Savings methodology based on Technical Support Document - Residential Water Heaters, Direct Heating Equipment, and Pooler Heaters. November 2009. Table 7.4.2, Page 7-41 | 0 | 0 | NA | NA | 0 | 0 | 0 | 1609.0662 | 1640.8911 | 0 | 0 | Technical Support Document - Residential Water Heaters, Direct Heating Equipment, and Pooler Heaters. November 2009. Table 8.2.38, Page 8-34. | Technical Support Document - Residential Water Heaters, Direct Heating Equipment, and Pooler Heaters. November 2009. Table 8.2.38, Page 8-34. | Assuming no incremental O&M cost | 0 | 0 | No applicable non-energy benefits | No applicable non-energy benefits | 100% | Equipment 100% technically feasible within end use | System | System
Snohomish CountyMultifamily - Highly ImpactedPool Heat2Existing | Snohomish CountyMultifamily - Highly ImpactedPool HeatExisting | Snohomish County | Multifamily - Highly Impacted | Pool Heat | 2 | Federal Standard 2014 Pool Heater - 82% Efficient | Existing | Pool Heater - Federal Standard 2014 | Federal Standard 2014 Pool Heater - 82% Efficient | Federal Standard 2014 Pool Heater - 82% Efficient | per Home | 8 | Technical Support Document - Residential Water Heaters, Direct Heating Equipment, and Pooler Heaters. November 2009. Appendix C, Table 8-C.4.1, Page 8-C-7. | 364 | 364 | Savings methodology based on Technical Support Document - Residential Water Heaters, Direct Heating Equipment, and Pooler Heaters. November 2009. Table 7.4.2, Page 7-41 | Savings methodology based on Technical Support Document - Residential Water Heaters, Direct Heating Equipment, and Pooler Heaters. November 2009. Table 7.4.2, Page 7-41 | 0 | 0 | NA | NA | 0 | 0 | 0 | 1609.0662 | 1640.8911 | 0 | 0 | Technical Support Document - Residential Water Heaters, Direct Heating Equipment, and Pooler Heaters. November 2009. Table 8.2.38, Page 8-34. | Technical Support Document - Residential Water Heaters, Direct Heating Equipment, and Pooler Heaters. November 2009. Table 8.2.38, Page 8-34. | Assuming no incremental O&M cost | 0 | 0 | No applicable non-energy benefits | No applicable non-energy benefits | 100% | Equipment 100% technically feasible within end use | System | System
Snohomish CountyMultifamily - Highly ImpactedPool Heat2New | Snohomish CountyMultifamily - Highly ImpactedPool HeatNew | Snohomish County | Multifamily - Highly Impacted | Pool Heat | 2 | Federal Standard 2014 Pool Heater - 82% Efficient | New | Pool Heater - Federal Standard 2014 | Federal Standard 2014 Pool Heater - 82% Efficient | Federal Standard 2014 Pool Heater - 82% Efficient | per Home | 8 | Technical Support Document - Residential Water Heaters, Direct Heating Equipment, and Pooler Heaters. November 2009. Appendix C, Table 8-C.4.1, Page 8-C-7. | 364 | 364 | Savings methodology based on Technical Support Document - Residential Water Heaters, Direct Heating Equipment, and Pooler Heaters. November 2009. Table 7.4.2, Page 7-41 | Savings methodology based on Technical Support Document - Residential Water Heaters, Direct Heating Equipment, and Pooler Heaters. November 2009. Table 7.4.2, Page 7-41 | 0 | 0 | NA | NA | 0 | 0 | 0 | 1609.0662 | 1640.8911 | 0 | 0 | Technical Support Document - Residential Water Heaters, Direct Heating Equipment, and Pooler Heaters. November 2009. Table 8.2.38, Page 8-34. | Technical Support Document - Residential Water Heaters, Direct Heating Equipment, and Pooler Heaters. November 2009. Table 8.2.38, Page 8-34. | Assuming no incremental O&M cost | 0 | 0 | No applicable non-energy benefits | No applicable non-energy benefits | 100% | Equipment 100% technically feasible within end use | System | System
Snohomish CountyManufacturedPool Heat2Existing | Snohomish CountyManufacturedPool HeatExisting | Snohomish County | Manufactured | Pool Heat | 2 | Federal Standard 2014 Pool Heater - 82% Efficient | Existing | Pool Heater - Federal Standard 2014 | Federal Standard 2014 Pool Heater - 82% Efficient | Federal Standard 2014 Pool Heater - 82% Efficient | per Home | 8 | Technical Support Document - Residential Water Heaters, Direct Heating Equipment, and Pooler Heaters. November 2009. Appendix C, Table 8-C.4.1, Page 8-C-7. | 364 | 364 | Savings methodology based on Technical Support Document - Residential Water Heaters, Direct Heating Equipment, and Pooler Heaters. November 2009. Table 7.4.2, Page 7-41 | Savings methodology based on Technical Support Document - Residential Water Heaters, Direct Heating Equipment, and Pooler Heaters. November 2009. Table 7.4.2, Page 7-41 | 0 | 0 | NA | NA | 0 | 0 | 0 | 1609.0662 | 1640.8911 | 0 | 0 | Technical Support Document - Residential Water Heaters, Direct Heating Equipment, and Pooler Heaters. November 2009. Table 8.2.38, Page 8-34. | Technical Support Document - Residential Water Heaters, Direct Heating Equipment, and Pooler Heaters. November 2009. Table 8.2.38, Page 8-34. | Assuming no incremental O&M cost | 0 | 0 | No applicable non-energy benefits | No applicable non-energy benefits | 100% | Equipment 100% technically feasible within end use | System | System
Snohomish CountyManufacturedPool Heat2New | Snohomish CountyManufacturedPool HeatNew | Snohomish County | Manufactured | Pool Heat | 2 | Federal Standard 2014 Pool Heater - 82% Efficient | New | Pool Heater - Federal Standard 2014 | Federal Standard 2014 Pool Heater - 82% Efficient | Federal Standard 2014 Pool Heater - 82% Efficient | per Home | 8 | Technical Support Document - Residential Water Heaters, Direct Heating Equipment, and Pooler Heaters. November 2009. Appendix C, Table 8-C.4.1, Page 8-C-7. | 364 | 364 | Savings methodology based on Technical Support Document - Residential Water Heaters, Direct Heating Equipment, and Pooler Heaters. November 2009. Table 7.4.2, Page 7-41 | Savings methodology based on Technical Support Document - Residential Water Heaters, Direct Heating Equipment, and Pooler Heaters. November 2009. Table 7.4.2, Page 7-41 | 0 | 0 | NA | NA | 0 | 0 | 0 | 1609.0662 | 1640.8911 | 0 | 0 | Technical Support Document - Residential Water Heaters, Direct Heating Equipment, and Pooler Heaters. November 2009. Table 8.2.38, Page 8-34. | Technical Support Document - Residential Water Heaters, Direct Heating Equipment, and Pooler Heaters. November 2009. Table 8.2.38, Page 8-34. | Assuming no incremental O&M cost | 0 | 0 | No applicable non-energy benefits | No applicable non-energy benefits | 100% | Equipment 100% technically feasible within end use | System | System
Snohomish CountyManufactured - Highly ImpactedPool Heat2Existing | Snohomish CountyManufactured - Highly ImpactedPool HeatExisting | Snohomish County | Manufactured - Highly Impacted | Pool Heat | 2 | Federal Standard 2014 Pool Heater - 82% Efficient | Existing | Pool Heater - Federal Standard 2014 | Federal Standard 2014 Pool Heater - 82% Efficient | Federal Standard 2014 Pool Heater - 82% Efficient | per Home | 8 | Technical Support Document - Residential Water Heaters, Direct Heating Equipment, and Pooler Heaters. November 2009. Appendix C, Table 8-C.4.1, Page 8-C-7. | 364 | 364 | Savings methodology based on Technical Support Document - Residential Water Heaters, Direct Heating Equipment, and Pooler Heaters. November 2009. Table 7.4.2, Page 7-41 | Savings methodology based on Technical Support Document - Residential Water Heaters, Direct Heating Equipment, and Pooler Heaters. November 2009. Table 7.4.2, Page 7-41 | 0 | 0 | NA | NA | 0 | 0 | 0 | 1609.0662 | 1640.8911 | 0 | 0 | Technical Support Document - Residential Water Heaters, Direct Heating Equipment, and Pooler Heaters. November 2009. Table 8.2.38, Page 8-34. | Technical Support Document - Residential Water Heaters, Direct Heating Equipment, and Pooler Heaters. November 2009. Table 8.2.38, Page 8-34. | Assuming no incremental O&M cost | 0 | 0 | No applicable non-energy benefits | No applicable non-energy benefits | 100% | Equipment 100% technically feasible within end use | System | System
Snohomish CountyManufactured - Highly ImpactedPool Heat2New | Snohomish CountyManufactured - Highly ImpactedPool HeatNew | Snohomish County | Manufactured - Highly Impacted | Pool Heat | 2 | Federal Standard 2014 Pool Heater - 82% Efficient | New | Pool Heater - Federal Standard 2014 | Federal Standard 2014 Pool Heater - 82% Efficient | Federal Standard 2014 Pool Heater - 82% Efficient | per Home | 8 | Technical Support Document - Residential Water Heaters, Direct Heating Equipment, and Pooler Heaters. November 2009. Appendix C, Table 8-C.4.1, Page 8-C-7. | 364 | 364 | Savings methodology based on Technical Support Document - Residential Water Heaters, Direct Heating Equipment, and Pooler Heaters. November 2009. Table 7.4.2, Page 7-41 | Savings methodology based on Technical Support Document - Residential Water Heaters, Direct Heating Equipment, and Pooler Heaters. November 2009. Table 7.4.2, Page 7-41 | 0 | 0 | NA | NA | 0 | 0 | 0 | 1609.0662 | 1640.8911 | 0 | 0 | Technical Support Document - Residential Water Heaters, Direct Heating Equipment, and Pooler Heaters. November 2009. Table 8.2.38, Page 8-34. | Technical Support Document - Residential Water Heaters, Direct Heating Equipment, and Pooler Heaters. November 2009. Table 8.2.38, Page 8-34. | Assuming no incremental O&M cost | 0 | 0 | No applicable non-energy benefits | No applicable non-energy benefits | 100% | Equipment 100% technically feasible within end use | System | System
Snohomish CountySingle FamilyPool Heat3Existing | Snohomish CountySingle FamilyPool HeatExisting | Snohomish County | Single Family | Pool Heat | 3 | Market Standard Pool Heater | Existing | Pool Heater - Market Standard | Market Standard Pool Heater | Market Standard Pool Heater | per Home | 8 | Technical Support Document - Residential Water Heaters, Direct Heating Equipment, and Pooler Heaters. November 2009. Appendix C, Table 8-C.4.1, Page 8-C-7. | 364.01 | 364.01 | Savings methodology based on Residential Water Heaters, Direct Heating Equipment, and Pool Heaters; Final Rule, EERE-2006-STD-0129-0005-1 | Savings methodology based on Residential Water Heaters, Direct Heating Equipment, and Pool Heaters; Final Rule, EERE-2006-STD-0129-0005-1 | 0 | 0 | NA | NA | 0 | 0 | 0 | 0 | 0 | 0 | 0 | Existing conditions, assuming no cost | Existing conditions, assuming no cost | Assuming no incremental O&M cost | 0 | 0 | No applicable non-energy benefits | No applicable non-energy benefits | 100% | Equipment 100% technically feasible within end use | System | System
Snohomish CountySingle FamilyPool Heat3New | Snohomish CountySingle FamilyPool HeatNew | Snohomish County | Single Family | Pool Heat | 3 | Market Standard Pool Heater | New | Pool Heater - Market Standard | Market Standard Pool Heater | Market Standard Pool Heater | per Home | 8 | Technical Support Document - Residential Water Heaters, Direct Heating Equipment, and Pooler Heaters. November 2009. Appendix C, Table 8-C.4.1, Page 8-C-7. | 364.01 | 364.01 | Savings methodology based on Residential Water Heaters, Direct Heating Equipment, and Pool Heaters; Final Rule, EERE-2006-STD-0129-0005-1 | Savings methodology based on Residential Water Heaters, Direct Heating Equipment, and Pool Heaters; Final Rule, EERE-2006-STD-0129-0005-1 | 0 | 0 | NA | NA | 0 | 0 | 0 | 0 | 0 | 0 | 0 | Existing conditions, assuming no cost | Existing conditions, assuming no cost | Assuming no incremental O&M cost | 0 | 0 | No applicable non-energy benefits | No applicable non-energy benefits | 100% | Equipment 100% technically feasible within end use | System | System
Snohomish CountySingle Family - Highly ImpactedPool Heat3Existing | Snohomish CountySingle Family - Highly ImpactedPool HeatExisting | Snohomish County | Single Family - Highly Impacted | Pool Heat | 3 | Market Standard Pool Heater | Existing | Pool Heater - Market Standard | Market Standard Pool Heater | Market Standard Pool Heater | per Home | 8 | Technical Support Document - Residential Water Heaters, Direct Heating Equipment, and Pooler Heaters. November 2009. Appendix C, Table 8-C.4.1, Page 8-C-7. | 364.01 | 364.01 | Savings methodology based on Residential Water Heaters, Direct Heating Equipment, and Pool Heaters; Final Rule, EERE-2006-STD-0129-0005-1 | Savings methodology based on Residential Water Heaters, Direct Heating Equipment, and Pool Heaters; Final Rule, EERE-2006-STD-0129-0005-1 | 0 | 0 | NA | NA | 0 | 0 | 0 | 0 | 0 | 0 | 0 | Existing conditions, assuming no cost | Existing conditions, assuming no cost | Assuming no incremental O&M cost | 0 | 0 | No applicable non-energy benefits | No applicable non-energy benefits | 100% | Equipment 100% technically feasible within end use | System | System
Snohomish CountySingle Family - Highly ImpactedPool Heat3New | Snohomish CountySingle Family - Highly ImpactedPool HeatNew | Snohomish County | Single Family - Highly Impacted | Pool Heat | 3 | Market Standard Pool Heater | New | Pool Heater - Market Standard | Market Standard Pool Heater | Market Standard Pool Heater | per Home | 8 | Technical Support Document - Residential Water Heaters, Direct Heating Equipment, and Pooler Heaters. November 2009. Appendix C, Table 8-C.4.1, Page 8-C-7. | 364.01 | 364.01 | Savings methodology based on Residential Water Heaters, Direct Heating Equipment, and Pool Heaters; Final Rule, EERE-2006-STD-0129-0005-1 | Savings methodology based on Residential Water Heaters, Direct Heating Equipment, and Pool Heaters; Final Rule, EERE-2006-STD-0129-0005-1 | 0 | 0 | NA | NA | 0 | 0 | 0 | 0 | 0 | 0 | 0 | Existing conditions, assuming no cost | Existing conditions, assuming no cost | Assuming no incremental O&M cost | 0 | 0 | No applicable non-energy benefits | No applicable non-energy benefits | 100% | Equipment 100% technically feasible within end use | System | System
Snohomish CountyMultifamilyPool Heat3Existing | Snohomish CountyMultifamilyPool HeatExisting | Snohomish County | Multifamily | Pool Heat | 3 | Market Standard Pool Heater | Existing | Pool Heater - Market Standard | Market Standard Pool Heater | Market Standard Pool Heater | per Home | 8 | Technical Support Document - Residential Water Heaters, Direct Heating Equipment, and Pooler Heaters. November 2009. Appendix C, Table 8-C.4.1, Page 8-C-7. | 364.01 | 364.01 | Savings methodology based on Residential Water Heaters, Direct Heating Equipment, and Pool Heaters; Final Rule, EERE-2006-STD-0129-0005-1 | Savings methodology based on Residential Water Heaters, Direct Heating Equipment, and Pool Heaters; Final Rule, EERE-2006-STD-0129-0005-1 | 0 | 0 | NA | NA | 0 | 0 | 0 | 0 | 0 | 0 | 0 | Existing conditions, assuming no cost | Existing conditions, assuming no cost | Assuming no incremental O&M cost | 0 | 0 | No applicable non-energy benefits | No applicable non-energy benefits | 100% | Equipment 100% technically feasible within end use | System | System
Snohomish CountyMultifamilyPool Heat3New | Snohomish CountyMultifamilyPool HeatNew | Snohomish County | Multifamily | Pool Heat | 3 | Market Standard Pool Heater | New | Pool Heater - Market Standard | Market Standard Pool Heater | Market Standard Pool Heater | per Home | 8 | Technical Support Document - Residential Water Heaters, Direct Heating Equipment, and Pooler Heaters. November 2009. Appendix C, Table 8-C.4.1, Page 8-C-7. | 364.01 | 364.01 | Savings methodology based on Residential Water Heaters, Direct Heating Equipment, and Pool Heaters; Final Rule, EERE-2006-STD-0129-0005-1 | Savings methodology based on Residential Water Heaters, Direct Heating Equipment, and Pool Heaters; Final Rule, EERE-2006-STD-0129-0005-1 | 0 | 0 | NA | NA | 0 | 0 | 0 | 0 | 0 | 0 | 0 | Existing conditions, assuming no cost | Existing conditions, assuming no cost | Assuming no incremental O&M cost | 0 | 0 | No applicable non-energy benefits | No applicable non-energy benefits | 100% | Equipment 100% technically feasible within end use | System | System
Snohomish CountyMultifamily - Highly ImpactedPool Heat3Existing | Snohomish CountyMultifamily - Highly ImpactedPool HeatExisting | Snohomish County | Multifamily - Highly Impacted | Pool Heat | 3 | Market Standard Pool Heater | Existing | Pool Heater - Market Standard | Market Standard Pool Heater | Market Standard Pool Heater | per Home | 8 | Technical Support Document - Residential Water Heaters, Direct Heating Equipment, and Pooler Heaters. November 2009. Appendix C, Table 8-C.4.1, Page 8-C-7. | 364.01 | 364.01 | Savings methodology based on Residential Water Heaters, Direct Heating Equipment, and Pool Heaters; Final Rule, EERE-2006-STD-0129-0005-1 | Savings methodology based on Residential Water Heaters, Direct Heating Equipment, and Pool Heaters; Final Rule, EERE-2006-STD-0129-0005-1 | 0 | 0 | NA | NA | 0 | 0 | 0 | 0 | 0 | 0 | 0 | Existing conditions, assuming no cost | Existing conditions, assuming no cost | Assuming no incremental O&M cost | 0 | 0 | No applicable non-energy benefits | No applicable non-energy benefits | 100% | Equipment 100% technically feasible within end use | System | System
Snohomish CountyMultifamily - Highly ImpactedPool Heat3New | Snohomish CountyMultifamily - Highly ImpactedPool HeatNew | Snohomish County | Multifamily - Highly Impacted | Pool Heat | 3 | Market Standard Pool Heater | New | Pool Heater - Market Standard | Market Standard Pool Heater | Market Standard Pool Heater | per Home | 8 | Technical Support Document - Residential Water Heaters, Direct Heating Equipment, and Pooler Heaters. November 2009. Appendix C, Table 8-C.4.1, Page 8-C-7. | 364.01 | 364.01 | Savings methodology based on Residential Water Heaters, Direct Heating Equipment, and Pool Heaters; Final Rule, EERE-2006-STD-0129-0005-1 | Savings methodology based on Residential Water Heaters, Direct Heating Equipment, and Pool Heaters; Final Rule, EERE-2006-STD-0129-0005-1 | 0 | 0 | NA | NA | 0 | 0 | 0 | 0 | 0 | 0 | 0 | Existing conditions, assuming no cost | Existing conditions, assuming no cost | Assuming no incremental O&M cost | 0 | 0 | No applicable non-energy benefits | No applicable non-energy benefits | 100% | Equipment 100% technically feasible within end use | System | System
Snohomish CountyManufacturedPool Heat3Existing | Snohomish CountyManufacturedPool HeatExisting | Snohomish County | Manufactured | Pool Heat | 3 | Market Standard Pool Heater | Existing | Pool Heater - Market Standard | Market Standard Pool Heater | Market Standard Pool Heater | per Home | 8 | Technical Support Document - Residential Water Heaters, Direct Heating Equipment, and Pooler Heaters. November 2009. Appendix C, Table 8-C.4.1, Page 8-C-7. | 364.01 | 364.01 | Savings methodology based on Residential Water Heaters, Direct Heating Equipment, and Pool Heaters; Final Rule, EERE-2006-STD-0129-0005-1 | Savings methodology based on Residential Water Heaters, Direct Heating Equipment, and Pool Heaters; Final Rule, EERE-2006-STD-0129-0005-1 | 0 | 0 | NA | NA | 0 | 0 | 0 | 0 | 0 | 0 | 0 | Existing conditions, assuming no cost | Existing conditions, assuming no cost | Assuming no incremental O&M cost | 0 | 0 | No applicable non-energy benefits | No applicable non-energy benefits | 100% | Equipment 100% technically feasible within end use | System | System
Snohomish CountyManufacturedPool Heat3New | Snohomish CountyManufacturedPool HeatNew | Snohomish County | Manufactured | Pool Heat | 3 | Market Standard Pool Heater | New | Pool Heater - Market Standard | Market Standard Pool Heater | Market Standard Pool Heater | per Home | 8 | Technical Support Document - Residential Water Heaters, Direct Heating Equipment, and Pooler Heaters. November 2009. Appendix C, Table 8-C.4.1, Page 8-C-7. | 364.01 | 364.01 | Savings methodology based on Residential Water Heaters, Direct Heating Equipment, and Pool Heaters; Final Rule, EERE-2006-STD-0129-0005-1 | Savings methodology based on Residential Water Heaters, Direct Heating Equipment, and Pool Heaters; Final Rule, EERE-2006-STD-0129-0005-1 | 0 | 0 | NA | NA | 0 | 0 | 0 | 0 | 0 | 0 | 0 | Existing conditions, assuming no cost | Existing conditions, assuming no cost | Assuming no incremental O&M cost | 0 | 0 | No applicable non-energy benefits | No applicable non-energy benefits | 100% | Equipment 100% technically feasible within end use | System | System
Snohomish CountyManufactured - Highly ImpactedPool Heat3Existing | Snohomish CountyManufactured - Highly ImpactedPool HeatExisting | Snohomish County | Manufactured - Highly Impacted | Pool Heat | 3 | Market Standard Pool Heater | Existing | Pool Heater - Market Standard | Market Standard Pool Heater | Market Standard Pool Heater | per Home | 8 | Technical Support Document - Residential Water Heaters, Direct Heating Equipment, and Pooler Heaters. November 2009. Appendix C, Table 8-C.4.1, Page 8-C-7. | 364.01 | 364.01 | Savings methodology based on Residential Water Heaters, Direct Heating Equipment, and Pool Heaters; Final Rule, EERE-2006-STD-0129-0005-1 | Savings methodology based on Residential Water Heaters, Direct Heating Equipment, and Pool Heaters; Final Rule, EERE-2006-STD-0129-0005-1 | 0 | 0 | NA | NA | 0 | 0 | 0 | 0 | 0 | 0 | 0 | Existing conditions, assuming no cost | Existing conditions, assuming no cost | Assuming no incremental O&M cost | 0 | 0 | No applicable non-energy benefits | No applicable non-energy benefits | 100% | Equipment 100% technically feasible within end use | System | System
Snohomish CountyManufactured - Highly ImpactedPool Heat3New | Snohomish CountyManufactured - Highly ImpactedPool HeatNew | Snohomish County | Manufactured - Highly Impacted | Pool Heat | 3 | Market Standard Pool Heater | New | Pool Heater - Market Standard | Market Standard Pool Heater | Market Standard Pool Heater | per Home | 8 | Technical Support Document - Residential Water Heaters, Direct Heating Equipment, and Pooler Heaters. November 2009. Appendix C, Table 8-C.4.1, Page 8-C-7. | 364.01 | 364.01 | Savings methodology based on Residential Water Heaters, Direct Heating Equipment, and Pool Heaters; Final Rule, EERE-2006-STD-0129-0005-1 | Savings methodology based on Residential Water Heaters, Direct Heating Equipment, and Pool Heaters; Final Rule, EERE-2006-STD-0129-0005-1 | 0 | 0 | NA | NA | 0 | 0 | 0 | 0 | 0 | 0 | 0 | Existing conditions, assuming no cost | Existing conditions, assuming no cost | Assuming no incremental O&M cost | 0 | 0 | No applicable non-energy benefits | No applicable non-energy benefits | 100% | Equipment 100% technically feasible within end use | System | System
Snohomish CountySingle FamilyPool Heat4Existing | Snohomish CountySingle FamilyPool HeatExisting | Snohomish County | Single Family | Pool Heat | 4 | Efficient Pool Heater - 88% Efficient | Existing | Pool Heater - Efficient | Efficient Pool Heater - 88% Efficient | Federal Standard 2014 Pool Heater - 82% Efficient | per Home | 8 | Technical Support Document - Residential Water Heaters, Direct Heating Equipment, and Pooler Heaters. November 2009. Appendix C, Table 8-C.4.1, Page 8-C-7. | 364 | 328.5 | Savings methodology based on Residential Water Heaters, Direct Heating Equipment, and Pool Heaters; Final Rule, EERE-2006-STD-0129-0005-1 | Savings methodology based on Technical Support Document - Residential Water Heaters, Direct Heating Equipment, and Pooler Heaters. November 2009. Table 7.4.2, Page 7-41 | 0 | 0 | NA | NA | 1609.0662 | 1640.8911 | 0 | 2793.6653 | 1800.0155 | 0 | 0 | Technical Support Document - Residential Water Heaters, Direct Heating Equipment, and Pooler Heaters. November 2009. Table 8.2.38, Page 8-34. | Technical Support Document - Residential Water Heaters, Direct Heating Equipment, and Pooler Heaters. November 2009. Table 8.2.38, Page 8-34. | Assuming no incremental O&M cost | 0 | 0 | No applicable non-energy benefits | No applicable non-energy benefits | 100% | Equipment 100% technically feasible within end use | System | System
Snohomish CountySingle FamilyPool Heat4New | Snohomish CountySingle FamilyPool HeatNew | Snohomish County | Single Family | Pool Heat | 4 | Efficient Pool Heater - 88% Efficient | New | Pool Heater - Efficient | Efficient Pool Heater - 88% Efficient | Federal Standard 2014 Pool Heater - 82% Efficient | per Home | 8 | Technical Support Document - Residential Water Heaters, Direct Heating Equipment, and Pooler Heaters. November 2009. Appendix C, Table 8-C.4.1, Page 8-C-7. | 364 | 328.5 | Savings methodology based on Residential Water Heaters, Direct Heating Equipment, and Pool Heaters; Final Rule, EERE-2006-STD-0129-0005-1 | Savings methodology based on Technical Support Document - Residential Water Heaters, Direct Heating Equipment, and Pooler Heaters. November 2009. Table 7.4.2, Page 7-41 | 0 | 0 | NA | NA | 1609.0662 | 1640.8911 | 0 | 2793.6653 | 1800.0155 | 0 | 0 | Technical Support Document - Residential Water Heaters, Direct Heating Equipment, and Pooler Heaters. November 2009. Table 8.2.38, Page 8-34. | Technical Support Document - Residential Water Heaters, Direct Heating Equipment, and Pooler Heaters. November 2009. Table 8.2.38, Page 8-34. | Assuming no incremental O&M cost | 0 | 0 | No applicable non-energy benefits | No applicable non-energy benefits | 100% | Equipment 100% technically feasible within end use | System | System
Snohomish CountySingle Family - Highly ImpactedPool Heat4Existing | Snohomish CountySingle Family - Highly ImpactedPool HeatExisting | Snohomish County | Single Family - Highly Impacted | Pool Heat | 4 | Efficient Pool Heater - 88% Efficient | Existing | Pool Heater - Efficient | Efficient Pool Heater - 88% Efficient | Federal Standard 2014 Pool Heater - 82% Efficient | per Home | 8 | Technical Support Document - Residential Water Heaters, Direct Heating Equipment, and Pooler Heaters. November 2009. Appendix C, Table 8-C.4.1, Page 8-C-7. | 364 | 328.5 | Savings methodology based on Residential Water Heaters, Direct Heating Equipment, and Pool Heaters; Final Rule, EERE-2006-STD-0129-0005-1 | Savings methodology based on Technical Support Document - Residential Water Heaters, Direct Heating Equipment, and Pooler Heaters. November 2009. Table 7.4.2, Page 7-41 | 0 | 0 | NA | NA | 1609.0662 | 1640.8911 | 0 | 2793.6653 | 1800.0155 | 0 | 0 | Technical Support Document - Residential Water Heaters, Direct Heating Equipment, and Pooler Heaters. November 2009. Table 8.2.38, Page 8-34. | Technical Support Document - Residential Water Heaters, Direct Heating Equipment, and Pooler Heaters. November 2009. Table 8.2.38, Page 8-34. | Assuming no incremental O&M cost | 0 | 0 | No applicable non-energy benefits | No applicable non-energy benefits | 100% | Equipment 100% technically feasible within end use | System | System
Snohomish CountySingle Family - Highly ImpactedPool Heat4New | Snohomish CountySingle Family - Highly ImpactedPool HeatNew | Snohomish County | Single Family - Highly Impacted | Pool Heat | 4 | Efficient Pool Heater - 88% Efficient | New | Pool Heater - Efficient | Efficient Pool Heater - 88% Efficient | Federal Standard 2014 Pool Heater - 82% Efficient | per Home | 8 | Technical Support Document - Residential Water Heaters, Direct Heating Equipment, and Pooler Heaters. November 2009. Appendix C, Table 8-C.4.1, Page 8-C-7. | 364 | 328.5 | Savings methodology based on Residential Water Heaters, Direct Heating Equipment, and Pool Heaters; Final Rule, EERE-2006-STD-0129-0005-1 | Savings methodology based on Technical Support Document - Residential Water Heaters, Direct Heating Equipment, and Pooler Heaters. November 2009. Table 7.4.2, Page 7-41 | 0 | 0 | NA | NA | 1609.0662 | 1640.8911 | 0 | 2793.6653 | 1800.0155 | 0 | 0 | Technical Support Document - Residential Water Heaters, Direct Heating Equipment, and Pooler Heaters. November 2009. Table 8.2.38, Page 8-34. | Technical Support Document - Residential Water Heaters, Direct Heating Equipment, and Pooler Heaters. November 2009. Table 8.2.38, Page 8-34. | Assuming no incremental O&M cost | 0 | 0 | No applicable non-energy benefits | No applicable non-energy benefits | 100% | Equipment 100% technically feasible within end use | System | System
Snohomish CountyMultifamilyPool Heat4Existing | Snohomish CountyMultifamilyPool HeatExisting | Snohomish County | Multifamily | Pool Heat | 4 | Efficient Pool Heater - 88% Efficient | Existing | Pool Heater - Efficient | Efficient Pool Heater - 88% Efficient | Federal Standard 2014 Pool Heater - 82% Efficient | per Home | 8 | Technical Support Document - Residential Water Heaters, Direct Heating Equipment, and Pooler Heaters. November 2009. Appendix C, Table 8-C.4.1, Page 8-C-7. | 364 | 328.5 | Savings methodology based on Residential Water Heaters, Direct Heating Equipment, and Pool Heaters; Final Rule, EERE-2006-STD-0129-0005-1 | Savings methodology based on Technical Support Document - Residential Water Heaters, Direct Heating Equipment, and Pooler Heaters. November 2009. Table 7.4.2, Page 7-41 | 0 | 0 | NA | NA | 1609.0662 | 1640.8911 | 0 | 2793.6653 | 1800.0155 | 0 | 0 | Technical Support Document - Residential Water Heaters, Direct Heating Equipment, and Pooler Heaters. November 2009. Table 8.2.38, Page 8-34. | Technical Support Document - Residential Water Heaters, Direct Heating Equipment, and Pooler Heaters. November 2009. Table 8.2.38, Page 8-34. | Assuming no incremental O&M cost | 0 | 0 | No applicable non-energy benefits | No applicable non-energy benefits | 100% | Equipment 100% technically feasible within end use | System | System
Snohomish CountyMultifamilyPool Heat4New | Snohomish CountyMultifamilyPool HeatNew | Snohomish County | Multifamily | Pool Heat | 4 | Efficient Pool Heater - 88% Efficient | New | Pool Heater - Efficient | Efficient Pool Heater - 88% Efficient | Federal Standard 2014 Pool Heater - 82% Efficient | per Home | 8 | Technical Support Document - Residential Water Heaters, Direct Heating Equipment, and Pooler Heaters. November 2009. Appendix C, Table 8-C.4.1, Page 8-C-7. | 364 | 328.5 | Savings methodology based on Residential Water Heaters, Direct Heating Equipment, and Pool Heaters; Final Rule, EERE-2006-STD-0129-0005-1 | Savings methodology based on Technical Support Document - Residential Water Heaters, Direct Heating Equipment, and Pooler Heaters. November 2009. Table 7.4.2, Page 7-41 | 0 | 0 | NA | NA | 1609.0662 | 1640.8911 | 0 | 2793.6653 | 1800.0155 | 0 | 0 | Technical Support Document - Residential Water Heaters, Direct Heating Equipment, and Pooler Heaters. November 2009. Table 8.2.38, Page 8-34. | Technical Support Document - Residential Water Heaters, Direct Heating Equipment, and Pooler Heaters. November 2009. Table 8.2.38, Page 8-34. | Assuming no incremental O&M cost | 0 | 0 | No applicable non-energy benefits | No applicable non-energy benefits | 100% | Equipment 100% technically feasible within end use | System | System
Snohomish CountyMultifamily - Highly ImpactedPool Heat4Existing | Snohomish CountyMultifamily - Highly ImpactedPool HeatExisting | Snohomish County | Multifamily - Highly Impacted | Pool Heat | 4 | Efficient Pool Heater - 88% Efficient | Existing | Pool Heater - Efficient | Efficient Pool Heater - 88% Efficient | Federal Standard 2014 Pool Heater - 82% Efficient | per Home | 8 | Technical Support Document - Residential Water Heaters, Direct Heating Equipment, and Pooler Heaters. November 2009. Appendix C, Table 8-C.4.1, Page 8-C-7. | 364 | 328.5 | Savings methodology based on Residential Water Heaters, Direct Heating Equipment, and Pool Heaters; Final Rule, EERE-2006-STD-0129-0005-1 | Savings methodology based on Technical Support Document - Residential Water Heaters, Direct Heating Equipment, and Pooler Heaters. November 2009. Table 7.4.2, Page 7-41 | 0 | 0 | NA | NA | 1609.0662 | 1640.8911 | 0 | 2793.6653 | 1800.0155 | 0 | 0 | Technical Support Document - Residential Water Heaters, Direct Heating Equipment, and Pooler Heaters. November 2009. Table 8.2.38, Page 8-34. | Technical Support Document - Residential Water Heaters, Direct Heating Equipment, and Pooler Heaters. November 2009. Table 8.2.38, Page 8-34. | Assuming no incremental O&M cost | 0 | 0 | No applicable non-energy benefits | No applicable non-energy benefits | 100% | Equipment 100% technically feasible within end use | System | System
Snohomish CountyMultifamily - Highly ImpactedPool Heat4New | Snohomish CountyMultifamily - Highly ImpactedPool HeatNew | Snohomish County | Multifamily - Highly Impacted | Pool Heat | 4 | Efficient Pool Heater - 88% Efficient | New | Pool Heater - Efficient | Efficient Pool Heater - 88% Efficient | Federal Standard 2014 Pool Heater - 82% Efficient | per Home | 8 | Technical Support Document - Residential Water Heaters, Direct Heating Equipment, and Pooler Heaters. November 2009. Appendix C, Table 8-C.4.1, Page 8-C-7. | 364 | 328.5 | Savings methodology based on Residential Water Heaters, Direct Heating Equipment, and Pool Heaters; Final Rule, EERE-2006-STD-0129-0005-1 | Savings methodology based on Technical Support Document - Residential Water Heaters, Direct Heating Equipment, and Pooler Heaters. November 2009. Table 7.4.2, Page 7-41 | 0 | 0 | NA | NA | 1609.0662 | 1640.8911 | 0 | 2793.6653 | 1800.0155 | 0 | 0 | Technical Support Document - Residential Water Heaters, Direct Heating Equipment, and Pooler Heaters. November 2009. Table 8.2.38, Page 8-34. | Technical Support Document - Residential Water Heaters, Direct Heating Equipment, and Pooler Heaters. November 2009. Table 8.2.38, Page 8-34. | Assuming no incremental O&M cost | 0 | 0 | No applicable non-energy benefits | No applicable non-energy benefits | 100% | Equipment 100% technically feasible within end use | System | System
Snohomish CountyManufacturedPool Heat4Existing | Snohomish CountyManufacturedPool HeatExisting | Snohomish County | Manufactured | Pool Heat | 4 | Efficient Pool Heater - 88% Efficient | Existing | Pool Heater - Efficient | Efficient Pool Heater - 88% Efficient | Federal Standard 2014 Pool Heater - 82% Efficient | per Home | 8 | Technical Support Document - Residential Water Heaters, Direct Heating Equipment, and Pooler Heaters. November 2009. Appendix C, Table 8-C.4.1, Page 8-C-7. | 364 | 328.5 | Savings methodology based on Residential Water Heaters, Direct Heating Equipment, and Pool Heaters; Final Rule, EERE-2006-STD-0129-0005-1 | Savings methodology based on Technical Support Document - Residential Water Heaters, Direct Heating Equipment, and Pooler Heaters. November 2009. Table 7.4.2, Page 7-41 | 0 | 0 | NA | NA | 1609.0662 | 1640.8911 | 0 | 2793.6653 | 1800.0155 | 0 | 0 | Technical Support Document - Residential Water Heaters, Direct Heating Equipment, and Pooler Heaters. November 2009. Table 8.2.38, Page 8-34. | Technical Support Document - Residential Water Heaters, Direct Heating Equipment, and Pooler Heaters. November 2009. Table 8.2.38, Page 8-34. | Assuming no incremental O&M cost | 0 | 0 | No applicable non-energy benefits | No applicable non-energy benefits | 100% | Equipment 100% technically feasible within end use | System | System
Snohomish CountyManufacturedPool Heat4New | Snohomish CountyManufacturedPool HeatNew | Snohomish County | Manufactured | Pool Heat | 4 | Efficient Pool Heater - 88% Efficient | New | Pool Heater - Efficient | Efficient Pool Heater - 88% Efficient | Federal Standard 2014 Pool Heater - 82% Efficient | per Home | 8 | Technical Support Document - Residential Water Heaters, Direct Heating Equipment, and Pooler Heaters. November 2009. Appendix C, Table 8-C.4.1, Page 8-C-7. | 364 | 328.5 | Savings methodology based on Residential Water Heaters, Direct Heating Equipment, and Pool Heaters; Final Rule, EERE-2006-STD-0129-0005-1 | Savings methodology based on Technical Support Document - Residential Water Heaters, Direct Heating Equipment, and Pooler Heaters. November 2009. Table 7.4.2, Page 7-41 | 0 | 0 | NA | NA | 1609.0662 | 1640.8911 | 0 | 2793.6653 | 1800.0155 | 0 | 0 | Technical Support Document - Residential Water Heaters, Direct Heating Equipment, and Pooler Heaters. November 2009. Table 8.2.38, Page 8-34. | Technical Support Document - Residential Water Heaters, Direct Heating Equipment, and Pooler Heaters. November 2009. Table 8.2.38, Page 8-34. | Assuming no incremental O&M cost | 0 | 0 | No applicable non-energy benefits | No applicable non-energy benefits | 100% | Equipment 100% technically feasible within end use | System | System
Snohomish CountyManufactured - Highly ImpactedPool Heat4Existing | Snohomish CountyManufactured - Highly ImpactedPool HeatExisting | Snohomish County | Manufactured - Highly Impacted | Pool Heat | 4 | Efficient Pool Heater - 88% Efficient | Existing | Pool Heater - Efficient | Efficient Pool Heater - 88% Efficient | Federal Standard 2014 Pool Heater - 82% Efficient | per Home | 8 | Technical Support Document - Residential Water Heaters, Direct Heating Equipment, and Pooler Heaters. November 2009. Appendix C, Table 8-C.4.1, Page 8-C-7. | 364 | 328.5 | Savings methodology based on Residential Water Heaters, Direct Heating Equipment, and Pool Heaters; Final Rule, EERE-2006-STD-0129-0005-1 | Savings methodology based on Technical Support Document - Residential Water Heaters, Direct Heating Equipment, and Pooler Heaters. November 2009. Table 7.4.2, Page 7-41 | 0 | 0 | NA | NA | 1609.0662 | 1640.8911 | 0 | 2793.6653 | 1800.0155 | 0 | 0 | Technical Support Document - Residential Water Heaters, Direct Heating Equipment, and Pooler Heaters. November 2009. Table 8.2.38, Page 8-34. | Technical Support Document - Residential Water Heaters, Direct Heating Equipment, and Pooler Heaters. November 2009. Table 8.2.38, Page 8-34. | Assuming no incremental O&M cost | 0 | 0 | No applicable non-energy benefits | No applicable non-energy benefits | 100% | Equipment 100% technically feasible within end use | System | System
Snohomish CountyManufactured - Highly ImpactedPool Heat4New | Snohomish CountyManufactured - Highly ImpactedPool HeatNew | Snohomish County | Manufactured - Highly Impacted | Pool Heat | 4 | Efficient Pool Heater - 88% Efficient | New | Pool Heater - Efficient | Efficient Pool Heater - 88% Efficient | Federal Standard 2014 Pool Heater - 82% Efficient | per Home | 8 | Technical Support Document - Residential Water Heaters, Direct Heating Equipment, and Pooler Heaters. November 2009. Appendix C, Table 8-C.4.1, Page 8-C-7. | 364 | 328.5 | Savings methodology based on Residential Water Heaters, Direct Heating Equipment, and Pool Heaters; Final Rule, EERE-2006-STD-0129-0005-1 | Savings methodology based on Technical Support Document - Residential Water Heaters, Direct Heating Equipment, and Pooler Heaters. November 2009. Table 7.4.2, Page 7-41 | 0 | 0 | NA | NA | 1609.0662 | 1640.8911 | 0 | 2793.6653 | 1800.0155 | 0 | 0 | Technical Support Document - Residential Water Heaters, Direct Heating Equipment, and Pooler Heaters. November 2009. Table 8.2.38, Page 8-34. | Technical Support Document - Residential Water Heaters, Direct Heating Equipment, and Pooler Heaters. November 2009. Table 8.2.38, Page 8-34. | Assuming no incremental O&M cost | 0 | 0 | No applicable non-energy benefits | No applicable non-energy benefits | 100% | Equipment 100% technically feasible within end use | System | System
Snohomish CountySingle FamilyWater Heat LE 55 Gal1Existing | Snohomish CountySingle FamilyWater Heat LE 55 GalExisting | Snohomish County | Single Family | Water Heat LE 55 Gal | 1 | Below Standard Water Heater ≤ 55 GAL - EF 0.59 | Existing | Water Heater - Below Standard | Below Standard Water Heater ≤ 55 GAL - EF 0.59 | Below Standard Water Heater ≤ 55 GAL - EF 0.59 | per Home | 7 | Assuming half the measure life for below standard equipment. Based on PSE Business Case: APPROVED_Measure Case_Water Heater Res_2022 | 192.7029 | 192.7029 | Using measure description efficiency metrics to adjust loads from RTF/2021P workbooks to consumptions. | Using measure description efficiency metrics to adjust loads from RTF/2021P workbooks to consumptions. | 0 | 0 | NA | NA | 0 | 0 | 0 | 0 | 0 | 0 | 0 | Baseline is equal to efficient case. | Baseline is equal to efficient case. | Baseline is equal to efficient case. | 0 | 0 | No applicable non-energy benefits | No applicable non-energy benefits | 100% | Equipment 100% technically feasible within end use | System | System
Snohomish CountySingle FamilyWater Heat LE 55 Gal1New | Snohomish CountySingle FamilyWater Heat LE 55 GalNew | Snohomish County | Single Family | Water Heat LE 55 Gal | 1 | Below Standard Water Heater ≤ 55 GAL - EF 0.59 | New | Water Heater - Below Standard | Below Standard Water Heater ≤ 55 GAL - EF 0.59 | Below Standard Water Heater ≤ 55 GAL - EF 0.59 | per Home | 7 | Assuming half the measure life for below standard equipment. Based on PSE Business Case: APPROVED_Measure Case_Water Heater Res_2022 | 192.7029 | 192.7029 | Using measure description efficiency metrics to adjust loads from RTF/2021P workbooks to consumptions. | Using measure description efficiency metrics to adjust loads from RTF/2021P workbooks to consumptions. | 0 | 0 | NA | NA | 0 | 0 | 0 | 0 | 0 | 0 | 0 | Baseline is equal to efficient case. | Baseline is equal to efficient case. | Baseline is equal to efficient case. | 0 | 0 | No applicable non-energy benefits | No applicable non-energy benefits | 100% | Equipment 100% technically feasible within end use | System | System
Snohomish CountySingle Family - Highly ImpactedWater Heat LE 55 Gal1Existing | Snohomish CountySingle Family - Highly ImpactedWater Heat LE 55 GalExisting | Snohomish County | Single Family - Highly Impacted | Water Heat LE 55 Gal | 1 | Below Standard Water Heater ≤ 55 GAL - EF 0.59 | Existing | Water Heater - Below Standard | Below Standard Water Heater ≤ 55 GAL - EF 0.59 | Below Standard Water Heater ≤ 55 GAL - EF 0.59 | per Home | 7 | Assuming half the measure life for below standard equipment. Based on PSE Business Case: APPROVED_Measure Case_Water Heater Res_2022 | 168.3537 | 168.3537 | Using measure description efficiency metrics to adjust loads from RTF/2021P workbooks to consumptions. | Using measure description efficiency metrics to adjust loads from RTF/2021P workbooks to consumptions. | 0 | 0 | NA | NA | 0 | 0 | 0 | 0 | 0 | 0 | 0 | Baseline is equal to efficient case. | Baseline is equal to efficient case. | Baseline is equal to efficient case. | 0 | 0 | No applicable non-energy benefits | No applicable non-energy benefits | 100% | Equipment 100% technically feasible within end use | System | System
Snohomish CountySingle Family - Highly ImpactedWater Heat LE 55 Gal1New | Snohomish CountySingle Family - Highly ImpactedWater Heat LE 55 GalNew | Snohomish County | Single Family - Highly Impacted | Water Heat LE 55 Gal | 1 | Below Standard Water Heater ≤ 55 GAL - EF 0.59 | New | Water Heater - Below Standard | Below Standard Water Heater ≤ 55 GAL - EF 0.59 | Below Standard Water Heater ≤ 55 GAL - EF 0.59 | per Home | 7 | Assuming half the measure life for below standard equipment. Based on PSE Business Case: APPROVED_Measure Case_Water Heater Res_2022 | 168.3537 | 168.3537 | Using measure description efficiency metrics to adjust loads from RTF/2021P workbooks to consumptions. | Using measure description efficiency metrics to adjust loads from RTF/2021P workbooks to consumptions. | 0 | 0 | NA | NA | 0 | 0 | 0 | 0 | 0 | 0 | 0 | Baseline is equal to efficient case. | Baseline is equal to efficient case. | Baseline is equal to efficient case. | 0 | 0 | No applicable non-energy benefits | No applicable non-energy benefits | 100% | Equipment 100% technically feasible within end use | System | System
Snohomish CountyMultifamilyWater Heat LE 55 Gal1Existing | Snohomish CountyMultifamilyWater Heat LE 55 GalExisting | Snohomish County | Multifamily | Water Heat LE 55 Gal | 1 | Below Standard Water Heater ≤ 55 GAL - EF 0.59 | Existing | Water Heater - Below Standard | Below Standard Water Heater ≤ 55 GAL - EF 0.59 | Below Standard Water Heater ≤ 55 GAL - EF 0.59 | per Home | 7 | Assuming half the measure life for below standard equipment. Based on PSE Business Case: APPROVED_Measure Case_Water Heater Res_2022 | 136.8615 | 136.8615 | Using measure description efficiency metrics to adjust loads from RTF/2021P workbooks to consumptions. | Using measure description efficiency metrics to adjust loads from RTF/2021P workbooks to consumptions. | 0 | 0 | NA | NA | 0 | 0 | 0 | 0 | 0 | 0 | 0 | Baseline is equal to efficient case. | Baseline is equal to efficient case. | Baseline is equal to efficient case. | 0 | 0 | No applicable non-energy benefits | No applicable non-energy benefits | 100% | Equipment 100% technically feasible within end use | System | System
Snohomish CountyMultifamilyWater Heat LE 55 Gal1New | Snohomish CountyMultifamilyWater Heat LE 55 GalNew | Snohomish County | Multifamily | Water Heat LE 55 Gal | 1 | Below Standard Water Heater ≤ 55 GAL - EF 0.59 | New | Water Heater - Below Standard | Below Standard Water Heater ≤ 55 GAL - EF 0.59 | Below Standard Water Heater ≤ 55 GAL - EF 0.59 | per Home | 7 | Assuming half the measure life for below standard equipment. Based on PSE Business Case: APPROVED_Measure Case_Water Heater Res_2022 | 136.8615 | 136.8615 | Using measure description efficiency metrics to adjust loads from RTF/2021P workbooks to consumptions. | Using measure description efficiency metrics to adjust loads from RTF/2021P workbooks to consumptions. | 0 | 0 | NA | NA | 0 | 0 | 0 | 0 | 0 | 0 | 0 | Baseline is equal to efficient case. | Baseline is equal to efficient case. | Baseline is equal to efficient case. | 0 | 0 | No applicable non-energy benefits | No applicable non-energy benefits | 100% | Equipment 100% technically feasible within end use | System | System
Snohomish CountyMultifamily - Highly ImpactedWater Heat LE 55 Gal1Existing | Snohomish CountyMultifamily - Highly ImpactedWater Heat LE 55 GalExisting | Snohomish County | Multifamily - Highly Impacted | Water Heat LE 55 Gal | 1 | Below Standard Water Heater ≤ 55 GAL - EF 0.59 | Existing | Water Heater - Below Standard | Below Standard Water Heater ≤ 55 GAL - EF 0.59 | Below Standard Water Heater ≤ 55 GAL - EF 0.59 | per Home | 7 | Assuming half the measure life for below standard equipment. Based on PSE Business Case: APPROVED_Measure Case_Water Heater Res_2022 | 154.0732 | 154.0732 | Using measure description efficiency metrics to adjust loads from RTF/2021P workbooks to consumptions. | Using measure description efficiency metrics to adjust loads from RTF/2021P workbooks to consumptions. | 0 | 0 | NA | NA | 0 | 0 | 0 | 0 | 0 | 0 | 0 | Baseline is equal to efficient case. | Baseline is equal to efficient case. | Baseline is equal to efficient case. | 0 | 0 | No applicable non-energy benefits | No applicable non-energy benefits | 100% | Equipment 100% technically feasible within end use | System | System
Snohomish CountyMultifamily - Highly ImpactedWater Heat LE 55 Gal1New | Snohomish CountyMultifamily - Highly ImpactedWater Heat LE 55 GalNew | Snohomish County | Multifamily - Highly Impacted | Water Heat LE 55 Gal | 1 | Below Standard Water Heater ≤ 55 GAL - EF 0.59 | New | Water Heater - Below Standard | Below Standard Water Heater ≤ 55 GAL - EF 0.59 | Below Standard Water Heater ≤ 55 GAL - EF 0.59 | per Home | 7 | Assuming half the measure life for below standard equipment. Based on PSE Business Case: APPROVED_Measure Case_Water Heater Res_2022 | 154.0732 | 154.0732 | Using measure description efficiency metrics to adjust loads from RTF/2021P workbooks to consumptions. | Using measure description efficiency metrics to adjust loads from RTF/2021P workbooks to consumptions. | 0 | 0 | NA | NA | 0 | 0 | 0 | 0 | 0 | 0 | 0 | Baseline is equal to efficient case. | Baseline is equal to efficient case. | Baseline is equal to efficient case. | 0 | 0 | No applicable non-energy benefits | No applicable non-energy benefits | 100% | Equipment 100% technically feasible within end use | System | System
Snohomish CountyManufacturedWater Heat LE 55 Gal1Existing | Snohomish CountyManufacturedWater Heat LE 55 GalExisting | Snohomish County | Manufactured | Water Heat LE 55 Gal | 1 | Below Standard Water Heater ≤ 55 GAL - EF 0.59 | Existing | Water Heater - Below Standard | Below Standard Water Heater ≤ 55 GAL - EF 0.59 | Below Standard Water Heater ≤ 55 GAL - EF 0.59 | per Home | 7 | Assuming half the measure life for below standard equipment. Based on PSE Business Case: APPROVED_Measure Case_Water Heater Res_2022 | 170.8193 | 170.8193 | Using measure description efficiency metrics to adjust loads from RTF/2021P workbooks to consumptions. | Using measure description efficiency metrics to adjust loads from RTF/2021P workbooks to consumptions. | 0 | 0 | NA | NA | 0 | 0 | 0 | 0 | 0 | 0 | 0 | Baseline is equal to efficient case. | Baseline is equal to efficient case. | Baseline is equal to efficient case. | 0 | 0 | No applicable non-energy benefits | No applicable non-energy benefits | 100% | Equipment 100% technically feasible within end use | System | System
Snohomish CountyManufacturedWater Heat LE 55 Gal1New | Snohomish CountyManufacturedWater Heat LE 55 GalNew | Snohomish County | Manufactured | Water Heat LE 55 Gal | 1 | Below Standard Water Heater ≤ 55 GAL - EF 0.59 | New | Water Heater - Below Standard | Below Standard Water Heater ≤ 55 GAL - EF 0.59 | Below Standard Water Heater ≤ 55 GAL - EF 0.59 | per Home | 7 | Assuming half the measure life for below standard equipment. Based on PSE Business Case: APPROVED_Measure Case_Water Heater Res_2022 | 170.8193 | 170.8193 | Using measure description efficiency metrics to adjust loads from RTF/2021P workbooks to consumptions. | Using measure description efficiency metrics to adjust loads from RTF/2021P workbooks to consumptions. | 0 | 0 | NA | NA | 0 | 0 | 0 | 0 | 0 | 0 | 0 | Baseline is equal to efficient case. | Baseline is equal to efficient case. | Baseline is equal to efficient case. | 0 | 0 | No applicable non-energy benefits | No applicable non-energy benefits | 100% | Equipment 100% technically feasible within end use | System | System
Snohomish CountyManufactured - Highly ImpactedWater Heat LE 55 Gal1Existing | Snohomish CountyManufactured - Highly ImpactedWater Heat LE 55 GalExisting | Snohomish County | Manufactured - Highly Impacted | Water Heat LE 55 Gal | 1 | Below Standard Water Heater ≤ 55 GAL - EF 0.59 | Existing | Water Heater - Below Standard | Below Standard Water Heater ≤ 55 GAL - EF 0.59 | Below Standard Water Heater ≤ 55 GAL - EF 0.59 | per Home | 7 | Assuming half the measure life for below standard equipment. Based on PSE Business Case: APPROVED_Measure Case_Water Heater Res_2022 | 145.6448 | 145.6448 | Using measure description efficiency metrics to adjust loads from RTF/2021P workbooks to consumptions. | Using measure description efficiency metrics to adjust loads from RTF/2021P workbooks to consumptions. | 0 | 0 | NA | NA | 0 | 0 | 0 | 0 | 0 | 0 | 0 | Baseline is equal to efficient case. | Baseline is equal to efficient case. | Baseline is equal to efficient case. | 0 | 0 | No applicable non-energy benefits | No applicable non-energy benefits | 100% | Equipment 100% technically feasible within end use | System | System
Snohomish CountyManufactured - Highly ImpactedWater Heat LE 55 Gal1New | Snohomish CountyManufactured - Highly ImpactedWater Heat LE 55 GalNew | Snohomish County | Manufactured - Highly Impacted | Water Heat LE 55 Gal | 1 | Below Standard Water Heater ≤ 55 GAL - EF 0.59 | New | Water Heater - Below Standard | Below Standard Water Heater ≤ 55 GAL - EF 0.59 | Below Standard Water Heater ≤ 55 GAL - EF 0.59 | per Home | 7 | Assuming half the measure life for below standard equipment. Based on PSE Business Case: APPROVED_Measure Case_Water Heater Res_2022 | 145.6448 | 145.6448 | Using measure description efficiency metrics to adjust loads from RTF/2021P workbooks to consumptions. | Using measure description efficiency metrics to adjust loads from RTF/2021P workbooks to consumptions. | 0 | 0 | NA | NA | 0 | 0 | 0 | 0 | 0 | 0 | 0 | Baseline is equal to efficient case. | Baseline is equal to efficient case. | Baseline is equal to efficient case. | 0 | 0 | No applicable non-energy benefits | No applicable non-energy benefits | 100% | Equipment 100% technically feasible within end use | System | System
Snohomish CountySingle FamilyWater Heat LE 55 Gal2Existing | Snohomish CountySingle FamilyWater Heat LE 55 GalExisting | Snohomish County | Single Family | Water Heat LE 55 Gal | 2 | Federal Standard 2015 Storage Water Heater ≤ 55 GAL - EF 0.62 | Existing | Water Heater - Federal Standard 2015 Storage | Federal Standard 2015 Storage Water Heater ≤ 55 GAL - EF 0.62 | Federal Standard 2015 Storage Water Heater ≤ 55 GAL - EF 0.62 | per Home | 13 | Based on PSE Business Case: APPROVED_Measure Case_Water Heater Res_2022 | 183.3785 | 183.3785 | Using measure description efficiency metrics to adjust loads from RTF/2021P workbooks to consumptions. | Using measure description efficiency metrics to adjust loads from RTF/2021P workbooks to consumptions. | 0 | 0 | NA | NA | 0 | 0 | 0 | 595.7619 | 757.4323 | 0 | 0 | Technical Support Document - Residential Water Heaters, Direct Heating Equipment, and Pooler Heaters. November 2009; calculated by linear interpolation | Technical Support Document - Residential Water Heaters, Direct Heating Equipment, and Pooler Heaters. November 2009; calculated by linear interpolation | Assuming no incremental O&M cost | 0 | 0 | No applicable non-energy benefits | No applicable non-energy benefits | 100% | Equipment 100% technically feasible within end use | System | System
Snohomish CountySingle FamilyWater Heat LE 55 Gal2New | Snohomish CountySingle FamilyWater Heat LE 55 GalNew | Snohomish County | Single Family | Water Heat LE 55 Gal | 2 | Federal Standard 2015 Storage Water Heater ≤ 55 GAL - EF 0.62 | New | Water Heater - Federal Standard 2015 Storage | Federal Standard 2015 Storage Water Heater ≤ 55 GAL - EF 0.62 | Federal Standard 2015 Storage Water Heater ≤ 55 GAL - EF 0.62 | per Home | 13 | Based on PSE Business Case: APPROVED_Measure Case_Water Heater Res_2022 | 183.3785 | 183.3785 | Using measure description efficiency metrics to adjust loads from RTF/2021P workbooks to consumptions. | Using measure description efficiency metrics to adjust loads from RTF/2021P workbooks to consumptions. | 0 | 0 | NA | NA | 0 | 0 | 0 | 595.7619 | 757.4323 | 0 | 0 | Technical Support Document - Residential Water Heaters, Direct Heating Equipment, and Pooler Heaters. November 2009; calculated by linear interpolation | Technical Support Document - Residential Water Heaters, Direct Heating Equipment, and Pooler Heaters. November 2009; calculated by linear interpolation | Assuming no incremental O&M cost | 0 | 0 | No applicable non-energy benefits | No applicable non-energy benefits | 100% | Equipment 100% technically feasible within end use | System | System
Snohomish CountySingle Family - Highly ImpactedWater Heat LE 55 Gal2Existing | Snohomish CountySingle Family - Highly ImpactedWater Heat LE 55 GalExisting | Snohomish County | Single Family - Highly Impacted | Water Heat LE 55 Gal | 2 | Federal Standard 2015 Storage Water Heater ≤ 55 GAL - EF 0.62 | Existing | Water Heater - Federal Standard 2015 Storage | Federal Standard 2015 Storage Water Heater ≤ 55 GAL - EF 0.62 | Federal Standard 2015 Storage Water Heater ≤ 55 GAL - EF 0.62 | per Home | 13 | Based on PSE Business Case: APPROVED_Measure Case_Water Heater Res_2022 | 160.2076 | 160.2076 | Using measure description efficiency metrics to adjust loads from RTF/2021P workbooks to consumptions. | Using measure description efficiency metrics to adjust loads from RTF/2021P workbooks to consumptions. | 0 | 0 | NA | NA | 0 | 0 | 0 | 595.7619 | 757.4323 | 0 | 0 | Technical Support Document - Residential Water Heaters, Direct Heating Equipment, and Pooler Heaters. November 2009; calculated by linear interpolation | Technical Support Document - Residential Water Heaters, Direct Heating Equipment, and Pooler Heaters. November 2009; calculated by linear interpolation | Assuming no incremental O&M cost | 0 | 0 | No applicable non-energy benefits | No applicable non-energy benefits | 100% | Equipment 100% technically feasible within end use | System | System
Snohomish CountySingle Family - Highly ImpactedWater Heat LE 55 Gal2New | Snohomish CountySingle Family - Highly ImpactedWater Heat LE 55 GalNew | Snohomish County | Single Family - Highly Impacted | Water Heat LE 55 Gal | 2 | Federal Standard 2015 Storage Water Heater ≤ 55 GAL - EF 0.62 | New | Water Heater - Federal Standard 2015 Storage | Federal Standard 2015 Storage Water Heater ≤ 55 GAL - EF 0.62 | Federal Standard 2015 Storage Water Heater ≤ 55 GAL - EF 0.62 | per Home | 13 | Based on PSE Business Case: APPROVED_Measure Case_Water Heater Res_2022 | 160.2076 | 160.2076 | Using measure description efficiency metrics to adjust loads from RTF/2021P workbooks to consumptions. | Using measure description efficiency metrics to adjust loads from RTF/2021P workbooks to consumptions. | 0 | 0 | NA | NA | 0 | 0 | 0 | 595.7619 | 757.4323 | 0 | 0 | Technical Support Document - Residential Water Heaters, Direct Heating Equipment, and Pooler Heaters. November 2009; calculated by linear interpolation | Technical Support Document - Residential Water Heaters, Direct Heating Equipment, and Pooler Heaters. November 2009; calculated by linear interpolation | Assuming no incremental O&M cost | 0 | 0 | No applicable non-energy benefits | No applicable non-energy benefits | 100% | Equipment 100% technically feasible within end use | System | System
Snohomish CountyMultifamilyWater Heat LE 55 Gal2Existing | Snohomish CountyMultifamilyWater Heat LE 55 GalExisting | Snohomish County | Multifamily | Water Heat LE 55 Gal | 2 | Federal Standard 2015 Storage Water Heater ≤ 55 GAL - EF 0.62 | Existing | Water Heater - Federal Standard 2015 Storage | Federal Standard 2015 Storage Water Heater ≤ 55 GAL - EF 0.62 | Federal Standard 2015 Storage Water Heater ≤ 55 GAL - EF 0.62 | per Home | 13 | Based on PSE Business Case: APPROVED_Measure Case_Water Heater Res_2022 | 130.2392 | 130.2392 | Using measure description efficiency metrics to adjust loads from RTF/2021P workbooks to consumptions. | Using measure description efficiency metrics to adjust loads from RTF/2021P workbooks to consumptions. | 0 | 0 | NA | NA | 0 | 0 | 0 | 595.7619 | 757.4323 | 0 | 0 | Technical Support Document - Residential Water Heaters, Direct Heating Equipment, and Pooler Heaters. November 2009; calculated by linear interpolation | Technical Support Document - Residential Water Heaters, Direct Heating Equipment, and Pooler Heaters. November 2009; calculated by linear interpolation | Assuming no incremental O&M cost | 0 | 0 | No applicable non-energy benefits | No applicable non-energy benefits | 100% | Equipment 100% technically feasible within end use | System | System
Snohomish CountyMultifamilyWater Heat LE 55 Gal2New | Snohomish CountyMultifamilyWater Heat LE 55 GalNew | Snohomish County | Multifamily | Water Heat LE 55 Gal | 2 | Federal Standard 2015 Storage Water Heater ≤ 55 GAL - EF 0.62 | New | Water Heater - Federal Standard 2015 Storage | Federal Standard 2015 Storage Water Heater ≤ 55 GAL - EF 0.62 | Federal Standard 2015 Storage Water Heater ≤ 55 GAL - EF 0.62 | per Home | 13 | Based on PSE Business Case: APPROVED_Measure Case_Water Heater Res_2022 | 130.2392 | 130.2392 | Using measure description efficiency metrics to adjust loads from RTF/2021P workbooks to consumptions. | Using measure description efficiency metrics to adjust loads from RTF/2021P workbooks to consumptions. | 0 | 0 | NA | NA | 0 | 0 | 0 | 595.7619 | 757.4323 | 0 | 0 | Technical Support Document - Residential Water Heaters, Direct Heating Equipment, and Pooler Heaters. November 2009; calculated by linear interpolation | Technical Support Document - Residential Water Heaters, Direct Heating Equipment, and Pooler Heaters. November 2009; calculated by linear interpolation | Assuming no incremental O&M cost | 0 | 0 | No applicable non-energy benefits | No applicable non-energy benefits | 100% | Equipment 100% technically feasible within end use | System | System
Snohomish CountyMultifamily - Highly ImpactedWater Heat LE 55 Gal2Existing | Snohomish CountyMultifamily - Highly ImpactedWater Heat LE 55 GalExisting | Snohomish County | Multifamily - Highly Impacted | Water Heat LE 55 Gal | 2 | Federal Standard 2015 Storage Water Heater ≤ 55 GAL - EF 0.62 | Existing | Water Heater - Federal Standard 2015 Storage | Federal Standard 2015 Storage Water Heater ≤ 55 GAL - EF 0.62 | Federal Standard 2015 Storage Water Heater ≤ 55 GAL - EF 0.62 | per Home | 13 | Based on PSE Business Case: APPROVED_Measure Case_Water Heater Res_2022 | 146.618 | 146.618 | Using measure description efficiency metrics to adjust loads from RTF/2021P workbooks to consumptions. | Using measure description efficiency metrics to adjust loads from RTF/2021P workbooks to consumptions. | 0 | 0 | NA | NA | 0 | 0 | 0 | 595.7619 | 757.4323 | 0 | 0 | Technical Support Document - Residential Water Heaters, Direct Heating Equipment, and Pooler Heaters. November 2009; calculated by linear interpolation | Technical Support Document - Residential Water Heaters, Direct Heating Equipment, and Pooler Heaters. November 2009; calculated by linear interpolation | Assuming no incremental O&M cost | 0 | 0 | No applicable non-energy benefits | No applicable non-energy benefits | 100% | Equipment 100% technically feasible within end use | System | System
Snohomish CountyMultifamily - Highly ImpactedWater Heat LE 55 Gal2New | Snohomish CountyMultifamily - Highly ImpactedWater Heat LE 55 GalNew | Snohomish County | Multifamily - Highly Impacted | Water Heat LE 55 Gal | 2 | Federal Standard 2015 Storage Water Heater ≤ 55 GAL - EF 0.62 | New | Water Heater - Federal Standard 2015 Storage | Federal Standard 2015 Storage Water Heater ≤ 55 GAL - EF 0.62 | Federal Standard 2015 Storage Water Heater ≤ 55 GAL - EF 0.62 | per Home | 13 | Based on PSE Business Case: APPROVED_Measure Case_Water Heater Res_2022 | 146.618 | 146.618 | Using measure description efficiency metrics to adjust loads from RTF/2021P workbooks to consumptions. | Using measure description efficiency metrics to adjust loads from RTF/2021P workbooks to consumptions. | 0 | 0 | NA | NA | 0 | 0 | 0 | 595.7619 | 757.4323 | 0 | 0 | Technical Support Document - Residential Water Heaters, Direct Heating Equipment, and Pooler Heaters. November 2009; calculated by linear interpolation | Technical Support Document - Residential Water Heaters, Direct Heating Equipment, and Pooler Heaters. November 2009; calculated by linear interpolation | Assuming no incremental O&M cost | 0 | 0 | No applicable non-energy benefits | No applicable non-energy benefits | 100% | Equipment 100% technically feasible within end use | System | System
Snohomish CountyManufacturedWater Heat LE 55 Gal2Existing | Snohomish CountyManufacturedWater Heat LE 55 GalExisting | Snohomish County | Manufactured | Water Heat LE 55 Gal | 2 | Federal Standard 2015 Storage Water Heater ≤ 55 GAL - EF 0.62 | Existing | Water Heater - Federal Standard 2015 Storage | Federal Standard 2015 Storage Water Heater ≤ 55 GAL - EF 0.62 | Federal Standard 2015 Storage Water Heater ≤ 55 GAL - EF 0.62 | per Home | 13 | Based on PSE Business Case: APPROVED_Measure Case_Water Heater Res_2022 | 162.5538 | 162.5538 | Using measure description efficiency metrics to adjust loads from RTF/2021P workbooks to consumptions. | Using measure description efficiency metrics to adjust loads from RTF/2021P workbooks to consumptions. | 0 | 0 | NA | NA | 0 | 0 | 0 | 595.7619 | 757.4323 | 0 | 0 | Technical Support Document - Residential Water Heaters, Direct Heating Equipment, and Pooler Heaters. November 2009; calculated by linear interpolation | Technical Support Document - Residential Water Heaters, Direct Heating Equipment, and Pooler Heaters. November 2009; calculated by linear interpolation | Assuming no incremental O&M cost | 0 | 0 | No applicable non-energy benefits | No applicable non-energy benefits | 100% | Equipment 100% technically feasible within end use | System | System
Snohomish CountyManufacturedWater Heat LE 55 Gal2New | Snohomish CountyManufacturedWater Heat LE 55 GalNew | Snohomish County | Manufactured | Water Heat LE 55 Gal | 2 | Federal Standard 2015 Storage Water Heater ≤ 55 GAL - EF 0.62 | New | Water Heater - Federal Standard 2015 Storage | Federal Standard 2015 Storage Water Heater ≤ 55 GAL - EF 0.62 | Federal Standard 2015 Storage Water Heater ≤ 55 GAL - EF 0.62 | per Home | 13 | Based on PSE Business Case: APPROVED_Measure Case_Water Heater Res_2022 | 162.5538 | 162.5538 | Using measure description efficiency metrics to adjust loads from RTF/2021P workbooks to consumptions. | Using measure description efficiency metrics to adjust loads from RTF/2021P workbooks to consumptions. | 0 | 0 | NA | NA | 0 | 0 | 0 | 595.7619 | 757.4323 | 0 | 0 | Technical Support Document - Residential Water Heaters, Direct Heating Equipment, and Pooler Heaters. November 2009; calculated by linear interpolation | Technical Support Document - Residential Water Heaters, Direct Heating Equipment, and Pooler Heaters. November 2009; calculated by linear interpolation | Assuming no incremental O&M cost | 0 | 0 | No applicable non-energy benefits | No applicable non-energy benefits | 100% | Equipment 100% technically feasible within end use | System | System
Snohomish CountyManufactured - Highly ImpactedWater Heat LE 55 Gal2Existing | Snohomish CountyManufactured - Highly ImpactedWater Heat LE 55 GalExisting | Snohomish County | Manufactured - Highly Impacted | Water Heat LE 55 Gal | 2 | Federal Standard 2015 Storage Water Heater ≤ 55 GAL - EF 0.62 | Existing | Water Heater - Federal Standard 2015 Storage | Federal Standard 2015 Storage Water Heater ≤ 55 GAL - EF 0.62 | Federal Standard 2015 Storage Water Heater ≤ 55 GAL - EF 0.62 | per Home | 13 | Based on PSE Business Case: APPROVED_Measure Case_Water Heater Res_2022 | 138.5975 | 138.5975 | Using measure description efficiency metrics to adjust loads from RTF/2021P workbooks to consumptions. | Using measure description efficiency metrics to adjust loads from RTF/2021P workbooks to consumptions. | 0 | 0 | NA | NA | 0 | 0 | 0 | 595.7619 | 757.4323 | 0 | 0 | Technical Support Document - Residential Water Heaters, Direct Heating Equipment, and Pooler Heaters. November 2009; calculated by linear interpolation | Technical Support Document - Residential Water Heaters, Direct Heating Equipment, and Pooler Heaters. November 2009; calculated by linear interpolation | Assuming no incremental O&M cost | 0 | 0 | No applicable non-energy benefits | No applicable non-energy benefits | 100% | Equipment 100% technically feasible within end use | System | System
Snohomish CountyManufactured - Highly ImpactedWater Heat LE 55 Gal2New | Snohomish CountyManufactured - Highly ImpactedWater Heat LE 55 GalNew | Snohomish County | Manufactured - Highly Impacted | Water Heat LE 55 Gal | 2 | Federal Standard 2015 Storage Water Heater ≤ 55 GAL - EF 0.62 | New | Water Heater - Federal Standard 2015 Storage | Federal Standard 2015 Storage Water Heater ≤ 55 GAL - EF 0.62 | Federal Standard 2015 Storage Water Heater ≤ 55 GAL - EF 0.62 | per Home | 13 | Based on PSE Business Case: APPROVED_Measure Case_Water Heater Res_2022 | 138.5975 | 138.5975 | Using measure description efficiency metrics to adjust loads from RTF/2021P workbooks to consumptions. | Using measure description efficiency metrics to adjust loads from RTF/2021P workbooks to consumptions. | 0 | 0 | NA | NA | 0 | 0 | 0 | 595.7619 | 757.4323 | 0 | 0 | Technical Support Document - Residential Water Heaters, Direct Heating Equipment, and Pooler Heaters. November 2009; calculated by linear interpolation | Technical Support Document - Residential Water Heaters, Direct Heating Equipment, and Pooler Heaters. November 2009; calculated by linear interpolation | Assuming no incremental O&M cost | 0 | 0 | No applicable non-energy benefits | No applicable non-energy benefits | 100% | Equipment 100% technically feasible within end use | System | System
Snohomish CountySingle FamilyWater Heat LE 55 Gal3Existing | Snohomish CountySingle FamilyWater Heat LE 55 GalExisting | Snohomish County | Single Family | Water Heat LE 55 Gal | 3 | Market Standard Storage Water Heater ≤ 55 GAL | Existing | Water Heater - Market Standard | Market Standard Storage Water Heater ≤ 55 GAL | Market Standard Storage Water Heater ≤ 55 GAL | per Home | 13 | Based on PSE Business Case: APPROVED_Measure Case_Water Heater Res_2022 | 145.7228 | 145.7228 | Using measure description efficiency metrics to adjust loads from RTF/2021P workbooks to consumptions. | Using measure description efficiency metrics to adjust loads from RTF/2021P workbooks to consumptions. | 0 | 0 | NA | NA | 0 | 0 | 0 | 0 | 0 | 0 | 0 | Baseline is equal to efficient case. | Baseline is equal to efficient case. | Baseline is equal to efficient case. | 0 | 0 | No applicable non-energy benefits | No applicable non-energy benefits | 100% | Equipment 100% technically feasible within end use | System | System
Snohomish CountySingle FamilyWater Heat LE 55 Gal3New | Snohomish CountySingle FamilyWater Heat LE 55 GalNew | Snohomish County | Single Family | Water Heat LE 55 Gal | 3 | Market Standard Storage Water Heater ≤ 55 GAL | New | Water Heater - Market Standard | Market Standard Storage Water Heater ≤ 55 GAL | Market Standard Storage Water Heater ≤ 55 GAL | per Home | 13 | Based on PSE Business Case: APPROVED_Measure Case_Water Heater Res_2022 | 145.7228 | 145.7228 | Using measure description efficiency metrics to adjust loads from RTF/2021P workbooks to consumptions. | Using measure description efficiency metrics to adjust loads from RTF/2021P workbooks to consumptions. | 0 | 0 | NA | NA | 0 | 0 | 0 | 0 | 0 | 0 | 0 | Baseline is equal to efficient case. | Baseline is equal to efficient case. | Baseline is equal to efficient case. | 0 | 0 | No applicable non-energy benefits | No applicable non-energy benefits | 100% | Equipment 100% technically feasible within end use | System | System
Snohomish CountySingle Family - Highly ImpactedWater Heat LE 55 Gal3Existing | Snohomish CountySingle Family - Highly ImpactedWater Heat LE 55 GalExisting | Snohomish County | Single Family - Highly Impacted | Water Heat LE 55 Gal | 3 | Market Standard Storage Water Heater ≤ 55 GAL | Existing | Water Heater - Market Standard | Market Standard Storage Water Heater ≤ 55 GAL | Market Standard Storage Water Heater ≤ 55 GAL | per Home | 13 | Based on PSE Business Case: APPROVED_Measure Case_Water Heater Res_2022 | 127.3099 | 127.3099 | Using measure description efficiency metrics to adjust loads from RTF/2021P workbooks to consumptions. | Using measure description efficiency metrics to adjust loads from RTF/2021P workbooks to consumptions. | 0 | 0 | NA | NA | 0 | 0 | 0 | 0 | 0 | 0 | 0 | Baseline is equal to efficient case. | Baseline is equal to efficient case. | Baseline is equal to efficient case. | 0 | 0 | No applicable non-energy benefits | No applicable non-energy benefits | 100% | Equipment 100% technically feasible within end use | System | System
Snohomish CountySingle Family - Highly ImpactedWater Heat LE 55 Gal3New | Snohomish CountySingle Family - Highly ImpactedWater Heat LE 55 GalNew | Snohomish County | Single Family - Highly Impacted | Water Heat LE 55 Gal | 3 | Market Standard Storage Water Heater ≤ 55 GAL | New | Water Heater - Market Standard | Market Standard Storage Water Heater ≤ 55 GAL | Market Standard Storage Water Heater ≤ 55 GAL | per Home | 13 | Based on PSE Business Case: APPROVED_Measure Case_Water Heater Res_2022 | 127.3099 | 127.3099 | Using measure description efficiency metrics to adjust loads from RTF/2021P workbooks to consumptions. | Using measure description efficiency metrics to adjust loads from RTF/2021P workbooks to consumptions. | 0 | 0 | NA | NA | 0 | 0 | 0 | 0 | 0 | 0 | 0 | Baseline is equal to efficient case. | Baseline is equal to efficient case. | Baseline is equal to efficient case. | 0 | 0 | No applicable non-energy benefits | No applicable non-energy benefits | 100% | Equipment 100% technically feasible within end use | System | System
Snohomish CountyMultifamilyWater Heat LE 55 Gal3Existing | Snohomish CountyMultifamilyWater Heat LE 55 GalExisting | Snohomish County | Multifamily | Water Heat LE 55 Gal | 3 | Market Standard Storage Water Heater ≤ 55 GAL | Existing | Water Heater - Market Standard | Market Standard Storage Water Heater ≤ 55 GAL | Market Standard Storage Water Heater ≤ 55 GAL | per Home | 13 | Based on PSE Business Case: APPROVED_Measure Case_Water Heater Res_2022 | 103.4953 | 103.4953 | Using measure description efficiency metrics to adjust loads from RTF/2021P workbooks to consumptions. | Using measure description efficiency metrics to adjust loads from RTF/2021P workbooks to consumptions. | 0 | 0 | NA | NA | 0 | 0 | 0 | 0 | 0 | 0 | 0 | Baseline is equal to efficient case. | Baseline is equal to efficient case. | Baseline is equal to efficient case. | 0 | 0 | No applicable non-energy benefits | No applicable non-energy benefits | 100% | Equipment 100% technically feasible within end use | System | System
Snohomish CountyMultifamilyWater Heat LE 55 Gal3New | Snohomish CountyMultifamilyWater Heat LE 55 GalNew | Snohomish County | Multifamily | Water Heat LE 55 Gal | 3 | Market Standard Storage Water Heater ≤ 55 GAL | New | Water Heater - Market Standard | Market Standard Storage Water Heater ≤ 55 GAL | Market Standard Storage Water Heater ≤ 55 GAL | per Home | 13 | Based on PSE Business Case: APPROVED_Measure Case_Water Heater Res_2022 | 103.4953 | 103.4953 | Using measure description efficiency metrics to adjust loads from RTF/2021P workbooks to consumptions. | Using measure description efficiency metrics to adjust loads from RTF/2021P workbooks to consumptions. | 0 | 0 | NA | NA | 0 | 0 | 0 | 0 | 0 | 0 | 0 | Baseline is equal to efficient case. | Baseline is equal to efficient case. | Baseline is equal to efficient case. | 0 | 0 | No applicable non-energy benefits | No applicable non-energy benefits | 100% | Equipment 100% technically feasible within end use | System | System
Snohomish CountyMultifamily - Highly ImpactedWater Heat LE 55 Gal3Existing | Snohomish CountyMultifamily - Highly ImpactedWater Heat LE 55 GalExisting | Snohomish County | Multifamily - Highly Impacted | Water Heat LE 55 Gal | 3 | Market Standard Storage Water Heater ≤ 55 GAL | Existing | Water Heater - Market Standard | Market Standard Storage Water Heater ≤ 55 GAL | Market Standard Storage Water Heater ≤ 55 GAL | per Home | 13 | Based on PSE Business Case: APPROVED_Measure Case_Water Heater Res_2022 | 116.5108 | 116.5108 | Using measure description efficiency metrics to adjust loads from RTF/2021P workbooks to consumptions. | Using measure description efficiency metrics to adjust loads from RTF/2021P workbooks to consumptions. | 0 | 0 | NA | NA | 0 | 0 | 0 | 0 | 0 | 0 | 0 | Baseline is equal to efficient case. | Baseline is equal to efficient case. | Baseline is equal to efficient case. | 0 | 0 | No applicable non-energy benefits | No applicable non-energy benefits | 100% | Equipment 100% technically feasible within end use | System | System
Snohomish CountyMultifamily - Highly ImpactedWater Heat LE 55 Gal3New | Snohomish CountyMultifamily - Highly ImpactedWater Heat LE 55 GalNew | Snohomish County | Multifamily - Highly Impacted | Water Heat LE 55 Gal | 3 | Market Standard Storage Water Heater ≤ 55 GAL | New | Water Heater - Market Standard | Market Standard Storage Water Heater ≤ 55 GAL | Market Standard Storage Water Heater ≤ 55 GAL | per Home | 13 | Based on PSE Business Case: APPROVED_Measure Case_Water Heater Res_2022 | 116.5108 | 116.5108 | Using measure description efficiency metrics to adjust loads from RTF/2021P workbooks to consumptions. | Using measure description efficiency metrics to adjust loads from RTF/2021P workbooks to consumptions. | 0 | 0 | NA | NA | 0 | 0 | 0 | 0 | 0 | 0 | 0 | Baseline is equal to efficient case. | Baseline is equal to efficient case. | Baseline is equal to efficient case. | 0 | 0 | No applicable non-energy benefits | No applicable non-energy benefits | 100% | Equipment 100% technically feasible within end use | System | System
Snohomish CountyManufacturedWater Heat LE 55 Gal3Existing | Snohomish CountyManufacturedWater Heat LE 55 GalExisting | Snohomish County | Manufactured | Water Heat LE 55 Gal | 3 | Market Standard Storage Water Heater ≤ 55 GAL | Existing | Water Heater - Market Standard | Market Standard Storage Water Heater ≤ 55 GAL | Market Standard Storage Water Heater ≤ 55 GAL | per Home | 13 | Based on PSE Business Case: APPROVED_Measure Case_Water Heater Res_2022 | 129.1743 | 129.1743 | Using measure description efficiency metrics to adjust loads from RTF/2021P workbooks to consumptions. | Using measure description efficiency metrics to adjust loads from RTF/2021P workbooks to consumptions. | 0 | 0 | NA | NA | 0 | 0 | 0 | 0 | 0 | 0 | 0 | Baseline is equal to efficient case. | Baseline is equal to efficient case. | Baseline is equal to efficient case. | 0 | 0 | No applicable non-energy benefits | No applicable non-energy benefits | 100% | Equipment 100% technically feasible within end use | System | System
Snohomish CountyManufacturedWater Heat LE 55 Gal3New | Snohomish CountyManufacturedWater Heat LE 55 GalNew | Snohomish County | Manufactured | Water Heat LE 55 Gal | 3 | Market Standard Storage Water Heater ≤ 55 GAL | New | Water Heater - Market Standard | Market Standard Storage Water Heater ≤ 55 GAL | Market Standard Storage Water Heater ≤ 55 GAL | per Home | 13 | Based on PSE Business Case: APPROVED_Measure Case_Water Heater Res_2022 | 129.1743 | 129.1743 | Using measure description efficiency metrics to adjust loads from RTF/2021P workbooks to consumptions. | Using measure description efficiency metrics to adjust loads from RTF/2021P workbooks to consumptions. | 0 | 0 | NA | NA | 0 | 0 | 0 | 0 | 0 | 0 | 0 | Baseline is equal to efficient case. | Baseline is equal to efficient case. | Baseline is equal to efficient case. | 0 | 0 | No applicable non-energy benefits | No applicable non-energy benefits | 100% | Equipment 100% technically feasible within end use | System | System
Snohomish CountyManufactured - Highly ImpactedWater Heat LE 55 Gal3Existing | Snohomish CountyManufactured - Highly ImpactedWater Heat LE 55 GalExisting | Snohomish County | Manufactured - Highly Impacted | Water Heat LE 55 Gal | 3 | Market Standard Storage Water Heater ≤ 55 GAL | Existing | Water Heater - Market Standard | Market Standard Storage Water Heater ≤ 55 GAL | Market Standard Storage Water Heater ≤ 55 GAL | per Home | 13 | Based on PSE Business Case: APPROVED_Measure Case_Water Heater Res_2022 | 110.1373 | 110.1373 | Using measure description efficiency metrics to adjust loads from RTF/2021P workbooks to consumptions. | Using measure description efficiency metrics to adjust loads from RTF/2021P workbooks to consumptions. | 0 | 0 | NA | NA | 0 | 0 | 0 | 0 | 0 | 0 | 0 | Baseline is equal to efficient case. | Baseline is equal to efficient case. | Baseline is equal to efficient case. | 0 | 0 | No applicable non-energy benefits | No applicable non-energy benefits | 100% | Equipment 100% technically feasible within end use | System | System
Snohomish CountyManufactured - Highly ImpactedWater Heat LE 55 Gal3New | Snohomish CountyManufactured - Highly ImpactedWater Heat LE 55 GalNew | Snohomish County | Manufactured - Highly Impacted | Water Heat LE 55 Gal | 3 | Market Standard Storage Water Heater ≤ 55 GAL | New | Water Heater - Market Standard | Market Standard Storage Water Heater ≤ 55 GAL | Market Standard Storage Water Heater ≤ 55 GAL | per Home | 13 | Based on PSE Business Case: APPROVED_Measure Case_Water Heater Res_2022 | 110.1373 | 110.1373 | Using measure description efficiency metrics to adjust loads from RTF/2021P workbooks to consumptions. | Using measure description efficiency metrics to adjust loads from RTF/2021P workbooks to consumptions. | 0 | 0 | NA | NA | 0 | 0 | 0 | 0 | 0 | 0 | 0 | Baseline is equal to efficient case. | Baseline is equal to efficient case. | Baseline is equal to efficient case. | 0 | 0 | No applicable non-energy benefits | No applicable non-energy benefits | 100% | Equipment 100% technically feasible within end use | System | System
Snohomish CountySingle FamilyWater Heat LE 55 Gal4Existing | Snohomish CountySingle FamilyWater Heat LE 55 GalExisting | Snohomish County | Single Family | Water Heat LE 55 Gal | 4 | ENERGY STAR Storage Water Heater ≤ 55 GAL - EF 0.67 | Existing | Water Heater - ENERGY STAR Storage | ENERGY STAR Storage Water Heater ≤ 55 GAL - EF 0.67 | Federal Standard 2015 Storage Water Heater ≤ 55 GAL - EF 0.62 | per Home | 13 | Based on PSE Business Case: APPROVED_Measure Case_Water Heater Res_2022 | 183.3785 | 169.6936 | Using measure description efficiency metrics to adjust loads from RTF/2021P workbooks to consumptions. | Using measure description efficiency metrics to adjust loads from RTF/2021P workbooks to consumptions. | 0 | 0 | NA | NA | 595.7619 | 757.4323 | 0 | 929.2867 | 1028.5803 | 0 | 0 | Technical Support Document - Residential Water Heaters, Direct Heating Equipment, and Pooler Heaters. November 2009; calculated by linear interpolation | Technical Support Document - Residential Water Heaters, Direct Heating Equipment, and Pooler Heaters. November 2009; calculated by linear interpolation | Assuming no incremental O&M cost | 0 | 6.5644 | PSE NEI data | No applicable non-energy benefits | 100% | Equipment 100% technically feasible within end use | System | System
Snohomish CountySingle FamilyWater Heat LE 55 Gal4New | Snohomish CountySingle FamilyWater Heat LE 55 GalNew | Snohomish County | Single Family | Water Heat LE 55 Gal | 4 | ENERGY STAR Storage Water Heater ≤ 55 GAL - EF 0.67 | New | Water Heater - ENERGY STAR Storage | ENERGY STAR Storage Water Heater ≤ 55 GAL - EF 0.67 | Federal Standard 2015 Storage Water Heater ≤ 55 GAL - EF 0.62 | per Home | 13 | Based on PSE Business Case: APPROVED_Measure Case_Water Heater Res_2022 | 183.3785 | 169.6936 | Using measure description efficiency metrics to adjust loads from RTF/2021P workbooks to consumptions. | Using measure description efficiency metrics to adjust loads from RTF/2021P workbooks to consumptions. | 0 | 0 | NA | NA | 595.7619 | 757.4323 | 0 | 929.2867 | 1028.5803 | 0 | 0 | Technical Support Document - Residential Water Heaters, Direct Heating Equipment, and Pooler Heaters. November 2009; calculated by linear interpolation | Technical Support Document - Residential Water Heaters, Direct Heating Equipment, and Pooler Heaters. November 2009; calculated by linear interpolation | Assuming no incremental O&M cost | 0 | 6.5644 | PSE NEI data | No applicable non-energy benefits | 100% | Equipment 100% technically feasible within end use | System | System
Snohomish CountySingle Family - Highly ImpactedWater Heat LE 55 Gal4Existing | Snohomish CountySingle Family - Highly ImpactedWater Heat LE 55 GalExisting | Snohomish County | Single Family - Highly Impacted | Water Heat LE 55 Gal | 4 | ENERGY STAR Storage Water Heater ≤ 55 GAL - EF 0.67 | Existing | Water Heater - ENERGY STAR Storage | ENERGY STAR Storage Water Heater ≤ 55 GAL - EF 0.67 | Federal Standard 2015 Storage Water Heater ≤ 55 GAL - EF 0.62 | per Home | 13 | Based on PSE Business Case: APPROVED_Measure Case_Water Heater Res_2022 | 160.2076 | 148.2518 | Using measure description efficiency metrics to adjust loads from RTF/2021P workbooks to consumptions. | Using measure description efficiency metrics to adjust loads from RTF/2021P workbooks to consumptions. | 0 | 0 | NA | NA | 595.7619 | 757.4323 | 0 | 929.2867 | 1028.5803 | 0 | 0 | Technical Support Document - Residential Water Heaters, Direct Heating Equipment, and Pooler Heaters. November 2009; calculated by linear interpolation | Technical Support Document - Residential Water Heaters, Direct Heating Equipment, and Pooler Heaters. November 2009; calculated by linear interpolation | Assuming no incremental O&M cost | 0 | 1.2784 | PSE NEI data | No applicable non-energy benefits | 100% | Equipment 100% technically feasible within end use | System | System
Snohomish CountySingle Family - Highly ImpactedWater Heat LE 55 Gal4New | Snohomish CountySingle Family - Highly ImpactedWater Heat LE 55 GalNew | Snohomish County | Single Family - Highly Impacted | Water Heat LE 55 Gal | 4 | ENERGY STAR Storage Water Heater ≤ 55 GAL - EF 0.67 | New | Water Heater - ENERGY STAR Storage | ENERGY STAR Storage Water Heater ≤ 55 GAL - EF 0.67 | Federal Standard 2015 Storage Water Heater ≤ 55 GAL - EF 0.62 | per Home | 13 | Based on PSE Business Case: APPROVED_Measure Case_Water Heater Res_2022 | 160.2076 | 148.2518 | Using measure description efficiency metrics to adjust loads from RTF/2021P workbooks to consumptions. | Using measure description efficiency metrics to adjust loads from RTF/2021P workbooks to consumptions. | 0 | 0 | NA | NA | 595.7619 | 757.4323 | 0 | 929.2867 | 1028.5803 | 0 | 0 | Technical Support Document - Residential Water Heaters, Direct Heating Equipment, and Pooler Heaters. November 2009; calculated by linear interpolation | Technical Support Document - Residential Water Heaters, Direct Heating Equipment, and Pooler Heaters. November 2009; calculated by linear interpolation | Assuming no incremental O&M cost | 0 | 1.2784 | PSE NEI data | No applicable non-energy benefits | 100% | Equipment 100% technically feasible within end use | System | System
Snohomish CountyMultifamilyWater Heat LE 55 Gal4Existing | Snohomish CountyMultifamilyWater Heat LE 55 GalExisting | Snohomish County | Multifamily | Water Heat LE 55 Gal | 4 | ENERGY STAR Storage Water Heater ≤ 55 GAL - EF 0.67 | Existing | Water Heater - ENERGY STAR Storage | ENERGY STAR Storage Water Heater ≤ 55 GAL - EF 0.67 | Federal Standard 2015 Storage Water Heater ≤ 55 GAL - EF 0.62 | per Home | 13 | Based on PSE Business Case: APPROVED_Measure Case_Water Heater Res_2022 | 130.2392 | 120.5199 | Using measure description efficiency metrics to adjust loads from RTF/2021P workbooks to consumptions. | Using measure description efficiency metrics to adjust loads from RTF/2021P workbooks to consumptions. | 0 | 0 | NA | NA | 595.7619 | 757.4323 | 0 | 929.2867 | 1028.5803 | 0 | 0 | Technical Support Document - Residential Water Heaters, Direct Heating Equipment, and Pooler Heaters. November 2009; calculated by linear interpolation | Technical Support Document - Residential Water Heaters, Direct Heating Equipment, and Pooler Heaters. November 2009; calculated by linear interpolation | Assuming no incremental O&M cost | 0 | 4.6622 | PSE NEI data | No applicable non-energy benefits | 100% | Equipment 100% technically feasible within end use | System | System
Snohomish CountyMultifamilyWater Heat LE 55 Gal4New | Snohomish CountyMultifamilyWater Heat LE 55 GalNew | Snohomish County | Multifamily | Water Heat LE 55 Gal | 4 | ENERGY STAR Storage Water Heater ≤ 55 GAL - EF 0.67 | New | Water Heater - ENERGY STAR Storage | ENERGY STAR Storage Water Heater ≤ 55 GAL - EF 0.67 | Federal Standard 2015 Storage Water Heater ≤ 55 GAL - EF 0.62 | per Home | 13 | Based on PSE Business Case: APPROVED_Measure Case_Water Heater Res_2022 | 130.2392 | 120.5199 | Using measure description efficiency metrics to adjust loads from RTF/2021P workbooks to consumptions. | Using measure description efficiency metrics to adjust loads from RTF/2021P workbooks to consumptions. | 0 | 0 | NA | NA | 595.7619 | 757.4323 | 0 | 929.2867 | 1028.5803 | 0 | 0 | Technical Support Document - Residential Water Heaters, Direct Heating Equipment, and Pooler Heaters. November 2009; calculated by linear interpolation | Technical Support Document - Residential Water Heaters, Direct Heating Equipment, and Pooler Heaters. November 2009; calculated by linear interpolation | Assuming no incremental O&M cost | 0 | 4.6622 | PSE NEI data | No applicable non-energy benefits | 100% | Equipment 100% technically feasible within end use | System | System
Snohomish CountyMultifamily - Highly ImpactedWater Heat LE 55 Gal4Existing | Snohomish CountyMultifamily - Highly ImpactedWater Heat LE 55 GalExisting | Snohomish County | Multifamily - Highly Impacted | Water Heat LE 55 Gal | 4 | ENERGY STAR Storage Water Heater ≤ 55 GAL - EF 0.67 | Existing | Water Heater - ENERGY STAR Storage | ENERGY STAR Storage Water Heater ≤ 55 GAL - EF 0.67 | Federal Standard 2015 Storage Water Heater ≤ 55 GAL - EF 0.62 | per Home | 13 | Based on PSE Business Case: APPROVED_Measure Case_Water Heater Res_2022 | 146.618 | 135.6764 | Using measure description efficiency metrics to adjust loads from RTF/2021P workbooks to consumptions. | Using measure description efficiency metrics to adjust loads from RTF/2021P workbooks to consumptions. | 0 | 0 | NA | NA | 595.7619 | 757.4323 | 0 | 929.2867 | 1028.5803 | 0 | 0 | Technical Support Document - Residential Water Heaters, Direct Heating Equipment, and Pooler Heaters. November 2009; calculated by linear interpolation | Technical Support Document - Residential Water Heaters, Direct Heating Equipment, and Pooler Heaters. November 2009; calculated by linear interpolation | Assuming no incremental O&M cost | 0 | 1.1699 | PSE NEI data | No applicable non-energy benefits | 100% | Equipment 100% technically feasible within end use | System | System
Snohomish CountyMultifamily - Highly ImpactedWater Heat LE 55 Gal4New | Snohomish CountyMultifamily - Highly ImpactedWater Heat LE 55 GalNew | Snohomish County | Multifamily - Highly Impacted | Water Heat LE 55 Gal | 4 | ENERGY STAR Storage Water Heater ≤ 55 GAL - EF 0.67 | New | Water Heater - ENERGY STAR Storage | ENERGY STAR Storage Water Heater ≤ 55 GAL - EF 0.67 | Federal Standard 2015 Storage Water Heater ≤ 55 GAL - EF 0.62 | per Home | 13 | Based on PSE Business Case: APPROVED_Measure Case_Water Heater Res_2022 | 146.618 | 135.6764 | Using measure description efficiency metrics to adjust loads from RTF/2021P workbooks to consumptions. | Using measure description efficiency metrics to adjust loads from RTF/2021P workbooks to consumptions. | 0 | 0 | NA | NA | 595.7619 | 757.4323 | 0 | 929.2867 | 1028.5803 | 0 | 0 | Technical Support Document - Residential Water Heaters, Direct Heating Equipment, and Pooler Heaters. November 2009; calculated by linear interpolation | Technical Support Document - Residential Water Heaters, Direct Heating Equipment, and Pooler Heaters. November 2009; calculated by linear interpolation | Assuming no incremental O&M cost | 0 | 1.1699 | PSE NEI data | No applicable non-energy benefits | 100% | Equipment 100% technically feasible within end use | System | System
Snohomish CountyManufacturedWater Heat LE 55 Gal4Existing | Snohomish CountyManufacturedWater Heat LE 55 GalExisting | Snohomish County | Manufactured | Water Heat LE 55 Gal | 4 | ENERGY STAR Storage Water Heater ≤ 55 GAL - EF 0.67 | Existing | Water Heater - ENERGY STAR Storage | ENERGY STAR Storage Water Heater ≤ 55 GAL - EF 0.67 | Federal Standard 2015 Storage Water Heater ≤ 55 GAL - EF 0.62 | per Home | 13 | Based on PSE Business Case: APPROVED_Measure Case_Water Heater Res_2022 | 162.5538 | 150.4229 | Using measure description efficiency metrics to adjust loads from RTF/2021P workbooks to consumptions. | Using measure description efficiency metrics to adjust loads from RTF/2021P workbooks to consumptions. | 0 | 0 | NA | NA | 595.7619 | 757.4323 | 0 | 929.2867 | 1028.5803 | 0 | 0 | Technical Support Document - Residential Water Heaters, Direct Heating Equipment, and Pooler Heaters. November 2009; calculated by linear interpolation | Technical Support Document - Residential Water Heaters, Direct Heating Equipment, and Pooler Heaters. November 2009; calculated by linear interpolation | Assuming no incremental O&M cost | 0 | 5.819 | PSE NEI data | No applicable non-energy benefits | 100% | Equipment 100% technically feasible within end use | System | System
Snohomish CountyManufacturedWater Heat LE 55 Gal4New | Snohomish CountyManufacturedWater Heat LE 55 GalNew | Snohomish County | Manufactured | Water Heat LE 55 Gal | 4 | ENERGY STAR Storage Water Heater ≤ 55 GAL - EF 0.67 | New | Water Heater - ENERGY STAR Storage | ENERGY STAR Storage Water Heater ≤ 55 GAL - EF 0.67 | Federal Standard 2015 Storage Water Heater ≤ 55 GAL - EF 0.62 | per Home | 13 | Based on PSE Business Case: APPROVED_Measure Case_Water Heater Res_2022 | 162.5538 | 150.4229 | Using measure description efficiency metrics to adjust loads from RTF/2021P workbooks to consumptions. | Using measure description efficiency metrics to adjust loads from RTF/2021P workbooks to consumptions. | 0 | 0 | NA | NA | 595.7619 | 757.4323 | 0 | 929.2867 | 1028.5803 | 0 | 0 | Technical Support Document - Residential Water Heaters, Direct Heating Equipment, and Pooler Heaters. November 2009; calculated by linear interpolation | Technical Support Document - Residential Water Heaters, Direct Heating Equipment, and Pooler Heaters. November 2009; calculated by linear interpolation | Assuming no incremental O&M cost | 0 | 5.819 | PSE NEI data | No applicable non-energy benefits | 100% | Equipment 100% technically feasible within end use | System | System
Snohomish CountyManufactured - Highly ImpactedWater Heat LE 55 Gal4Existing | Snohomish CountyManufactured - Highly ImpactedWater Heat LE 55 GalExisting | Snohomish County | Manufactured - Highly Impacted | Water Heat LE 55 Gal | 4 | ENERGY STAR Storage Water Heater ≤ 55 GAL - EF 0.67 | Existing | Water Heater - ENERGY STAR Storage | ENERGY STAR Storage Water Heater ≤ 55 GAL - EF 0.67 | Federal Standard 2015 Storage Water Heater ≤ 55 GAL - EF 0.62 | per Home | 13 | Based on PSE Business Case: APPROVED_Measure Case_Water Heater Res_2022 | 138.5975 | 128.2544 | Using measure description efficiency metrics to adjust loads from RTF/2021P workbooks to consumptions. | Using measure description efficiency metrics to adjust loads from RTF/2021P workbooks to consumptions. | 0 | 0 | NA | NA | 595.7619 | 757.4323 | 0 | 929.2867 | 1028.5803 | 0 | 0 | Technical Support Document - Residential Water Heaters, Direct Heating Equipment, and Pooler Heaters. November 2009; calculated by linear interpolation | Technical Support Document - Residential Water Heaters, Direct Heating Equipment, and Pooler Heaters. November 2009; calculated by linear interpolation | Assuming no incremental O&M cost | 0 | 1.1059 | PSE NEI data | No applicable non-energy benefits | 100% | Equipment 100% technically feasible within end use | System | System
Snohomish CountyManufactured - Highly ImpactedWater Heat LE 55 Gal4New | Snohomish CountyManufactured - Highly ImpactedWater Heat LE 55 GalNew | Snohomish County | Manufactured - Highly Impacted | Water Heat LE 55 Gal | 4 | ENERGY STAR Storage Water Heater ≤ 55 GAL - EF 0.67 | New | Water Heater - ENERGY STAR Storage | ENERGY STAR Storage Water Heater ≤ 55 GAL - EF 0.67 | Federal Standard 2015 Storage Water Heater ≤ 55 GAL - EF 0.62 | per Home | 13 | Based on PSE Business Case: APPROVED_Measure Case_Water Heater Res_2022 | 138.5975 | 128.2544 | Using measure description efficiency metrics to adjust loads from RTF/2021P workbooks to consumptions. | Using measure description efficiency metrics to adjust loads from RTF/2021P workbooks to consumptions. | 0 | 0 | NA | NA | 595.7619 | 757.4323 | 0 | 929.2867 | 1028.5803 | 0 | 0 | Technical Support Document - Residential Water Heaters, Direct Heating Equipment, and Pooler Heaters. November 2009; calculated by linear interpolation | Technical Support Document - Residential Water Heaters, Direct Heating Equipment, and Pooler Heaters. November 2009; calculated by linear interpolation | Assuming no incremental O&M cost | 0 | 1.1059 | PSE NEI data | No applicable non-energy benefits | 100% | Equipment 100% technically feasible within end use | System | System
Snohomish CountySingle FamilyWater Heat LE 55 Gal5Existing | Snohomish CountySingle FamilyWater Heat LE 55 GalExisting | Snohomish County | Single Family | Water Heat LE 55 Gal | 5 | Condensing Water Heater ≤ 55 GAL - EF 0.85 | Existing | Water Heater - Condensing | Condensing Water Heater ≤ 55 GAL - EF 0.85 | Federal Standard 2015 Storage Water Heater ≤ 55 GAL - EF 0.62 | per Home | 13 | Based on PSE Business Case: APPROVED_Measure Case_Water Heater Res_2022 | 183.3785 | 133.7585 | Using measure description efficiency metrics to adjust loads from RTF/2021P workbooks to consumptions. | Using measure description efficiency metrics to adjust loads from RTF/2021P workbooks to consumptions. | 0 | 0 | NA | NA | 595.7619 | 757.4323 | 0 | 2027.0326 | 1068.0656 | 0 | 0 | Technical Support Document - Residential Water Heaters, Direct Heating Equipment, and Pooler Heaters. November 2009, various retail prices from internet price research; calculated by linear interpolation | Technical Support Document - Residential Water Heaters, Direct Heating Equipment, and Pooler Heaters. November 2009; calculated by linear interpolation | Assuming no incremental O&M cost | 0 | 23.8018 | PSE NEI data | No applicable non-energy benefits | 100% | Equipment 100% technically feasible within end use | System | System
Snohomish CountySingle FamilyWater Heat LE 55 Gal5New | Snohomish CountySingle FamilyWater Heat LE 55 GalNew | Snohomish County | Single Family | Water Heat LE 55 Gal | 5 | Condensing Water Heater ≤ 55 GAL - EF 0.85 | New | Water Heater - Condensing | Condensing Water Heater ≤ 55 GAL - EF 0.85 | Federal Standard 2015 Storage Water Heater ≤ 55 GAL - EF 0.62 | per Home | 13 | Based on PSE Business Case: APPROVED_Measure Case_Water Heater Res_2022 | 183.3785 | 133.7585 | Using measure description efficiency metrics to adjust loads from RTF/2021P workbooks to consumptions. | Using measure description efficiency metrics to adjust loads from RTF/2021P workbooks to consumptions. | 0 | 0 | NA | NA | 595.7619 | 757.4323 | 0 | 2027.0326 | 1068.0656 | 0 | 0 | Technical Support Document - Residential Water Heaters, Direct Heating Equipment, and Pooler Heaters. November 2009, various retail prices from internet price research; calculated by linear interpolation | Technical Support Document - Residential Water Heaters, Direct Heating Equipment, and Pooler Heaters. November 2009; calculated by linear interpolation | Assuming no incremental O&M cost | 0 | 23.8018 | PSE NEI data | No applicable non-energy benefits | 100% | Equipment 100% technically feasible within end use | System | System
Snohomish CountySingle Family - Highly ImpactedWater Heat LE 55 Gal5Existing | Snohomish CountySingle Family - Highly ImpactedWater Heat LE 55 GalExisting | Snohomish County | Single Family - Highly Impacted | Water Heat LE 55 Gal | 5 | Condensing Water Heater ≤ 55 GAL - EF 0.85 | Existing | Water Heater - Condensing | Condensing Water Heater ≤ 55 GAL - EF 0.85 | Federal Standard 2015 Storage Water Heater ≤ 55 GAL - EF 0.62 | per Home | 13 | Based on PSE Business Case: APPROVED_Measure Case_Water Heater Res_2022 | 160.2076 | 116.8573 | Using measure description efficiency metrics to adjust loads from RTF/2021P workbooks to consumptions. | Using measure description efficiency metrics to adjust loads from RTF/2021P workbooks to consumptions. | 0 | 0 | NA | NA | 595.7619 | 757.4323 | 0 | 2027.0326 | 1068.0656 | 0 | 0 | Technical Support Document - Residential Water Heaters, Direct Heating Equipment, and Pooler Heaters. November 2009, various retail prices from internet price research; calculated by linear interpolation | Technical Support Document - Residential Water Heaters, Direct Heating Equipment, and Pooler Heaters. November 2009; calculated by linear interpolation | Assuming no incremental O&M cost | 0 | 4.6352 | PSE NEI data | No applicable non-energy benefits | 100% | Equipment 100% technically feasible within end use | System | System
Snohomish CountySingle Family - Highly ImpactedWater Heat LE 55 Gal5New | Snohomish CountySingle Family - Highly ImpactedWater Heat LE 55 GalNew | Snohomish County | Single Family - Highly Impacted | Water Heat LE 55 Gal | 5 | Condensing Water Heater ≤ 55 GAL - EF 0.85 | New | Water Heater - Condensing | Condensing Water Heater ≤ 55 GAL - EF 0.85 | Federal Standard 2015 Storage Water Heater ≤ 55 GAL - EF 0.62 | per Home | 13 | Based on PSE Business Case: APPROVED_Measure Case_Water Heater Res_2022 | 160.2076 | 116.8573 | Using measure description efficiency metrics to adjust loads from RTF/2021P workbooks to consumptions. | Using measure description efficiency metrics to adjust loads from RTF/2021P workbooks to consumptions. | 0 | 0 | NA | NA | 595.7619 | 757.4323 | 0 | 2027.0326 | 1068.0656 | 0 | 0 | Technical Support Document - Residential Water Heaters, Direct Heating Equipment, and Pooler Heaters. November 2009, various retail prices from internet price research; calculated by linear interpolation | Technical Support Document - Residential Water Heaters, Direct Heating Equipment, and Pooler Heaters. November 2009; calculated by linear interpolation | Assuming no incremental O&M cost | 0 | 4.6352 | PSE NEI data | No applicable non-energy benefits | 100% | Equipment 100% technically feasible within end use | System | System
Snohomish CountyMultifamilyWater Heat LE 55 Gal5Existing | Snohomish CountyMultifamilyWater Heat LE 55 GalExisting | Snohomish County | Multifamily | Water Heat LE 55 Gal | 5 | Condensing Water Heater ≤ 55 GAL - EF 0.85 | Existing | Water Heater - Condensing | Condensing Water Heater ≤ 55 GAL - EF 0.85 | Federal Standard 2015 Storage Water Heater ≤ 55 GAL - EF 0.62 | per Home | 13 | Based on PSE Business Case: APPROVED_Measure Case_Water Heater Res_2022 | 130.2392 | 94.998 | Using measure description efficiency metrics to adjust loads from RTF/2021P workbooks to consumptions. | Using measure description efficiency metrics to adjust loads from RTF/2021P workbooks to consumptions. | 0 | 0 | NA | NA | 595.7619 | 757.4323 | 0 | 2027.0326 | 1068.0656 | 0 | 0 | Technical Support Document - Residential Water Heaters, Direct Heating Equipment, and Pooler Heaters. November 2009, various retail prices from internet price research; calculated by linear interpolation | Technical Support Document - Residential Water Heaters, Direct Heating Equipment, and Pooler Heaters. November 2009; calculated by linear interpolation | Assuming no incremental O&M cost | 0 | 16.9046 | PSE NEI data | No applicable non-energy benefits | 100% | Equipment 100% technically feasible within end use | System | System
Snohomish CountyMultifamilyWater Heat LE 55 Gal5New | Snohomish CountyMultifamilyWater Heat LE 55 GalNew | Snohomish County | Multifamily | Water Heat LE 55 Gal | 5 | Condensing Water Heater ≤ 55 GAL - EF 0.85 | New | Water Heater - Condensing | Condensing Water Heater ≤ 55 GAL - EF 0.85 | Federal Standard 2015 Storage Water Heater ≤ 55 GAL - EF 0.62 | per Home | 13 | Based on PSE Business Case: APPROVED_Measure Case_Water Heater Res_2022 | 130.2392 | 94.998 | Using measure description efficiency metrics to adjust loads from RTF/2021P workbooks to consumptions. | Using measure description efficiency metrics to adjust loads from RTF/2021P workbooks to consumptions. | 0 | 0 | NA | NA | 595.7619 | 757.4323 | 0 | 2027.0326 | 1068.0656 | 0 | 0 | Technical Support Document - Residential Water Heaters, Direct Heating Equipment, and Pooler Heaters. November 2009, various retail prices from internet price research; calculated by linear interpolation | Technical Support Document - Residential Water Heaters, Direct Heating Equipment, and Pooler Heaters. November 2009; calculated by linear interpolation | Assuming no incremental O&M cost | 0 | 16.9046 | PSE NEI data | No applicable non-energy benefits | 100% | Equipment 100% technically feasible within end use | System | System
Snohomish CountyMultifamily - Highly ImpactedWater Heat LE 55 Gal5Existing | Snohomish CountyMultifamily - Highly ImpactedWater Heat LE 55 GalExisting | Snohomish County | Multifamily - Highly Impacted | Water Heat LE 55 Gal | 5 | Condensing Water Heater ≤ 55 GAL - EF 0.85 | Existing | Water Heater - Condensing | Condensing Water Heater ≤ 55 GAL - EF 0.85 | Federal Standard 2015 Storage Water Heater ≤ 55 GAL - EF 0.62 | per Home | 13 | Based on PSE Business Case: APPROVED_Measure Case_Water Heater Res_2022 | 146.618 | 106.9449 | Using measure description efficiency metrics to adjust loads from RTF/2021P workbooks to consumptions. | Using measure description efficiency metrics to adjust loads from RTF/2021P workbooks to consumptions. | 0 | 0 | NA | NA | 595.7619 | 757.4323 | 0 | 2027.0326 | 1068.0656 | 0 | 0 | Technical Support Document - Residential Water Heaters, Direct Heating Equipment, and Pooler Heaters. November 2009, various retail prices from internet price research; calculated by linear interpolation | Technical Support Document - Residential Water Heaters, Direct Heating Equipment, and Pooler Heaters. November 2009; calculated by linear interpolation | Assuming no incremental O&M cost | 0 | 4.242 | PSE NEI data | No applicable non-energy benefits | 100% | Equipment 100% technically feasible within end use | System | System
Snohomish CountyMultifamily - Highly ImpactedWater Heat LE 55 Gal5New | Snohomish CountyMultifamily - Highly ImpactedWater Heat LE 55 GalNew | Snohomish County | Multifamily - Highly Impacted | Water Heat LE 55 Gal | 5 | Condensing Water Heater ≤ 55 GAL - EF 0.85 | New | Water Heater - Condensing | Condensing Water Heater ≤ 55 GAL - EF 0.85 | Federal Standard 2015 Storage Water Heater ≤ 55 GAL - EF 0.62 | per Home | 13 | Based on PSE Business Case: APPROVED_Measure Case_Water Heater Res_2022 | 146.618 | 106.9449 | Using measure description efficiency metrics to adjust loads from RTF/2021P workbooks to consumptions. | Using measure description efficiency metrics to adjust loads from RTF/2021P workbooks to consumptions. | 0 | 0 | NA | NA | 595.7619 | 757.4323 | 0 | 2027.0326 | 1068.0656 | 0 | 0 | Technical Support Document - Residential Water Heaters, Direct Heating Equipment, and Pooler Heaters. November 2009, various retail prices from internet price research; calculated by linear interpolation | Technical Support Document - Residential Water Heaters, Direct Heating Equipment, and Pooler Heaters. November 2009; calculated by linear interpolation | Assuming no incremental O&M cost | 0 | 4.242 | PSE NEI data | No applicable non-energy benefits | 100% | Equipment 100% technically feasible within end use | System | System
Snohomish CountyManufacturedWater Heat LE 55 Gal5Existing | Snohomish CountyManufacturedWater Heat LE 55 GalExisting | Snohomish County | Manufactured | Water Heat LE 55 Gal | 5 | Condensing Water Heater ≤ 55 GAL - EF 0.85 | Existing | Water Heater - Condensing | Condensing Water Heater ≤ 55 GAL - EF 0.85 | Federal Standard 2015 Storage Water Heater ≤ 55 GAL - EF 0.62 | per Home | 13 | Based on PSE Business Case: APPROVED_Measure Case_Water Heater Res_2022 | 162.5538 | 118.5687 | Using measure description efficiency metrics to adjust loads from RTF/2021P workbooks to consumptions. | Using measure description efficiency metrics to adjust loads from RTF/2021P workbooks to consumptions. | 0 | 0 | NA | NA | 595.7619 | 757.4323 | 0 | 2027.0326 | 1068.0656 | 0 | 0 | Technical Support Document - Residential Water Heaters, Direct Heating Equipment, and Pooler Heaters. November 2009, various retail prices from internet price research; calculated by linear interpolation | Technical Support Document - Residential Water Heaters, Direct Heating Equipment, and Pooler Heaters. November 2009; calculated by linear interpolation | Assuming no incremental O&M cost | 0 | 21.0989 | PSE NEI data | No applicable non-energy benefits | 100% | Equipment 100% technically feasible within end use | System | System
Snohomish CountyManufacturedWater Heat LE 55 Gal5New | Snohomish CountyManufacturedWater Heat LE 55 GalNew | Snohomish County | Manufactured | Water Heat LE 55 Gal | 5 | Condensing Water Heater ≤ 55 GAL - EF 0.85 | New | Water Heater - Condensing | Condensing Water Heater ≤ 55 GAL - EF 0.85 | Federal Standard 2015 Storage Water Heater ≤ 55 GAL - EF 0.62 | per Home | 13 | Based on PSE Business Case: APPROVED_Measure Case_Water Heater Res_2022 | 162.5538 | 118.5687 | Using measure description efficiency metrics to adjust loads from RTF/2021P workbooks to consumptions. | Using measure description efficiency metrics to adjust loads from RTF/2021P workbooks to consumptions. | 0 | 0 | NA | NA | 595.7619 | 757.4323 | 0 | 2027.0326 | 1068.0656 | 0 | 0 | Technical Support Document - Residential Water Heaters, Direct Heating Equipment, and Pooler Heaters. November 2009, various retail prices from internet price research; calculated by linear interpolation | Technical Support Document - Residential Water Heaters, Direct Heating Equipment, and Pooler Heaters. November 2009; calculated by linear interpolation | Assuming no incremental O&M cost | 0 | 21.0989 | PSE NEI data | No applicable non-energy benefits | 100% | Equipment 100% technically feasible within end use | System | System
Snohomish CountyManufactured - Highly ImpactedWater Heat LE 55 Gal5Existing | Snohomish CountyManufactured - Highly ImpactedWater Heat LE 55 GalExisting | Snohomish County | Manufactured - Highly Impacted | Water Heat LE 55 Gal | 5 | Condensing Water Heater ≤ 55 GAL - EF 0.85 | Existing | Water Heater - Condensing | Condensing Water Heater ≤ 55 GAL - EF 0.85 | Federal Standard 2015 Storage Water Heater ≤ 55 GAL - EF 0.62 | per Home | 13 | Based on PSE Business Case: APPROVED_Measure Case_Water Heater Res_2022 | 138.5975 | 101.0947 | Using measure description efficiency metrics to adjust loads from RTF/2021P workbooks to consumptions. | Using measure description efficiency metrics to adjust loads from RTF/2021P workbooks to consumptions. | 0 | 0 | NA | NA | 595.7619 | 757.4323 | 0 | 2027.0326 | 1068.0656 | 0 | 0 | Technical Support Document - Residential Water Heaters, Direct Heating Equipment, and Pooler Heaters. November 2009, various retail prices from internet price research; calculated by linear interpolation | Technical Support Document - Residential Water Heaters, Direct Heating Equipment, and Pooler Heaters. November 2009; calculated by linear interpolation | Assuming no incremental O&M cost | 0 | 4.01 | PSE NEI data | No applicable non-energy benefits | 100% | Equipment 100% technically feasible within end use | System | System
Snohomish CountyManufactured - Highly ImpactedWater Heat LE 55 Gal5New | Snohomish CountyManufactured - Highly ImpactedWater Heat LE 55 GalNew | Snohomish County | Manufactured - Highly Impacted | Water Heat LE 55 Gal | 5 | Condensing Water Heater ≤ 55 GAL - EF 0.85 | New | Water Heater - Condensing | Condensing Water Heater ≤ 55 GAL - EF 0.85 | Federal Standard 2015 Storage Water Heater ≤ 55 GAL - EF 0.62 | per Home | 13 | Based on PSE Business Case: APPROVED_Measure Case_Water Heater Res_2022 | 138.5975 | 101.0947 | Using measure description efficiency metrics to adjust loads from RTF/2021P workbooks to consumptions. | Using measure description efficiency metrics to adjust loads from RTF/2021P workbooks to consumptions. | 0 | 0 | NA | NA | 595.7619 | 757.4323 | 0 | 2027.0326 | 1068.0656 | 0 | 0 | Technical Support Document - Residential Water Heaters, Direct Heating Equipment, and Pooler Heaters. November 2009, various retail prices from internet price research; calculated by linear interpolation | Technical Support Document - Residential Water Heaters, Direct Heating Equipment, and Pooler Heaters. November 2009; calculated by linear interpolation | Assuming no incremental O&M cost | 0 | 4.01 | PSE NEI data | No applicable non-energy benefits | 100% | Equipment 100% technically feasible within end use | System | System
Snohomish CountySingle FamilyWater Heat LE 55 Gal6Existing | Snohomish CountySingle FamilyWater Heat LE 55 GalExisting | Snohomish County | Single Family | Water Heat LE 55 Gal | 6 | ENERGY STAR Tankless Water Heater ≤ 55 GAL - EF 0.90 | Existing | Water Heater - ENERGY STAR Tankless | ENERGY STAR Tankless Water Heater ≤ 55 GAL - EF 0.90 | Federal Standard 2015 Storage Water Heater ≤ 55 GAL - EF 0.62 | per Home | 20 | Based on PSE Business Case: APPROVED_Measure Case_Water Heater Res_2022 | 183.3785 | 126.3274 | Using measure description efficiency metrics to adjust loads from RTF/2021P workbooks to consumptions. | Using measure description efficiency metrics to adjust loads from RTF/2021P workbooks to consumptions. | 0 | 0 | NA | NA | 595.7619 | 757.4323 | 0 | 2318.3065 | 1226.2583 | 0 | 0 | Technical Support Document - Residential Water Heaters, Direct Heating Equipment, and Pooler Heaters. November 2009, various retail prices from internet price research; calculated by linear interpolation | Technical Support Document - Residential Water Heaters, Direct Heating Equipment, and Pooler Heaters. November 2009. | Assuming no incremental O&M cost | 0 | 15.2425 | PSE NEI data | No applicable non-energy benefits | 100% | Equipment 100% technically feasible within end use | System | System
Snohomish CountySingle FamilyWater Heat LE 55 Gal6New | Snohomish CountySingle FamilyWater Heat LE 55 GalNew | Snohomish County | Single Family | Water Heat LE 55 Gal | 6 | ENERGY STAR Tankless Water Heater ≤ 55 GAL - EF 0.90 | New | Water Heater - ENERGY STAR Tankless | ENERGY STAR Tankless Water Heater ≤ 55 GAL - EF 0.90 | Federal Standard 2015 Storage Water Heater ≤ 55 GAL - EF 0.62 | per Home | 20 | Based on PSE Business Case: APPROVED_Measure Case_Water Heater Res_2022 | 183.3785 | 126.3274 | Using measure description efficiency metrics to adjust loads from RTF/2021P workbooks to consumptions. | Using measure description efficiency metrics to adjust loads from RTF/2021P workbooks to consumptions. | 0 | 0 | NA | NA | 595.7619 | 757.4323 | 0 | 2318.3065 | 1226.2583 | 0 | 0 | Technical Support Document - Residential Water Heaters, Direct Heating Equipment, and Pooler Heaters. November 2009, various retail prices from internet price research; calculated by linear interpolation | Technical Support Document - Residential Water Heaters, Direct Heating Equipment, and Pooler Heaters. November 2009. | Assuming no incremental O&M cost | 0 | 15.2425 | PSE NEI data | No applicable non-energy benefits | 100% | Equipment 100% technically feasible within end use | System | System
Snohomish CountySingle Family - Highly ImpactedWater Heat LE 55 Gal6Existing | Snohomish CountySingle Family - Highly ImpactedWater Heat LE 55 GalExisting | Snohomish County | Single Family - Highly Impacted | Water Heat LE 55 Gal | 6 | ENERGY STAR Tankless Water Heater ≤ 55 GAL - EF 0.90 | Existing | Water Heater - ENERGY STAR Tankless | ENERGY STAR Tankless Water Heater ≤ 55 GAL - EF 0.90 | Federal Standard 2015 Storage Water Heater ≤ 55 GAL - EF 0.62 | per Home | 20 | Based on PSE Business Case: APPROVED_Measure Case_Water Heater Res_2022 | 160.2076 | 110.3652 | Using measure description efficiency metrics to adjust loads from RTF/2021P workbooks to consumptions. | Using measure description efficiency metrics to adjust loads from RTF/2021P workbooks to consumptions. | 0 | 0 | NA | NA | 595.7619 | 757.4323 | 0 | 2318.3065 | 1226.2583 | 0 | 0 | Technical Support Document - Residential Water Heaters, Direct Heating Equipment, and Pooler Heaters. November 2009, various retail prices from internet price research; calculated by linear interpolation | Technical Support Document - Residential Water Heaters, Direct Heating Equipment, and Pooler Heaters. November 2009. | Assuming no incremental O&M cost | 0 | 17.2322 | PSE NEI data | No applicable non-energy benefits | 100% | Equipment 100% technically feasible within end use | System | System
Snohomish CountySingle Family - Highly ImpactedWater Heat LE 55 Gal6New | Snohomish CountySingle Family - Highly ImpactedWater Heat LE 55 GalNew | Snohomish County | Single Family - Highly Impacted | Water Heat LE 55 Gal | 6 | ENERGY STAR Tankless Water Heater ≤ 55 GAL - EF 0.90 | New | Water Heater - ENERGY STAR Tankless | ENERGY STAR Tankless Water Heater ≤ 55 GAL - EF 0.90 | Federal Standard 2015 Storage Water Heater ≤ 55 GAL - EF 0.62 | per Home | 20 | Based on PSE Business Case: APPROVED_Measure Case_Water Heater Res_2022 | 160.2076 | 110.3652 | Using measure description efficiency metrics to adjust loads from RTF/2021P workbooks to consumptions. | Using measure description efficiency metrics to adjust loads from RTF/2021P workbooks to consumptions. | 0 | 0 | NA | NA | 595.7619 | 757.4323 | 0 | 2318.3065 | 1226.2583 | 0 | 0 | Technical Support Document - Residential Water Heaters, Direct Heating Equipment, and Pooler Heaters. November 2009, various retail prices from internet price research; calculated by linear interpolation | Technical Support Document - Residential Water Heaters, Direct Heating Equipment, and Pooler Heaters. November 2009. | Assuming no incremental O&M cost | 0 | 17.2322 | PSE NEI data | No applicable non-energy benefits | 100% | Equipment 100% technically feasible within end use | System | System
Snohomish CountyMultifamilyWater Heat LE 55 Gal6Existing | Snohomish CountyMultifamilyWater Heat LE 55 GalExisting | Snohomish County | Multifamily | Water Heat LE 55 Gal | 6 | ENERGY STAR Tankless Water Heater ≤ 55 GAL - EF 0.90 | Existing | Water Heater - ENERGY STAR Tankless | ENERGY STAR Tankless Water Heater ≤ 55 GAL - EF 0.90 | Federal Standard 2015 Storage Water Heater ≤ 55 GAL - EF 0.62 | per Home | 20 | Based on PSE Business Case: APPROVED_Measure Case_Water Heater Res_2022 | 130.2392 | 89.7203 | Using measure description efficiency metrics to adjust loads from RTF/2021P workbooks to consumptions. | Using measure description efficiency metrics to adjust loads from RTF/2021P workbooks to consumptions. | 0 | 0 | NA | NA | 595.7619 | 757.4323 | 0 | 2318.3065 | 1226.2583 | 0 | 0 | Technical Support Document - Residential Water Heaters, Direct Heating Equipment, and Pooler Heaters. November 2009, various retail prices from internet price research; calculated by linear interpolation | Technical Support Document - Residential Water Heaters, Direct Heating Equipment, and Pooler Heaters. November 2009. | Assuming no incremental O&M cost | 0 | 10.8255 | PSE NEI data | No applicable non-energy benefits | 100% | Equipment 100% technically feasible within end use | System | System
Snohomish CountyMultifamilyWater Heat LE 55 Gal6New | Snohomish CountyMultifamilyWater Heat LE 55 GalNew | Snohomish County | Multifamily | Water Heat LE 55 Gal | 6 | ENERGY STAR Tankless Water Heater ≤ 55 GAL - EF 0.90 | New | Water Heater - ENERGY STAR Tankless | ENERGY STAR Tankless Water Heater ≤ 55 GAL - EF 0.90 | Federal Standard 2015 Storage Water Heater ≤ 55 GAL - EF 0.62 | per Home | 20 | Based on PSE Business Case: APPROVED_Measure Case_Water Heater Res_2022 | 130.2392 | 89.7203 | Using measure description efficiency metrics to adjust loads from RTF/2021P workbooks to consumptions. | Using measure description efficiency metrics to adjust loads from RTF/2021P workbooks to consumptions. | 0 | 0 | NA | NA | 595.7619 | 757.4323 | 0 | 2318.3065 | 1226.2583 | 0 | 0 | Technical Support Document - Residential Water Heaters, Direct Heating Equipment, and Pooler Heaters. November 2009, various retail prices from internet price research; calculated by linear interpolation | Technical Support Document - Residential Water Heaters, Direct Heating Equipment, and Pooler Heaters. November 2009. | Assuming no incremental O&M cost | 0 | 10.8255 | PSE NEI data | No applicable non-energy benefits | 100% | Equipment 100% technically feasible within end use | System | System
Snohomish CountyMultifamily - Highly ImpactedWater Heat LE 55 Gal6Existing | Snohomish CountyMultifamily - Highly ImpactedWater Heat LE 55 GalExisting | Snohomish County | Multifamily - Highly Impacted | Water Heat LE 55 Gal | 6 | ENERGY STAR Tankless Water Heater ≤ 55 GAL - EF 0.90 | Existing | Water Heater - ENERGY STAR Tankless | ENERGY STAR Tankless Water Heater ≤ 55 GAL - EF 0.90 | Federal Standard 2015 Storage Water Heater ≤ 55 GAL - EF 0.62 | per Home | 20 | Based on PSE Business Case: APPROVED_Measure Case_Water Heater Res_2022 | 146.618 | 101.0035 | Using measure description efficiency metrics to adjust loads from RTF/2021P workbooks to consumptions. | Using measure description efficiency metrics to adjust loads from RTF/2021P workbooks to consumptions. | 0 | 0 | NA | NA | 595.7619 | 757.4323 | 0 | 2318.3065 | 1226.2583 | 0 | 0 | Technical Support Document - Residential Water Heaters, Direct Heating Equipment, and Pooler Heaters. November 2009, various retail prices from internet price research; calculated by linear interpolation | Technical Support Document - Residential Water Heaters, Direct Heating Equipment, and Pooler Heaters. November 2009. | Assuming no incremental O&M cost | 0 | 4.4709 | PSE NEI data | No applicable non-energy benefits | 100% | Equipment 100% technically feasible within end use | System | System
Snohomish CountyMultifamily - Highly ImpactedWater Heat LE 55 Gal6New | Snohomish CountyMultifamily - Highly ImpactedWater Heat LE 55 GalNew | Snohomish County | Multifamily - Highly Impacted | Water Heat LE 55 Gal | 6 | ENERGY STAR Tankless Water Heater ≤ 55 GAL - EF 0.90 | New | Water Heater - ENERGY STAR Tankless | ENERGY STAR Tankless Water Heater ≤ 55 GAL - EF 0.90 | Federal Standard 2015 Storage Water Heater ≤ 55 GAL - EF 0.62 | per Home | 20 | Based on PSE Business Case: APPROVED_Measure Case_Water Heater Res_2022 | 146.618 | 101.0035 | Using measure description efficiency metrics to adjust loads from RTF/2021P workbooks to consumptions. | Using measure description efficiency metrics to adjust loads from RTF/2021P workbooks to consumptions. | 0 | 0 | NA | NA | 595.7619 | 757.4323 | 0 | 2318.3065 | 1226.2583 | 0 | 0 | Technical Support Document - Residential Water Heaters, Direct Heating Equipment, and Pooler Heaters. November 2009, various retail prices from internet price research; calculated by linear interpolation | Technical Support Document - Residential Water Heaters, Direct Heating Equipment, and Pooler Heaters. November 2009. | Assuming no incremental O&M cost | 0 | 4.4709 | PSE NEI data | No applicable non-energy benefits | 100% | Equipment 100% technically feasible within end use | System | System
Snohomish CountyManufacturedWater Heat LE 55 Gal6Existing | Snohomish CountyManufacturedWater Heat LE 55 GalExisting | Snohomish County | Manufactured | Water Heat LE 55 Gal | 6 | ENERGY STAR Tankless Water Heater ≤ 55 GAL - EF 0.90 | Existing | Water Heater - ENERGY STAR Tankless | ENERGY STAR Tankless Water Heater ≤ 55 GAL - EF 0.90 | Federal Standard 2015 Storage Water Heater ≤ 55 GAL - EF 0.62 | per Home | 20 | Based on PSE Business Case: APPROVED_Measure Case_Water Heater Res_2022 | 162.5538 | 111.9815 | Using measure description efficiency metrics to adjust loads from RTF/2021P workbooks to consumptions. | Using measure description efficiency metrics to adjust loads from RTF/2021P workbooks to consumptions. | 0 | 0 | NA | NA | 595.7619 | 757.4323 | 0 | 2318.3065 | 1226.2583 | 0 | 0 | Technical Support Document - Residential Water Heaters, Direct Heating Equipment, and Pooler Heaters. November 2009, various retail prices from internet price research; calculated by linear interpolation | Technical Support Document - Residential Water Heaters, Direct Heating Equipment, and Pooler Heaters. November 2009. | Assuming no incremental O&M cost | 0 | 13.5115 | PSE NEI data | No applicable non-energy benefits | 100% | Equipment 100% technically feasible within end use | System | System
Snohomish CountyManufacturedWater Heat LE 55 Gal6New | Snohomish CountyManufacturedWater Heat LE 55 GalNew | Snohomish County | Manufactured | Water Heat LE 55 Gal | 6 | ENERGY STAR Tankless Water Heater ≤ 55 GAL - EF 0.90 | New | Water Heater - ENERGY STAR Tankless | ENERGY STAR Tankless Water Heater ≤ 55 GAL - EF 0.90 | Federal Standard 2015 Storage Water Heater ≤ 55 GAL - EF 0.62 | per Home | 20 | Based on PSE Business Case: APPROVED_Measure Case_Water Heater Res_2022 | 162.5538 | 111.9815 | Using measure description efficiency metrics to adjust loads from RTF/2021P workbooks to consumptions. | Using measure description efficiency metrics to adjust loads from RTF/2021P workbooks to consumptions. | 0 | 0 | NA | NA | 595.7619 | 757.4323 | 0 | 2318.3065 | 1226.2583 | 0 | 0 | Technical Support Document - Residential Water Heaters, Direct Heating Equipment, and Pooler Heaters. November 2009, various retail prices from internet price research; calculated by linear interpolation | Technical Support Document - Residential Water Heaters, Direct Heating Equipment, and Pooler Heaters. November 2009. | Assuming no incremental O&M cost | 0 | 13.5115 | PSE NEI data | No applicable non-energy benefits | 100% | Equipment 100% technically feasible within end use | System | System
Snohomish CountyManufactured - Highly ImpactedWater Heat LE 55 Gal6Existing | Snohomish CountyManufactured - Highly ImpactedWater Heat LE 55 GalExisting | Snohomish County | Manufactured - Highly Impacted | Water Heat LE 55 Gal | 6 | ENERGY STAR Tankless Water Heater ≤ 55 GAL - EF 0.90 | Existing | Water Heater - ENERGY STAR Tankless | ENERGY STAR Tankless Water Heater ≤ 55 GAL - EF 0.90 | Federal Standard 2015 Storage Water Heater ≤ 55 GAL - EF 0.62 | per Home | 20 | Based on PSE Business Case: APPROVED_Measure Case_Water Heater Res_2022 | 138.5975 | 95.4783 | Using measure description efficiency metrics to adjust loads from RTF/2021P workbooks to consumptions. | Using measure description efficiency metrics to adjust loads from RTF/2021P workbooks to consumptions. | 0 | 0 | NA | NA | 595.7619 | 757.4323 | 0 | 2318.3065 | 1226.2583 | 0 | 0 | Technical Support Document - Residential Water Heaters, Direct Heating Equipment, and Pooler Heaters. November 2009, various retail prices from internet price research; calculated by linear interpolation | Technical Support Document - Residential Water Heaters, Direct Heating Equipment, and Pooler Heaters. November 2009. | Assuming no incremental O&M cost | 0 | 4.2263 | PSE NEI data | No applicable non-energy benefits | 100% | Equipment 100% technically feasible within end use | System | System
Snohomish CountyManufactured - Highly ImpactedWater Heat LE 55 Gal6New | Snohomish CountyManufactured - Highly ImpactedWater Heat LE 55 GalNew | Snohomish County | Manufactured - Highly Impacted | Water Heat LE 55 Gal | 6 | ENERGY STAR Tankless Water Heater ≤ 55 GAL - EF 0.90 | New | Water Heater - ENERGY STAR Tankless | ENERGY STAR Tankless Water Heater ≤ 55 GAL - EF 0.90 | Federal Standard 2015 Storage Water Heater ≤ 55 GAL - EF 0.62 | per Home | 20 | Based on PSE Business Case: APPROVED_Measure Case_Water Heater Res_2022 | 138.5975 | 95.4783 | Using measure description efficiency metrics to adjust loads from RTF/2021P workbooks to consumptions. | Using measure description efficiency metrics to adjust loads from RTF/2021P workbooks to consumptions. | 0 | 0 | NA | NA | 595.7619 | 757.4323 | 0 | 2318.3065 | 1226.2583 | 0 | 0 | Technical Support Document - Residential Water Heaters, Direct Heating Equipment, and Pooler Heaters. November 2009, various retail prices from internet price research; calculated by linear interpolation | Technical Support Document - Residential Water Heaters, Direct Heating Equipment, and Pooler Heaters. November 2009. | Assuming no incremental O&M cost | 0 | 4.2263 | PSE NEI data | No applicable non-energy benefits | 100% | Equipment 100% technically feasible within end use | System | System
Snohomish CountySingle FamilyWater Heat GT 55 Gal1Existing | Snohomish CountySingle FamilyWater Heat GT 55 GalExisting | Snohomish County | Single Family | Water Heat GT 55 Gal | 1 | Below Standard Water Heater > 55 GAL - EF 0.52 | Existing | Water Heater - Below Standard | Below Standard Water Heater > 55 GAL - EF 0.52 | Below Standard Water Heater > 55 GAL - EF 0.52 | per Home | 7 | Assuming half the measure life for below standard equipment. Based on RTF workbook ResGasWH_v1_2 | 218.6436 | 218.6436 | Using measure description efficiency metrics to adjust loads from RTF/2021P workbooks to consumptions. | Using measure description efficiency metrics to adjust loads from RTF/2021P workbooks to consumptions. | 0 | 0 | NA | NA | 0 | 0 | 0 | 0 | 0 | 0 | 0 | Baseline is equal to efficient case | Baseline is equal to efficient case | Baseline is equal to efficient case | 0 | 0 | No applicable non-energy benefits | No applicable non-energy benefits | 100% | Equipment 100% technically feasible within end use | System | System
Snohomish CountySingle FamilyWater Heat GT 55 Gal1New | Snohomish CountySingle FamilyWater Heat GT 55 GalNew | Snohomish County | Single Family | Water Heat GT 55 Gal | 1 | Below Standard Water Heater > 55 GAL - EF 0.52 | New | Water Heater - Below Standard | Below Standard Water Heater > 55 GAL - EF 0.52 | Below Standard Water Heater > 55 GAL - EF 0.52 | per Home | 7 | Assuming half the measure life for below standard equipment. Based on RTF workbook ResGasWH_v1_2 | 218.6436 | 218.6436 | Using measure description efficiency metrics to adjust loads from RTF/2021P workbooks to consumptions. | Using measure description efficiency metrics to adjust loads from RTF/2021P workbooks to consumptions. | 0 | 0 | NA | NA | 0 | 0 | 0 | 0 | 0 | 0 | 0 | Baseline is equal to efficient case | Baseline is equal to efficient case | Baseline is equal to efficient case | 0 | 0 | No applicable non-energy benefits | No applicable non-energy benefits | 100% | Equipment 100% technically feasible within end use | System | System
Snohomish CountySingle Family - Highly ImpactedWater Heat GT 55 Gal1Existing | Snohomish CountySingle Family - Highly ImpactedWater Heat GT 55 GalExisting | Snohomish County | Single Family - Highly Impacted | Water Heat GT 55 Gal | 1 | Below Standard Water Heater > 55 GAL - EF 0.52 | Existing | Water Heater - Below Standard | Below Standard Water Heater > 55 GAL - EF 0.52 | Below Standard Water Heater > 55 GAL - EF 0.52 | per Home | 7 | Assuming half the measure life for below standard equipment. Based on RTF workbook ResGasWH_v1_2 | 191.0168 | 191.0168 | Using measure description efficiency metrics to adjust loads from RTF/2021P workbooks to consumptions. | Using measure description efficiency metrics to adjust loads from RTF/2021P workbooks to consumptions. | 0 | 0 | NA | NA | 0 | 0 | 0 | 0 | 0 | 0 | 0 | Baseline is equal to efficient case | Baseline is equal to efficient case | Baseline is equal to efficient case | 0 | 0 | No applicable non-energy benefits | No applicable non-energy benefits | 100% | Equipment 100% technically feasible within end use | System | System
Snohomish CountySingle Family - Highly ImpactedWater Heat GT 55 Gal1New | Snohomish CountySingle Family - Highly ImpactedWater Heat GT 55 GalNew | Snohomish County | Single Family - Highly Impacted | Water Heat GT 55 Gal | 1 | Below Standard Water Heater > 55 GAL - EF 0.52 | New | Water Heater - Below Standard | Below Standard Water Heater > 55 GAL - EF 0.52 | Below Standard Water Heater > 55 GAL - EF 0.52 | per Home | 7 | Assuming half the measure life for below standard equipment. Based on RTF workbook ResGasWH_v1_2 | 191.0168 | 191.0168 | Using measure description efficiency metrics to adjust loads from RTF/2021P workbooks to consumptions. | Using measure description efficiency metrics to adjust loads from RTF/2021P workbooks to consumptions. | 0 | 0 | NA | NA | 0 | 0 | 0 | 0 | 0 | 0 | 0 | Baseline is equal to efficient case | Baseline is equal to efficient case | Baseline is equal to efficient case | 0 | 0 | No applicable non-energy benefits | No applicable non-energy benefits | 100% | Equipment 100% technically feasible within end use | System | System
Snohomish CountyMultifamilyWater Heat GT 55 Gal1Existing | Snohomish CountyMultifamilyWater Heat GT 55 GalExisting | Snohomish County | Multifamily | Water Heat GT 55 Gal | 1 | Below Standard Water Heater > 55 GAL - EF 0.52 | Existing | Water Heater - Below Standard | Below Standard Water Heater > 55 GAL - EF 0.52 | Below Standard Water Heater > 55 GAL - EF 0.52 | per Home | 7 | Assuming half the measure life for below standard equipment. Based on RTF workbook ResGasWH_v1_2 | 155.2852 | 155.2852 | Using measure description efficiency metrics to adjust loads from RTF/2021P workbooks to consumptions. | Using measure description efficiency metrics to adjust loads from RTF/2021P workbooks to consumptions. | 0 | 0 | NA | NA | 0 | 0 | 0 | 0 | 0 | 0 | 0 | Baseline is equal to efficient case | Baseline is equal to efficient case | Baseline is equal to efficient case | 0 | 0 | No applicable non-energy benefits | No applicable non-energy benefits | 100% | Equipment 100% technically feasible within end use | System | System
Snohomish CountyMultifamilyWater Heat GT 55 Gal1New | Snohomish CountyMultifamilyWater Heat GT 55 GalNew | Snohomish County | Multifamily | Water Heat GT 55 Gal | 1 | Below Standard Water Heater > 55 GAL - EF 0.52 | New | Water Heater - Below Standard | Below Standard Water Heater > 55 GAL - EF 0.52 | Below Standard Water Heater > 55 GAL - EF 0.52 | per Home | 7 | Assuming half the measure life for below standard equipment. Based on RTF workbook ResGasWH_v1_2 | 155.2852 | 155.2852 | Using measure description efficiency metrics to adjust loads from RTF/2021P workbooks to consumptions. | Using measure description efficiency metrics to adjust loads from RTF/2021P workbooks to consumptions. | 0 | 0 | NA | NA | 0 | 0 | 0 | 0 | 0 | 0 | 0 | Baseline is equal to efficient case | Baseline is equal to efficient case | Baseline is equal to efficient case | 0 | 0 | No applicable non-energy benefits | No applicable non-energy benefits | 100% | Equipment 100% technically feasible within end use | System | System
Snohomish CountyMultifamily - Highly ImpactedWater Heat GT 55 Gal1Existing | Snohomish CountyMultifamily - Highly ImpactedWater Heat GT 55 GalExisting | Snohomish County | Multifamily - Highly Impacted | Water Heat GT 55 Gal | 1 | Below Standard Water Heater > 55 GAL - EF 0.52 | Existing | Water Heater - Below Standard | Below Standard Water Heater > 55 GAL - EF 0.52 | Below Standard Water Heater > 55 GAL - EF 0.52 | per Home | 7 | Assuming half the measure life for below standard equipment. Based on RTF workbook ResGasWH_v1_2 | 174.8138 | 174.8138 | Using measure description efficiency metrics to adjust loads from RTF/2021P workbooks to consumptions. | Using measure description efficiency metrics to adjust loads from RTF/2021P workbooks to consumptions. | 0 | 0 | NA | NA | 0 | 0 | 0 | 0 | 0 | 0 | 0 | Baseline is equal to efficient case | Baseline is equal to efficient case | Baseline is equal to efficient case | 0 | 0 | No applicable non-energy benefits | No applicable non-energy benefits | 100% | Equipment 100% technically feasible within end use | System | System
Snohomish CountyMultifamily - Highly ImpactedWater Heat GT 55 Gal1New | Snohomish CountyMultifamily - Highly ImpactedWater Heat GT 55 GalNew | Snohomish County | Multifamily - Highly Impacted | Water Heat GT 55 Gal | 1 | Below Standard Water Heater > 55 GAL - EF 0.52 | New | Water Heater - Below Standard | Below Standard Water Heater > 55 GAL - EF 0.52 | Below Standard Water Heater > 55 GAL - EF 0.52 | per Home | 7 | Assuming half the measure life for below standard equipment. Based on RTF workbook ResGasWH_v1_2 | 174.8138 | 174.8138 | Using measure description efficiency metrics to adjust loads from RTF/2021P workbooks to consumptions. | Using measure description efficiency metrics to adjust loads from RTF/2021P workbooks to consumptions. | 0 | 0 | NA | NA | 0 | 0 | 0 | 0 | 0 | 0 | 0 | Baseline is equal to efficient case | Baseline is equal to efficient case | Baseline is equal to efficient case | 0 | 0 | No applicable non-energy benefits | No applicable non-energy benefits | 100% | Equipment 100% technically feasible within end use | System | System
Snohomish CountyManufacturedWater Heat GT 55 Gal1Existing | Snohomish CountyManufacturedWater Heat GT 55 GalExisting | Snohomish County | Manufactured | Water Heat GT 55 Gal | 1 | Below Standard Water Heater > 55 GAL - EF 0.52 | Existing | Water Heater - Below Standard | Below Standard Water Heater > 55 GAL - EF 0.52 | Below Standard Water Heater > 55 GAL - EF 0.52 | per Home | 7 | Assuming half the measure life for below standard equipment. Based on RTF workbook ResGasWH_v1_2 | 193.8142 | 193.8142 | Using measure description efficiency metrics to adjust loads from RTF/2021P workbooks to consumptions. | Using measure description efficiency metrics to adjust loads from RTF/2021P workbooks to consumptions. | 0 | 0 | NA | NA | 0 | 0 | 0 | 0 | 0 | 0 | 0 | Baseline is equal to efficient case | Baseline is equal to efficient case | Baseline is equal to efficient case | 0 | 0 | No applicable non-energy benefits | No applicable non-energy benefits | 100% | Equipment 100% technically feasible within end use | System | System
Snohomish CountyManufacturedWater Heat GT 55 Gal1New | Snohomish CountyManufacturedWater Heat GT 55 GalNew | Snohomish County | Manufactured | Water Heat GT 55 Gal | 1 | Below Standard Water Heater > 55 GAL - EF 0.52 | New | Water Heater - Below Standard | Below Standard Water Heater > 55 GAL - EF 0.52 | Below Standard Water Heater > 55 GAL - EF 0.52 | per Home | 7 | Assuming half the measure life for below standard equipment. Based on RTF workbook ResGasWH_v1_2 | 193.8142 | 193.8142 | Using measure description efficiency metrics to adjust loads from RTF/2021P workbooks to consumptions. | Using measure description efficiency metrics to adjust loads from RTF/2021P workbooks to consumptions. | 0 | 0 | NA | NA | 0 | 0 | 0 | 0 | 0 | 0 | 0 | Baseline is equal to efficient case | Baseline is equal to efficient case | Baseline is equal to efficient case | 0 | 0 | No applicable non-energy benefits | No applicable non-energy benefits | 100% | Equipment 100% technically feasible within end use | System | System
Snohomish CountyManufactured - Highly ImpactedWater Heat GT 55 Gal1Existing | Snohomish CountyManufactured - Highly ImpactedWater Heat GT 55 GalExisting | Snohomish County | Manufactured - Highly Impacted | Water Heat GT 55 Gal | 1 | Below Standard Water Heater > 55 GAL - EF 0.52 | Existing | Water Heater - Below Standard | Below Standard Water Heater > 55 GAL - EF 0.52 | Below Standard Water Heater > 55 GAL - EF 0.52 | per Home | 7 | Assuming half the measure life for below standard equipment. Based on RTF workbook ResGasWH_v1_2 | 165.2509 | 165.2509 | Using measure description efficiency metrics to adjust loads from RTF/2021P workbooks to consumptions. | Using measure description efficiency metrics to adjust loads from RTF/2021P workbooks to consumptions. | 0 | 0 | NA | NA | 0 | 0 | 0 | 0 | 0 | 0 | 0 | Baseline is equal to efficient case | Baseline is equal to efficient case | Baseline is equal to efficient case | 0 | 0 | No applicable non-energy benefits | No applicable non-energy benefits | 100% | Equipment 100% technically feasible within end use | System | System
Snohomish CountyManufactured - Highly ImpactedWater Heat GT 55 Gal1New | Snohomish CountyManufactured - Highly ImpactedWater Heat GT 55 GalNew | Snohomish County | Manufactured - Highly Impacted | Water Heat GT 55 Gal | 1 | Below Standard Water Heater > 55 GAL - EF 0.52 | New | Water Heater - Below Standard | Below Standard Water Heater > 55 GAL - EF 0.52 | Below Standard Water Heater > 55 GAL - EF 0.52 | per Home | 7 | Assuming half the measure life for below standard equipment. Based on RTF workbook ResGasWH_v1_2 | 165.2509 | 165.2509 | Using measure description efficiency metrics to adjust loads from RTF/2021P workbooks to consumptions. | Using measure description efficiency metrics to adjust loads from RTF/2021P workbooks to consumptions. | 0 | 0 | NA | NA | 0 | 0 | 0 | 0 | 0 | 0 | 0 | Baseline is equal to efficient case | Baseline is equal to efficient case | Baseline is equal to efficient case | 0 | 0 | No applicable non-energy benefits | No applicable non-energy benefits | 100% | Equipment 100% technically feasible within end use | System | System
Snohomish CountySingle FamilyWater Heat GT 55 Gal2Existing | Snohomish CountySingle FamilyWater Heat GT 55 GalExisting | Snohomish County | Single Family | Water Heat GT 55 Gal | 2 | Federal Standard 2015 Condensing Water Heater > 55 GAL - EF 0.74 | Existing | Water Heater - Federal Standard 2015 Condensing | Federal Standard 2015 Condensing Water Heater > 55 GAL - EF 0.74 | Federal Standard 2015 Condensing Water Heater > 55 GAL - EF 0.74 | per Home | 13 | Based on RTF workbook ResGasWH_v1_2 | 153.6415 | 153.6415 | Using measure description efficiency metrics to adjust loads from RTF/2021P workbooks to consumptions. | Using measure description efficiency metrics to adjust loads from RTF/2021P workbooks to consumptions. | 0 | 0 | NA | NA | 0 | 0 | 0 | 985.5502 | 960.201 | 0 | 0 | Baseline is equal to efficient case | Baseline is equal to efficient case | Baseline is equal to efficient case | 0 | 0 | No applicable non-energy benefits | No applicable non-energy benefits | 100% | Equipment 100% technically feasible within end use | System | System
Snohomish CountySingle FamilyWater Heat GT 55 Gal2New | Snohomish CountySingle FamilyWater Heat GT 55 GalNew | Snohomish County | Single Family | Water Heat GT 55 Gal | 2 | Federal Standard 2015 Condensing Water Heater > 55 GAL - EF 0.74 | New | Water Heater - Federal Standard 2015 Condensing | Federal Standard 2015 Condensing Water Heater > 55 GAL - EF 0.74 | Federal Standard 2015 Condensing Water Heater > 55 GAL - EF 0.74 | per Home | 13 | Based on RTF workbook ResGasWH_v1_2 | 153.6415 | 153.6415 | Using measure description efficiency metrics to adjust loads from RTF/2021P workbooks to consumptions. | Using measure description efficiency metrics to adjust loads from RTF/2021P workbooks to consumptions. | 0 | 0 | NA | NA | 0 | 0 | 0 | 985.5502 | 960.201 | 0 | 0 | Baseline is equal to efficient case | Baseline is equal to efficient case | Baseline is equal to efficient case | 0 | 0 | No applicable non-energy benefits | No applicable non-energy benefits | 100% | Equipment 100% technically feasible within end use | System | System
Snohomish CountySingle Family - Highly ImpactedWater Heat GT 55 Gal2Existing | Snohomish CountySingle Family - Highly ImpactedWater Heat GT 55 GalExisting | Snohomish County | Single Family - Highly Impacted | Water Heat GT 55 Gal | 2 | Federal Standard 2015 Condensing Water Heater > 55 GAL - EF 0.74 | Existing | Water Heater - Federal Standard 2015 Condensing | Federal Standard 2015 Condensing Water Heater > 55 GAL - EF 0.74 | Federal Standard 2015 Condensing Water Heater > 55 GAL - EF 0.74 | per Home | 13 | Based on RTF workbook ResGasWH_v1_2 | 134.228 | 134.228 | Using measure description efficiency metrics to adjust loads from RTF/2021P workbooks to consumptions. | Using measure description efficiency metrics to adjust loads from RTF/2021P workbooks to consumptions. | 0 | 0 | NA | NA | 0 | 0 | 0 | 985.5502 | 960.201 | 0 | 0 | Baseline is equal to efficient case | Baseline is equal to efficient case | Baseline is equal to efficient case | 0 | 0 | No applicable non-energy benefits | No applicable non-energy benefits | 100% | Equipment 100% technically feasible within end use | System | System
Snohomish CountySingle Family - Highly ImpactedWater Heat GT 55 Gal2New | Snohomish CountySingle Family - Highly ImpactedWater Heat GT 55 GalNew | Snohomish County | Single Family - Highly Impacted | Water Heat GT 55 Gal | 2 | Federal Standard 2015 Condensing Water Heater > 55 GAL - EF 0.74 | New | Water Heater - Federal Standard 2015 Condensing | Federal Standard 2015 Condensing Water Heater > 55 GAL - EF 0.74 | Federal Standard 2015 Condensing Water Heater > 55 GAL - EF 0.74 | per Home | 13 | Based on RTF workbook ResGasWH_v1_2 | 134.228 | 134.228 | Using measure description efficiency metrics to adjust loads from RTF/2021P workbooks to consumptions. | Using measure description efficiency metrics to adjust loads from RTF/2021P workbooks to consumptions. | 0 | 0 | NA | NA | 0 | 0 | 0 | 985.5502 | 960.201 | 0 | 0 | Baseline is equal to efficient case | Baseline is equal to efficient case | Baseline is equal to efficient case | 0 | 0 | No applicable non-energy benefits | No applicable non-energy benefits | 100% | Equipment 100% technically feasible within end use | System | System
Snohomish CountyMultifamilyWater Heat GT 55 Gal2Existing | Snohomish CountyMultifamilyWater Heat GT 55 GalExisting | Snohomish County | Multifamily | Water Heat GT 55 Gal | 2 | Federal Standard 2015 Condensing Water Heater > 55 GAL - EF 0.74 | Existing | Water Heater - Federal Standard 2015 Condensing | Federal Standard 2015 Condensing Water Heater > 55 GAL - EF 0.74 | Federal Standard 2015 Condensing Water Heater > 55 GAL - EF 0.74 | per Home | 13 | Based on RTF workbook ResGasWH_v1_2 | 109.1193 | 109.1193 | Using measure description efficiency metrics to adjust loads from RTF/2021P workbooks to consumptions. | Using measure description efficiency metrics to adjust loads from RTF/2021P workbooks to consumptions. | 0 | 0 | NA | NA | 0 | 0 | 0 | 985.5502 | 960.201 | 0 | 0 | Baseline is equal to efficient case | Baseline is equal to efficient case | Baseline is equal to efficient case | 0 | 0 | No applicable non-energy benefits | No applicable non-energy benefits | 100% | Equipment 100% technically feasible within end use | System | System
Snohomish CountyMultifamilyWater Heat GT 55 Gal2New | Snohomish CountyMultifamilyWater Heat GT 55 GalNew | Snohomish County | Multifamily | Water Heat GT 55 Gal | 2 | Federal Standard 2015 Condensing Water Heater > 55 GAL - EF 0.74 | New | Water Heater - Federal Standard 2015 Condensing | Federal Standard 2015 Condensing Water Heater > 55 GAL - EF 0.74 | Federal Standard 2015 Condensing Water Heater > 55 GAL - EF 0.74 | per Home | 13 | Based on RTF workbook ResGasWH_v1_2 | 109.1193 | 109.1193 | Using measure description efficiency metrics to adjust loads from RTF/2021P workbooks to consumptions. | Using measure description efficiency metrics to adjust loads from RTF/2021P workbooks to consumptions. | 0 | 0 | NA | NA | 0 | 0 | 0 | 985.5502 | 960.201 | 0 | 0 | Baseline is equal to efficient case | Baseline is equal to efficient case | Baseline is equal to efficient case | 0 | 0 | No applicable non-energy benefits | No applicable non-energy benefits | 100% | Equipment 100% technically feasible within end use | System | System
Snohomish CountyMultifamily - Highly ImpactedWater Heat GT 55 Gal2Existing | Snohomish CountyMultifamily - Highly ImpactedWater Heat GT 55 GalExisting | Snohomish County | Multifamily - Highly Impacted | Water Heat GT 55 Gal | 2 | Federal Standard 2015 Condensing Water Heater > 55 GAL - EF 0.74 | Existing | Water Heater - Federal Standard 2015 Condensing | Federal Standard 2015 Condensing Water Heater > 55 GAL - EF 0.74 | Federal Standard 2015 Condensing Water Heater > 55 GAL - EF 0.74 | per Home | 13 | Based on RTF workbook ResGasWH_v1_2 | 122.8421 | 122.8421 | Using measure description efficiency metrics to adjust loads from RTF/2021P workbooks to consumptions. | Using measure description efficiency metrics to adjust loads from RTF/2021P workbooks to consumptions. | 0 | 0 | NA | NA | 0 | 0 | 0 | 985.5502 | 960.201 | 0 | 0 | Baseline is equal to efficient case | Baseline is equal to efficient case | Baseline is equal to efficient case | 0 | 0 | No applicable non-energy benefits | No applicable non-energy benefits | 100% | Equipment 100% technically feasible within end use | System | System
Snohomish CountyMultifamily - Highly ImpactedWater Heat GT 55 Gal2New | Snohomish CountyMultifamily - Highly ImpactedWater Heat GT 55 GalNew | Snohomish County | Multifamily - Highly Impacted | Water Heat GT 55 Gal | 2 | Federal Standard 2015 Condensing Water Heater > 55 GAL - EF 0.74 | New | Water Heater - Federal Standard 2015 Condensing | Federal Standard 2015 Condensing Water Heater > 55 GAL - EF 0.74 | Federal Standard 2015 Condensing Water Heater > 55 GAL - EF 0.74 | per Home | 13 | Based on RTF workbook ResGasWH_v1_2 | 122.8421 | 122.8421 | Using measure description efficiency metrics to adjust loads from RTF/2021P workbooks to consumptions. | Using measure description efficiency metrics to adjust loads from RTF/2021P workbooks to consumptions. | 0 | 0 | NA | NA | 0 | 0 | 0 | 985.5502 | 960.201 | 0 | 0 | Baseline is equal to efficient case | Baseline is equal to efficient case | Baseline is equal to efficient case | 0 | 0 | No applicable non-energy benefits | No applicable non-energy benefits | 100% | Equipment 100% technically feasible within end use | System | System
Snohomish CountyManufacturedWater Heat GT 55 Gal2Existing | Snohomish CountyManufacturedWater Heat GT 55 GalExisting | Snohomish County | Manufactured | Water Heat GT 55 Gal | 2 | Federal Standard 2015 Condensing Water Heater > 55 GAL - EF 0.74 | Existing | Water Heater - Federal Standard 2015 Condensing | Federal Standard 2015 Condensing Water Heater > 55 GAL - EF 0.74 | Federal Standard 2015 Condensing Water Heater > 55 GAL - EF 0.74 | per Home | 13 | Based on RTF workbook ResGasWH_v1_2 | 136.1937 | 136.1937 | Using measure description efficiency metrics to adjust loads from RTF/2021P workbooks to consumptions. | Using measure description efficiency metrics to adjust loads from RTF/2021P workbooks to consumptions. | 0 | 0 | NA | NA | 0 | 0 | 0 | 985.5502 | 960.201 | 0 | 0 | Baseline is equal to efficient case | Baseline is equal to efficient case | Baseline is equal to efficient case | 0 | 0 | No applicable non-energy benefits | No applicable non-energy benefits | 100% | Equipment 100% technically feasible within end use | System | System
Snohomish CountyManufacturedWater Heat GT 55 Gal2New | Snohomish CountyManufacturedWater Heat GT 55 GalNew | Snohomish County | Manufactured | Water Heat GT 55 Gal | 2 | Federal Standard 2015 Condensing Water Heater > 55 GAL - EF 0.74 | New | Water Heater - Federal Standard 2015 Condensing | Federal Standard 2015 Condensing Water Heater > 55 GAL - EF 0.74 | Federal Standard 2015 Condensing Water Heater > 55 GAL - EF 0.74 | per Home | 13 | Based on RTF workbook ResGasWH_v1_2 | 136.1937 | 136.1937 | Using measure description efficiency metrics to adjust loads from RTF/2021P workbooks to consumptions. | Using measure description efficiency metrics to adjust loads from RTF/2021P workbooks to consumptions. | 0 | 0 | NA | NA | 0 | 0 | 0 | 985.5502 | 960.201 | 0 | 0 | Baseline is equal to efficient case | Baseline is equal to efficient case | Baseline is equal to efficient case | 0 | 0 | No applicable non-energy benefits | No applicable non-energy benefits | 100% | Equipment 100% technically feasible within end use | System | System
Snohomish CountyManufactured - Highly ImpactedWater Heat GT 55 Gal2Existing | Snohomish CountyManufactured - Highly ImpactedWater Heat GT 55 GalExisting | Snohomish County | Manufactured - Highly Impacted | Water Heat GT 55 Gal | 2 | Federal Standard 2015 Condensing Water Heater > 55 GAL - EF 0.74 | Existing | Water Heater - Federal Standard 2015 Condensing | Federal Standard 2015 Condensing Water Heater > 55 GAL - EF 0.74 | Federal Standard 2015 Condensing Water Heater > 55 GAL - EF 0.74 | per Home | 13 | Based on RTF workbook ResGasWH_v1_2 | 116.1222 | 116.1222 | Using measure description efficiency metrics to adjust loads from RTF/2021P workbooks to consumptions. | Using measure description efficiency metrics to adjust loads from RTF/2021P workbooks to consumptions. | 0 | 0 | NA | NA | 0 | 0 | 0 | 985.5502 | 960.201 | 0 | 0 | Baseline is equal to efficient case | Baseline is equal to efficient case | Baseline is equal to efficient case | 0 | 0 | No applicable non-energy benefits | No applicable non-energy benefits | 100% | Equipment 100% technically feasible within end use | System | System
Snohomish CountyManufactured - Highly ImpactedWater Heat GT 55 Gal2New | Snohomish CountyManufactured - Highly ImpactedWater Heat GT 55 GalNew | Snohomish County | Manufactured - Highly Impacted | Water Heat GT 55 Gal | 2 | Federal Standard 2015 Condensing Water Heater > 55 GAL - EF 0.74 | New | Water Heater - Federal Standard 2015 Condensing | Federal Standard 2015 Condensing Water Heater > 55 GAL - EF 0.74 | Federal Standard 2015 Condensing Water Heater > 55 GAL - EF 0.74 | per Home | 13 | Based on RTF workbook ResGasWH_v1_2 | 116.1222 | 116.1222 | Using measure description efficiency metrics to adjust loads from RTF/2021P workbooks to consumptions. | Using measure description efficiency metrics to adjust loads from RTF/2021P workbooks to consumptions. | 0 | 0 | NA | NA | 0 | 0 | 0 | 985.5502 | 960.201 | 0 | 0 | Baseline is equal to efficient case | Baseline is equal to efficient case | Baseline is equal to efficient case | 0 | 0 | No applicable non-energy benefits | No applicable non-energy benefits | 100% | Equipment 100% technically feasible within end use | System | System
Snohomish CountySingle FamilyWater Heat GT 55 Gal3Existing | Snohomish CountySingle FamilyWater Heat GT 55 GalExisting | Snohomish County | Single Family | Water Heat GT 55 Gal | 3 | Market Standard Water Heater > 55 GAL | Existing | Water Heater - Market Standard | Market Standard Water Heater > 55 GAL | Market Standard Water Heater > 55 GAL | per Home | 13 | Based on RTF workbook ResGasWH_v1_2 | 147.1385 | 147.1385 | Using measure description efficiency metrics to adjust loads from RTF/2021P workbooks to consumptions. | Using measure description efficiency metrics to adjust loads from RTF/2021P workbooks to consumptions. | 0 | 0 | NA | NA | 0 | 0 | 0 | 0 | 0 | 0 | 0 | Baseline is equal to efficient case | Baseline is equal to efficient case | Baseline is equal to efficient case | 0 | 0 | No applicable non-energy benefits | No applicable non-energy benefits | 100% | Equipment 100% technically feasible within end use | System | System
Snohomish CountySingle FamilyWater Heat GT 55 Gal3New | Snohomish CountySingle FamilyWater Heat GT 55 GalNew | Snohomish County | Single Family | Water Heat GT 55 Gal | 3 | Market Standard Water Heater > 55 GAL | New | Water Heater - Market Standard | Market Standard Water Heater > 55 GAL | Market Standard Water Heater > 55 GAL | per Home | 13 | Based on RTF workbook ResGasWH_v1_2 | 147.1385 | 147.1385 | Using measure description efficiency metrics to adjust loads from RTF/2021P workbooks to consumptions. | Using measure description efficiency metrics to adjust loads from RTF/2021P workbooks to consumptions. | 0 | 0 | NA | NA | 0 | 0 | 0 | 0 | 0 | 0 | 0 | Baseline is equal to efficient case | Baseline is equal to efficient case | Baseline is equal to efficient case | 0 | 0 | No applicable non-energy benefits | No applicable non-energy benefits | 100% | Equipment 100% technically feasible within end use | System | System
Snohomish CountySingle Family - Highly ImpactedWater Heat GT 55 Gal3Existing | Snohomish CountySingle Family - Highly ImpactedWater Heat GT 55 GalExisting | Snohomish County | Single Family - Highly Impacted | Water Heat GT 55 Gal | 3 | Market Standard Water Heater > 55 GAL | Existing | Water Heater - Market Standard | Market Standard Water Heater > 55 GAL | Market Standard Water Heater > 55 GAL | per Home | 13 | Based on RTF workbook ResGasWH_v1_2 | 128.5467 | 128.5467 | Using measure description efficiency metrics to adjust loads from RTF/2021P workbooks to consumptions. | Using measure description efficiency metrics to adjust loads from RTF/2021P workbooks to consumptions. | 0 | 0 | NA | NA | 0 | 0 | 0 | 0 | 0 | 0 | 0 | Baseline is equal to efficient case | Baseline is equal to efficient case | Baseline is equal to efficient case | 0 | 0 | No applicable non-energy benefits | No applicable non-energy benefits | 100% | Equipment 100% technically feasible within end use | System | System
Snohomish CountySingle Family - Highly ImpactedWater Heat GT 55 Gal3New | Snohomish CountySingle Family - Highly ImpactedWater Heat GT 55 GalNew | Snohomish County | Single Family - Highly Impacted | Water Heat GT 55 Gal | 3 | Market Standard Water Heater > 55 GAL | New | Water Heater - Market Standard | Market Standard Water Heater > 55 GAL | Market Standard Water Heater > 55 GAL | per Home | 13 | Based on RTF workbook ResGasWH_v1_2 | 128.5467 | 128.5467 | Using measure description efficiency metrics to adjust loads from RTF/2021P workbooks to consumptions. | Using measure description efficiency metrics to adjust loads from RTF/2021P workbooks to consumptions. | 0 | 0 | NA | NA | 0 | 0 | 0 | 0 | 0 | 0 | 0 | Baseline is equal to efficient case | Baseline is equal to efficient case | Baseline is equal to efficient case | 0 | 0 | No applicable non-energy benefits | No applicable non-energy benefits | 100% | Equipment 100% technically feasible within end use | System | System
Snohomish CountyMultifamilyWater Heat GT 55 Gal3Existing | Snohomish CountyMultifamilyWater Heat GT 55 GalExisting | Snohomish County | Multifamily | Water Heat GT 55 Gal | 3 | Market Standard Water Heater > 55 GAL | Existing | Water Heater - Market Standard | Market Standard Water Heater > 55 GAL | Market Standard Water Heater > 55 GAL | per Home | 13 | Based on RTF workbook ResGasWH_v1_2 | 104.5008 | 104.5008 | Using measure description efficiency metrics to adjust loads from RTF/2021P workbooks to consumptions. | Using measure description efficiency metrics to adjust loads from RTF/2021P workbooks to consumptions. | 0 | 0 | NA | NA | 0 | 0 | 0 | 0 | 0 | 0 | 0 | Baseline is equal to efficient case | Baseline is equal to efficient case | Baseline is equal to efficient case | 0 | 0 | No applicable non-energy benefits | No applicable non-energy benefits | 100% | Equipment 100% technically feasible within end use | System | System
Snohomish CountyMultifamilyWater Heat GT 55 Gal3New | Snohomish CountyMultifamilyWater Heat GT 55 GalNew | Snohomish County | Multifamily | Water Heat GT 55 Gal | 3 | Market Standard Water Heater > 55 GAL | New | Water Heater - Market Standard | Market Standard Water Heater > 55 GAL | Market Standard Water Heater > 55 GAL | per Home | 13 | Based on RTF workbook ResGasWH_v1_2 | 104.5008 | 104.5008 | Using measure description efficiency metrics to adjust loads from RTF/2021P workbooks to consumptions. | Using measure description efficiency metrics to adjust loads from RTF/2021P workbooks to consumptions. | 0 | 0 | NA | NA | 0 | 0 | 0 | 0 | 0 | 0 | 0 | Baseline is equal to efficient case | Baseline is equal to efficient case | Baseline is equal to efficient case | 0 | 0 | No applicable non-energy benefits | No applicable non-energy benefits | 100% | Equipment 100% technically feasible within end use | System | System
Snohomish CountyMultifamily - Highly ImpactedWater Heat GT 55 Gal3Existing | Snohomish CountyMultifamily - Highly ImpactedWater Heat GT 55 GalExisting | Snohomish County | Multifamily - Highly Impacted | Water Heat GT 55 Gal | 3 | Market Standard Water Heater > 55 GAL | Existing | Water Heater - Market Standard | Market Standard Water Heater > 55 GAL | Market Standard Water Heater > 55 GAL | per Home | 13 | Based on RTF workbook ResGasWH_v1_2 | 117.6427 | 117.6427 | Using measure description efficiency metrics to adjust loads from RTF/2021P workbooks to consumptions. | Using measure description efficiency metrics to adjust loads from RTF/2021P workbooks to consumptions. | 0 | 0 | NA | NA | 0 | 0 | 0 | 0 | 0 | 0 | 0 | Baseline is equal to efficient case | Baseline is equal to efficient case | Baseline is equal to efficient case | 0 | 0 | No applicable non-energy benefits | No applicable non-energy benefits | 100% | Equipment 100% technically feasible within end use | System | System
Snohomish CountyMultifamily - Highly ImpactedWater Heat GT 55 Gal3New | Snohomish CountyMultifamily - Highly ImpactedWater Heat GT 55 GalNew | Snohomish County | Multifamily - Highly Impacted | Water Heat GT 55 Gal | 3 | Market Standard Water Heater > 55 GAL | New | Water Heater - Market Standard | Market Standard Water Heater > 55 GAL | Market Standard Water Heater > 55 GAL | per Home | 13 | Based on RTF workbook ResGasWH_v1_2 | 117.6427 | 117.6427 | Using measure description efficiency metrics to adjust loads from RTF/2021P workbooks to consumptions. | Using measure description efficiency metrics to adjust loads from RTF/2021P workbooks to consumptions. | 0 | 0 | NA | NA | 0 | 0 | 0 | 0 | 0 | 0 | 0 | Baseline is equal to efficient case | Baseline is equal to efficient case | Baseline is equal to efficient case | 0 | 0 | No applicable non-energy benefits | No applicable non-energy benefits | 100% | Equipment 100% technically feasible within end use | System | System
Snohomish CountyManufacturedWater Heat GT 55 Gal3Existing | Snohomish CountyManufacturedWater Heat GT 55 GalExisting | Snohomish County | Manufactured | Water Heat GT 55 Gal | 3 | Market Standard Water Heater > 55 GAL | Existing | Water Heater - Market Standard | Market Standard Water Heater > 55 GAL | Market Standard Water Heater > 55 GAL | per Home | 13 | Based on RTF workbook ResGasWH_v1_2 | 130.4292 | 130.4292 | Using measure description efficiency metrics to adjust loads from RTF/2021P workbooks to consumptions. | Using measure description efficiency metrics to adjust loads from RTF/2021P workbooks to consumptions. | 0 | 0 | NA | NA | 0 | 0 | 0 | 0 | 0 | 0 | 0 | Baseline is equal to efficient case | Baseline is equal to efficient case | Baseline is equal to efficient case | 0 | 0 | No applicable non-energy benefits | No applicable non-energy benefits | 100% | Equipment 100% technically feasible within end use | System | System
Snohomish CountyManufacturedWater Heat GT 55 Gal3New | Snohomish CountyManufacturedWater Heat GT 55 GalNew | Snohomish County | Manufactured | Water Heat GT 55 Gal | 3 | Market Standard Water Heater > 55 GAL | New | Water Heater - Market Standard | Market Standard Water Heater > 55 GAL | Market Standard Water Heater > 55 GAL | per Home | 13 | Based on RTF workbook ResGasWH_v1_2 | 130.4292 | 130.4292 | Using measure description efficiency metrics to adjust loads from RTF/2021P workbooks to consumptions. | Using measure description efficiency metrics to adjust loads from RTF/2021P workbooks to consumptions. | 0 | 0 | NA | NA | 0 | 0 | 0 | 0 | 0 | 0 | 0 | Baseline is equal to efficient case | Baseline is equal to efficient case | Baseline is equal to efficient case | 0 | 0 | No applicable non-energy benefits | No applicable non-energy benefits | 100% | Equipment 100% technically feasible within end use | System | System
Snohomish CountyManufactured - Highly ImpactedWater Heat GT 55 Gal3Existing | Snohomish CountyManufactured - Highly ImpactedWater Heat GT 55 GalExisting | Snohomish County | Manufactured - Highly Impacted | Water Heat GT 55 Gal | 3 | Market Standard Water Heater > 55 GAL | Existing | Water Heater - Market Standard | Market Standard Water Heater > 55 GAL | Market Standard Water Heater > 55 GAL | per Home | 13 | Based on RTF workbook ResGasWH_v1_2 | 111.2073 | 111.2073 | Using measure description efficiency metrics to adjust loads from RTF/2021P workbooks to consumptions. | Using measure description efficiency metrics to adjust loads from RTF/2021P workbooks to consumptions. | 0 | 0 | NA | NA | 0 | 0 | 0 | 0 | 0 | 0 | 0 | Baseline is equal to efficient case | Baseline is equal to efficient case | Baseline is equal to efficient case | 0 | 0 | No applicable non-energy benefits | No applicable non-energy benefits | 100% | Equipment 100% technically feasible within end use | System | System
Snohomish CountyManufactured - Highly ImpactedWater Heat GT 55 Gal3New | Snohomish CountyManufactured - Highly ImpactedWater Heat GT 55 GalNew | Snohomish County | Manufactured - Highly Impacted | Water Heat GT 55 Gal | 3 | Market Standard Water Heater > 55 GAL | New | Water Heater - Market Standard | Market Standard Water Heater > 55 GAL | Market Standard Water Heater > 55 GAL | per Home | 13 | Based on RTF workbook ResGasWH_v1_2 | 111.2073 | 111.2073 | Using measure description efficiency metrics to adjust loads from RTF/2021P workbooks to consumptions. | Using measure description efficiency metrics to adjust loads from RTF/2021P workbooks to consumptions. | 0 | 0 | NA | NA | 0 | 0 | 0 | 0 | 0 | 0 | 0 | Baseline is equal to efficient case | Baseline is equal to efficient case | Baseline is equal to efficient case | 0 | 0 | No applicable non-energy benefits | No applicable non-energy benefits | 100% | Equipment 100% technically feasible within end use | System | System
Snohomish CountySingle FamilyWater Heat GT 55 Gal4Existing | Snohomish CountySingle FamilyWater Heat GT 55 GalExisting | Snohomish County | Single Family | Water Heat GT 55 Gal | 4 | ENERGY STAR Condensing Water Heater > 55 GAL - EF 0.77 | Existing | Water Heater - ENERGY STAR Condensing | ENERGY STAR Condensing Water Heater > 55 GAL - EF 0.77 | Federal Standard 2015 Condensing Water Heater > 55 GAL - EF 0.74 | per Home | 13 | Based on RTF workbook ResGasWH_v1_2 | 153.6415 | 147.6554 | Using measure description efficiency metrics to adjust loads from RTF/2021P workbooks to consumptions. | Using measure description efficiency metrics to adjust loads from RTF/2021P workbooks to consumptions. | 0 | 0 | NA | NA | 985.5502 | 960.201 | 0 | 1041.0297 | 965.6137 | 0 | 0 | Technical Support Document - Residential Water Heaters, Direct Heating Equipment, and Pooler Heaters. November 2009; calculated by linear interpolation | Technical Support Document - Residential Water Heaters, Direct Heating Equipment, and Pooler Heaters. November 2009; calculated by linear interpolation | Assuming no incremental O&M cost | 0 | 2.8714 | PSE NEI data | No applicable non-energy benefits | 100% | Equipment 100% technically feasible within end use | System | System
Snohomish CountySingle FamilyWater Heat GT 55 Gal4New | Snohomish CountySingle FamilyWater Heat GT 55 GalNew | Snohomish County | Single Family | Water Heat GT 55 Gal | 4 | ENERGY STAR Condensing Water Heater > 55 GAL - EF 0.77 | New | Water Heater - ENERGY STAR Condensing | ENERGY STAR Condensing Water Heater > 55 GAL - EF 0.77 | Federal Standard 2015 Condensing Water Heater > 55 GAL - EF 0.74 | per Home | 13 | Based on RTF workbook ResGasWH_v1_2 | 153.6415 | 147.6554 | Using measure description efficiency metrics to adjust loads from RTF/2021P workbooks to consumptions. | Using measure description efficiency metrics to adjust loads from RTF/2021P workbooks to consumptions. | 0 | 0 | NA | NA | 985.5502 | 960.201 | 0 | 1041.0297 | 965.6137 | 0 | 0 | Technical Support Document - Residential Water Heaters, Direct Heating Equipment, and Pooler Heaters. November 2009; calculated by linear interpolation | Technical Support Document - Residential Water Heaters, Direct Heating Equipment, and Pooler Heaters. November 2009; calculated by linear interpolation | Assuming no incremental O&M cost | 0 | 2.8714 | PSE NEI data | No applicable non-energy benefits | 100% | Equipment 100% technically feasible within end use | System | System
Snohomish CountySingle Family - Highly ImpactedWater Heat GT 55 Gal4Existing | Snohomish CountySingle Family - Highly ImpactedWater Heat GT 55 GalExisting | Snohomish County | Single Family - Highly Impacted | Water Heat GT 55 Gal | 4 | ENERGY STAR Condensing Water Heater > 55 GAL - EF 0.77 | Existing | Water Heater - ENERGY STAR Condensing | ENERGY STAR Condensing Water Heater > 55 GAL - EF 0.77 | Federal Standard 2015 Condensing Water Heater > 55 GAL - EF 0.74 | per Home | 13 | Based on RTF workbook ResGasWH_v1_2 | 134.228 | 128.9983 | Using measure description efficiency metrics to adjust loads from RTF/2021P workbooks to consumptions. | Using measure description efficiency metrics to adjust loads from RTF/2021P workbooks to consumptions. | 0 | 0 | NA | NA | 985.5502 | 960.201 | 0 | 1041.0297 | 965.6137 | 0 | 0 | Technical Support Document - Residential Water Heaters, Direct Heating Equipment, and Pooler Heaters. November 2009; calculated by linear interpolation | Technical Support Document - Residential Water Heaters, Direct Heating Equipment, and Pooler Heaters. November 2009; calculated by linear interpolation | Assuming no incremental O&M cost | 0 | 0.55918 | PSE NEI data | No applicable non-energy benefits | 100% | Equipment 100% technically feasible within end use | System | System
Snohomish CountySingle Family - Highly ImpactedWater Heat GT 55 Gal4New | Snohomish CountySingle Family - Highly ImpactedWater Heat GT 55 GalNew | Snohomish County | Single Family - Highly Impacted | Water Heat GT 55 Gal | 4 | ENERGY STAR Condensing Water Heater > 55 GAL - EF 0.77 | New | Water Heater - ENERGY STAR Condensing | ENERGY STAR Condensing Water Heater > 55 GAL - EF 0.77 | Federal Standard 2015 Condensing Water Heater > 55 GAL - EF 0.74 | per Home | 13 | Based on RTF workbook ResGasWH_v1_2 | 134.228 | 128.9983 | Using measure description efficiency metrics to adjust loads from RTF/2021P workbooks to consumptions. | Using measure description efficiency metrics to adjust loads from RTF/2021P workbooks to consumptions. | 0 | 0 | NA | NA | 985.5502 | 960.201 | 0 | 1041.0297 | 965.6137 | 0 | 0 | Technical Support Document - Residential Water Heaters, Direct Heating Equipment, and Pooler Heaters. November 2009; calculated by linear interpolation | Technical Support Document - Residential Water Heaters, Direct Heating Equipment, and Pooler Heaters. November 2009; calculated by linear interpolation | Assuming no incremental O&M cost | 0 | 0.55918 | PSE NEI data | No applicable non-energy benefits | 100% | Equipment 100% technically feasible within end use | System | System
Snohomish CountyMultifamilyWater Heat GT 55 Gal4Existing | Snohomish CountyMultifamilyWater Heat GT 55 GalExisting | Snohomish County | Multifamily | Water Heat GT 55 Gal | 4 | ENERGY STAR Condensing Water Heater > 55 GAL - EF 0.77 | Existing | Water Heater - ENERGY STAR Condensing | ENERGY STAR Condensing Water Heater > 55 GAL - EF 0.77 | Federal Standard 2015 Condensing Water Heater > 55 GAL - EF 0.74 | per Home | 13 | Based on RTF workbook ResGasWH_v1_2 | 109.1193 | 104.8679 | Using measure description efficiency metrics to adjust loads from RTF/2021P workbooks to consumptions. | Using measure description efficiency metrics to adjust loads from RTF/2021P workbooks to consumptions. | 0 | 0 | NA | NA | 985.5502 | 960.201 | 0 | 1041.0297 | 965.6137 | 0 | 0 | Technical Support Document - Residential Water Heaters, Direct Heating Equipment, and Pooler Heaters. November 2009; calculated by linear interpolation | Technical Support Document - Residential Water Heaters, Direct Heating Equipment, and Pooler Heaters. November 2009; calculated by linear interpolation | Assuming no incremental O&M cost | 0 | 2.0393 | PSE NEI data | No applicable non-energy benefits | 100% | Equipment 100% technically feasible within end use | System | System
Snohomish CountyMultifamilyWater Heat GT 55 Gal4New | Snohomish CountyMultifamilyWater Heat GT 55 GalNew | Snohomish County | Multifamily | Water Heat GT 55 Gal | 4 | ENERGY STAR Condensing Water Heater > 55 GAL - EF 0.77 | New | Water Heater - ENERGY STAR Condensing | ENERGY STAR Condensing Water Heater > 55 GAL - EF 0.77 | Federal Standard 2015 Condensing Water Heater > 55 GAL - EF 0.74 | per Home | 13 | Based on RTF workbook ResGasWH_v1_2 | 109.1193 | 104.8679 | Using measure description efficiency metrics to adjust loads from RTF/2021P workbooks to consumptions. | Using measure description efficiency metrics to adjust loads from RTF/2021P workbooks to consumptions. | 0 | 0 | NA | NA | 985.5502 | 960.201 | 0 | 1041.0297 | 965.6137 | 0 | 0 | Technical Support Document - Residential Water Heaters, Direct Heating Equipment, and Pooler Heaters. November 2009; calculated by linear interpolation | Technical Support Document - Residential Water Heaters, Direct Heating Equipment, and Pooler Heaters. November 2009; calculated by linear interpolation | Assuming no incremental O&M cost | 0 | 2.0393 | PSE NEI data | No applicable non-energy benefits | 100% | Equipment 100% technically feasible within end use | System | System
Snohomish CountyMultifamily - Highly ImpactedWater Heat GT 55 Gal4Existing | Snohomish CountyMultifamily - Highly ImpactedWater Heat GT 55 GalExisting | Snohomish County | Multifamily - Highly Impacted | Water Heat GT 55 Gal | 4 | ENERGY STAR Condensing Water Heater > 55 GAL - EF 0.77 | Existing | Water Heater - ENERGY STAR Condensing | ENERGY STAR Condensing Water Heater > 55 GAL - EF 0.77 | Federal Standard 2015 Condensing Water Heater > 55 GAL - EF 0.74 | per Home | 13 | Based on RTF workbook ResGasWH_v1_2 | 122.8421 | 118.0561 | Using measure description efficiency metrics to adjust loads from RTF/2021P workbooks to consumptions. | Using measure description efficiency metrics to adjust loads from RTF/2021P workbooks to consumptions. | 0 | 0 | NA | NA | 985.5502 | 960.201 | 0 | 1041.0297 | 965.6137 | 0 | 0 | Technical Support Document - Residential Water Heaters, Direct Heating Equipment, and Pooler Heaters. November 2009; calculated by linear interpolation | Technical Support Document - Residential Water Heaters, Direct Heating Equipment, and Pooler Heaters. November 2009; calculated by linear interpolation | Assuming no incremental O&M cost | 0 | 0.51175 | PSE NEI data | No applicable non-energy benefits | 100% | Equipment 100% technically feasible within end use | System | System
Snohomish CountyMultifamily - Highly ImpactedWater Heat GT 55 Gal4New | Snohomish CountyMultifamily - Highly ImpactedWater Heat GT 55 GalNew | Snohomish County | Multifamily - Highly Impacted | Water Heat GT 55 Gal | 4 | ENERGY STAR Condensing Water Heater > 55 GAL - EF 0.77 | New | Water Heater - ENERGY STAR Condensing | ENERGY STAR Condensing Water Heater > 55 GAL - EF 0.77 | Federal Standard 2015 Condensing Water Heater > 55 GAL - EF 0.74 | per Home | 13 | Based on RTF workbook ResGasWH_v1_2 | 122.8421 | 118.0561 | Using measure description efficiency metrics to adjust loads from RTF/2021P workbooks to consumptions. | Using measure description efficiency metrics to adjust loads from RTF/2021P workbooks to consumptions. | 0 | 0 | NA | NA | 985.5502 | 960.201 | 0 | 1041.0297 | 965.6137 | 0 | 0 | Technical Support Document - Residential Water Heaters, Direct Heating Equipment, and Pooler Heaters. November 2009; calculated by linear interpolation | Technical Support Document - Residential Water Heaters, Direct Heating Equipment, and Pooler Heaters. November 2009; calculated by linear interpolation | Assuming no incremental O&M cost | 0 | 0.51175 | PSE NEI data | No applicable non-energy benefits | 100% | Equipment 100% technically feasible within end use | System | System
Snohomish CountyManufacturedWater Heat GT 55 Gal4Existing | Snohomish CountyManufacturedWater Heat GT 55 GalExisting | Snohomish County | Manufactured | Water Heat GT 55 Gal | 4 | ENERGY STAR Condensing Water Heater > 55 GAL - EF 0.77 | Existing | Water Heater - ENERGY STAR Condensing | ENERGY STAR Condensing Water Heater > 55 GAL - EF 0.77 | Federal Standard 2015 Condensing Water Heater > 55 GAL - EF 0.74 | per Home | 13 | Based on RTF workbook ResGasWH_v1_2 | 136.1937 | 130.8875 | Using measure description efficiency metrics to adjust loads from RTF/2021P workbooks to consumptions. | Using measure description efficiency metrics to adjust loads from RTF/2021P workbooks to consumptions. | 0 | 0 | NA | NA | 985.5502 | 960.201 | 0 | 1041.0297 | 965.6137 | 0 | 0 | Technical Support Document - Residential Water Heaters, Direct Heating Equipment, and Pooler Heaters. November 2009; calculated by linear interpolation | Technical Support Document - Residential Water Heaters, Direct Heating Equipment, and Pooler Heaters. November 2009; calculated by linear interpolation | Assuming no incremental O&M cost | 0 | 2.5453 | PSE NEI data | No applicable non-energy benefits | 100% | Equipment 100% technically feasible within end use | System | System
Snohomish CountyManufacturedWater Heat GT 55 Gal4New | Snohomish CountyManufacturedWater Heat GT 55 GalNew | Snohomish County | Manufactured | Water Heat GT 55 Gal | 4 | ENERGY STAR Condensing Water Heater > 55 GAL - EF 0.77 | New | Water Heater - ENERGY STAR Condensing | ENERGY STAR Condensing Water Heater > 55 GAL - EF 0.77 | Federal Standard 2015 Condensing Water Heater > 55 GAL - EF 0.74 | per Home | 13 | Based on RTF workbook ResGasWH_v1_2 | 136.1937 | 130.8875 | Using measure description efficiency metrics to adjust loads from RTF/2021P workbooks to consumptions. | Using measure description efficiency metrics to adjust loads from RTF/2021P workbooks to consumptions. | 0 | 0 | NA | NA | 985.5502 | 960.201 | 0 | 1041.0297 | 965.6137 | 0 | 0 | Technical Support Document - Residential Water Heaters, Direct Heating Equipment, and Pooler Heaters. November 2009; calculated by linear interpolation | Technical Support Document - Residential Water Heaters, Direct Heating Equipment, and Pooler Heaters. November 2009; calculated by linear interpolation | Assuming no incremental O&M cost | 0 | 2.5453 | PSE NEI data | No applicable non-energy benefits | 100% | Equipment 100% technically feasible within end use | System | System
Snohomish CountyManufactured - Highly ImpactedWater Heat GT 55 Gal4Existing | Snohomish CountyManufactured - Highly ImpactedWater Heat GT 55 GalExisting | Snohomish County | Manufactured - Highly Impacted | Water Heat GT 55 Gal | 4 | ENERGY STAR Condensing Water Heater > 55 GAL - EF 0.77 | Existing | Water Heater - ENERGY STAR Condensing | ENERGY STAR Condensing Water Heater > 55 GAL - EF 0.77 | Federal Standard 2015 Condensing Water Heater > 55 GAL - EF 0.74 | per Home | 13 | Based on RTF workbook ResGasWH_v1_2 | 116.1222 | 111.598 | Using measure description efficiency metrics to adjust loads from RTF/2021P workbooks to consumptions. | Using measure description efficiency metrics to adjust loads from RTF/2021P workbooks to consumptions. | 0 | 0 | NA | NA | 985.5502 | 960.201 | 0 | 1041.0297 | 965.6137 | 0 | 0 | Technical Support Document - Residential Water Heaters, Direct Heating Equipment, and Pooler Heaters. November 2009; calculated by linear interpolation | Technical Support Document - Residential Water Heaters, Direct Heating Equipment, and Pooler Heaters. November 2009; calculated by linear interpolation | Assuming no incremental O&M cost | 0 | 0.48375 | PSE NEI data | No applicable non-energy benefits | 100% | Equipment 100% technically feasible within end use | System | System
Snohomish CountyManufactured - Highly ImpactedWater Heat GT 55 Gal4New | Snohomish CountyManufactured - Highly ImpactedWater Heat GT 55 GalNew | Snohomish County | Manufactured - Highly Impacted | Water Heat GT 55 Gal | 4 | ENERGY STAR Condensing Water Heater > 55 GAL - EF 0.77 | New | Water Heater - ENERGY STAR Condensing | ENERGY STAR Condensing Water Heater > 55 GAL - EF 0.77 | Federal Standard 2015 Condensing Water Heater > 55 GAL - EF 0.74 | per Home | 13 | Based on RTF workbook ResGasWH_v1_2 | 116.1222 | 111.598 | Using measure description efficiency metrics to adjust loads from RTF/2021P workbooks to consumptions. | Using measure description efficiency metrics to adjust loads from RTF/2021P workbooks to consumptions. | 0 | 0 | NA | NA | 985.5502 | 960.201 | 0 | 1041.0297 | 965.6137 | 0 | 0 | Technical Support Document - Residential Water Heaters, Direct Heating Equipment, and Pooler Heaters. November 2009; calculated by linear interpolation | Technical Support Document - Residential Water Heaters, Direct Heating Equipment, and Pooler Heaters. November 2009; calculated by linear interpolation | Assuming no incremental O&M cost | 0 | 0.48375 | PSE NEI data | No applicable non-energy benefits | 100% | Equipment 100% technically feasible within end use | System | System
Snohomish CountySingle FamilyWater Heat GT 55 Gal5Existing | Snohomish CountySingle FamilyWater Heat GT 55 GalExisting | Snohomish County | Single Family | Water Heat GT 55 Gal | 5 | Condensing Water Heater > 55 GAL - EF 0.85 | Existing | Water Heater - Condensing | Condensing Water Heater > 55 GAL - EF 0.85 | Federal Standard 2015 Condensing Water Heater > 55 GAL - EF 0.74 | per Home | 13 | Based on RTF workbook ResGasWH_v1_2 | 153.6415 | 133.7585 | Using measure description efficiency metrics to adjust loads from RTF/2021P workbooks to consumptions. | Using measure description efficiency metrics to adjust loads from RTF/2021P workbooks to consumptions. | 0 | 0 | NA | NA | 985.5502 | 960.201 | 0 | 1740.7333 | 980.0474 | 0 | 0 | Technical Support Document - Residential Water Heaters, Direct Heating Equipment, and Pooler Heaters. November 2009, various retail prices from internet price research; calculated by linear interpolation | Technical Support Document - Residential Water Heaters, Direct Heating Equipment, and Pooler Heaters. November 2009; calculated by linear interpolation | Assuming no incremental O&M cost | 0 | 9.5375 | PSE NEI data | No applicable non-energy benefits | 100% | Equipment 100% technically feasible within end use | System | System
Snohomish CountySingle FamilyWater Heat GT 55 Gal5New | Snohomish CountySingle FamilyWater Heat GT 55 GalNew | Snohomish County | Single Family | Water Heat GT 55 Gal | 5 | Condensing Water Heater > 55 GAL - EF 0.85 | New | Water Heater - Condensing | Condensing Water Heater > 55 GAL - EF 0.85 | Federal Standard 2015 Condensing Water Heater > 55 GAL - EF 0.74 | per Home | 13 | Based on RTF workbook ResGasWH_v1_2 | 153.6415 | 133.7585 | Using measure description efficiency metrics to adjust loads from RTF/2021P workbooks to consumptions. | Using measure description efficiency metrics to adjust loads from RTF/2021P workbooks to consumptions. | 0 | 0 | NA | NA | 985.5502 | 960.201 | 0 | 1740.7333 | 980.0474 | 0 | 0 | Technical Support Document - Residential Water Heaters, Direct Heating Equipment, and Pooler Heaters. November 2009, various retail prices from internet price research; calculated by linear interpolation | Technical Support Document - Residential Water Heaters, Direct Heating Equipment, and Pooler Heaters. November 2009; calculated by linear interpolation | Assuming no incremental O&M cost | 0 | 9.5375 | PSE NEI data | No applicable non-energy benefits | 100% | Equipment 100% technically feasible within end use | System | System
Snohomish CountySingle Family - Highly ImpactedWater Heat GT 55 Gal5Existing | Snohomish CountySingle Family - Highly ImpactedWater Heat GT 55 GalExisting | Snohomish County | Single Family - Highly Impacted | Water Heat GT 55 Gal | 5 | Condensing Water Heater > 55 GAL - EF 0.85 | Existing | Water Heater - Condensing | Condensing Water Heater > 55 GAL - EF 0.85 | Federal Standard 2015 Condensing Water Heater > 55 GAL - EF 0.74 | per Home | 13 | Based on RTF workbook ResGasWH_v1_2 | 134.228 | 116.8573 | Using measure description efficiency metrics to adjust loads from RTF/2021P workbooks to consumptions. | Using measure description efficiency metrics to adjust loads from RTF/2021P workbooks to consumptions. | 0 | 0 | NA | NA | 985.5502 | 960.201 | 0 | 1740.7333 | 980.0474 | 0 | 0 | Technical Support Document - Residential Water Heaters, Direct Heating Equipment, and Pooler Heaters. November 2009, various retail prices from internet price research; calculated by linear interpolation | Technical Support Document - Residential Water Heaters, Direct Heating Equipment, and Pooler Heaters. November 2009; calculated by linear interpolation | Assuming no incremental O&M cost | 0 | 1.8574 | PSE NEI data | No applicable non-energy benefits | 100% | Equipment 100% technically feasible within end use | System | System
Snohomish CountySingle Family - Highly ImpactedWater Heat GT 55 Gal5New | Snohomish CountySingle Family - Highly ImpactedWater Heat GT 55 GalNew | Snohomish County | Single Family - Highly Impacted | Water Heat GT 55 Gal | 5 | Condensing Water Heater > 55 GAL - EF 0.85 | New | Water Heater - Condensing | Condensing Water Heater > 55 GAL - EF 0.85 | Federal Standard 2015 Condensing Water Heater > 55 GAL - EF 0.74 | per Home | 13 | Based on RTF workbook ResGasWH_v1_2 | 134.228 | 116.8573 | Using measure description efficiency metrics to adjust loads from RTF/2021P workbooks to consumptions. | Using measure description efficiency metrics to adjust loads from RTF/2021P workbooks to consumptions. | 0 | 0 | NA | NA | 985.5502 | 960.201 | 0 | 1740.7333 | 980.0474 | 0 | 0 | Technical Support Document - Residential Water Heaters, Direct Heating Equipment, and Pooler Heaters. November 2009, various retail prices from internet price research; calculated by linear interpolation | Technical Support Document - Residential Water Heaters, Direct Heating Equipment, and Pooler Heaters. November 2009; calculated by linear interpolation | Assuming no incremental O&M cost | 0 | 1.8574 | PSE NEI data | No applicable non-energy benefits | 100% | Equipment 100% technically feasible within end use | System | System
Snohomish CountyMultifamilyWater Heat GT 55 Gal5Existing | Snohomish CountyMultifamilyWater Heat GT 55 GalExisting | Snohomish County | Multifamily | Water Heat GT 55 Gal | 5 | Condensing Water Heater > 55 GAL - EF 0.85 | Existing | Water Heater - Condensing | Condensing Water Heater > 55 GAL - EF 0.85 | Federal Standard 2015 Condensing Water Heater > 55 GAL - EF 0.74 | per Home | 13 | Based on RTF workbook ResGasWH_v1_2 | 109.1193 | 94.998 | Using measure description efficiency metrics to adjust loads from RTF/2021P workbooks to consumptions. | Using measure description efficiency metrics to adjust loads from RTF/2021P workbooks to consumptions. | 0 | 0 | NA | NA | 985.5502 | 960.201 | 0 | 1740.7333 | 980.0474 | 0 | 0 | Technical Support Document - Residential Water Heaters, Direct Heating Equipment, and Pooler Heaters. November 2009, various retail prices from internet price research; calculated by linear interpolation | Technical Support Document - Residential Water Heaters, Direct Heating Equipment, and Pooler Heaters. November 2009; calculated by linear interpolation | Assuming no incremental O&M cost | 0 | 6.7737 | PSE NEI data | No applicable non-energy benefits | 100% | Equipment 100% technically feasible within end use | System | System
Snohomish CountyMultifamilyWater Heat GT 55 Gal5New | Snohomish CountyMultifamilyWater Heat GT 55 GalNew | Snohomish County | Multifamily | Water Heat GT 55 Gal | 5 | Condensing Water Heater > 55 GAL - EF 0.85 | New | Water Heater - Condensing | Condensing Water Heater > 55 GAL - EF 0.85 | Federal Standard 2015 Condensing Water Heater > 55 GAL - EF 0.74 | per Home | 13 | Based on RTF workbook ResGasWH_v1_2 | 109.1193 | 94.998 | Using measure description efficiency metrics to adjust loads from RTF/2021P workbooks to consumptions. | Using measure description efficiency metrics to adjust loads from RTF/2021P workbooks to consumptions. | 0 | 0 | NA | NA | 985.5502 | 960.201 | 0 | 1740.7333 | 980.0474 | 0 | 0 | Technical Support Document - Residential Water Heaters, Direct Heating Equipment, and Pooler Heaters. November 2009, various retail prices from internet price research; calculated by linear interpolation | Technical Support Document - Residential Water Heaters, Direct Heating Equipment, and Pooler Heaters. November 2009; calculated by linear interpolation | Assuming no incremental O&M cost | 0 | 6.7737 | PSE NEI data | No applicable non-energy benefits | 100% | Equipment 100% technically feasible within end use | System | System
Snohomish CountyMultifamily - Highly ImpactedWater Heat GT 55 Gal5Existing | Snohomish CountyMultifamily - Highly ImpactedWater Heat GT 55 GalExisting | Snohomish County | Multifamily - Highly Impacted | Water Heat GT 55 Gal | 5 | Condensing Water Heater > 55 GAL - EF 0.85 | Existing | Water Heater - Condensing | Condensing Water Heater > 55 GAL - EF 0.85 | Federal Standard 2015 Condensing Water Heater > 55 GAL - EF 0.74 | per Home | 13 | Based on RTF workbook ResGasWH_v1_2 | 122.8421 | 106.9449 | Using measure description efficiency metrics to adjust loads from RTF/2021P workbooks to consumptions. | Using measure description efficiency metrics to adjust loads from RTF/2021P workbooks to consumptions. | 0 | 0 | NA | NA | 985.5502 | 960.201 | 0 | 1740.7333 | 980.0474 | 0 | 0 | Technical Support Document - Residential Water Heaters, Direct Heating Equipment, and Pooler Heaters. November 2009, various retail prices from internet price research; calculated by linear interpolation | Technical Support Document - Residential Water Heaters, Direct Heating Equipment, and Pooler Heaters. November 2009; calculated by linear interpolation | Assuming no incremental O&M cost | 0 | 1.6998 | PSE NEI data | No applicable non-energy benefits | 100% | Equipment 100% technically feasible within end use | System | System
Snohomish CountyMultifamily - Highly ImpactedWater Heat GT 55 Gal5New | Snohomish CountyMultifamily - Highly ImpactedWater Heat GT 55 GalNew | Snohomish County | Multifamily - Highly Impacted | Water Heat GT 55 Gal | 5 | Condensing Water Heater > 55 GAL - EF 0.85 | New | Water Heater - Condensing | Condensing Water Heater > 55 GAL - EF 0.85 | Federal Standard 2015 Condensing Water Heater > 55 GAL - EF 0.74 | per Home | 13 | Based on RTF workbook ResGasWH_v1_2 | 122.8421 | 106.9449 | Using measure description efficiency metrics to adjust loads from RTF/2021P workbooks to consumptions. | Using measure description efficiency metrics to adjust loads from RTF/2021P workbooks to consumptions. | 0 | 0 | NA | NA | 985.5502 | 960.201 | 0 | 1740.7333 | 980.0474 | 0 | 0 | Technical Support Document - Residential Water Heaters, Direct Heating Equipment, and Pooler Heaters. November 2009, various retail prices from internet price research; calculated by linear interpolation | Technical Support Document - Residential Water Heaters, Direct Heating Equipment, and Pooler Heaters. November 2009; calculated by linear interpolation | Assuming no incremental O&M cost | 0 | 1.6998 | PSE NEI data | No applicable non-energy benefits | 100% | Equipment 100% technically feasible within end use | System | System
Snohomish CountyManufacturedWater Heat GT 55 Gal5Existing | Snohomish CountyManufacturedWater Heat GT 55 GalExisting | Snohomish County | Manufactured | Water Heat GT 55 Gal | 5 | Condensing Water Heater > 55 GAL - EF 0.85 | Existing | Water Heater - Condensing | Condensing Water Heater > 55 GAL - EF 0.85 | Federal Standard 2015 Condensing Water Heater > 55 GAL - EF 0.74 | per Home | 13 | Based on RTF workbook ResGasWH_v1_2 | 136.1937 | 118.5687 | Using measure description efficiency metrics to adjust loads from RTF/2021P workbooks to consumptions. | Using measure description efficiency metrics to adjust loads from RTF/2021P workbooks to consumptions. | 0 | 0 | NA | NA | 985.5502 | 960.201 | 0 | 1740.7333 | 980.0474 | 0 | 0 | Technical Support Document - Residential Water Heaters, Direct Heating Equipment, and Pooler Heaters. November 2009, various retail prices from internet price research; calculated by linear interpolation | Technical Support Document - Residential Water Heaters, Direct Heating Equipment, and Pooler Heaters. November 2009; calculated by linear interpolation | Assuming no incremental O&M cost | 0 | 8.4544 | PSE NEI data | No applicable non-energy benefits | 100% | Equipment 100% technically feasible within end use | System | System
Snohomish CountyManufacturedWater Heat GT 55 Gal5New | Snohomish CountyManufacturedWater Heat GT 55 GalNew | Snohomish County | Manufactured | Water Heat GT 55 Gal | 5 | Condensing Water Heater > 55 GAL - EF 0.85 | New | Water Heater - Condensing | Condensing Water Heater > 55 GAL - EF 0.85 | Federal Standard 2015 Condensing Water Heater > 55 GAL - EF 0.74 | per Home | 13 | Based on RTF workbook ResGasWH_v1_2 | 136.1937 | 118.5687 | Using measure description efficiency metrics to adjust loads from RTF/2021P workbooks to consumptions. | Using measure description efficiency metrics to adjust loads from RTF/2021P workbooks to consumptions. | 0 | 0 | NA | NA | 985.5502 | 960.201 | 0 | 1740.7333 | 980.0474 | 0 | 0 | Technical Support Document - Residential Water Heaters, Direct Heating Equipment, and Pooler Heaters. November 2009, various retail prices from internet price research; calculated by linear interpolation | Technical Support Document - Residential Water Heaters, Direct Heating Equipment, and Pooler Heaters. November 2009; calculated by linear interpolation | Assuming no incremental O&M cost | 0 | 8.4544 | PSE NEI data | No applicable non-energy benefits | 100% | Equipment 100% technically feasible within end use | System | System
Snohomish CountyManufactured - Highly ImpactedWater Heat GT 55 Gal5Existing | Snohomish CountyManufactured - Highly ImpactedWater Heat GT 55 GalExisting | Snohomish County | Manufactured - Highly Impacted | Water Heat GT 55 Gal | 5 | Condensing Water Heater > 55 GAL - EF 0.85 | Existing | Water Heater - Condensing | Condensing Water Heater > 55 GAL - EF 0.85 | Federal Standard 2015 Condensing Water Heater > 55 GAL - EF 0.74 | per Home | 13 | Based on RTF workbook ResGasWH_v1_2 | 116.1222 | 101.0947 | Using measure description efficiency metrics to adjust loads from RTF/2021P workbooks to consumptions. | Using measure description efficiency metrics to adjust loads from RTF/2021P workbooks to consumptions. | 0 | 0 | NA | NA | 985.5502 | 960.201 | 0 | 1740.7333 | 980.0474 | 0 | 0 | Technical Support Document - Residential Water Heaters, Direct Heating Equipment, and Pooler Heaters. November 2009, various retail prices from internet price research; calculated by linear interpolation | Technical Support Document - Residential Water Heaters, Direct Heating Equipment, and Pooler Heaters. November 2009; calculated by linear interpolation | Assuming no incremental O&M cost | 0 | 1.6068 | PSE NEI data | No applicable non-energy benefits | 100% | Equipment 100% technically feasible within end use | System | System
Snohomish CountyManufactured - Highly ImpactedWater Heat GT 55 Gal5New | Snohomish CountyManufactured - Highly ImpactedWater Heat GT 55 GalNew | Snohomish County | Manufactured - Highly Impacted | Water Heat GT 55 Gal | 5 | Condensing Water Heater > 55 GAL - EF 0.85 | New | Water Heater - Condensing | Condensing Water Heater > 55 GAL - EF 0.85 | Federal Standard 2015 Condensing Water Heater > 55 GAL - EF 0.74 | per Home | 13 | Based on RTF workbook ResGasWH_v1_2 | 116.1222 | 101.0947 | Using measure description efficiency metrics to adjust loads from RTF/2021P workbooks to consumptions. | Using measure description efficiency metrics to adjust loads from RTF/2021P workbooks to consumptions. | 0 | 0 | NA | NA | 985.5502 | 960.201 | 0 | 1740.7333 | 980.0474 | 0 | 0 | Technical Support Document - Residential Water Heaters, Direct Heating Equipment, and Pooler Heaters. November 2009, various retail prices from internet price research; calculated by linear interpolation | Technical Support Document - Residential Water Heaters, Direct Heating Equipment, and Pooler Heaters. November 2009; calculated by linear interpolation | Assuming no incremental O&M cost | 0 | 1.6068 | PSE NEI data | No applicable non-energy benefits | 100% | Equipment 100% technically feasible within end use | System | System
Snohomish CountySingle FamilyWater Heat GT 55 Gal6Existing | Snohomish CountySingle FamilyWater Heat GT 55 GalExisting | Snohomish County | Single Family | Water Heat GT 55 Gal | 6 | ENERGY STAR Tankless Water Heater > 55 GAL - EF 0.90 | Existing | Water Heater - ENERGY STAR Tankless | ENERGY STAR Tankless Water Heater > 55 GAL - EF 0.90 | Federal Standard 2015 Condensing Water Heater > 55 GAL - EF 0.74 | per Home | 20 | Based on RTF workbook ResGasWH_v1_2 | 153.6415 | 126.3274 | Using measure description efficiency metrics to adjust loads from RTF/2021P workbooks to consumptions. | Using measure description efficiency metrics to adjust loads from RTF/2021P workbooks to consumptions. | 0 | 0 | NA | NA | 985.5502 | 960.201 | 0 | 2135.7217 | 1129.6809 | 0 | 0 | Technical Support Document - Residential Water Heaters, Direct Heating Equipment, and Pooler Heaters. November 2009, various retail prices from internet price research; calculated by linear interpolation | Technical Support Document - Residential Water Heaters, Direct Heating Equipment, and Pooler Heaters. November 2009. | Assuming no incremental O&M cost | 0 | 7.2976 | PSE NEI data | No applicable non-energy benefits | 100% | Equipment 100% technically feasible within end use | System | System
Snohomish CountySingle FamilyWater Heat GT 55 Gal6New | Snohomish CountySingle FamilyWater Heat GT 55 GalNew | Snohomish County | Single Family | Water Heat GT 55 Gal | 6 | ENERGY STAR Tankless Water Heater > 55 GAL - EF 0.90 | New | Water Heater - ENERGY STAR Tankless | ENERGY STAR Tankless Water Heater > 55 GAL - EF 0.90 | Federal Standard 2015 Condensing Water Heater > 55 GAL - EF 0.74 | per Home | 20 | Based on RTF workbook ResGasWH_v1_2 | 153.6415 | 126.3274 | Using measure description efficiency metrics to adjust loads from RTF/2021P workbooks to consumptions. | Using measure description efficiency metrics to adjust loads from RTF/2021P workbooks to consumptions. | 0 | 0 | NA | NA | 985.5502 | 960.201 | 0 | 2135.7217 | 1129.6809 | 0 | 0 | Technical Support Document - Residential Water Heaters, Direct Heating Equipment, and Pooler Heaters. November 2009, various retail prices from internet price research; calculated by linear interpolation | Technical Support Document - Residential Water Heaters, Direct Heating Equipment, and Pooler Heaters. November 2009. | Assuming no incremental O&M cost | 0 | 7.2976 | PSE NEI data | No applicable non-energy benefits | 100% | Equipment 100% technically feasible within end use | System | System
Snohomish CountySingle Family - Highly ImpactedWater Heat GT 55 Gal6Existing | Snohomish CountySingle Family - Highly ImpactedWater Heat GT 55 GalExisting | Snohomish County | Single Family - Highly Impacted | Water Heat GT 55 Gal | 6 | ENERGY STAR Tankless Water Heater > 55 GAL - EF 0.90 | Existing | Water Heater - ENERGY STAR Tankless | ENERGY STAR Tankless Water Heater > 55 GAL - EF 0.90 | Federal Standard 2015 Condensing Water Heater > 55 GAL - EF 0.74 | per Home | 20 | Based on RTF workbook ResGasWH_v1_2 | 134.228 | 110.3652 | Using measure description efficiency metrics to adjust loads from RTF/2021P workbooks to consumptions. | Using measure description efficiency metrics to adjust loads from RTF/2021P workbooks to consumptions. | 0 | 0 | NA | NA | 985.5502 | 960.201 | 0 | 2135.7217 | 1129.6809 | 0 | 0 | Technical Support Document - Residential Water Heaters, Direct Heating Equipment, and Pooler Heaters. November 2009, various retail prices from internet price research; calculated by linear interpolation | Technical Support Document - Residential Water Heaters, Direct Heating Equipment, and Pooler Heaters. November 2009. | Assuming no incremental O&M cost | 0 | 8.2502 | PSE NEI data | No applicable non-energy benefits | 100% | Equipment 100% technically feasible within end use | System | System
Snohomish CountySingle Family - Highly ImpactedWater Heat GT 55 Gal6New | Snohomish CountySingle Family - Highly ImpactedWater Heat GT 55 GalNew | Snohomish County | Single Family - Highly Impacted | Water Heat GT 55 Gal | 6 | ENERGY STAR Tankless Water Heater > 55 GAL - EF 0.90 | New | Water Heater - ENERGY STAR Tankless | ENERGY STAR Tankless Water Heater > 55 GAL - EF 0.90 | Federal Standard 2015 Condensing Water Heater > 55 GAL - EF 0.74 | per Home | 20 | Based on RTF workbook ResGasWH_v1_2 | 134.228 | 110.3652 | Using measure description efficiency metrics to adjust loads from RTF/2021P workbooks to consumptions. | Using measure description efficiency metrics to adjust loads from RTF/2021P workbooks to consumptions. | 0 | 0 | NA | NA | 985.5502 | 960.201 | 0 | 2135.7217 | 1129.6809 | 0 | 0 | Technical Support Document - Residential Water Heaters, Direct Heating Equipment, and Pooler Heaters. November 2009, various retail prices from internet price research; calculated by linear interpolation | Technical Support Document - Residential Water Heaters, Direct Heating Equipment, and Pooler Heaters. November 2009. | Assuming no incremental O&M cost | 0 | 8.2502 | PSE NEI data | No applicable non-energy benefits | 100% | Equipment 100% technically feasible within end use | System | System
Snohomish CountyMultifamilyWater Heat GT 55 Gal6Existing | Snohomish CountyMultifamilyWater Heat GT 55 GalExisting | Snohomish County | Multifamily | Water Heat GT 55 Gal | 6 | ENERGY STAR Tankless Water Heater > 55 GAL - EF 0.90 | Existing | Water Heater - ENERGY STAR Tankless | ENERGY STAR Tankless Water Heater > 55 GAL - EF 0.90 | Federal Standard 2015 Condensing Water Heater > 55 GAL - EF 0.74 | per Home | 20 | Based on RTF workbook ResGasWH_v1_2 | 109.1193 | 89.7203 | Using measure description efficiency metrics to adjust loads from RTF/2021P workbooks to consumptions. | Using measure description efficiency metrics to adjust loads from RTF/2021P workbooks to consumptions. | 0 | 0 | NA | NA | 985.5502 | 960.201 | 0 | 2135.7217 | 1129.6809 | 0 | 0 | Technical Support Document - Residential Water Heaters, Direct Heating Equipment, and Pooler Heaters. November 2009, various retail prices from internet price research; calculated by linear interpolation | Technical Support Document - Residential Water Heaters, Direct Heating Equipment, and Pooler Heaters. November 2009. | Assuming no incremental O&M cost | 0 | 5.1829 | PSE NEI data | No applicable non-energy benefits | 100% | Equipment 100% technically feasible within end use | System | System
Snohomish CountyMultifamilyWater Heat GT 55 Gal6New | Snohomish CountyMultifamilyWater Heat GT 55 GalNew | Snohomish County | Multifamily | Water Heat GT 55 Gal | 6 | ENERGY STAR Tankless Water Heater > 55 GAL - EF 0.90 | New | Water Heater - ENERGY STAR Tankless | ENERGY STAR Tankless Water Heater > 55 GAL - EF 0.90 | Federal Standard 2015 Condensing Water Heater > 55 GAL - EF 0.74 | per Home | 20 | Based on RTF workbook ResGasWH_v1_2 | 109.1193 | 89.7203 | Using measure description efficiency metrics to adjust loads from RTF/2021P workbooks to consumptions. | Using measure description efficiency metrics to adjust loads from RTF/2021P workbooks to consumptions. | 0 | 0 | NA | NA | 985.5502 | 960.201 | 0 | 2135.7217 | 1129.6809 | 0 | 0 | Technical Support Document - Residential Water Heaters, Direct Heating Equipment, and Pooler Heaters. November 2009, various retail prices from internet price research; calculated by linear interpolation | Technical Support Document - Residential Water Heaters, Direct Heating Equipment, and Pooler Heaters. November 2009. | Assuming no incremental O&M cost | 0 | 5.1829 | PSE NEI data | No applicable non-energy benefits | 100% | Equipment 100% technically feasible within end use | System | System
Snohomish CountyMultifamily - Highly ImpactedWater Heat GT 55 Gal6Existing | Snohomish CountyMultifamily - Highly ImpactedWater Heat GT 55 GalExisting | Snohomish County | Multifamily - Highly Impacted | Water Heat GT 55 Gal | 6 | ENERGY STAR Tankless Water Heater > 55 GAL - EF 0.90 | Existing | Water Heater - ENERGY STAR Tankless | ENERGY STAR Tankless Water Heater > 55 GAL - EF 0.90 | Federal Standard 2015 Condensing Water Heater > 55 GAL - EF 0.74 | per Home | 20 | Based on RTF workbook ResGasWH_v1_2 | 122.8421 | 101.0035 | Using measure description efficiency metrics to adjust loads from RTF/2021P workbooks to consumptions. | Using measure description efficiency metrics to adjust loads from RTF/2021P workbooks to consumptions. | 0 | 0 | NA | NA | 985.5502 | 960.201 | 0 | 2135.7217 | 1129.6809 | 0 | 0 | Technical Support Document - Residential Water Heaters, Direct Heating Equipment, and Pooler Heaters. November 2009, various retail prices from internet price research; calculated by linear interpolation | Technical Support Document - Residential Water Heaters, Direct Heating Equipment, and Pooler Heaters. November 2009. | Assuming no incremental O&M cost | 0 | 2.1405 | PSE NEI data | No applicable non-energy benefits | 100% | Equipment 100% technically feasible within end use | System | System
Snohomish CountyMultifamily - Highly ImpactedWater Heat GT 55 Gal6New | Snohomish CountyMultifamily - Highly ImpactedWater Heat GT 55 GalNew | Snohomish County | Multifamily - Highly Impacted | Water Heat GT 55 Gal | 6 | ENERGY STAR Tankless Water Heater > 55 GAL - EF 0.90 | New | Water Heater - ENERGY STAR Tankless | ENERGY STAR Tankless Water Heater > 55 GAL - EF 0.90 | Federal Standard 2015 Condensing Water Heater > 55 GAL - EF 0.74 | per Home | 20 | Based on RTF workbook ResGasWH_v1_2 | 122.8421 | 101.0035 | Using measure description efficiency metrics to adjust loads from RTF/2021P workbooks to consumptions. | Using measure description efficiency metrics to adjust loads from RTF/2021P workbooks to consumptions. | 0 | 0 | NA | NA | 985.5502 | 960.201 | 0 | 2135.7217 | 1129.6809 | 0 | 0 | Technical Support Document - Residential Water Heaters, Direct Heating Equipment, and Pooler Heaters. November 2009, various retail prices from internet price research; calculated by linear interpolation | Technical Support Document - Residential Water Heaters, Direct Heating Equipment, and Pooler Heaters. November 2009. | Assuming no incremental O&M cost | 0 | 2.1405 | PSE NEI data | No applicable non-energy benefits | 100% | Equipment 100% technically feasible within end use | System | System
Snohomish CountyManufacturedWater Heat GT 55 Gal6Existing | Snohomish CountyManufacturedWater Heat GT 55 GalExisting | Snohomish County | Manufactured | Water Heat GT 55 Gal | 6 | ENERGY STAR Tankless Water Heater > 55 GAL - EF 0.90 | Existing | Water Heater - ENERGY STAR Tankless | ENERGY STAR Tankless Water Heater > 55 GAL - EF 0.90 | Federal Standard 2015 Condensing Water Heater > 55 GAL - EF 0.74 | per Home | 20 | Based on RTF workbook ResGasWH_v1_2 | 136.1937 | 111.9815 | Using measure description efficiency metrics to adjust loads from RTF/2021P workbooks to consumptions. | Using measure description efficiency metrics to adjust loads from RTF/2021P workbooks to consumptions. | 0 | 0 | NA | NA | 985.5502 | 960.201 | 0 | 2135.7217 | 1129.6809 | 0 | 0 | Technical Support Document - Residential Water Heaters, Direct Heating Equipment, and Pooler Heaters. November 2009, various retail prices from internet price research; calculated by linear interpolation | Technical Support Document - Residential Water Heaters, Direct Heating Equipment, and Pooler Heaters. November 2009. | Assuming no incremental O&M cost | 0 | 6.4688 | PSE NEI data | No applicable non-energy benefits | 100% | Equipment 100% technically feasible within end use | System | System
Snohomish CountyManufacturedWater Heat GT 55 Gal6New | Snohomish CountyManufacturedWater Heat GT 55 GalNew | Snohomish County | Manufactured | Water Heat GT 55 Gal | 6 | ENERGY STAR Tankless Water Heater > 55 GAL - EF 0.90 | New | Water Heater - ENERGY STAR Tankless | ENERGY STAR Tankless Water Heater > 55 GAL - EF 0.90 | Federal Standard 2015 Condensing Water Heater > 55 GAL - EF 0.74 | per Home | 20 | Based on RTF workbook ResGasWH_v1_2 | 136.1937 | 111.9815 | Using measure description efficiency metrics to adjust loads from RTF/2021P workbooks to consumptions. | Using measure description efficiency metrics to adjust loads from RTF/2021P workbooks to consumptions. | 0 | 0 | NA | NA | 985.5502 | 960.201 | 0 | 2135.7217 | 1129.6809 | 0 | 0 | Technical Support Document - Residential Water Heaters, Direct Heating Equipment, and Pooler Heaters. November 2009, various retail prices from internet price research; calculated by linear interpolation | Technical Support Document - Residential Water Heaters, Direct Heating Equipment, and Pooler Heaters. November 2009. | Assuming no incremental O&M cost | 0 | 6.4688 | PSE NEI data | No applicable non-energy benefits | 100% | Equipment 100% technically feasible within end use | System | System
Snohomish CountyManufactured - Highly ImpactedWater Heat GT 55 Gal6Existing | Snohomish CountyManufactured - Highly ImpactedWater Heat GT 55 GalExisting | Snohomish County | Manufactured - Highly Impacted | Water Heat GT 55 Gal | 6 | ENERGY STAR Tankless Water Heater > 55 GAL - EF 0.90 | Existing | Water Heater - ENERGY STAR Tankless | ENERGY STAR Tankless Water Heater > 55 GAL - EF 0.90 | Federal Standard 2015 Condensing Water Heater > 55 GAL - EF 0.74 | per Home | 20 | Based on RTF workbook ResGasWH_v1_2 | 116.1222 | 95.4783 | Using measure description efficiency metrics to adjust loads from RTF/2021P workbooks to consumptions. | Using measure description efficiency metrics to adjust loads from RTF/2021P workbooks to consumptions. | 0 | 0 | NA | NA | 985.5502 | 960.201 | 0 | 2135.7217 | 1129.6809 | 0 | 0 | Technical Support Document - Residential Water Heaters, Direct Heating Equipment, and Pooler Heaters. November 2009, various retail prices from internet price research; calculated by linear interpolation | Technical Support Document - Residential Water Heaters, Direct Heating Equipment, and Pooler Heaters. November 2009. | Assuming no incremental O&M cost | 0 | 2.0234 | PSE NEI data | No applicable non-energy benefits | 100% | Equipment 100% technically feasible within end use | System | System
Snohomish CountyManufactured - Highly ImpactedWater Heat GT 55 Gal6New | Snohomish CountyManufactured - Highly ImpactedWater Heat GT 55 GalNew | Snohomish County | Manufactured - Highly Impacted | Water Heat GT 55 Gal | 6 | ENERGY STAR Tankless Water Heater > 55 GAL - EF 0.90 | New | Water Heater - ENERGY STAR Tankless | ENERGY STAR Tankless Water Heater > 55 GAL - EF 0.90 | Federal Standard 2015 Condensing Water Heater > 55 GAL - EF 0.74 | per Home | 20 | Based on RTF workbook ResGasWH_v1_2 | 116.1222 | 95.4783 | Using measure description efficiency metrics to adjust loads from RTF/2021P workbooks to consumptions. | Using measure description efficiency metrics to adjust loads from RTF/2021P workbooks to consumptions. | 0 | 0 | NA | NA | 985.5502 | 960.201 | 0 | 2135.7217 | 1129.6809 | 0 | 0 | Technical Support Document - Residential Water Heaters, Direct Heating Equipment, and Pooler Heaters. November 2009, various retail prices from internet price research; calculated by linear interpolation | Technical Support Document - Residential Water Heaters, Direct Heating Equipment, and Pooler Heaters. November 2009. | Assuming no incremental O&M cost | 0 | 2.0234 | PSE NEI data | No applicable non-energy benefits | 100% | Equipment 100% technically feasible within end use | System | System
Thurston CountySingle FamilyCooking Oven1Existing | Thurston CountySingle FamilyCooking OvenExisting | Thurston County | Single Family | Cooking Oven | 1 | Below Standard Cooking Oven | Existing | Cooking Oven - Below Standard | Below Standard Cooking Oven | Below Standard Cooking Oven | per Home | 8 | Assuming half the measure life for below standard equipment. | 15.5667 | 15.5667 | 2016 SNOPR Analytical Tools: National Impact Analysis (NIA) Spreadsheet, Cooking_Pds_NIA_SNOPR_DOE_2016_publication | 2016 SNOPR Analytical Tools: National Impact Analysis (NIA) Spreadsheet, Cooking_Pds_NIA_SNOPR_DOE_2016_publication | 0 | 0 | NA | NA | 0 | 0 | 0 | 0 | 0 | 0 | 0 | Baseline and measure are at the same efficiency level. Assuming no incremental cost. | No cost | No cost | 0 | 0 | No applicable non-energy benefits | No applicable non-energy benefits | 100% | Equipment 100% technically feasible within end use | System | System
Thurston CountySingle FamilyCooking Oven1New | Thurston CountySingle FamilyCooking OvenNew | Thurston County | Single Family | Cooking Oven | 1 | Below Standard Cooking Oven | New | Cooking Oven - Below Standard | Below Standard Cooking Oven | Below Standard Cooking Oven | per Home | 8 | Assuming half the measure life for below standard equipment. | 15.5667 | 15.5667 | 2016 SNOPR Analytical Tools: National Impact Analysis (NIA) Spreadsheet, Cooking_Pds_NIA_SNOPR_DOE_2016_publication | 2016 SNOPR Analytical Tools: National Impact Analysis (NIA) Spreadsheet, Cooking_Pds_NIA_SNOPR_DOE_2016_publication | 0 | 0 | NA | NA | 0 | 0 | 0 | 0 | 0 | 0 | 0 | Baseline and measure are at the same efficiency level. Assuming no incremental cost. | No cost | No cost | 0 | 0 | No applicable non-energy benefits | No applicable non-energy benefits | 100% | Equipment 100% technically feasible within end use | System | System
Thurston CountySingle Family - Highly ImpactedCooking Oven1Existing | Thurston CountySingle Family - Highly ImpactedCooking OvenExisting | Thurston County | Single Family - Highly Impacted | Cooking Oven | 1 | Below Standard Cooking Oven | Existing | Cooking Oven - Below Standard | Below Standard Cooking Oven | Below Standard Cooking Oven | per Home | 8 | Assuming half the measure life for below standard equipment. | 15.5667 | 15.5667 | 2016 SNOPR Analytical Tools: National Impact Analysis (NIA) Spreadsheet, Cooking_Pds_NIA_SNOPR_DOE_2016_publication | 2016 SNOPR Analytical Tools: National Impact Analysis (NIA) Spreadsheet, Cooking_Pds_NIA_SNOPR_DOE_2016_publication | 0 | 0 | NA | NA | 0 | 0 | 0 | 0 | 0 | 0 | 0 | Baseline and measure are at the same efficiency level. Assuming no incremental cost. | No cost | No cost | 0 | 0 | No applicable non-energy benefits | No applicable non-energy benefits | 100% | Equipment 100% technically feasible within end use | System | System
Thurston CountySingle Family - Highly ImpactedCooking Oven1New | Thurston CountySingle Family - Highly ImpactedCooking OvenNew | Thurston County | Single Family - Highly Impacted | Cooking Oven | 1 | Below Standard Cooking Oven | New | Cooking Oven - Below Standard | Below Standard Cooking Oven | Below Standard Cooking Oven | per Home | 8 | Assuming half the measure life for below standard equipment. | 15.5667 | 15.5667 | 2016 SNOPR Analytical Tools: National Impact Analysis (NIA) Spreadsheet, Cooking_Pds_NIA_SNOPR_DOE_2016_publication | 2016 SNOPR Analytical Tools: National Impact Analysis (NIA) Spreadsheet, Cooking_Pds_NIA_SNOPR_DOE_2016_publication | 0 | 0 | NA | NA | 0 | 0 | 0 | 0 | 0 | 0 | 0 | Baseline and measure are at the same efficiency level. Assuming no incremental cost. | No cost | No cost | 0 | 0 | No applicable non-energy benefits | No applicable non-energy benefits | 100% | Equipment 100% technically feasible within end use | System | System
Thurston CountyMultifamilyCooking Oven1Existing | Thurston CountyMultifamilyCooking OvenExisting | Thurston County | Multifamily | Cooking Oven | 1 | Below Standard Cooking Oven | Existing | Cooking Oven - Below Standard | Below Standard Cooking Oven | Below Standard Cooking Oven | per Home | 8 | Assuming half the measure life for below standard equipment. | 15.5667 | 15.5667 | 2016 SNOPR Analytical Tools: National Impact Analysis (NIA) Spreadsheet, Cooking_Pds_NIA_SNOPR_DOE_2016_publication | 2016 SNOPR Analytical Tools: National Impact Analysis (NIA) Spreadsheet, Cooking_Pds_NIA_SNOPR_DOE_2016_publication | 0 | 0 | NA | NA | 0 | 0 | 0 | 0 | 0 | 0 | 0 | Baseline and measure are at the same efficiency level. Assuming no incremental cost. | No cost | No cost | 0 | 0 | No applicable non-energy benefits | No applicable non-energy benefits | 100% | Equipment 100% technically feasible within end use | System | System
Thurston CountyMultifamilyCooking Oven1New | Thurston CountyMultifamilyCooking OvenNew | Thurston County | Multifamily | Cooking Oven | 1 | Below Standard Cooking Oven | New | Cooking Oven - Below Standard | Below Standard Cooking Oven | Below Standard Cooking Oven | per Home | 8 | Assuming half the measure life for below standard equipment. | 15.5667 | 15.5667 | 2016 SNOPR Analytical Tools: National Impact Analysis (NIA) Spreadsheet, Cooking_Pds_NIA_SNOPR_DOE_2016_publication | 2016 SNOPR Analytical Tools: National Impact Analysis (NIA) Spreadsheet, Cooking_Pds_NIA_SNOPR_DOE_2016_publication | 0 | 0 | NA | NA | 0 | 0 | 0 | 0 | 0 | 0 | 0 | Baseline and measure are at the same efficiency level. Assuming no incremental cost. | No cost | No cost | 0 | 0 | No applicable non-energy benefits | No applicable non-energy benefits | 100% | Equipment 100% technically feasible within end use | System | System
Thurston CountyMultifamily - Highly ImpactedCooking Oven1Existing | Thurston CountyMultifamily - Highly ImpactedCooking OvenExisting | Thurston County | Multifamily - Highly Impacted | Cooking Oven | 1 | Below Standard Cooking Oven | Existing | Cooking Oven - Below Standard | Below Standard Cooking Oven | Below Standard Cooking Oven | per Home | 8 | Assuming half the measure life for below standard equipment. | 15.5667 | 15.5667 | 2016 SNOPR Analytical Tools: National Impact Analysis (NIA) Spreadsheet, Cooking_Pds_NIA_SNOPR_DOE_2016_publication | 2016 SNOPR Analytical Tools: National Impact Analysis (NIA) Spreadsheet, Cooking_Pds_NIA_SNOPR_DOE_2016_publication | 0 | 0 | NA | NA | 0 | 0 | 0 | 0 | 0 | 0 | 0 | Baseline and measure are at the same efficiency level. Assuming no incremental cost. | No cost | No cost | 0 | 0 | No applicable non-energy benefits | No applicable non-energy benefits | 100% | Equipment 100% technically feasible within end use | System | System
Thurston CountyMultifamily - Highly ImpactedCooking Oven1New | Thurston CountyMultifamily - Highly ImpactedCooking OvenNew | Thurston County | Multifamily - Highly Impacted | Cooking Oven | 1 | Below Standard Cooking Oven | New | Cooking Oven - Below Standard | Below Standard Cooking Oven | Below Standard Cooking Oven | per Home | 8 | Assuming half the measure life for below standard equipment. | 15.5667 | 15.5667 | 2016 SNOPR Analytical Tools: National Impact Analysis (NIA) Spreadsheet, Cooking_Pds_NIA_SNOPR_DOE_2016_publication | 2016 SNOPR Analytical Tools: National Impact Analysis (NIA) Spreadsheet, Cooking_Pds_NIA_SNOPR_DOE_2016_publication | 0 | 0 | NA | NA | 0 | 0 | 0 | 0 | 0 | 0 | 0 | Baseline and measure are at the same efficiency level. Assuming no incremental cost. | No cost | No cost | 0 | 0 | No applicable non-energy benefits | No applicable non-energy benefits | 100% | Equipment 100% technically feasible within end use | System | System
Thurston CountyManufacturedCooking Oven1Existing | Thurston CountyManufacturedCooking OvenExisting | Thurston County | Manufactured | Cooking Oven | 1 | Below Standard Cooking Oven | Existing | Cooking Oven - Below Standard | Below Standard Cooking Oven | Below Standard Cooking Oven | per Home | 8 | Assuming half the measure life for below standard equipment. | 15.5667 | 15.5667 | 2016 SNOPR Analytical Tools: National Impact Analysis (NIA) Spreadsheet, Cooking_Pds_NIA_SNOPR_DOE_2016_publication | 2016 SNOPR Analytical Tools: National Impact Analysis (NIA) Spreadsheet, Cooking_Pds_NIA_SNOPR_DOE_2016_publication | 0 | 0 | NA | NA | 0 | 0 | 0 | 0 | 0 | 0 | 0 | Baseline and measure are at the same efficiency level. Assuming no incremental cost. | No cost | No cost | 0 | 0 | No applicable non-energy benefits | No applicable non-energy benefits | 100% | Equipment 100% technically feasible within end use | System | System
Thurston CountyManufacturedCooking Oven1New | Thurston CountyManufacturedCooking OvenNew | Thurston County | Manufactured | Cooking Oven | 1 | Below Standard Cooking Oven | New | Cooking Oven - Below Standard | Below Standard Cooking Oven | Below Standard Cooking Oven | per Home | 8 | Assuming half the measure life for below standard equipment. | 15.5667 | 15.5667 | 2016 SNOPR Analytical Tools: National Impact Analysis (NIA) Spreadsheet, Cooking_Pds_NIA_SNOPR_DOE_2016_publication | 2016 SNOPR Analytical Tools: National Impact Analysis (NIA) Spreadsheet, Cooking_Pds_NIA_SNOPR_DOE_2016_publication | 0 | 0 | NA | NA | 0 | 0 | 0 | 0 | 0 | 0 | 0 | Baseline and measure are at the same efficiency level. Assuming no incremental cost. | No cost | No cost | 0 | 0 | No applicable non-energy benefits | No applicable non-energy benefits | 100% | Equipment 100% technically feasible within end use | System | System
Thurston CountyManufactured - Highly ImpactedCooking Oven1Existing | Thurston CountyManufactured - Highly ImpactedCooking OvenExisting | Thurston County | Manufactured - Highly Impacted | Cooking Oven | 1 | Below Standard Cooking Oven | Existing | Cooking Oven - Below Standard | Below Standard Cooking Oven | Below Standard Cooking Oven | per Home | 8 | Assuming half the measure life for below standard equipment. | 15.5667 | 15.5667 | 2016 SNOPR Analytical Tools: National Impact Analysis (NIA) Spreadsheet, Cooking_Pds_NIA_SNOPR_DOE_2016_publication | 2016 SNOPR Analytical Tools: National Impact Analysis (NIA) Spreadsheet, Cooking_Pds_NIA_SNOPR_DOE_2016_publication | 0 | 0 | NA | NA | 0 | 0 | 0 | 0 | 0 | 0 | 0 | Baseline and measure are at the same efficiency level. Assuming no incremental cost. | No cost | No cost | 0 | 0 | No applicable non-energy benefits | No applicable non-energy benefits | 100% | Equipment 100% technically feasible within end use | System | System
Thurston CountyManufactured - Highly ImpactedCooking Oven1New | Thurston CountyManufactured - Highly ImpactedCooking OvenNew | Thurston County | Manufactured - Highly Impacted | Cooking Oven | 1 | Below Standard Cooking Oven | New | Cooking Oven - Below Standard | Below Standard Cooking Oven | Below Standard Cooking Oven | per Home | 8 | Assuming half the measure life for below standard equipment. | 15.5667 | 15.5667 | 2016 SNOPR Analytical Tools: National Impact Analysis (NIA) Spreadsheet, Cooking_Pds_NIA_SNOPR_DOE_2016_publication | 2016 SNOPR Analytical Tools: National Impact Analysis (NIA) Spreadsheet, Cooking_Pds_NIA_SNOPR_DOE_2016_publication | 0 | 0 | NA | NA | 0 | 0 | 0 | 0 | 0 | 0 | 0 | Baseline and measure are at the same efficiency level. Assuming no incremental cost. | No cost | No cost | 0 | 0 | No applicable non-energy benefits | No applicable non-energy benefits | 100% | Equipment 100% technically feasible within end use | System | System
Thurston CountySingle FamilyCooking Oven2Existing | Thurston CountySingle FamilyCooking OvenExisting | Thurston County | Single Family | Cooking Oven | 2 | Federal Standard 2012 Cooking Oven | Existing | Cooking Oven - Federal Standard 2012 | Federal Standard 2012 Cooking Oven | Federal Standard 2012 Cooking Oven | per Home | 16 | NWPCC 2021 Plan workbook Res-Oven-2021P_v2 | 9.915 | 9.915 | 2016 SNOPR Analytical Tools: National Impact Analysis (NIA) Spreadsheet, Cooking_Pds_NIA_SNOPR_DOE_2016_publication | 2016 SNOPR Analytical Tools: National Impact Analysis (NIA) Spreadsheet, Cooking_Pds_NIA_SNOPR_DOE_2016_publication | 0 | 0 | NA | NA | 565.2938 | 0 | 0 | 565.2938 | 0 | 0 | 0 | 2016 SNOPR Analytical Tools: National Impact Analysis (NIA) Spreadsheet, Cooking_Pds_NIA_SNOPR_DOE_2016_publication | No cost | No cost | 0 | 0 | No applicable non-energy benefits | No applicable non-energy benefits | 100% | Equipment 100% technically feasible within end use | System | System
Thurston CountySingle FamilyCooking Oven2New | Thurston CountySingle FamilyCooking OvenNew | Thurston County | Single Family | Cooking Oven | 2 | Federal Standard 2012 Cooking Oven | New | Cooking Oven - Federal Standard 2012 | Federal Standard 2012 Cooking Oven | Federal Standard 2012 Cooking Oven | per Home | 16 | NWPCC 2021 Plan workbook Res-Oven-2021P_v2 | 9.915 | 9.915 | 2016 SNOPR Analytical Tools: National Impact Analysis (NIA) Spreadsheet, Cooking_Pds_NIA_SNOPR_DOE_2016_publication | 2016 SNOPR Analytical Tools: National Impact Analysis (NIA) Spreadsheet, Cooking_Pds_NIA_SNOPR_DOE_2016_publication | 0 | 0 | NA | NA | 565.2938 | 0 | 0 | 565.2938 | 0 | 0 | 0 | 2016 SNOPR Analytical Tools: National Impact Analysis (NIA) Spreadsheet, Cooking_Pds_NIA_SNOPR_DOE_2016_publication | No cost | No cost | 0 | 0 | No applicable non-energy benefits | No applicable non-energy benefits | 100% | Equipment 100% technically feasible within end use | System | System
Thurston CountySingle Family - Highly ImpactedCooking Oven2Existing | Thurston CountySingle Family - Highly ImpactedCooking OvenExisting | Thurston County | Single Family - Highly Impacted | Cooking Oven | 2 | Federal Standard 2012 Cooking Oven | Existing | Cooking Oven - Federal Standard 2012 | Federal Standard 2012 Cooking Oven | Federal Standard 2012 Cooking Oven | per Home | 16 | NWPCC 2021 Plan workbook Res-Oven-2021P_v2 | 9.915 | 9.915 | 2016 SNOPR Analytical Tools: National Impact Analysis (NIA) Spreadsheet, Cooking_Pds_NIA_SNOPR_DOE_2016_publication | 2016 SNOPR Analytical Tools: National Impact Analysis (NIA) Spreadsheet, Cooking_Pds_NIA_SNOPR_DOE_2016_publication | 0 | 0 | NA | NA | 565.2938 | 0 | 0 | 565.2938 | 0 | 0 | 0 | 2016 SNOPR Analytical Tools: National Impact Analysis (NIA) Spreadsheet, Cooking_Pds_NIA_SNOPR_DOE_2016_publication | No cost | No cost | 0 | 0 | No applicable non-energy benefits | No applicable non-energy benefits | 100% | Equipment 100% technically feasible within end use | System | System
Thurston CountySingle Family - Highly ImpactedCooking Oven2New | Thurston CountySingle Family - Highly ImpactedCooking OvenNew | Thurston County | Single Family - Highly Impacted | Cooking Oven | 2 | Federal Standard 2012 Cooking Oven | New | Cooking Oven - Federal Standard 2012 | Federal Standard 2012 Cooking Oven | Federal Standard 2012 Cooking Oven | per Home | 16 | NWPCC 2021 Plan workbook Res-Oven-2021P_v2 | 9.915 | 9.915 | 2016 SNOPR Analytical Tools: National Impact Analysis (NIA) Spreadsheet, Cooking_Pds_NIA_SNOPR_DOE_2016_publication | 2016 SNOPR Analytical Tools: National Impact Analysis (NIA) Spreadsheet, Cooking_Pds_NIA_SNOPR_DOE_2016_publication | 0 | 0 | NA | NA | 565.2938 | 0 | 0 | 565.2938 | 0 | 0 | 0 | 2016 SNOPR Analytical Tools: National Impact Analysis (NIA) Spreadsheet, Cooking_Pds_NIA_SNOPR_DOE_2016_publication | No cost | No cost | 0 | 0 | No applicable non-energy benefits | No applicable non-energy benefits | 100% | Equipment 100% technically feasible within end use | System | System
Thurston CountyMultifamilyCooking Oven2Existing | Thurston CountyMultifamilyCooking OvenExisting | Thurston County | Multifamily | Cooking Oven | 2 | Federal Standard 2012 Cooking Oven | Existing | Cooking Oven - Federal Standard 2012 | Federal Standard 2012 Cooking Oven | Federal Standard 2012 Cooking Oven | per Home | 16 | NWPCC 2021 Plan workbook Res-Oven-2021P_v2 | 9.915 | 9.915 | 2016 SNOPR Analytical Tools: National Impact Analysis (NIA) Spreadsheet, Cooking_Pds_NIA_SNOPR_DOE_2016_publication | 2016 SNOPR Analytical Tools: National Impact Analysis (NIA) Spreadsheet, Cooking_Pds_NIA_SNOPR_DOE_2016_publication | 0 | 0 | NA | NA | 565.2938 | 0 | 0 | 565.2938 | 0 | 0 | 0 | 2016 SNOPR Analytical Tools: National Impact Analysis (NIA) Spreadsheet, Cooking_Pds_NIA_SNOPR_DOE_2016_publication | No cost | No cost | 0 | 0 | No applicable non-energy benefits | No applicable non-energy benefits | 100% | Equipment 100% technically feasible within end use | System | System
Thurston CountyMultifamilyCooking Oven2New | Thurston CountyMultifamilyCooking OvenNew | Thurston County | Multifamily | Cooking Oven | 2 | Federal Standard 2012 Cooking Oven | New | Cooking Oven - Federal Standard 2012 | Federal Standard 2012 Cooking Oven | Federal Standard 2012 Cooking Oven | per Home | 16 | NWPCC 2021 Plan workbook Res-Oven-2021P_v2 | 9.915 | 9.915 | 2016 SNOPR Analytical Tools: National Impact Analysis (NIA) Spreadsheet, Cooking_Pds_NIA_SNOPR_DOE_2016_publication | 2016 SNOPR Analytical Tools: National Impact Analysis (NIA) Spreadsheet, Cooking_Pds_NIA_SNOPR_DOE_2016_publication | 0 | 0 | NA | NA | 565.2938 | 0 | 0 | 565.2938 | 0 | 0 | 0 | 2016 SNOPR Analytical Tools: National Impact Analysis (NIA) Spreadsheet, Cooking_Pds_NIA_SNOPR_DOE_2016_publication | No cost | No cost | 0 | 0 | No applicable non-energy benefits | No applicable non-energy benefits | 100% | Equipment 100% technically feasible within end use | System | System
Thurston CountyMultifamily - Highly ImpactedCooking Oven2Existing | Thurston CountyMultifamily - Highly ImpactedCooking OvenExisting | Thurston County | Multifamily - Highly Impacted | Cooking Oven | 2 | Federal Standard 2012 Cooking Oven | Existing | Cooking Oven - Federal Standard 2012 | Federal Standard 2012 Cooking Oven | Federal Standard 2012 Cooking Oven | per Home | 16 | NWPCC 2021 Plan workbook Res-Oven-2021P_v2 | 9.915 | 9.915 | 2016 SNOPR Analytical Tools: National Impact Analysis (NIA) Spreadsheet, Cooking_Pds_NIA_SNOPR_DOE_2016_publication | 2016 SNOPR Analytical Tools: National Impact Analysis (NIA) Spreadsheet, Cooking_Pds_NIA_SNOPR_DOE_2016_publication | 0 | 0 | NA | NA | 565.2938 | 0 | 0 | 565.2938 | 0 | 0 | 0 | 2016 SNOPR Analytical Tools: National Impact Analysis (NIA) Spreadsheet, Cooking_Pds_NIA_SNOPR_DOE_2016_publication | No cost | No cost | 0 | 0 | No applicable non-energy benefits | No applicable non-energy benefits | 100% | Equipment 100% technically feasible within end use | System | System
Thurston CountyMultifamily - Highly ImpactedCooking Oven2New | Thurston CountyMultifamily - Highly ImpactedCooking OvenNew | Thurston County | Multifamily - Highly Impacted | Cooking Oven | 2 | Federal Standard 2012 Cooking Oven | New | Cooking Oven - Federal Standard 2012 | Federal Standard 2012 Cooking Oven | Federal Standard 2012 Cooking Oven | per Home | 16 | NWPCC 2021 Plan workbook Res-Oven-2021P_v2 | 9.915 | 9.915 | 2016 SNOPR Analytical Tools: National Impact Analysis (NIA) Spreadsheet, Cooking_Pds_NIA_SNOPR_DOE_2016_publication | 2016 SNOPR Analytical Tools: National Impact Analysis (NIA) Spreadsheet, Cooking_Pds_NIA_SNOPR_DOE_2016_publication | 0 | 0 | NA | NA | 565.2938 | 0 | 0 | 565.2938 | 0 | 0 | 0 | 2016 SNOPR Analytical Tools: National Impact Analysis (NIA) Spreadsheet, Cooking_Pds_NIA_SNOPR_DOE_2016_publication | No cost | No cost | 0 | 0 | No applicable non-energy benefits | No applicable non-energy benefits | 100% | Equipment 100% technically feasible within end use | System | System
Thurston CountyManufacturedCooking Oven2Existing | Thurston CountyManufacturedCooking OvenExisting | Thurston County | Manufactured | Cooking Oven | 2 | Federal Standard 2012 Cooking Oven | Existing | Cooking Oven - Federal Standard 2012 | Federal Standard 2012 Cooking Oven | Federal Standard 2012 Cooking Oven | per Home | 16 | NWPCC 2021 Plan workbook Res-Oven-2021P_v2 | 9.915 | 9.915 | 2016 SNOPR Analytical Tools: National Impact Analysis (NIA) Spreadsheet, Cooking_Pds_NIA_SNOPR_DOE_2016_publication | 2016 SNOPR Analytical Tools: National Impact Analysis (NIA) Spreadsheet, Cooking_Pds_NIA_SNOPR_DOE_2016_publication | 0 | 0 | NA | NA | 565.2938 | 0 | 0 | 565.2938 | 0 | 0 | 0 | 2016 SNOPR Analytical Tools: National Impact Analysis (NIA) Spreadsheet, Cooking_Pds_NIA_SNOPR_DOE_2016_publication | No cost | No cost | 0 | 0 | No applicable non-energy benefits | No applicable non-energy benefits | 100% | Equipment 100% technically feasible within end use | System | System
Thurston CountyManufacturedCooking Oven2New | Thurston CountyManufacturedCooking OvenNew | Thurston County | Manufactured | Cooking Oven | 2 | Federal Standard 2012 Cooking Oven | New | Cooking Oven - Federal Standard 2012 | Federal Standard 2012 Cooking Oven | Federal Standard 2012 Cooking Oven | per Home | 16 | NWPCC 2021 Plan workbook Res-Oven-2021P_v2 | 9.915 | 9.915 | 2016 SNOPR Analytical Tools: National Impact Analysis (NIA) Spreadsheet, Cooking_Pds_NIA_SNOPR_DOE_2016_publication | 2016 SNOPR Analytical Tools: National Impact Analysis (NIA) Spreadsheet, Cooking_Pds_NIA_SNOPR_DOE_2016_publication | 0 | 0 | NA | NA | 565.2938 | 0 | 0 | 565.2938 | 0 | 0 | 0 | 2016 SNOPR Analytical Tools: National Impact Analysis (NIA) Spreadsheet, Cooking_Pds_NIA_SNOPR_DOE_2016_publication | No cost | No cost | 0 | 0 | No applicable non-energy benefits | No applicable non-energy benefits | 100% | Equipment 100% technically feasible within end use | System | System
Thurston CountyManufactured - Highly ImpactedCooking Oven2Existing | Thurston CountyManufactured - Highly ImpactedCooking OvenExisting | Thurston County | Manufactured - Highly Impacted | Cooking Oven | 2 | Federal Standard 2012 Cooking Oven | Existing | Cooking Oven - Federal Standard 2012 | Federal Standard 2012 Cooking Oven | Federal Standard 2012 Cooking Oven | per Home | 16 | NWPCC 2021 Plan workbook Res-Oven-2021P_v2 | 9.915 | 9.915 | 2016 SNOPR Analytical Tools: National Impact Analysis (NIA) Spreadsheet, Cooking_Pds_NIA_SNOPR_DOE_2016_publication | 2016 SNOPR Analytical Tools: National Impact Analysis (NIA) Spreadsheet, Cooking_Pds_NIA_SNOPR_DOE_2016_publication | 0 | 0 | NA | NA | 565.2938 | 0 | 0 | 565.2938 | 0 | 0 | 0 | 2016 SNOPR Analytical Tools: National Impact Analysis (NIA) Spreadsheet, Cooking_Pds_NIA_SNOPR_DOE_2016_publication | No cost | No cost | 0 | 0 | No applicable non-energy benefits | No applicable non-energy benefits | 100% | Equipment 100% technically feasible within end use | System | System
Thurston CountyManufactured - Highly ImpactedCooking Oven2New | Thurston CountyManufactured - Highly ImpactedCooking OvenNew | Thurston County | Manufactured - Highly Impacted | Cooking Oven | 2 | Federal Standard 2012 Cooking Oven | New | Cooking Oven - Federal Standard 2012 | Federal Standard 2012 Cooking Oven | Federal Standard 2012 Cooking Oven | per Home | 16 | NWPCC 2021 Plan workbook Res-Oven-2021P_v2 | 9.915 | 9.915 | 2016 SNOPR Analytical Tools: National Impact Analysis (NIA) Spreadsheet, Cooking_Pds_NIA_SNOPR_DOE_2016_publication | 2016 SNOPR Analytical Tools: National Impact Analysis (NIA) Spreadsheet, Cooking_Pds_NIA_SNOPR_DOE_2016_publication | 0 | 0 | NA | NA | 565.2938 | 0 | 0 | 565.2938 | 0 | 0 | 0 | 2016 SNOPR Analytical Tools: National Impact Analysis (NIA) Spreadsheet, Cooking_Pds_NIA_SNOPR_DOE_2016_publication | No cost | No cost | 0 | 0 | No applicable non-energy benefits | No applicable non-energy benefits | 100% | Equipment 100% technically feasible within end use | System | System
Thurston CountySingle FamilyCooking Oven3Existing | Thurston CountySingle FamilyCooking OvenExisting | Thurston County | Single Family | Cooking Oven | 3 | Market Standard Cooking Oven | Existing | Cooking Oven - Market Standard | Market Standard Cooking Oven | Market Standard Cooking Oven | per Home | 16 | NWPCC 2021 Plan workbook Res-Oven-2021P_v2 | 9.1974 | 9.1974 | 2016 SNOPR Analytical Tools: National Impact Analysis (NIA) Spreadsheet, Cooking_Pds_NIA_SNOPR_DOE_2016_publication | 2016 SNOPR Analytical Tools: National Impact Analysis (NIA) Spreadsheet, Cooking_Pds_NIA_SNOPR_DOE_2016_publication | 0 | 0 | NA | NA | 0 | 0 | 0 | 0 | 0 | 0 | 0 | Baseline and measure are at the same efficiency level. Assuming no incremental cost. | No cost | No cost | 0 | 0 | No applicable non-energy benefits | No applicable non-energy benefits | 100% | Equipment 100% technically feasible within end use | System | System
Thurston CountySingle FamilyCooking Oven3New | Thurston CountySingle FamilyCooking OvenNew | Thurston County | Single Family | Cooking Oven | 3 | Market Standard Cooking Oven | New | Cooking Oven - Market Standard | Market Standard Cooking Oven | Market Standard Cooking Oven | per Home | 16 | NWPCC 2021 Plan workbook Res-Oven-2021P_v2 | 9.1974 | 9.1974 | 2016 SNOPR Analytical Tools: National Impact Analysis (NIA) Spreadsheet, Cooking_Pds_NIA_SNOPR_DOE_2016_publication | 2016 SNOPR Analytical Tools: National Impact Analysis (NIA) Spreadsheet, Cooking_Pds_NIA_SNOPR_DOE_2016_publication | 0 | 0 | NA | NA | 0 | 0 | 0 | 0 | 0 | 0 | 0 | Baseline and measure are at the same efficiency level. Assuming no incremental cost. | No cost | No cost | 0 | 0 | No applicable non-energy benefits | No applicable non-energy benefits | 100% | Equipment 100% technically feasible within end use | System | System
Thurston CountySingle Family - Highly ImpactedCooking Oven3Existing | Thurston CountySingle Family - Highly ImpactedCooking OvenExisting | Thurston County | Single Family - Highly Impacted | Cooking Oven | 3 | Market Standard Cooking Oven | Existing | Cooking Oven - Market Standard | Market Standard Cooking Oven | Market Standard Cooking Oven | per Home | 16 | NWPCC 2021 Plan workbook Res-Oven-2021P_v2 | 9.1974 | 9.1974 | 2016 SNOPR Analytical Tools: National Impact Analysis (NIA) Spreadsheet, Cooking_Pds_NIA_SNOPR_DOE_2016_publication | 2016 SNOPR Analytical Tools: National Impact Analysis (NIA) Spreadsheet, Cooking_Pds_NIA_SNOPR_DOE_2016_publication | 0 | 0 | NA | NA | 0 | 0 | 0 | 0 | 0 | 0 | 0 | Baseline and measure are at the same efficiency level. Assuming no incremental cost. | No cost | No cost | 0 | 0 | No applicable non-energy benefits | No applicable non-energy benefits | 100% | Equipment 100% technically feasible within end use | System | System
Thurston CountySingle Family - Highly ImpactedCooking Oven3New | Thurston CountySingle Family - Highly ImpactedCooking OvenNew | Thurston County | Single Family - Highly Impacted | Cooking Oven | 3 | Market Standard Cooking Oven | New | Cooking Oven - Market Standard | Market Standard Cooking Oven | Market Standard Cooking Oven | per Home | 16 | NWPCC 2021 Plan workbook Res-Oven-2021P_v2 | 9.1974 | 9.1974 | 2016 SNOPR Analytical Tools: National Impact Analysis (NIA) Spreadsheet, Cooking_Pds_NIA_SNOPR_DOE_2016_publication | 2016 SNOPR Analytical Tools: National Impact Analysis (NIA) Spreadsheet, Cooking_Pds_NIA_SNOPR_DOE_2016_publication | 0 | 0 | NA | NA | 0 | 0 | 0 | 0 | 0 | 0 | 0 | Baseline and measure are at the same efficiency level. Assuming no incremental cost. | No cost | No cost | 0 | 0 | No applicable non-energy benefits | No applicable non-energy benefits | 100% | Equipment 100% technically feasible within end use | System | System
Thurston CountyMultifamilyCooking Oven3Existing | Thurston CountyMultifamilyCooking OvenExisting | Thurston County | Multifamily | Cooking Oven | 3 | Market Standard Cooking Oven | Existing | Cooking Oven - Market Standard | Market Standard Cooking Oven | Market Standard Cooking Oven | per Home | 16 | NWPCC 2021 Plan workbook Res-Oven-2021P_v2 | 9.1974 | 9.1974 | 2016 SNOPR Analytical Tools: National Impact Analysis (NIA) Spreadsheet, Cooking_Pds_NIA_SNOPR_DOE_2016_publication | 2016 SNOPR Analytical Tools: National Impact Analysis (NIA) Spreadsheet, Cooking_Pds_NIA_SNOPR_DOE_2016_publication | 0 | 0 | NA | NA | 0 | 0 | 0 | 0 | 0 | 0 | 0 | Baseline and measure are at the same efficiency level. Assuming no incremental cost. | No cost | No cost | 0 | 0 | No applicable non-energy benefits | No applicable non-energy benefits | 100% | Equipment 100% technically feasible within end use | System | System
Thurston CountyMultifamilyCooking Oven3New | Thurston CountyMultifamilyCooking OvenNew | Thurston County | Multifamily | Cooking Oven | 3 | Market Standard Cooking Oven | New | Cooking Oven - Market Standard | Market Standard Cooking Oven | Market Standard Cooking Oven | per Home | 16 | NWPCC 2021 Plan workbook Res-Oven-2021P_v2 | 9.1974 | 9.1974 | 2016 SNOPR Analytical Tools: National Impact Analysis (NIA) Spreadsheet, Cooking_Pds_NIA_SNOPR_DOE_2016_publication | 2016 SNOPR Analytical Tools: National Impact Analysis (NIA) Spreadsheet, Cooking_Pds_NIA_SNOPR_DOE_2016_publication | 0 | 0 | NA | NA | 0 | 0 | 0 | 0 | 0 | 0 | 0 | Baseline and measure are at the same efficiency level. Assuming no incremental cost. | No cost | No cost | 0 | 0 | No applicable non-energy benefits | No applicable non-energy benefits | 100% | Equipment 100% technically feasible within end use | System | System
Thurston CountyMultifamily - Highly ImpactedCooking Oven3Existing | Thurston CountyMultifamily - Highly ImpactedCooking OvenExisting | Thurston County | Multifamily - Highly Impacted | Cooking Oven | 3 | Market Standard Cooking Oven | Existing | Cooking Oven - Market Standard | Market Standard Cooking Oven | Market Standard Cooking Oven | per Home | 16 | NWPCC 2021 Plan workbook Res-Oven-2021P_v2 | 9.1974 | 9.1974 | 2016 SNOPR Analytical Tools: National Impact Analysis (NIA) Spreadsheet, Cooking_Pds_NIA_SNOPR_DOE_2016_publication | 2016 SNOPR Analytical Tools: National Impact Analysis (NIA) Spreadsheet, Cooking_Pds_NIA_SNOPR_DOE_2016_publication | 0 | 0 | NA | NA | 0 | 0 | 0 | 0 | 0 | 0 | 0 | Baseline and measure are at the same efficiency level. Assuming no incremental cost. | No cost | No cost | 0 | 0 | No applicable non-energy benefits | No applicable non-energy benefits | 100% | Equipment 100% technically feasible within end use | System | System
Thurston CountyMultifamily - Highly ImpactedCooking Oven3New | Thurston CountyMultifamily - Highly ImpactedCooking OvenNew | Thurston County | Multifamily - Highly Impacted | Cooking Oven | 3 | Market Standard Cooking Oven | New | Cooking Oven - Market Standard | Market Standard Cooking Oven | Market Standard Cooking Oven | per Home | 16 | NWPCC 2021 Plan workbook Res-Oven-2021P_v2 | 9.1974 | 9.1974 | 2016 SNOPR Analytical Tools: National Impact Analysis (NIA) Spreadsheet, Cooking_Pds_NIA_SNOPR_DOE_2016_publication | 2016 SNOPR Analytical Tools: National Impact Analysis (NIA) Spreadsheet, Cooking_Pds_NIA_SNOPR_DOE_2016_publication | 0 | 0 | NA | NA | 0 | 0 | 0 | 0 | 0 | 0 | 0 | Baseline and measure are at the same efficiency level. Assuming no incremental cost. | No cost | No cost | 0 | 0 | No applicable non-energy benefits | No applicable non-energy benefits | 100% | Equipment 100% technically feasible within end use | System | System
Thurston CountyManufacturedCooking Oven3Existing | Thurston CountyManufacturedCooking OvenExisting | Thurston County | Manufactured | Cooking Oven | 3 | Market Standard Cooking Oven | Existing | Cooking Oven - Market Standard | Market Standard Cooking Oven | Market Standard Cooking Oven | per Home | 16 | NWPCC 2021 Plan workbook Res-Oven-2021P_v2 | 9.1974 | 9.1974 | 2016 SNOPR Analytical Tools: National Impact Analysis (NIA) Spreadsheet, Cooking_Pds_NIA_SNOPR_DOE_2016_publication | 2016 SNOPR Analytical Tools: National Impact Analysis (NIA) Spreadsheet, Cooking_Pds_NIA_SNOPR_DOE_2016_publication | 0 | 0 | NA | NA | 0 | 0 | 0 | 0 | 0 | 0 | 0 | Baseline and measure are at the same efficiency level. Assuming no incremental cost. | No cost | No cost | 0 | 0 | No applicable non-energy benefits | No applicable non-energy benefits | 100% | Equipment 100% technically feasible within end use | System | System
Thurston CountyManufacturedCooking Oven3New | Thurston CountyManufacturedCooking OvenNew | Thurston County | Manufactured | Cooking Oven | 3 | Market Standard Cooking Oven | New | Cooking Oven - Market Standard | Market Standard Cooking Oven | Market Standard Cooking Oven | per Home | 16 | NWPCC 2021 Plan workbook Res-Oven-2021P_v2 | 9.1974 | 9.1974 | 2016 SNOPR Analytical Tools: National Impact Analysis (NIA) Spreadsheet, Cooking_Pds_NIA_SNOPR_DOE_2016_publication | 2016 SNOPR Analytical Tools: National Impact Analysis (NIA) Spreadsheet, Cooking_Pds_NIA_SNOPR_DOE_2016_publication | 0 | 0 | NA | NA | 0 | 0 | 0 | 0 | 0 | 0 | 0 | Baseline and measure are at the same efficiency level. Assuming no incremental cost. | No cost | No cost | 0 | 0 | No applicable non-energy benefits | No applicable non-energy benefits | 100% | Equipment 100% technically feasible within end use | System | System
Thurston CountyManufactured - Highly ImpactedCooking Oven3Existing | Thurston CountyManufactured - Highly ImpactedCooking OvenExisting | Thurston County | Manufactured - Highly Impacted | Cooking Oven | 3 | Market Standard Cooking Oven | Existing | Cooking Oven - Market Standard | Market Standard Cooking Oven | Market Standard Cooking Oven | per Home | 16 | NWPCC 2021 Plan workbook Res-Oven-2021P_v2 | 9.1974 | 9.1974 | 2016 SNOPR Analytical Tools: National Impact Analysis (NIA) Spreadsheet, Cooking_Pds_NIA_SNOPR_DOE_2016_publication | 2016 SNOPR Analytical Tools: National Impact Analysis (NIA) Spreadsheet, Cooking_Pds_NIA_SNOPR_DOE_2016_publication | 0 | 0 | NA | NA | 0 | 0 | 0 | 0 | 0 | 0 | 0 | Baseline and measure are at the same efficiency level. Assuming no incremental cost. | No cost | No cost | 0 | 0 | No applicable non-energy benefits | No applicable non-energy benefits | 100% | Equipment 100% technically feasible within end use | System | System
Thurston CountyManufactured - Highly ImpactedCooking Oven3New | Thurston CountyManufactured - Highly ImpactedCooking OvenNew | Thurston County | Manufactured - Highly Impacted | Cooking Oven | 3 | Market Standard Cooking Oven | New | Cooking Oven - Market Standard | Market Standard Cooking Oven | Market Standard Cooking Oven | per Home | 16 | NWPCC 2021 Plan workbook Res-Oven-2021P_v2 | 9.1974 | 9.1974 | 2016 SNOPR Analytical Tools: National Impact Analysis (NIA) Spreadsheet, Cooking_Pds_NIA_SNOPR_DOE_2016_publication | 2016 SNOPR Analytical Tools: National Impact Analysis (NIA) Spreadsheet, Cooking_Pds_NIA_SNOPR_DOE_2016_publication | 0 | 0 | NA | NA | 0 | 0 | 0 | 0 | 0 | 0 | 0 | Baseline and measure are at the same efficiency level. Assuming no incremental cost. | No cost | No cost | 0 | 0 | No applicable non-energy benefits | No applicable non-energy benefits | 100% | Equipment 100% technically feasible within end use | System | System
Thurston CountySingle FamilyCooking Oven4Existing | Thurston CountySingle FamilyCooking OvenExisting | Thurston County | Single Family | Cooking Oven | 4 | High Efficiency Convection Cooking Oven | Existing | Cooking Oven - High Efficiency | High Efficiency Convection Cooking Oven | Federal Standard 2012 Cooking Oven | per Home | 16 | NWPCC 2021 Plan workbook Res-Oven-2021P_v2 | 9.915 | 8.3182 | 2016 SNOPR Analytical Tools: National Impact Analysis (NIA) Spreadsheet, Cooking_Pds_NIA_SNOPR_DOE_2016_publication | 2016 SNOPR Analytical Tools: National Impact Analysis (NIA) Spreadsheet, Cooking_Pds_NIA_SNOPR_DOE_2016_publication | 0 | 0 | NA | NA | 565.2938 | 0 | 0 | 584.462 | 0 | 0 | 0 | 2016 SNOPR Analytical Tools: National Impact Analysis (NIA) Spreadsheet, Cooking_Pds_NIA_SNOPR_DOE_2016_publication | No cost | No cost | 0 | 0 | No applicable non-energy benefits | No applicable non-energy benefits | 100% | Equipment 100% technically feasible within end use | System | System
Thurston CountySingle FamilyCooking Oven4New | Thurston CountySingle FamilyCooking OvenNew | Thurston County | Single Family | Cooking Oven | 4 | High Efficiency Convection Cooking Oven | New | Cooking Oven - High Efficiency | High Efficiency Convection Cooking Oven | Federal Standard 2012 Cooking Oven | per Home | 16 | NWPCC 2021 Plan workbook Res-Oven-2021P_v2 | 9.915 | 8.3182 | 2016 SNOPR Analytical Tools: National Impact Analysis (NIA) Spreadsheet, Cooking_Pds_NIA_SNOPR_DOE_2016_publication | 2016 SNOPR Analytical Tools: National Impact Analysis (NIA) Spreadsheet, Cooking_Pds_NIA_SNOPR_DOE_2016_publication | 0 | 0 | NA | NA | 565.2938 | 0 | 0 | 584.462 | 0 | 0 | 0 | 2016 SNOPR Analytical Tools: National Impact Analysis (NIA) Spreadsheet, Cooking_Pds_NIA_SNOPR_DOE_2016_publication | No cost | No cost | 0 | 0 | No applicable non-energy benefits | No applicable non-energy benefits | 100% | Equipment 100% technically feasible within end use | System | System
Thurston CountySingle Family - Highly ImpactedCooking Oven4Existing | Thurston CountySingle Family - Highly ImpactedCooking OvenExisting | Thurston County | Single Family - Highly Impacted | Cooking Oven | 4 | High Efficiency Convection Cooking Oven | Existing | Cooking Oven - High Efficiency | High Efficiency Convection Cooking Oven | Federal Standard 2012 Cooking Oven | per Home | 16 | NWPCC 2021 Plan workbook Res-Oven-2021P_v2 | 9.915 | 8.3182 | 2016 SNOPR Analytical Tools: National Impact Analysis (NIA) Spreadsheet, Cooking_Pds_NIA_SNOPR_DOE_2016_publication | 2016 SNOPR Analytical Tools: National Impact Analysis (NIA) Spreadsheet, Cooking_Pds_NIA_SNOPR_DOE_2016_publication | 0 | 0 | NA | NA | 565.2938 | 0 | 0 | 584.462 | 0 | 0 | 0 | 2016 SNOPR Analytical Tools: National Impact Analysis (NIA) Spreadsheet, Cooking_Pds_NIA_SNOPR_DOE_2016_publication | No cost | No cost | 0 | 0 | No applicable non-energy benefits | No applicable non-energy benefits | 100% | Equipment 100% technically feasible within end use | System | System
Thurston CountySingle Family - Highly ImpactedCooking Oven4New | Thurston CountySingle Family - Highly ImpactedCooking OvenNew | Thurston County | Single Family - Highly Impacted | Cooking Oven | 4 | High Efficiency Convection Cooking Oven | New | Cooking Oven - High Efficiency | High Efficiency Convection Cooking Oven | Federal Standard 2012 Cooking Oven | per Home | 16 | NWPCC 2021 Plan workbook Res-Oven-2021P_v2 | 9.915 | 8.3182 | 2016 SNOPR Analytical Tools: National Impact Analysis (NIA) Spreadsheet, Cooking_Pds_NIA_SNOPR_DOE_2016_publication | 2016 SNOPR Analytical Tools: National Impact Analysis (NIA) Spreadsheet, Cooking_Pds_NIA_SNOPR_DOE_2016_publication | 0 | 0 | NA | NA | 565.2938 | 0 | 0 | 584.462 | 0 | 0 | 0 | 2016 SNOPR Analytical Tools: National Impact Analysis (NIA) Spreadsheet, Cooking_Pds_NIA_SNOPR_DOE_2016_publication | No cost | No cost | 0 | 0 | No applicable non-energy benefits | No applicable non-energy benefits | 100% | Equipment 100% technically feasible within end use | System | System
Thurston CountyMultifamilyCooking Oven4Existing | Thurston CountyMultifamilyCooking OvenExisting | Thurston County | Multifamily | Cooking Oven | 4 | High Efficiency Convection Cooking Oven | Existing | Cooking Oven - High Efficiency | High Efficiency Convection Cooking Oven | Federal Standard 2012 Cooking Oven | per Home | 16 | NWPCC 2021 Plan workbook Res-Oven-2021P_v2 | 9.915 | 8.3182 | 2016 SNOPR Analytical Tools: National Impact Analysis (NIA) Spreadsheet, Cooking_Pds_NIA_SNOPR_DOE_2016_publication | 2016 SNOPR Analytical Tools: National Impact Analysis (NIA) Spreadsheet, Cooking_Pds_NIA_SNOPR_DOE_2016_publication | 0 | 0 | NA | NA | 565.2938 | 0 | 0 | 584.462 | 0 | 0 | 0 | 2016 SNOPR Analytical Tools: National Impact Analysis (NIA) Spreadsheet, Cooking_Pds_NIA_SNOPR_DOE_2016_publication | No cost | No cost | 0 | 0 | No applicable non-energy benefits | No applicable non-energy benefits | 100% | Equipment 100% technically feasible within end use | System | System
Thurston CountyMultifamilyCooking Oven4New | Thurston CountyMultifamilyCooking OvenNew | Thurston County | Multifamily | Cooking Oven | 4 | High Efficiency Convection Cooking Oven | New | Cooking Oven - High Efficiency | High Efficiency Convection Cooking Oven | Federal Standard 2012 Cooking Oven | per Home | 16 | NWPCC 2021 Plan workbook Res-Oven-2021P_v2 | 9.915 | 8.3182 | 2016 SNOPR Analytical Tools: National Impact Analysis (NIA) Spreadsheet, Cooking_Pds_NIA_SNOPR_DOE_2016_publication | 2016 SNOPR Analytical Tools: National Impact Analysis (NIA) Spreadsheet, Cooking_Pds_NIA_SNOPR_DOE_2016_publication | 0 | 0 | NA | NA | 565.2938 | 0 | 0 | 584.462 | 0 | 0 | 0 | 2016 SNOPR Analytical Tools: National Impact Analysis (NIA) Spreadsheet, Cooking_Pds_NIA_SNOPR_DOE_2016_publication | No cost | No cost | 0 | 0 | No applicable non-energy benefits | No applicable non-energy benefits | 100% | Equipment 100% technically feasible within end use | System | System
Thurston CountyMultifamily - Highly ImpactedCooking Oven4Existing | Thurston CountyMultifamily - Highly ImpactedCooking OvenExisting | Thurston County | Multifamily - Highly Impacted | Cooking Oven | 4 | High Efficiency Convection Cooking Oven | Existing | Cooking Oven - High Efficiency | High Efficiency Convection Cooking Oven | Federal Standard 2012 Cooking Oven | per Home | 16 | NWPCC 2021 Plan workbook Res-Oven-2021P_v2 | 9.915 | 8.3182 | 2016 SNOPR Analytical Tools: National Impact Analysis (NIA) Spreadsheet, Cooking_Pds_NIA_SNOPR_DOE_2016_publication | 2016 SNOPR Analytical Tools: National Impact Analysis (NIA) Spreadsheet, Cooking_Pds_NIA_SNOPR_DOE_2016_publication | 0 | 0 | NA | NA | 565.2938 | 0 | 0 | 584.462 | 0 | 0 | 0 | 2016 SNOPR Analytical Tools: National Impact Analysis (NIA) Spreadsheet, Cooking_Pds_NIA_SNOPR_DOE_2016_publication | No cost | No cost | 0 | 0 | No applicable non-energy benefits | No applicable non-energy benefits | 100% | Equipment 100% technically feasible within end use | System | System
Thurston CountyMultifamily - Highly ImpactedCooking Oven4New | Thurston CountyMultifamily - Highly ImpactedCooking OvenNew | Thurston County | Multifamily - Highly Impacted | Cooking Oven | 4 | High Efficiency Convection Cooking Oven | New | Cooking Oven - High Efficiency | High Efficiency Convection Cooking Oven | Federal Standard 2012 Cooking Oven | per Home | 16 | NWPCC 2021 Plan workbook Res-Oven-2021P_v2 | 9.915 | 8.3182 | 2016 SNOPR Analytical Tools: National Impact Analysis (NIA) Spreadsheet, Cooking_Pds_NIA_SNOPR_DOE_2016_publication | 2016 SNOPR Analytical Tools: National Impact Analysis (NIA) Spreadsheet, Cooking_Pds_NIA_SNOPR_DOE_2016_publication | 0 | 0 | NA | NA | 565.2938 | 0 | 0 | 584.462 | 0 | 0 | 0 | 2016 SNOPR Analytical Tools: National Impact Analysis (NIA) Spreadsheet, Cooking_Pds_NIA_SNOPR_DOE_2016_publication | No cost | No cost | 0 | 0 | No applicable non-energy benefits | No applicable non-energy benefits | 100% | Equipment 100% technically feasible within end use | System | System
Thurston CountyManufacturedCooking Oven4Existing | Thurston CountyManufacturedCooking OvenExisting | Thurston County | Manufactured | Cooking Oven | 4 | High Efficiency Convection Cooking Oven | Existing | Cooking Oven - High Efficiency | High Efficiency Convection Cooking Oven | Federal Standard 2012 Cooking Oven | per Home | 16 | NWPCC 2021 Plan workbook Res-Oven-2021P_v2 | 9.915 | 8.3182 | 2016 SNOPR Analytical Tools: National Impact Analysis (NIA) Spreadsheet, Cooking_Pds_NIA_SNOPR_DOE_2016_publication | 2016 SNOPR Analytical Tools: National Impact Analysis (NIA) Spreadsheet, Cooking_Pds_NIA_SNOPR_DOE_2016_publication | 0 | 0 | NA | NA | 565.2938 | 0 | 0 | 584.462 | 0 | 0 | 0 | 2016 SNOPR Analytical Tools: National Impact Analysis (NIA) Spreadsheet, Cooking_Pds_NIA_SNOPR_DOE_2016_publication | No cost | No cost | 0 | 0 | No applicable non-energy benefits | No applicable non-energy benefits | 100% | Equipment 100% technically feasible within end use | System | System
Thurston CountyManufacturedCooking Oven4New | Thurston CountyManufacturedCooking OvenNew | Thurston County | Manufactured | Cooking Oven | 4 | High Efficiency Convection Cooking Oven | New | Cooking Oven - High Efficiency | High Efficiency Convection Cooking Oven | Federal Standard 2012 Cooking Oven | per Home | 16 | NWPCC 2021 Plan workbook Res-Oven-2021P_v2 | 9.915 | 8.3182 | 2016 SNOPR Analytical Tools: National Impact Analysis (NIA) Spreadsheet, Cooking_Pds_NIA_SNOPR_DOE_2016_publication | 2016 SNOPR Analytical Tools: National Impact Analysis (NIA) Spreadsheet, Cooking_Pds_NIA_SNOPR_DOE_2016_publication | 0 | 0 | NA | NA | 565.2938 | 0 | 0 | 584.462 | 0 | 0 | 0 | 2016 SNOPR Analytical Tools: National Impact Analysis (NIA) Spreadsheet, Cooking_Pds_NIA_SNOPR_DOE_2016_publication | No cost | No cost | 0 | 0 | No applicable non-energy benefits | No applicable non-energy benefits | 100% | Equipment 100% technically feasible within end use | System | System
Thurston CountyManufactured - Highly ImpactedCooking Oven4Existing | Thurston CountyManufactured - Highly ImpactedCooking OvenExisting | Thurston County | Manufactured - Highly Impacted | Cooking Oven | 4 | High Efficiency Convection Cooking Oven | Existing | Cooking Oven - High Efficiency | High Efficiency Convection Cooking Oven | Federal Standard 2012 Cooking Oven | per Home | 16 | NWPCC 2021 Plan workbook Res-Oven-2021P_v2 | 9.915 | 8.3182 | 2016 SNOPR Analytical Tools: National Impact Analysis (NIA) Spreadsheet, Cooking_Pds_NIA_SNOPR_DOE_2016_publication | 2016 SNOPR Analytical Tools: National Impact Analysis (NIA) Spreadsheet, Cooking_Pds_NIA_SNOPR_DOE_2016_publication | 0 | 0 | NA | NA | 565.2938 | 0 | 0 | 584.462 | 0 | 0 | 0 | 2016 SNOPR Analytical Tools: National Impact Analysis (NIA) Spreadsheet, Cooking_Pds_NIA_SNOPR_DOE_2016_publication | No cost | No cost | 0 | 0 | No applicable non-energy benefits | No applicable non-energy benefits | 100% | Equipment 100% technically feasible within end use | System | System
Thurston CountyManufactured - Highly ImpactedCooking Oven4New | Thurston CountyManufactured - Highly ImpactedCooking OvenNew | Thurston County | Manufactured - Highly Impacted | Cooking Oven | 4 | High Efficiency Convection Cooking Oven | New | Cooking Oven - High Efficiency | High Efficiency Convection Cooking Oven | Federal Standard 2012 Cooking Oven | per Home | 16 | NWPCC 2021 Plan workbook Res-Oven-2021P_v2 | 9.915 | 8.3182 | 2016 SNOPR Analytical Tools: National Impact Analysis (NIA) Spreadsheet, Cooking_Pds_NIA_SNOPR_DOE_2016_publication | 2016 SNOPR Analytical Tools: National Impact Analysis (NIA) Spreadsheet, Cooking_Pds_NIA_SNOPR_DOE_2016_publication | 0 | 0 | NA | NA | 565.2938 | 0 | 0 | 584.462 | 0 | 0 | 0 | 2016 SNOPR Analytical Tools: National Impact Analysis (NIA) Spreadsheet, Cooking_Pds_NIA_SNOPR_DOE_2016_publication | No cost | No cost | 0 | 0 | No applicable non-energy benefits | No applicable non-energy benefits | 100% | Equipment 100% technically feasible within end use | System | System
Thurston CountySingle FamilyCooking Range1Existing | Thurston CountySingle FamilyCooking RangeExisting | Thurston County | Single Family | Cooking Range | 1 | Federal Standard 2012 Cooking Range | Existing | Cooking Range - Federal Standard 2012 | Federal Standard 2012 Cooking Range | Federal Standard 2012 Cooking Range | per Home | 19 | Chapter 8 of 2009 TSD; Table 8.2.43, pg 8-39; found at: : https://www.regulations.gov/document?D=EERE-2006-STD-0127-0097 | 7.2 | 7.2 | Chapter 6 of 2009 TSD; Table 6.2.1, pg 6-3 and Table 6.2.5, pg 6-7; found at: : https://www.regulations.gov/document?D=EERE-2006-STD-0127-0097 | Chapter 6 of 2009 TSD; Table 6.2.1, pg 6-3 and Table 6.2.5, pg 6-7; found at: : https://www.regulations.gov/document?D=EERE-2006-STD-0127-0097 | 0 | 0 | NA | NA | 523.4587 | 0 | 0 | 523.4587 | 0 | 0 | 0 | Baseline and measure are at the same efficiency level. Source: 2009 TSD, Chapter 8, Table 8.2.12, pg 8-18 and Table 8.2.41, pg 8-38 | Baseline and measure are at the same efficiency level. Assuming no incremental cost. | Baseline and measure are at the same efficiency level. Assuming no incremental cost. | 0 | 0 | No applicable non-energy benefits | No applicable non-energy benefits | 100% | Equipment 100% technically feasible within end use | System | System
Thurston CountySingle FamilyCooking Range1New | Thurston CountySingle FamilyCooking RangeNew | Thurston County | Single Family | Cooking Range | 1 | Federal Standard 2012 Cooking Range | New | Cooking Range - Federal Standard 2012 | Federal Standard 2012 Cooking Range | Federal Standard 2012 Cooking Range | per Home | 19 | Chapter 8 of 2009 TSD; Table 8.2.43, pg 8-39; found at: : https://www.regulations.gov/document?D=EERE-2006-STD-0127-0097 | 7.2 | 7.2 | Chapter 6 of 2009 TSD; Table 6.2.1, pg 6-3 and Table 6.2.5, pg 6-7; found at: : https://www.regulations.gov/document?D=EERE-2006-STD-0127-0097 | Chapter 6 of 2009 TSD; Table 6.2.1, pg 6-3 and Table 6.2.5, pg 6-7; found at: : https://www.regulations.gov/document?D=EERE-2006-STD-0127-0097 | 0 | 0 | NA | NA | 523.4587 | 0 | 0 | 523.4587 | 0 | 0 | 0 | Baseline and measure are at the same efficiency level. Source: 2009 TSD, Chapter 8, Table 8.2.12, pg 8-18 and Table 8.2.41, pg 8-38 | Baseline and measure are at the same efficiency level. Assuming no incremental cost. | Baseline and measure are at the same efficiency level. Assuming no incremental cost. | 0 | 0 | No applicable non-energy benefits | No applicable non-energy benefits | 100% | Equipment 100% technically feasible within end use | System | System
Thurston CountySingle Family - Highly ImpactedCooking Range1Existing | Thurston CountySingle Family - Highly ImpactedCooking RangeExisting | Thurston County | Single Family - Highly Impacted | Cooking Range | 1 | Federal Standard 2012 Cooking Range | Existing | Cooking Range - Federal Standard 2012 | Federal Standard 2012 Cooking Range | Federal Standard 2012 Cooking Range | per Home | 19 | Chapter 8 of 2009 TSD; Table 8.2.43, pg 8-39; found at: : https://www.regulations.gov/document?D=EERE-2006-STD-0127-0097 | 7.2 | 7.2 | Chapter 6 of 2009 TSD; Table 6.2.1, pg 6-3 and Table 6.2.5, pg 6-7; found at: : https://www.regulations.gov/document?D=EERE-2006-STD-0127-0097 | Chapter 6 of 2009 TSD; Table 6.2.1, pg 6-3 and Table 6.2.5, pg 6-7; found at: : https://www.regulations.gov/document?D=EERE-2006-STD-0127-0097 | 0 | 0 | NA | NA | 523.4587 | 0 | 0 | 523.4587 | 0 | 0 | 0 | Baseline and measure are at the same efficiency level. Source: 2009 TSD, Chapter 8, Table 8.2.12, pg 8-18 and Table 8.2.41, pg 8-38 | Baseline and measure are at the same efficiency level. Assuming no incremental cost. | Baseline and measure are at the same efficiency level. Assuming no incremental cost. | 0 | 0 | No applicable non-energy benefits | No applicable non-energy benefits | 100% | Equipment 100% technically feasible within end use | System | System
Thurston CountySingle Family - Highly ImpactedCooking Range1New | Thurston CountySingle Family - Highly ImpactedCooking RangeNew | Thurston County | Single Family - Highly Impacted | Cooking Range | 1 | Federal Standard 2012 Cooking Range | New | Cooking Range - Federal Standard 2012 | Federal Standard 2012 Cooking Range | Federal Standard 2012 Cooking Range | per Home | 19 | Chapter 8 of 2009 TSD; Table 8.2.43, pg 8-39; found at: : https://www.regulations.gov/document?D=EERE-2006-STD-0127-0097 | 7.2 | 7.2 | Chapter 6 of 2009 TSD; Table 6.2.1, pg 6-3 and Table 6.2.5, pg 6-7; found at: : https://www.regulations.gov/document?D=EERE-2006-STD-0127-0097 | Chapter 6 of 2009 TSD; Table 6.2.1, pg 6-3 and Table 6.2.5, pg 6-7; found at: : https://www.regulations.gov/document?D=EERE-2006-STD-0127-0097 | 0 | 0 | NA | NA | 523.4587 | 0 | 0 | 523.4587 | 0 | 0 | 0 | Baseline and measure are at the same efficiency level. Source: 2009 TSD, Chapter 8, Table 8.2.12, pg 8-18 and Table 8.2.41, pg 8-38 | Baseline and measure are at the same efficiency level. Assuming no incremental cost. | Baseline and measure are at the same efficiency level. Assuming no incremental cost. | 0 | 0 | No applicable non-energy benefits | No applicable non-energy benefits | 100% | Equipment 100% technically feasible within end use | System | System
Thurston CountyMultifamilyCooking Range1Existing | Thurston CountyMultifamilyCooking RangeExisting | Thurston County | Multifamily | Cooking Range | 1 | Federal Standard 2012 Cooking Range | Existing | Cooking Range - Federal Standard 2012 | Federal Standard 2012 Cooking Range | Federal Standard 2012 Cooking Range | per Home | 19 | Chapter 8 of 2009 TSD; Table 8.2.43, pg 8-39; found at: : https://www.regulations.gov/document?D=EERE-2006-STD-0127-0097 | 7.2 | 7.2 | Chapter 6 of 2009 TSD; Table 6.2.1, pg 6-3 and Table 6.2.5, pg 6-7; found at: : https://www.regulations.gov/document?D=EERE-2006-STD-0127-0097 | Chapter 6 of 2009 TSD; Table 6.2.1, pg 6-3 and Table 6.2.5, pg 6-7; found at: : https://www.regulations.gov/document?D=EERE-2006-STD-0127-0097 | 0 | 0 | NA | NA | 523.4587 | 0 | 0 | 523.4587 | 0 | 0 | 0 | Baseline and measure are at the same efficiency level. Source: 2009 TSD, Chapter 8, Table 8.2.12, pg 8-18 and Table 8.2.41, pg 8-38 | Baseline and measure are at the same efficiency level. Assuming no incremental cost. | Baseline and measure are at the same efficiency level. Assuming no incremental cost. | 0 | 0 | No applicable non-energy benefits | No applicable non-energy benefits | 100% | Equipment 100% technically feasible within end use | System | System
Thurston CountyMultifamilyCooking Range1New | Thurston CountyMultifamilyCooking RangeNew | Thurston County | Multifamily | Cooking Range | 1 | Federal Standard 2012 Cooking Range | New | Cooking Range - Federal Standard 2012 | Federal Standard 2012 Cooking Range | Federal Standard 2012 Cooking Range | per Home | 19 | Chapter 8 of 2009 TSD; Table 8.2.43, pg 8-39; found at: : https://www.regulations.gov/document?D=EERE-2006-STD-0127-0097 | 7.2 | 7.2 | Chapter 6 of 2009 TSD; Table 6.2.1, pg 6-3 and Table 6.2.5, pg 6-7; found at: : https://www.regulations.gov/document?D=EERE-2006-STD-0127-0097 | Chapter 6 of 2009 TSD; Table 6.2.1, pg 6-3 and Table 6.2.5, pg 6-7; found at: : https://www.regulations.gov/document?D=EERE-2006-STD-0127-0097 | 0 | 0 | NA | NA | 523.4587 | 0 | 0 | 523.4587 | 0 | 0 | 0 | Baseline and measure are at the same efficiency level. Source: 2009 TSD, Chapter 8, Table 8.2.12, pg 8-18 and Table 8.2.41, pg 8-38 | Baseline and measure are at the same efficiency level. Assuming no incremental cost. | Baseline and measure are at the same efficiency level. Assuming no incremental cost. | 0 | 0 | No applicable non-energy benefits | No applicable non-energy benefits | 100% | Equipment 100% technically feasible within end use | System | System
Thurston CountyMultifamily - Highly ImpactedCooking Range1Existing | Thurston CountyMultifamily - Highly ImpactedCooking RangeExisting | Thurston County | Multifamily - Highly Impacted | Cooking Range | 1 | Federal Standard 2012 Cooking Range | Existing | Cooking Range - Federal Standard 2012 | Federal Standard 2012 Cooking Range | Federal Standard 2012 Cooking Range | per Home | 19 | Chapter 8 of 2009 TSD; Table 8.2.43, pg 8-39; found at: : https://www.regulations.gov/document?D=EERE-2006-STD-0127-0097 | 7.2 | 7.2 | Chapter 6 of 2009 TSD; Table 6.2.1, pg 6-3 and Table 6.2.5, pg 6-7; found at: : https://www.regulations.gov/document?D=EERE-2006-STD-0127-0097 | Chapter 6 of 2009 TSD; Table 6.2.1, pg 6-3 and Table 6.2.5, pg 6-7; found at: : https://www.regulations.gov/document?D=EERE-2006-STD-0127-0097 | 0 | 0 | NA | NA | 523.4587 | 0 | 0 | 523.4587 | 0 | 0 | 0 | Baseline and measure are at the same efficiency level. Source: 2009 TSD, Chapter 8, Table 8.2.12, pg 8-18 and Table 8.2.41, pg 8-38 | Baseline and measure are at the same efficiency level. Assuming no incremental cost. | Baseline and measure are at the same efficiency level. Assuming no incremental cost. | 0 | 0 | No applicable non-energy benefits | No applicable non-energy benefits | 100% | Equipment 100% technically feasible within end use | System | System
Thurston CountyMultifamily - Highly ImpactedCooking Range1New | Thurston CountyMultifamily - Highly ImpactedCooking RangeNew | Thurston County | Multifamily - Highly Impacted | Cooking Range | 1 | Federal Standard 2012 Cooking Range | New | Cooking Range - Federal Standard 2012 | Federal Standard 2012 Cooking Range | Federal Standard 2012 Cooking Range | per Home | 19 | Chapter 8 of 2009 TSD; Table 8.2.43, pg 8-39; found at: : https://www.regulations.gov/document?D=EERE-2006-STD-0127-0097 | 7.2 | 7.2 | Chapter 6 of 2009 TSD; Table 6.2.1, pg 6-3 and Table 6.2.5, pg 6-7; found at: : https://www.regulations.gov/document?D=EERE-2006-STD-0127-0097 | Chapter 6 of 2009 TSD; Table 6.2.1, pg 6-3 and Table 6.2.5, pg 6-7; found at: : https://www.regulations.gov/document?D=EERE-2006-STD-0127-0097 | 0 | 0 | NA | NA | 523.4587 | 0 | 0 | 523.4587 | 0 | 0 | 0 | Baseline and measure are at the same efficiency level. Source: 2009 TSD, Chapter 8, Table 8.2.12, pg 8-18 and Table 8.2.41, pg 8-38 | Baseline and measure are at the same efficiency level. Assuming no incremental cost. | Baseline and measure are at the same efficiency level. Assuming no incremental cost. | 0 | 0 | No applicable non-energy benefits | No applicable non-energy benefits | 100% | Equipment 100% technically feasible within end use | System | System
Thurston CountyManufacturedCooking Range1Existing | Thurston CountyManufacturedCooking RangeExisting | Thurston County | Manufactured | Cooking Range | 1 | Federal Standard 2012 Cooking Range | Existing | Cooking Range - Federal Standard 2012 | Federal Standard 2012 Cooking Range | Federal Standard 2012 Cooking Range | per Home | 19 | Chapter 8 of 2009 TSD; Table 8.2.43, pg 8-39; found at: : https://www.regulations.gov/document?D=EERE-2006-STD-0127-0097 | 7.2 | 7.2 | Chapter 6 of 2009 TSD; Table 6.2.1, pg 6-3 and Table 6.2.5, pg 6-7; found at: : https://www.regulations.gov/document?D=EERE-2006-STD-0127-0097 | Chapter 6 of 2009 TSD; Table 6.2.1, pg 6-3 and Table 6.2.5, pg 6-7; found at: : https://www.regulations.gov/document?D=EERE-2006-STD-0127-0097 | 0 | 0 | NA | NA | 523.4587 | 0 | 0 | 523.4587 | 0 | 0 | 0 | Baseline and measure are at the same efficiency level. Source: 2009 TSD, Chapter 8, Table 8.2.12, pg 8-18 and Table 8.2.41, pg 8-38 | Baseline and measure are at the same efficiency level. Assuming no incremental cost. | Baseline and measure are at the same efficiency level. Assuming no incremental cost. | 0 | 0 | No applicable non-energy benefits | No applicable non-energy benefits | 100% | Equipment 100% technically feasible within end use | System | System
Thurston CountyManufacturedCooking Range1New | Thurston CountyManufacturedCooking RangeNew | Thurston County | Manufactured | Cooking Range | 1 | Federal Standard 2012 Cooking Range | New | Cooking Range - Federal Standard 2012 | Federal Standard 2012 Cooking Range | Federal Standard 2012 Cooking Range | per Home | 19 | Chapter 8 of 2009 TSD; Table 8.2.43, pg 8-39; found at: : https://www.regulations.gov/document?D=EERE-2006-STD-0127-0097 | 7.2 | 7.2 | Chapter 6 of 2009 TSD; Table 6.2.1, pg 6-3 and Table 6.2.5, pg 6-7; found at: : https://www.regulations.gov/document?D=EERE-2006-STD-0127-0097 | Chapter 6 of 2009 TSD; Table 6.2.1, pg 6-3 and Table 6.2.5, pg 6-7; found at: : https://www.regulations.gov/document?D=EERE-2006-STD-0127-0097 | 0 | 0 | NA | NA | 523.4587 | 0 | 0 | 523.4587 | 0 | 0 | 0 | Baseline and measure are at the same efficiency level. Source: 2009 TSD, Chapter 8, Table 8.2.12, pg 8-18 and Table 8.2.41, pg 8-38 | Baseline and measure are at the same efficiency level. Assuming no incremental cost. | Baseline and measure are at the same efficiency level. Assuming no incremental cost. | 0 | 0 | No applicable non-energy benefits | No applicable non-energy benefits | 100% | Equipment 100% technically feasible within end use | System | System
Thurston CountyManufactured - Highly ImpactedCooking Range1Existing | Thurston CountyManufactured - Highly ImpactedCooking RangeExisting | Thurston County | Manufactured - Highly Impacted | Cooking Range | 1 | Federal Standard 2012 Cooking Range | Existing | Cooking Range - Federal Standard 2012 | Federal Standard 2012 Cooking Range | Federal Standard 2012 Cooking Range | per Home | 19 | Chapter 8 of 2009 TSD; Table 8.2.43, pg 8-39; found at: : https://www.regulations.gov/document?D=EERE-2006-STD-0127-0097 | 7.2 | 7.2 | Chapter 6 of 2009 TSD; Table 6.2.1, pg 6-3 and Table 6.2.5, pg 6-7; found at: : https://www.regulations.gov/document?D=EERE-2006-STD-0127-0097 | Chapter 6 of 2009 TSD; Table 6.2.1, pg 6-3 and Table 6.2.5, pg 6-7; found at: : https://www.regulations.gov/document?D=EERE-2006-STD-0127-0097 | 0 | 0 | NA | NA | 523.4587 | 0 | 0 | 523.4587 | 0 | 0 | 0 | Baseline and measure are at the same efficiency level. Source: 2009 TSD, Chapter 8, Table 8.2.12, pg 8-18 and Table 8.2.41, pg 8-38 | Baseline and measure are at the same efficiency level. Assuming no incremental cost. | Baseline and measure are at the same efficiency level. Assuming no incremental cost. | 0 | 0 | No applicable non-energy benefits | No applicable non-energy benefits | 100% | Equipment 100% technically feasible within end use | System | System
Thurston CountyManufactured - Highly ImpactedCooking Range1New | Thurston CountyManufactured - Highly ImpactedCooking RangeNew | Thurston County | Manufactured - Highly Impacted | Cooking Range | 1 | Federal Standard 2012 Cooking Range | New | Cooking Range - Federal Standard 2012 | Federal Standard 2012 Cooking Range | Federal Standard 2012 Cooking Range | per Home | 19 | Chapter 8 of 2009 TSD; Table 8.2.43, pg 8-39; found at: : https://www.regulations.gov/document?D=EERE-2006-STD-0127-0097 | 7.2 | 7.2 | Chapter 6 of 2009 TSD; Table 6.2.1, pg 6-3 and Table 6.2.5, pg 6-7; found at: : https://www.regulations.gov/document?D=EERE-2006-STD-0127-0097 | Chapter 6 of 2009 TSD; Table 6.2.1, pg 6-3 and Table 6.2.5, pg 6-7; found at: : https://www.regulations.gov/document?D=EERE-2006-STD-0127-0097 | 0 | 0 | NA | NA | 523.4587 | 0 | 0 | 523.4587 | 0 | 0 | 0 | Baseline and measure are at the same efficiency level. Source: 2009 TSD, Chapter 8, Table 8.2.12, pg 8-18 and Table 8.2.41, pg 8-38 | Baseline and measure are at the same efficiency level. Assuming no incremental cost. | Baseline and measure are at the same efficiency level. Assuming no incremental cost. | 0 | 0 | No applicable non-energy benefits | No applicable non-energy benefits | 100% | Equipment 100% technically feasible within end use | System | System
Thurston CountySingle FamilyOther1Existing | Thurston CountySingle FamilyOtherExisting | Thurston County | Single Family | Other | 1 | Standard Other Equipment | Existing | Other - Standard | Standard Other Equipment | Standard Other Equipment | per Home | 10 | Potential study model calibration end use. Setting EUL to 10 years based on Engineering Judgment | 0 | 0 | Potential study model calibration end use and therefore assigned UEC of 0 | Potential study model calibration end use and therefore assigned UEC of 0 | 0 | 0 | NA | NA | 0 | 0 | 0 | 0 | 0 | 0 | 0 | Baseline and measure are identical, default to zero | Baseline and measure are identical, default to zero | Baseline and measure are identical, default to zero | 0 | 0 | No applicable non-energy benefits | No applicable non-energy benefits | 100% | Equipment 100% technically feasible within end use | System | System
Thurston CountySingle FamilyOther1New | Thurston CountySingle FamilyOtherNew | Thurston County | Single Family | Other | 1 | Standard Other Equipment | New | Other - Standard | Standard Other Equipment | Standard Other Equipment | per Home | 10 | Potential study model calibration end use. Setting EUL to 10 years based on Engineering Judgment | 0 | 0 | Potential study model calibration end use and therefore assigned UEC of 0 | Potential study model calibration end use and therefore assigned UEC of 0 | 0 | 0 | NA | NA | 0 | 0 | 0 | 0 | 0 | 0 | 0 | Baseline and measure are identical, default to zero | Baseline and measure are identical, default to zero | Baseline and measure are identical, default to zero | 0 | 0 | No applicable non-energy benefits | No applicable non-energy benefits | 100% | Equipment 100% technically feasible within end use | System | System
Thurston CountySingle Family - Highly ImpactedOther1Existing | Thurston CountySingle Family - Highly ImpactedOtherExisting | Thurston County | Single Family - Highly Impacted | Other | 1 | Standard Other Equipment | Existing | Other - Standard | Standard Other Equipment | Standard Other Equipment | per Home | 10 | Potential study model calibration end use. Setting EUL to 10 years based on Engineering Judgment | 0 | 0 | Potential study model calibration end use and therefore assigned UEC of 0 | Potential study model calibration end use and therefore assigned UEC of 0 | 0 | 0 | NA | NA | 0 | 0 | 0 | 0 | 0 | 0 | 0 | Baseline and measure are identical, default to zero | Baseline and measure are identical, default to zero | Baseline and measure are identical, default to zero | 0 | 0 | No applicable non-energy benefits | No applicable non-energy benefits | 100% | Equipment 100% technically feasible within end use | System | System
Thurston CountySingle Family - Highly ImpactedOther1New | Thurston CountySingle Family - Highly ImpactedOtherNew | Thurston County | Single Family - Highly Impacted | Other | 1 | Standard Other Equipment | New | Other - Standard | Standard Other Equipment | Standard Other Equipment | per Home | 10 | Potential study model calibration end use. Setting EUL to 10 years based on Engineering Judgment | 0 | 0 | Potential study model calibration end use and therefore assigned UEC of 0 | Potential study model calibration end use and therefore assigned UEC of 0 | 0 | 0 | NA | NA | 0 | 0 | 0 | 0 | 0 | 0 | 0 | Baseline and measure are identical, default to zero | Baseline and measure are identical, default to zero | Baseline and measure are identical, default to zero | 0 | 0 | No applicable non-energy benefits | No applicable non-energy benefits | 100% | Equipment 100% technically feasible within end use | System | System
Thurston CountyMultifamilyOther1Existing | Thurston CountyMultifamilyOtherExisting | Thurston County | Multifamily | Other | 1 | Standard Other Equipment | Existing | Other - Standard | Standard Other Equipment | Standard Other Equipment | per Home | 10 | Potential study model calibration end use. Setting EUL to 10 years based on Engineering Judgment | 0 | 0 | Potential study model calibration end use and therefore assigned UEC of 0 | Potential study model calibration end use and therefore assigned UEC of 0 | 0 | 0 | NA | NA | 0 | 0 | 0 | 0 | 0 | 0 | 0 | Baseline and measure are identical, default to zero | Baseline and measure are identical, default to zero | Baseline and measure are identical, default to zero | 0 | 0 | No applicable non-energy benefits | No applicable non-energy benefits | 100% | Equipment 100% technically feasible within end use | System | System
Thurston CountyMultifamilyOther1New | Thurston CountyMultifamilyOtherNew | Thurston County | Multifamily | Other | 1 | Standard Other Equipment | New | Other - Standard | Standard Other Equipment | Standard Other Equipment | per Home | 10 | Potential study model calibration end use. Setting EUL to 10 years based on Engineering Judgment | 0 | 0 | Potential study model calibration end use and therefore assigned UEC of 0 | Potential study model calibration end use and therefore assigned UEC of 0 | 0 | 0 | NA | NA | 0 | 0 | 0 | 0 | 0 | 0 | 0 | Baseline and measure are identical, default to zero | Baseline and measure are identical, default to zero | Baseline and measure are identical, default to zero | 0 | 0 | No applicable non-energy benefits | No applicable non-energy benefits | 100% | Equipment 100% technically feasible within end use | System | System
Thurston CountyMultifamily - Highly ImpactedOther1Existing | Thurston CountyMultifamily - Highly ImpactedOtherExisting | Thurston County | Multifamily - Highly Impacted | Other | 1 | Standard Other Equipment | Existing | Other - Standard | Standard Other Equipment | Standard Other Equipment | per Home | 10 | Potential study model calibration end use. Setting EUL to 10 years based on Engineering Judgment | 0 | 0 | Potential study model calibration end use and therefore assigned UEC of 0 | Potential study model calibration end use and therefore assigned UEC of 0 | 0 | 0 | NA | NA | 0 | 0 | 0 | 0 | 0 | 0 | 0 | Baseline and measure are identical, default to zero | Baseline and measure are identical, default to zero | Baseline and measure are identical, default to zero | 0 | 0 | No applicable non-energy benefits | No applicable non-energy benefits | 100% | Equipment 100% technically feasible within end use | System | System
Thurston CountyMultifamily - Highly ImpactedOther1New | Thurston CountyMultifamily - Highly ImpactedOtherNew | Thurston County | Multifamily - Highly Impacted | Other | 1 | Standard Other Equipment | New | Other - Standard | Standard Other Equipment | Standard Other Equipment | per Home | 10 | Potential study model calibration end use. Setting EUL to 10 years based on Engineering Judgment | 0 | 0 | Potential study model calibration end use and therefore assigned UEC of 0 | Potential study model calibration end use and therefore assigned UEC of 0 | 0 | 0 | NA | NA | 0 | 0 | 0 | 0 | 0 | 0 | 0 | Baseline and measure are identical, default to zero | Baseline and measure are identical, default to zero | Baseline and measure are identical, default to zero | 0 | 0 | No applicable non-energy benefits | No applicable non-energy benefits | 100% | Equipment 100% technically feasible within end use | System | System
Thurston CountyManufacturedOther1Existing | Thurston CountyManufacturedOtherExisting | Thurston County | Manufactured | Other | 1 | Standard Other Equipment | Existing | Other - Standard | Standard Other Equipment | Standard Other Equipment | per Home | 10 | Potential study model calibration end use. Setting EUL to 10 years based on Engineering Judgment | 0 | 0 | Potential study model calibration end use and therefore assigned UEC of 0 | Potential study model calibration end use and therefore assigned UEC of 0 | 0 | 0 | NA | NA | 0 | 0 | 0 | 0 | 0 | 0 | 0 | Baseline and measure are identical, default to zero | Baseline and measure are identical, default to zero | Baseline and measure are identical, default to zero | 0 | 0 | No applicable non-energy benefits | No applicable non-energy benefits | 100% | Equipment 100% technically feasible within end use | System | System
Thurston CountyManufacturedOther1New | Thurston CountyManufacturedOtherNew | Thurston County | Manufactured | Other | 1 | Standard Other Equipment | New | Other - Standard | Standard Other Equipment | Standard Other Equipment | per Home | 10 | Potential study model calibration end use. Setting EUL to 10 years based on Engineering Judgment | 0 | 0 | Potential study model calibration end use and therefore assigned UEC of 0 | Potential study model calibration end use and therefore assigned UEC of 0 | 0 | 0 | NA | NA | 0 | 0 | 0 | 0 | 0 | 0 | 0 | Baseline and measure are identical, default to zero | Baseline and measure are identical, default to zero | Baseline and measure are identical, default to zero | 0 | 0 | No applicable non-energy benefits | No applicable non-energy benefits | 100% | Equipment 100% technically feasible within end use | System | System
Thurston CountyManufactured - Highly ImpactedOther1Existing | Thurston CountyManufactured - Highly ImpactedOtherExisting | Thurston County | Manufactured - Highly Impacted | Other | 1 | Standard Other Equipment | Existing | Other - Standard | Standard Other Equipment | Standard Other Equipment | per Home | 10 | Potential study model calibration end use. Setting EUL to 10 years based on Engineering Judgment | 0 | 0 | Potential study model calibration end use and therefore assigned UEC of 0 | Potential study model calibration end use and therefore assigned UEC of 0 | 0 | 0 | NA | NA | 0 | 0 | 0 | 0 | 0 | 0 | 0 | Baseline and measure are identical, default to zero | Baseline and measure are identical, default to zero | Baseline and measure are identical, default to zero | 0 | 0 | No applicable non-energy benefits | No applicable non-energy benefits | 100% | Equipment 100% technically feasible within end use | System | System
Thurston CountyManufactured - Highly ImpactedOther1New | Thurston CountyManufactured - Highly ImpactedOtherNew | Thurston County | Manufactured - Highly Impacted | Other | 1 | Standard Other Equipment | New | Other - Standard | Standard Other Equipment | Standard Other Equipment | per Home | 10 | Potential study model calibration end use. Setting EUL to 10 years based on Engineering Judgment | 0 | 0 | Potential study model calibration end use and therefore assigned UEC of 0 | Potential study model calibration end use and therefore assigned UEC of 0 | 0 | 0 | NA | NA | 0 | 0 | 0 | 0 | 0 | 0 | 0 | Baseline and measure are identical, default to zero | Baseline and measure are identical, default to zero | Baseline and measure are identical, default to zero | 0 | 0 | No applicable non-energy benefits | No applicable non-energy benefits | 100% | Equipment 100% technically feasible within end use | System | System
Thurston CountySingle FamilyDryer1Existing | Thurston CountySingle FamilyDryerExisting | Thurston County | Single Family | Dryer | 1 | Below Standard Dryer - CEF/EF 1.57/1.82 (Gas Dryer) | Existing | Dryer - Below Standard | Below Standard Dryer - CEF/EF 1.57/1.82 (Gas Dryer) | Below Standard Dryer - CEF/EF 1.57/1.82 (Gas Dryer) | per Home | 6 | Assuming half the measure life for below standard equipment. | 46.7761 | 46.7761 | Savings methodology based on New York Standard Approach for Estimating Energy, v9 | Savings methodology based on New York Standard Approach for Estimating Energy, v9 | 0 | 0 | NA | NA | 0 | 0 | 0 | 0 | 0 | 0 | 0 | Baseline and measure are at the same efficiency level. Assuming no incremental cost. | No cost | No cost | 0 | 0 | No applicable non-energy benefits | No applicable non-energy benefits | 100% | Equipment 100% technically feasible within end use | System | System
Thurston CountySingle FamilyDryer1New | Thurston CountySingle FamilyDryerNew | Thurston County | Single Family | Dryer | 1 | Below Standard Dryer - CEF/EF 1.57/1.82 (Gas Dryer) | New | Dryer - Below Standard | Below Standard Dryer - CEF/EF 1.57/1.82 (Gas Dryer) | Below Standard Dryer - CEF/EF 1.57/1.82 (Gas Dryer) | per Home | 6 | Assuming half the measure life for below standard equipment. | 46.7761 | 46.7761 | Savings methodology based on New York Standard Approach for Estimating Energy, v9 | Savings methodology based on New York Standard Approach for Estimating Energy, v9 | 0 | 0 | NA | NA | 0 | 0 | 0 | 0 | 0 | 0 | 0 | Baseline and measure are at the same efficiency level. Assuming no incremental cost. | No cost | No cost | 0 | 0 | No applicable non-energy benefits | No applicable non-energy benefits | 100% | Equipment 100% technically feasible within end use | System | System
Thurston CountySingle Family - Highly ImpactedDryer1Existing | Thurston CountySingle Family - Highly ImpactedDryerExisting | Thurston County | Single Family - Highly Impacted | Dryer | 1 | Below Standard Dryer - CEF/EF 1.57/1.82 (Gas Dryer) | Existing | Dryer - Below Standard | Below Standard Dryer - CEF/EF 1.57/1.82 (Gas Dryer) | Below Standard Dryer - CEF/EF 1.57/1.82 (Gas Dryer) | per Home | 6 | Assuming half the measure life for below standard equipment. | 46.7761 | 46.7761 | Savings methodology based on New York Standard Approach for Estimating Energy, v9 | Savings methodology based on New York Standard Approach for Estimating Energy, v9 | 0 | 0 | NA | NA | 0 | 0 | 0 | 0 | 0 | 0 | 0 | Baseline and measure are at the same efficiency level. Assuming no incremental cost. | No cost | No cost | 0 | 0 | No applicable non-energy benefits | No applicable non-energy benefits | 100% | Equipment 100% technically feasible within end use | System | System
Thurston CountySingle Family - Highly ImpactedDryer1New | Thurston CountySingle Family - Highly ImpactedDryerNew | Thurston County | Single Family - Highly Impacted | Dryer | 1 | Below Standard Dryer - CEF/EF 1.57/1.82 (Gas Dryer) | New | Dryer - Below Standard | Below Standard Dryer - CEF/EF 1.57/1.82 (Gas Dryer) | Below Standard Dryer - CEF/EF 1.57/1.82 (Gas Dryer) | per Home | 6 | Assuming half the measure life for below standard equipment. | 46.7761 | 46.7761 | Savings methodology based on New York Standard Approach for Estimating Energy, v9 | Savings methodology based on New York Standard Approach for Estimating Energy, v9 | 0 | 0 | NA | NA | 0 | 0 | 0 | 0 | 0 | 0 | 0 | Baseline and measure are at the same efficiency level. Assuming no incremental cost. | No cost | No cost | 0 | 0 | No applicable non-energy benefits | No applicable non-energy benefits | 100% | Equipment 100% technically feasible within end use | System | System
Thurston CountyMultifamilyDryer1Existing | Thurston CountyMultifamilyDryerExisting | Thurston County | Multifamily | Dryer | 1 | Below Standard Dryer - CEF/EF 1.57/1.82 (Gas Dryer) | Existing | Dryer - Below Standard | Below Standard Dryer - CEF/EF 1.57/1.82 (Gas Dryer) | Below Standard Dryer - CEF/EF 1.57/1.82 (Gas Dryer) | per Home | 6 | Assuming half the measure life for below standard equipment. | 46.7761 | 46.7761 | Savings methodology based on New York Standard Approach for Estimating Energy, v9 | Savings methodology based on New York Standard Approach for Estimating Energy, v9 | 0 | 0 | NA | NA | 0 | 0 | 0 | 0 | 0 | 0 | 0 | Baseline and measure are at the same efficiency level. Assuming no incremental cost. | No cost | No cost | 0 | 0 | No applicable non-energy benefits | No applicable non-energy benefits | 100% | Equipment 100% technically feasible within end use | System | System
Thurston CountyMultifamilyDryer1New | Thurston CountyMultifamilyDryerNew | Thurston County | Multifamily | Dryer | 1 | Below Standard Dryer - CEF/EF 1.57/1.82 (Gas Dryer) | New | Dryer - Below Standard | Below Standard Dryer - CEF/EF 1.57/1.82 (Gas Dryer) | Below Standard Dryer - CEF/EF 1.57/1.82 (Gas Dryer) | per Home | 6 | Assuming half the measure life for below standard equipment. | 46.7761 | 46.7761 | Savings methodology based on New York Standard Approach for Estimating Energy, v9 | Savings methodology based on New York Standard Approach for Estimating Energy, v9 | 0 | 0 | NA | NA | 0 | 0 | 0 | 0 | 0 | 0 | 0 | Baseline and measure are at the same efficiency level. Assuming no incremental cost. | No cost | No cost | 0 | 0 | No applicable non-energy benefits | No applicable non-energy benefits | 100% | Equipment 100% technically feasible within end use | System | System
Thurston CountyMultifamily - Highly ImpactedDryer1Existing | Thurston CountyMultifamily - Highly ImpactedDryerExisting | Thurston County | Multifamily - Highly Impacted | Dryer | 1 | Below Standard Dryer - CEF/EF 1.57/1.82 (Gas Dryer) | Existing | Dryer - Below Standard | Below Standard Dryer - CEF/EF 1.57/1.82 (Gas Dryer) | Below Standard Dryer - CEF/EF 1.57/1.82 (Gas Dryer) | per Home | 6 | Assuming half the measure life for below standard equipment. | 46.7761 | 46.7761 | Savings methodology based on New York Standard Approach for Estimating Energy, v9 | Savings methodology based on New York Standard Approach for Estimating Energy, v9 | 0 | 0 | NA | NA | 0 | 0 | 0 | 0 | 0 | 0 | 0 | Baseline and measure are at the same efficiency level. Assuming no incremental cost. | No cost | No cost | 0 | 0 | No applicable non-energy benefits | No applicable non-energy benefits | 100% | Equipment 100% technically feasible within end use | System | System
Thurston CountyMultifamily - Highly ImpactedDryer1New | Thurston CountyMultifamily - Highly ImpactedDryerNew | Thurston County | Multifamily - Highly Impacted | Dryer | 1 | Below Standard Dryer - CEF/EF 1.57/1.82 (Gas Dryer) | New | Dryer - Below Standard | Below Standard Dryer - CEF/EF 1.57/1.82 (Gas Dryer) | Below Standard Dryer - CEF/EF 1.57/1.82 (Gas Dryer) | per Home | 6 | Assuming half the measure life for below standard equipment. | 46.7761 | 46.7761 | Savings methodology based on New York Standard Approach for Estimating Energy, v9 | Savings methodology based on New York Standard Approach for Estimating Energy, v9 | 0 | 0 | NA | NA | 0 | 0 | 0 | 0 | 0 | 0 | 0 | Baseline and measure are at the same efficiency level. Assuming no incremental cost. | No cost | No cost | 0 | 0 | No applicable non-energy benefits | No applicable non-energy benefits | 100% | Equipment 100% technically feasible within end use | System | System
Thurston CountyManufacturedDryer1Existing | Thurston CountyManufacturedDryerExisting | Thurston County | Manufactured | Dryer | 1 | Below Standard Dryer - CEF/EF 1.57/1.82 (Gas Dryer) | Existing | Dryer - Below Standard | Below Standard Dryer - CEF/EF 1.57/1.82 (Gas Dryer) | Below Standard Dryer - CEF/EF 1.57/1.82 (Gas Dryer) | per Home | 6 | Assuming half the measure life for below standard equipment. | 46.7761 | 46.7761 | Savings methodology based on New York Standard Approach for Estimating Energy, v9 | Savings methodology based on New York Standard Approach for Estimating Energy, v9 | 0 | 0 | NA | NA | 0 | 0 | 0 | 0 | 0 | 0 | 0 | Baseline and measure are at the same efficiency level. Assuming no incremental cost. | No cost | No cost | 0 | 0 | No applicable non-energy benefits | No applicable non-energy benefits | 100% | Equipment 100% technically feasible within end use | System | System
Thurston CountyManufacturedDryer1New | Thurston CountyManufacturedDryerNew | Thurston County | Manufactured | Dryer | 1 | Below Standard Dryer - CEF/EF 1.57/1.82 (Gas Dryer) | New | Dryer - Below Standard | Below Standard Dryer - CEF/EF 1.57/1.82 (Gas Dryer) | Below Standard Dryer - CEF/EF 1.57/1.82 (Gas Dryer) | per Home | 6 | Assuming half the measure life for below standard equipment. | 46.7761 | 46.7761 | Savings methodology based on New York Standard Approach for Estimating Energy, v9 | Savings methodology based on New York Standard Approach for Estimating Energy, v9 | 0 | 0 | NA | NA | 0 | 0 | 0 | 0 | 0 | 0 | 0 | Baseline and measure are at the same efficiency level. Assuming no incremental cost. | No cost | No cost | 0 | 0 | No applicable non-energy benefits | No applicable non-energy benefits | 100% | Equipment 100% technically feasible within end use | System | System
Thurston CountyManufactured - Highly ImpactedDryer1Existing | Thurston CountyManufactured - Highly ImpactedDryerExisting | Thurston County | Manufactured - Highly Impacted | Dryer | 1 | Below Standard Dryer - CEF/EF 1.57/1.82 (Gas Dryer) | Existing | Dryer - Below Standard | Below Standard Dryer - CEF/EF 1.57/1.82 (Gas Dryer) | Below Standard Dryer - CEF/EF 1.57/1.82 (Gas Dryer) | per Home | 6 | Assuming half the measure life for below standard equipment. | 46.7761 | 46.7761 | Savings methodology based on New York Standard Approach for Estimating Energy, v9 | Savings methodology based on New York Standard Approach for Estimating Energy, v9 | 0 | 0 | NA | NA | 0 | 0 | 0 | 0 | 0 | 0 | 0 | Baseline and measure are at the same efficiency level. Assuming no incremental cost. | No cost | No cost | 0 | 0 | No applicable non-energy benefits | No applicable non-energy benefits | 100% | Equipment 100% technically feasible within end use | System | System
Thurston CountyManufactured - Highly ImpactedDryer1New | Thurston CountyManufactured - Highly ImpactedDryerNew | Thurston County | Manufactured - Highly Impacted | Dryer | 1 | Below Standard Dryer - CEF/EF 1.57/1.82 (Gas Dryer) | New | Dryer - Below Standard | Below Standard Dryer - CEF/EF 1.57/1.82 (Gas Dryer) | Below Standard Dryer - CEF/EF 1.57/1.82 (Gas Dryer) | per Home | 6 | Assuming half the measure life for below standard equipment. | 46.7761 | 46.7761 | Savings methodology based on New York Standard Approach for Estimating Energy, v9 | Savings methodology based on New York Standard Approach for Estimating Energy, v9 | 0 | 0 | NA | NA | 0 | 0 | 0 | 0 | 0 | 0 | 0 | Baseline and measure are at the same efficiency level. Assuming no incremental cost. | No cost | No cost | 0 | 0 | No applicable non-energy benefits | No applicable non-energy benefits | 100% | Equipment 100% technically feasible within end use | System | System
Thurston CountySingle FamilyDryer2Existing | Thurston CountySingle FamilyDryerExisting | Thurston County | Single Family | Dryer | 2 | Federal Standard 2015 Dryer - CEF/EF 2.84/3.30 (Gas Dryer) | Existing | Dryer - Federal Standard 2015 | Federal Standard 2015 Dryer - CEF/EF 2.84/3.30 (Gas Dryer) | Federal Standard 2015 Dryer - CEF/EF 2.84/3.30 (Gas Dryer) | per Home | 12 | RTF; ResClothesDryers_v4_2 | 25.7977 | 25.7977 | Savings methodology based on New York Standard Approach for Estimating Energy, v9 | Savings methodology based on New York Standard Approach for Estimating Energy, v9 | 0 | 0 | NA | NA | 0 | 0 | 0 | 0 | 0 | 0 | 0 | Baseline and measure are at the same efficiency level. Assuming no incremental cost. | No cost | No cost | 0 | 0 | No applicable non-energy benefits | No applicable non-energy benefits | 100% | Equipment 100% technically feasible within end use | System | System
Thurston CountySingle FamilyDryer2New | Thurston CountySingle FamilyDryerNew | Thurston County | Single Family | Dryer | 2 | Federal Standard 2015 Dryer - CEF/EF 2.84/3.30 (Gas Dryer) | New | Dryer - Federal Standard 2015 | Federal Standard 2015 Dryer - CEF/EF 2.84/3.30 (Gas Dryer) | Federal Standard 2015 Dryer - CEF/EF 2.84/3.30 (Gas Dryer) | per Home | 12 | RTF; ResClothesDryers_v4_2 | 25.7977 | 25.7977 | Savings methodology based on New York Standard Approach for Estimating Energy, v9 | Savings methodology based on New York Standard Approach for Estimating Energy, v9 | 0 | 0 | NA | NA | 0 | 0 | 0 | 0 | 0 | 0 | 0 | Baseline and measure are at the same efficiency level. Assuming no incremental cost. | No cost | No cost | 0 | 0 | No applicable non-energy benefits | No applicable non-energy benefits | 100% | Equipment 100% technically feasible within end use | System | System
Thurston CountySingle Family - Highly ImpactedDryer2Existing | Thurston CountySingle Family - Highly ImpactedDryerExisting | Thurston County | Single Family - Highly Impacted | Dryer | 2 | Federal Standard 2015 Dryer - CEF/EF 2.84/3.30 (Gas Dryer) | Existing | Dryer - Federal Standard 2015 | Federal Standard 2015 Dryer - CEF/EF 2.84/3.30 (Gas Dryer) | Federal Standard 2015 Dryer - CEF/EF 2.84/3.30 (Gas Dryer) | per Home | 12 | RTF; ResClothesDryers_v4_2 | 25.7977 | 25.7977 | Savings methodology based on New York Standard Approach for Estimating Energy, v9 | Savings methodology based on New York Standard Approach for Estimating Energy, v9 | 0 | 0 | NA | NA | 0 | 0 | 0 | 0 | 0 | 0 | 0 | Baseline and measure are at the same efficiency level. Assuming no incremental cost. | No cost | No cost | 0 | 0 | No applicable non-energy benefits | No applicable non-energy benefits | 100% | Equipment 100% technically feasible within end use | System | System
Thurston CountySingle Family - Highly ImpactedDryer2New | Thurston CountySingle Family - Highly ImpactedDryerNew | Thurston County | Single Family - Highly Impacted | Dryer | 2 | Federal Standard 2015 Dryer - CEF/EF 2.84/3.30 (Gas Dryer) | New | Dryer - Federal Standard 2015 | Federal Standard 2015 Dryer - CEF/EF 2.84/3.30 (Gas Dryer) | Federal Standard 2015 Dryer - CEF/EF 2.84/3.30 (Gas Dryer) | per Home | 12 | RTF; ResClothesDryers_v4_2 | 25.7977 | 25.7977 | Savings methodology based on New York Standard Approach for Estimating Energy, v9 | Savings methodology based on New York Standard Approach for Estimating Energy, v9 | 0 | 0 | NA | NA | 0 | 0 | 0 | 0 | 0 | 0 | 0 | Baseline and measure are at the same efficiency level. Assuming no incremental cost. | No cost | No cost | 0 | 0 | No applicable non-energy benefits | No applicable non-energy benefits | 100% | Equipment 100% technically feasible within end use | System | System
Thurston CountyMultifamilyDryer2Existing | Thurston CountyMultifamilyDryerExisting | Thurston County | Multifamily | Dryer | 2 | Federal Standard 2015 Dryer - CEF/EF 2.84/3.30 (Gas Dryer) | Existing | Dryer - Federal Standard 2015 | Federal Standard 2015 Dryer - CEF/EF 2.84/3.30 (Gas Dryer) | Federal Standard 2015 Dryer - CEF/EF 2.84/3.30 (Gas Dryer) | per Home | 12 | RTF; ResClothesDryers_v4_2 | 25.7977 | 25.7977 | Savings methodology based on New York Standard Approach for Estimating Energy, v9 | Savings methodology based on New York Standard Approach for Estimating Energy, v9 | 0 | 0 | NA | NA | 0 | 0 | 0 | 0 | 0 | 0 | 0 | Baseline and measure are at the same efficiency level. Assuming no incremental cost. | No cost | No cost | 0 | 0 | No applicable non-energy benefits | No applicable non-energy benefits | 100% | Equipment 100% technically feasible within end use | System | System
Thurston CountyMultifamilyDryer2New | Thurston CountyMultifamilyDryerNew | Thurston County | Multifamily | Dryer | 2 | Federal Standard 2015 Dryer - CEF/EF 2.84/3.30 (Gas Dryer) | New | Dryer - Federal Standard 2015 | Federal Standard 2015 Dryer - CEF/EF 2.84/3.30 (Gas Dryer) | Federal Standard 2015 Dryer - CEF/EF 2.84/3.30 (Gas Dryer) | per Home | 12 | RTF; ResClothesDryers_v4_2 | 25.7977 | 25.7977 | Savings methodology based on New York Standard Approach for Estimating Energy, v9 | Savings methodology based on New York Standard Approach for Estimating Energy, v9 | 0 | 0 | NA | NA | 0 | 0 | 0 | 0 | 0 | 0 | 0 | Baseline and measure are at the same efficiency level. Assuming no incremental cost. | No cost | No cost | 0 | 0 | No applicable non-energy benefits | No applicable non-energy benefits | 100% | Equipment 100% technically feasible within end use | System | System
Thurston CountyMultifamily - Highly ImpactedDryer2Existing | Thurston CountyMultifamily - Highly ImpactedDryerExisting | Thurston County | Multifamily - Highly Impacted | Dryer | 2 | Federal Standard 2015 Dryer - CEF/EF 2.84/3.30 (Gas Dryer) | Existing | Dryer - Federal Standard 2015 | Federal Standard 2015 Dryer - CEF/EF 2.84/3.30 (Gas Dryer) | Federal Standard 2015 Dryer - CEF/EF 2.84/3.30 (Gas Dryer) | per Home | 12 | RTF; ResClothesDryers_v4_2 | 25.7977 | 25.7977 | Savings methodology based on New York Standard Approach for Estimating Energy, v9 | Savings methodology based on New York Standard Approach for Estimating Energy, v9 | 0 | 0 | NA | NA | 0 | 0 | 0 | 0 | 0 | 0 | 0 | Baseline and measure are at the same efficiency level. Assuming no incremental cost. | No cost | No cost | 0 | 0 | No applicable non-energy benefits | No applicable non-energy benefits | 100% | Equipment 100% technically feasible within end use | System | System
Thurston CountyMultifamily - Highly ImpactedDryer2New | Thurston CountyMultifamily - Highly ImpactedDryerNew | Thurston County | Multifamily - Highly Impacted | Dryer | 2 | Federal Standard 2015 Dryer - CEF/EF 2.84/3.30 (Gas Dryer) | New | Dryer - Federal Standard 2015 | Federal Standard 2015 Dryer - CEF/EF 2.84/3.30 (Gas Dryer) | Federal Standard 2015 Dryer - CEF/EF 2.84/3.30 (Gas Dryer) | per Home | 12 | RTF; ResClothesDryers_v4_2 | 25.7977 | 25.7977 | Savings methodology based on New York Standard Approach for Estimating Energy, v9 | Savings methodology based on New York Standard Approach for Estimating Energy, v9 | 0 | 0 | NA | NA | 0 | 0 | 0 | 0 | 0 | 0 | 0 | Baseline and measure are at the same efficiency level. Assuming no incremental cost. | No cost | No cost | 0 | 0 | No applicable non-energy benefits | No applicable non-energy benefits | 100% | Equipment 100% technically feasible within end use | System | System
Thurston CountyManufacturedDryer2Existing | Thurston CountyManufacturedDryerExisting | Thurston County | Manufactured | Dryer | 2 | Federal Standard 2015 Dryer - CEF/EF 2.84/3.30 (Gas Dryer) | Existing | Dryer - Federal Standard 2015 | Federal Standard 2015 Dryer - CEF/EF 2.84/3.30 (Gas Dryer) | Federal Standard 2015 Dryer - CEF/EF 2.84/3.30 (Gas Dryer) | per Home | 12 | RTF; ResClothesDryers_v4_2 | 25.7977 | 25.7977 | Savings methodology based on New York Standard Approach for Estimating Energy, v9 | Savings methodology based on New York Standard Approach for Estimating Energy, v9 | 0 | 0 | NA | NA | 0 | 0 | 0 | 0 | 0 | 0 | 0 | Baseline and measure are at the same efficiency level. Assuming no incremental cost. | No cost | No cost | 0 | 0 | No applicable non-energy benefits | No applicable non-energy benefits | 100% | Equipment 100% technically feasible within end use | System | System
Thurston CountyManufacturedDryer2New | Thurston CountyManufacturedDryerNew | Thurston County | Manufactured | Dryer | 2 | Federal Standard 2015 Dryer - CEF/EF 2.84/3.30 (Gas Dryer) | New | Dryer - Federal Standard 2015 | Federal Standard 2015 Dryer - CEF/EF 2.84/3.30 (Gas Dryer) | Federal Standard 2015 Dryer - CEF/EF 2.84/3.30 (Gas Dryer) | per Home | 12 | RTF; ResClothesDryers_v4_2 | 25.7977 | 25.7977 | Savings methodology based on New York Standard Approach for Estimating Energy, v9 | Savings methodology based on New York Standard Approach for Estimating Energy, v9 | 0 | 0 | NA | NA | 0 | 0 | 0 | 0 | 0 | 0 | 0 | Baseline and measure are at the same efficiency level. Assuming no incremental cost. | No cost | No cost | 0 | 0 | No applicable non-energy benefits | No applicable non-energy benefits | 100% | Equipment 100% technically feasible within end use | System | System
Thurston CountyManufactured - Highly ImpactedDryer2Existing | Thurston CountyManufactured - Highly ImpactedDryerExisting | Thurston County | Manufactured - Highly Impacted | Dryer | 2 | Federal Standard 2015 Dryer - CEF/EF 2.84/3.30 (Gas Dryer) | Existing | Dryer - Federal Standard 2015 | Federal Standard 2015 Dryer - CEF/EF 2.84/3.30 (Gas Dryer) | Federal Standard 2015 Dryer - CEF/EF 2.84/3.30 (Gas Dryer) | per Home | 12 | RTF; ResClothesDryers_v4_2 | 25.7977 | 25.7977 | Savings methodology based on New York Standard Approach for Estimating Energy, v9 | Savings methodology based on New York Standard Approach for Estimating Energy, v9 | 0 | 0 | NA | NA | 0 | 0 | 0 | 0 | 0 | 0 | 0 | Baseline and measure are at the same efficiency level. Assuming no incremental cost. | No cost | No cost | 0 | 0 | No applicable non-energy benefits | No applicable non-energy benefits | 100% | Equipment 100% technically feasible within end use | System | System
Thurston CountyManufactured - Highly ImpactedDryer2New | Thurston CountyManufactured - Highly ImpactedDryerNew | Thurston County | Manufactured - Highly Impacted | Dryer | 2 | Federal Standard 2015 Dryer - CEF/EF 2.84/3.30 (Gas Dryer) | New | Dryer - Federal Standard 2015 | Federal Standard 2015 Dryer - CEF/EF 2.84/3.30 (Gas Dryer) | Federal Standard 2015 Dryer - CEF/EF 2.84/3.30 (Gas Dryer) | per Home | 12 | RTF; ResClothesDryers_v4_2 | 25.7977 | 25.7977 | Savings methodology based on New York Standard Approach for Estimating Energy, v9 | Savings methodology based on New York Standard Approach for Estimating Energy, v9 | 0 | 0 | NA | NA | 0 | 0 | 0 | 0 | 0 | 0 | 0 | Baseline and measure are at the same efficiency level. Assuming no incremental cost. | No cost | No cost | 0 | 0 | No applicable non-energy benefits | No applicable non-energy benefits | 100% | Equipment 100% technically feasible within end use | System | System
Thurston CountySingle FamilyDryer3Existing | Thurston CountySingle FamilyDryerExisting | Thurston County | Single Family | Dryer | 3 | Market Standard Dryer | Existing | Dryer - Market Standard | Market Standard Dryer | Market Standard Dryer | per Home | 12 | RTF; ResClothesDryers_v4_2 | 25.1305 | 25.1305 | RTF; ResClothesDryers_v4_2 | RTF; ResClothesDryers_v4_2 | 0 | 0 | NA | NA | 0 | 0 | 0 | 23.4373 | 0 | 0 | 0 | RTF; ResClothesDryers_v4_2 | No cost | No cost | 0 | 0 | No applicable non-energy benefits | No applicable non-energy benefits | 100% | Equipment 100% technically feasible within end use | System | System
Thurston CountySingle FamilyDryer3New | Thurston CountySingle FamilyDryerNew | Thurston County | Single Family | Dryer | 3 | Market Standard Dryer | New | Dryer - Market Standard | Market Standard Dryer | Market Standard Dryer | per Home | 12 | RTF; ResClothesDryers_v4_2 | 25.1305 | 25.1305 | RTF; ResClothesDryers_v4_2 | RTF; ResClothesDryers_v4_2 | 0 | 0 | NA | NA | 0 | 0 | 0 | 23.4373 | 0 | 0 | 0 | RTF; ResClothesDryers_v4_2 | No cost | No cost | 0 | 0 | No applicable non-energy benefits | No applicable non-energy benefits | 100% | Equipment 100% technically feasible within end use | System | System
Thurston CountySingle Family - Highly ImpactedDryer3Existing | Thurston CountySingle Family - Highly ImpactedDryerExisting | Thurston County | Single Family - Highly Impacted | Dryer | 3 | Market Standard Dryer | Existing | Dryer - Market Standard | Market Standard Dryer | Market Standard Dryer | per Home | 12 | RTF; ResClothesDryers_v4_2 | 25.1305 | 25.1305 | RTF; ResClothesDryers_v4_2 | RTF; ResClothesDryers_v4_2 | 0 | 0 | NA | NA | 0 | 0 | 0 | 23.4373 | 0 | 0 | 0 | RTF; ResClothesDryers_v4_2 | No cost | No cost | 0 | 0 | No applicable non-energy benefits | No applicable non-energy benefits | 100% | Equipment 100% technically feasible within end use | System | System
Thurston CountySingle Family - Highly ImpactedDryer3New | Thurston CountySingle Family - Highly ImpactedDryerNew | Thurston County | Single Family - Highly Impacted | Dryer | 3 | Market Standard Dryer | New | Dryer - Market Standard | Market Standard Dryer | Market Standard Dryer | per Home | 12 | RTF; ResClothesDryers_v4_2 | 25.1305 | 25.1305 | RTF; ResClothesDryers_v4_2 | RTF; ResClothesDryers_v4_2 | 0 | 0 | NA | NA | 0 | 0 | 0 | 23.4373 | 0 | 0 | 0 | RTF; ResClothesDryers_v4_2 | No cost | No cost | 0 | 0 | No applicable non-energy benefits | No applicable non-energy benefits | 100% | Equipment 100% technically feasible within end use | System | System
Thurston CountyMultifamilyDryer3Existing | Thurston CountyMultifamilyDryerExisting | Thurston County | Multifamily | Dryer | 3 | Market Standard Dryer | Existing | Dryer - Market Standard | Market Standard Dryer | Market Standard Dryer | per Home | 12 | RTF; ResClothesDryers_v4_2 | 25.1305 | 25.1305 | RTF; ResClothesDryers_v4_2 | RTF; ResClothesDryers_v4_2 | 0 | 0 | NA | NA | 0 | 0 | 0 | 23.4373 | 0 | 0 | 0 | RTF; ResClothesDryers_v4_2 | No cost | No cost | 0 | 0 | No applicable non-energy benefits | No applicable non-energy benefits | 100% | Equipment 100% technically feasible within end use | System | System
Thurston CountyMultifamilyDryer3New | Thurston CountyMultifamilyDryerNew | Thurston County | Multifamily | Dryer | 3 | Market Standard Dryer | New | Dryer - Market Standard | Market Standard Dryer | Market Standard Dryer | per Home | 12 | RTF; ResClothesDryers_v4_2 | 25.1305 | 25.1305 | RTF; ResClothesDryers_v4_2 | RTF; ResClothesDryers_v4_2 | 0 | 0 | NA | NA | 0 | 0 | 0 | 23.4373 | 0 | 0 | 0 | RTF; ResClothesDryers_v4_2 | No cost | No cost | 0 | 0 | No applicable non-energy benefits | No applicable non-energy benefits | 100% | Equipment 100% technically feasible within end use | System | System
Thurston CountyMultifamily - Highly ImpactedDryer3Existing | Thurston CountyMultifamily - Highly ImpactedDryerExisting | Thurston County | Multifamily - Highly Impacted | Dryer | 3 | Market Standard Dryer | Existing | Dryer - Market Standard | Market Standard Dryer | Market Standard Dryer | per Home | 12 | RTF; ResClothesDryers_v4_2 | 25.1305 | 25.1305 | RTF; ResClothesDryers_v4_2 | RTF; ResClothesDryers_v4_2 | 0 | 0 | NA | NA | 0 | 0 | 0 | 23.4373 | 0 | 0 | 0 | RTF; ResClothesDryers_v4_2 | No cost | No cost | 0 | 0 | No applicable non-energy benefits | No applicable non-energy benefits | 100% | Equipment 100% technically feasible within end use | System | System
Thurston CountyMultifamily - Highly ImpactedDryer3New | Thurston CountyMultifamily - Highly ImpactedDryerNew | Thurston County | Multifamily - Highly Impacted | Dryer | 3 | Market Standard Dryer | New | Dryer - Market Standard | Market Standard Dryer | Market Standard Dryer | per Home | 12 | RTF; ResClothesDryers_v4_2 | 25.1305 | 25.1305 | RTF; ResClothesDryers_v4_2 | RTF; ResClothesDryers_v4_2 | 0 | 0 | NA | NA | 0 | 0 | 0 | 23.4373 | 0 | 0 | 0 | RTF; ResClothesDryers_v4_2 | No cost | No cost | 0 | 0 | No applicable non-energy benefits | No applicable non-energy benefits | 100% | Equipment 100% technically feasible within end use | System | System
Thurston CountyManufacturedDryer3Existing | Thurston CountyManufacturedDryerExisting | Thurston County | Manufactured | Dryer | 3 | Market Standard Dryer | Existing | Dryer - Market Standard | Market Standard Dryer | Market Standard Dryer | per Home | 12 | RTF; ResClothesDryers_v4_2 | 25.1305 | 25.1305 | RTF; ResClothesDryers_v4_2 | RTF; ResClothesDryers_v4_2 | 0 | 0 | NA | NA | 0 | 0 | 0 | 23.4373 | 0 | 0 | 0 | RTF; ResClothesDryers_v4_2 | No cost | No cost | 0 | 0 | No applicable non-energy benefits | No applicable non-energy benefits | 100% | Equipment 100% technically feasible within end use | System | System
Thurston CountyManufacturedDryer3New | Thurston CountyManufacturedDryerNew | Thurston County | Manufactured | Dryer | 3 | Market Standard Dryer | New | Dryer - Market Standard | Market Standard Dryer | Market Standard Dryer | per Home | 12 | RTF; ResClothesDryers_v4_2 | 25.1305 | 25.1305 | RTF; ResClothesDryers_v4_2 | RTF; ResClothesDryers_v4_2 | 0 | 0 | NA | NA | 0 | 0 | 0 | 23.4373 | 0 | 0 | 0 | RTF; ResClothesDryers_v4_2 | No cost | No cost | 0 | 0 | No applicable non-energy benefits | No applicable non-energy benefits | 100% | Equipment 100% technically feasible within end use | System | System
Thurston CountyManufactured - Highly ImpactedDryer3Existing | Thurston CountyManufactured - Highly ImpactedDryerExisting | Thurston County | Manufactured - Highly Impacted | Dryer | 3 | Market Standard Dryer | Existing | Dryer - Market Standard | Market Standard Dryer | Market Standard Dryer | per Home | 12 | RTF; ResClothesDryers_v4_2 | 25.1305 | 25.1305 | RTF; ResClothesDryers_v4_2 | RTF; ResClothesDryers_v4_2 | 0 | 0 | NA | NA | 0 | 0 | 0 | 23.4373 | 0 | 0 | 0 | RTF; ResClothesDryers_v4_2 | No cost | No cost | 0 | 0 | No applicable non-energy benefits | No applicable non-energy benefits | 100% | Equipment 100% technically feasible within end use | System | System
Thurston CountyManufactured - Highly ImpactedDryer3New | Thurston CountyManufactured - Highly ImpactedDryerNew | Thurston County | Manufactured - Highly Impacted | Dryer | 3 | Market Standard Dryer | New | Dryer - Market Standard | Market Standard Dryer | Market Standard Dryer | per Home | 12 | RTF; ResClothesDryers_v4_2 | 25.1305 | 25.1305 | RTF; ResClothesDryers_v4_2 | RTF; ResClothesDryers_v4_2 | 0 | 0 | NA | NA | 0 | 0 | 0 | 23.4373 | 0 | 0 | 0 | RTF; ResClothesDryers_v4_2 | No cost | No cost | 0 | 0 | No applicable non-energy benefits | No applicable non-energy benefits | 100% | Equipment 100% technically feasible within end use | System | System
Thurston CountySingle FamilyDryer4Existing | Thurston CountySingle FamilyDryerExisting | Thurston County | Single Family | Dryer | 4 | ENERGY STAR Dryer - CEF 3.48 (Gas Dryer) | Existing | Dryer - ENERGY STAR | ENERGY STAR Dryer - CEF 3.48 (Gas Dryer) | Federal Standard 2015 Dryer - CEF/EF 2.84/3.30 (Gas Dryer) | per Home | 12 | RTF; ResClothesDryers_v4_2 | 25.7977 | 24.4633 | RTF; ResClothesDryers_v4_2 | Savings methodology based on New York Standard Approach for Estimating Energy, v9 | 0 | 0 | NA | NA | 0 | 0 | 0 | 43.4498 | 0 | 0 | 0 | RTF; ResClothesDryers_v4_2 | No cost | No cost | 0 | 0 | No applicable non-energy benefits | No applicable non-energy benefits | 100% | Equipment 100% technically feasible within end use | System | System
Thurston CountySingle FamilyDryer4New | Thurston CountySingle FamilyDryerNew | Thurston County | Single Family | Dryer | 4 | ENERGY STAR Dryer - CEF 3.48 (Gas Dryer) | New | Dryer - ENERGY STAR | ENERGY STAR Dryer - CEF 3.48 (Gas Dryer) | Federal Standard 2015 Dryer - CEF/EF 2.84/3.30 (Gas Dryer) | per Home | 12 | RTF; ResClothesDryers_v4_2 | 25.7977 | 24.4633 | RTF; ResClothesDryers_v4_2 | Savings methodology based on New York Standard Approach for Estimating Energy, v9 | 0 | 0 | NA | NA | 0 | 0 | 0 | 43.4498 | 0 | 0 | 0 | RTF; ResClothesDryers_v4_2 | No cost | No cost | 0 | 0 | No applicable non-energy benefits | No applicable non-energy benefits | 100% | Equipment 100% technically feasible within end use | System | System
Thurston CountySingle Family - Highly ImpactedDryer4Existing | Thurston CountySingle Family - Highly ImpactedDryerExisting | Thurston County | Single Family - Highly Impacted | Dryer | 4 | ENERGY STAR Dryer - CEF 3.48 (Gas Dryer) | Existing | Dryer - ENERGY STAR | ENERGY STAR Dryer - CEF 3.48 (Gas Dryer) | Federal Standard 2015 Dryer - CEF/EF 2.84/3.30 (Gas Dryer) | per Home | 12 | RTF; ResClothesDryers_v4_2 | 25.7977 | 24.4633 | RTF; ResClothesDryers_v4_2 | Savings methodology based on New York Standard Approach for Estimating Energy, v9 | 0 | 0 | NA | NA | 0 | 0 | 0 | 43.4498 | 0 | 0 | 0 | RTF; ResClothesDryers_v4_2 | No cost | No cost | 0 | 0 | No applicable non-energy benefits | No applicable non-energy benefits | 100% | Equipment 100% technically feasible within end use | System | System
Thurston CountySingle Family - Highly ImpactedDryer4New | Thurston CountySingle Family - Highly ImpactedDryerNew | Thurston County | Single Family - Highly Impacted | Dryer | 4 | ENERGY STAR Dryer - CEF 3.48 (Gas Dryer) | New | Dryer - ENERGY STAR | ENERGY STAR Dryer - CEF 3.48 (Gas Dryer) | Federal Standard 2015 Dryer - CEF/EF 2.84/3.30 (Gas Dryer) | per Home | 12 | RTF; ResClothesDryers_v4_2 | 25.7977 | 24.4633 | RTF; ResClothesDryers_v4_2 | Savings methodology based on New York Standard Approach for Estimating Energy, v9 | 0 | 0 | NA | NA | 0 | 0 | 0 | 43.4498 | 0 | 0 | 0 | RTF; ResClothesDryers_v4_2 | No cost | No cost | 0 | 0 | No applicable non-energy benefits | No applicable non-energy benefits | 100% | Equipment 100% technically feasible within end use | System | System
Thurston CountyMultifamilyDryer4Existing | Thurston CountyMultifamilyDryerExisting | Thurston County | Multifamily | Dryer | 4 | ENERGY STAR Dryer - CEF 3.48 (Gas Dryer) | Existing | Dryer - ENERGY STAR | ENERGY STAR Dryer - CEF 3.48 (Gas Dryer) | Federal Standard 2015 Dryer - CEF/EF 2.84/3.30 (Gas Dryer) | per Home | 12 | RTF; ResClothesDryers_v4_2 | 25.7977 | 24.4633 | RTF; ResClothesDryers_v4_2 | Savings methodology based on New York Standard Approach for Estimating Energy, v9 | 0 | 0 | NA | NA | 0 | 0 | 0 | 43.4498 | 0 | 0 | 0 | RTF; ResClothesDryers_v4_2 | No cost | No cost | 0 | 0 | No applicable non-energy benefits | No applicable non-energy benefits | 100% | Equipment 100% technically feasible within end use | System | System
Thurston CountyMultifamilyDryer4New | Thurston CountyMultifamilyDryerNew | Thurston County | Multifamily | Dryer | 4 | ENERGY STAR Dryer - CEF 3.48 (Gas Dryer) | New | Dryer - ENERGY STAR | ENERGY STAR Dryer - CEF 3.48 (Gas Dryer) | Federal Standard 2015 Dryer - CEF/EF 2.84/3.30 (Gas Dryer) | per Home | 12 | RTF; ResClothesDryers_v4_2 | 25.7977 | 24.4633 | RTF; ResClothesDryers_v4_2 | Savings methodology based on New York Standard Approach for Estimating Energy, v9 | 0 | 0 | NA | NA | 0 | 0 | 0 | 43.4498 | 0 | 0 | 0 | RTF; ResClothesDryers_v4_2 | No cost | No cost | 0 | 0 | No applicable non-energy benefits | No applicable non-energy benefits | 100% | Equipment 100% technically feasible within end use | System | System
Thurston CountyMultifamily - Highly ImpactedDryer4Existing | Thurston CountyMultifamily - Highly ImpactedDryerExisting | Thurston County | Multifamily - Highly Impacted | Dryer | 4 | ENERGY STAR Dryer - CEF 3.48 (Gas Dryer) | Existing | Dryer - ENERGY STAR | ENERGY STAR Dryer - CEF 3.48 (Gas Dryer) | Federal Standard 2015 Dryer - CEF/EF 2.84/3.30 (Gas Dryer) | per Home | 12 | RTF; ResClothesDryers_v4_2 | 25.7977 | 24.4633 | RTF; ResClothesDryers_v4_2 | Savings methodology based on New York Standard Approach for Estimating Energy, v9 | 0 | 0 | NA | NA | 0 | 0 | 0 | 43.4498 | 0 | 0 | 0 | RTF; ResClothesDryers_v4_2 | No cost | No cost | 0 | 0 | No applicable non-energy benefits | No applicable non-energy benefits | 100% | Equipment 100% technically feasible within end use | System | System
Thurston CountyMultifamily - Highly ImpactedDryer4New | Thurston CountyMultifamily - Highly ImpactedDryerNew | Thurston County | Multifamily - Highly Impacted | Dryer | 4 | ENERGY STAR Dryer - CEF 3.48 (Gas Dryer) | New | Dryer - ENERGY STAR | ENERGY STAR Dryer - CEF 3.48 (Gas Dryer) | Federal Standard 2015 Dryer - CEF/EF 2.84/3.30 (Gas Dryer) | per Home | 12 | RTF; ResClothesDryers_v4_2 | 25.7977 | 24.4633 | RTF; ResClothesDryers_v4_2 | Savings methodology based on New York Standard Approach for Estimating Energy, v9 | 0 | 0 | NA | NA | 0 | 0 | 0 | 43.4498 | 0 | 0 | 0 | RTF; ResClothesDryers_v4_2 | No cost | No cost | 0 | 0 | No applicable non-energy benefits | No applicable non-energy benefits | 100% | Equipment 100% technically feasible within end use | System | System
Thurston CountyManufacturedDryer4Existing | Thurston CountyManufacturedDryerExisting | Thurston County | Manufactured | Dryer | 4 | ENERGY STAR Dryer - CEF 3.48 (Gas Dryer) | Existing | Dryer - ENERGY STAR | ENERGY STAR Dryer - CEF 3.48 (Gas Dryer) | Federal Standard 2015 Dryer - CEF/EF 2.84/3.30 (Gas Dryer) | per Home | 12 | RTF; ResClothesDryers_v4_2 | 25.7977 | 24.4633 | RTF; ResClothesDryers_v4_2 | Savings methodology based on New York Standard Approach for Estimating Energy, v9 | 0 | 0 | NA | NA | 0 | 0 | 0 | 43.4498 | 0 | 0 | 0 | RTF; ResClothesDryers_v4_2 | No cost | No cost | 0 | 0 | No applicable non-energy benefits | No applicable non-energy benefits | 100% | Equipment 100% technically feasible within end use | System | System
Thurston CountyManufacturedDryer4New | Thurston CountyManufacturedDryerNew | Thurston County | Manufactured | Dryer | 4 | ENERGY STAR Dryer - CEF 3.48 (Gas Dryer) | New | Dryer - ENERGY STAR | ENERGY STAR Dryer - CEF 3.48 (Gas Dryer) | Federal Standard 2015 Dryer - CEF/EF 2.84/3.30 (Gas Dryer) | per Home | 12 | RTF; ResClothesDryers_v4_2 | 25.7977 | 24.4633 | RTF; ResClothesDryers_v4_2 | Savings methodology based on New York Standard Approach for Estimating Energy, v9 | 0 | 0 | NA | NA | 0 | 0 | 0 | 43.4498 | 0 | 0 | 0 | RTF; ResClothesDryers_v4_2 | No cost | No cost | 0 | 0 | No applicable non-energy benefits | No applicable non-energy benefits | 100% | Equipment 100% technically feasible within end use | System | System
Thurston CountyManufactured - Highly ImpactedDryer4Existing | Thurston CountyManufactured - Highly ImpactedDryerExisting | Thurston County | Manufactured - Highly Impacted | Dryer | 4 | ENERGY STAR Dryer - CEF 3.48 (Gas Dryer) | Existing | Dryer - ENERGY STAR | ENERGY STAR Dryer - CEF 3.48 (Gas Dryer) | Federal Standard 2015 Dryer - CEF/EF 2.84/3.30 (Gas Dryer) | per Home | 12 | RTF; ResClothesDryers_v4_2 | 25.7977 | 24.4633 | RTF; ResClothesDryers_v4_2 | Savings methodology based on New York Standard Approach for Estimating Energy, v9 | 0 | 0 | NA | NA | 0 | 0 | 0 | 43.4498 | 0 | 0 | 0 | RTF; ResClothesDryers_v4_2 | No cost | No cost | 0 | 0 | No applicable non-energy benefits | No applicable non-energy benefits | 100% | Equipment 100% technically feasible within end use | System | System
Thurston CountyManufactured - Highly ImpactedDryer4New | Thurston CountyManufactured - Highly ImpactedDryerNew | Thurston County | Manufactured - Highly Impacted | Dryer | 4 | ENERGY STAR Dryer - CEF 3.48 (Gas Dryer) | New | Dryer - ENERGY STAR | ENERGY STAR Dryer - CEF 3.48 (Gas Dryer) | Federal Standard 2015 Dryer - CEF/EF 2.84/3.30 (Gas Dryer) | per Home | 12 | RTF; ResClothesDryers_v4_2 | 25.7977 | 24.4633 | RTF; ResClothesDryers_v4_2 | Savings methodology based on New York Standard Approach for Estimating Energy, v9 | 0 | 0 | NA | NA | 0 | 0 | 0 | 43.4498 | 0 | 0 | 0 | RTF; ResClothesDryers_v4_2 | No cost | No cost | 0 | 0 | No applicable non-energy benefits | No applicable non-energy benefits | 100% | Equipment 100% technically feasible within end use | System | System
Thurston CountySingle FamilyDryer5Existing | Thurston CountySingle FamilyDryerExisting | Thurston County | Single Family | Dryer | 5 | Advanced Efficiency Dryer - CEF 3.8 (Gas Dryer) | Existing | Dryer - Advanced Efficiency | Advanced Efficiency Dryer - CEF 3.8 (Gas Dryer) | Federal Standard 2015 Dryer - CEF/EF 2.84/3.30 (Gas Dryer) | per Home | 12 | RTF; ResClothesDryers_v4_2 | 25.7977 | 22.4033 | RTF; ResClothesDryers_v4_2 | Savings methodology based on New York Standard Approach for Estimating Energy, v9 | 0 | 0 | NA | NA | 0 | 0 | 0 | 43.4498 | 0 | 0 | 0 | RTF; ResClothesDryers_v4_2 | No cost | No cost | 0 | 0 | No applicable non-energy benefits | No applicable non-energy benefits | 100% | Equipment 100% technically feasible within end use | System | System
Thurston CountySingle FamilyDryer5New | Thurston CountySingle FamilyDryerNew | Thurston County | Single Family | Dryer | 5 | Advanced Efficiency Dryer - CEF 3.8 (Gas Dryer) | New | Dryer - Advanced Efficiency | Advanced Efficiency Dryer - CEF 3.8 (Gas Dryer) | Federal Standard 2015 Dryer - CEF/EF 2.84/3.30 (Gas Dryer) | per Home | 12 | RTF; ResClothesDryers_v4_2 | 25.7977 | 22.4033 | RTF; ResClothesDryers_v4_2 | Savings methodology based on New York Standard Approach for Estimating Energy, v9 | 0 | 0 | NA | NA | 0 | 0 | 0 | 43.4498 | 0 | 0 | 0 | RTF; ResClothesDryers_v4_2 | No cost | No cost | 0 | 0 | No applicable non-energy benefits | No applicable non-energy benefits | 100% | Equipment 100% technically feasible within end use | System | System
Thurston CountySingle Family - Highly ImpactedDryer5Existing | Thurston CountySingle Family - Highly ImpactedDryerExisting | Thurston County | Single Family - Highly Impacted | Dryer | 5 | Advanced Efficiency Dryer - CEF 3.8 (Gas Dryer) | Existing | Dryer - Advanced Efficiency | Advanced Efficiency Dryer - CEF 3.8 (Gas Dryer) | Federal Standard 2015 Dryer - CEF/EF 2.84/3.30 (Gas Dryer) | per Home | 12 | RTF; ResClothesDryers_v4_2 | 25.7977 | 22.4033 | RTF; ResClothesDryers_v4_2 | Savings methodology based on New York Standard Approach for Estimating Energy, v9 | 0 | 0 | NA | NA | 0 | 0 | 0 | 43.4498 | 0 | 0 | 0 | RTF; ResClothesDryers_v4_2 | No cost | No cost | 0 | 0 | No applicable non-energy benefits | No applicable non-energy benefits | 100% | Equipment 100% technically feasible within end use | System | System
Thurston CountySingle Family - Highly ImpactedDryer5New | Thurston CountySingle Family - Highly ImpactedDryerNew | Thurston County | Single Family - Highly Impacted | Dryer | 5 | Advanced Efficiency Dryer - CEF 3.8 (Gas Dryer) | New | Dryer - Advanced Efficiency | Advanced Efficiency Dryer - CEF 3.8 (Gas Dryer) | Federal Standard 2015 Dryer - CEF/EF 2.84/3.30 (Gas Dryer) | per Home | 12 | RTF; ResClothesDryers_v4_2 | 25.7977 | 22.4033 | RTF; ResClothesDryers_v4_2 | Savings methodology based on New York Standard Approach for Estimating Energy, v9 | 0 | 0 | NA | NA | 0 | 0 | 0 | 43.4498 | 0 | 0 | 0 | RTF; ResClothesDryers_v4_2 | No cost | No cost | 0 | 0 | No applicable non-energy benefits | No applicable non-energy benefits | 100% | Equipment 100% technically feasible within end use | System | System
Thurston CountyMultifamilyDryer5Existing | Thurston CountyMultifamilyDryerExisting | Thurston County | Multifamily | Dryer | 5 | Advanced Efficiency Dryer - CEF 3.8 (Gas Dryer) | Existing | Dryer - Advanced Efficiency | Advanced Efficiency Dryer - CEF 3.8 (Gas Dryer) | Federal Standard 2015 Dryer - CEF/EF 2.84/3.30 (Gas Dryer) | per Home | 12 | RTF; ResClothesDryers_v4_2 | 25.7977 | 22.4033 | RTF; ResClothesDryers_v4_2 | Savings methodology based on New York Standard Approach for Estimating Energy, v9 | 0 | 0 | NA | NA | 0 | 0 | 0 | 43.4498 | 0 | 0 | 0 | RTF; ResClothesDryers_v4_2 | No cost | No cost | 0 | 0 | No applicable non-energy benefits | No applicable non-energy benefits | 100% | Equipment 100% technically feasible within end use | System | System
Thurston CountyMultifamilyDryer5New | Thurston CountyMultifamilyDryerNew | Thurston County | Multifamily | Dryer | 5 | Advanced Efficiency Dryer - CEF 3.8 (Gas Dryer) | New | Dryer - Advanced Efficiency | Advanced Efficiency Dryer - CEF 3.8 (Gas Dryer) | Federal Standard 2015 Dryer - CEF/EF 2.84/3.30 (Gas Dryer) | per Home | 12 | RTF; ResClothesDryers_v4_2 | 25.7977 | 22.4033 | RTF; ResClothesDryers_v4_2 | Savings methodology based on New York Standard Approach for Estimating Energy, v9 | 0 | 0 | NA | NA | 0 | 0 | 0 | 43.4498 | 0 | 0 | 0 | RTF; ResClothesDryers_v4_2 | No cost | No cost | 0 | 0 | No applicable non-energy benefits | No applicable non-energy benefits | 100% | Equipment 100% technically feasible within end use | System | System
Thurston CountyMultifamily - Highly ImpactedDryer5Existing | Thurston CountyMultifamily - Highly ImpactedDryerExisting | Thurston County | Multifamily - Highly Impacted | Dryer | 5 | Advanced Efficiency Dryer - CEF 3.8 (Gas Dryer) | Existing | Dryer - Advanced Efficiency | Advanced Efficiency Dryer - CEF 3.8 (Gas Dryer) | Federal Standard 2015 Dryer - CEF/EF 2.84/3.30 (Gas Dryer) | per Home | 12 | RTF; ResClothesDryers_v4_2 | 25.7977 | 22.4033 | RTF; ResClothesDryers_v4_2 | Savings methodology based on New York Standard Approach for Estimating Energy, v9 | 0 | 0 | NA | NA | 0 | 0 | 0 | 43.4498 | 0 | 0 | 0 | RTF; ResClothesDryers_v4_2 | No cost | No cost | 0 | 0 | No applicable non-energy benefits | No applicable non-energy benefits | 100% | Equipment 100% technically feasible within end use | System | System
Thurston CountyMultifamily - Highly ImpactedDryer5New | Thurston CountyMultifamily - Highly ImpactedDryerNew | Thurston County | Multifamily - Highly Impacted | Dryer | 5 | Advanced Efficiency Dryer - CEF 3.8 (Gas Dryer) | New | Dryer - Advanced Efficiency | Advanced Efficiency Dryer - CEF 3.8 (Gas Dryer) | Federal Standard 2015 Dryer - CEF/EF 2.84/3.30 (Gas Dryer) | per Home | 12 | RTF; ResClothesDryers_v4_2 | 25.7977 | 22.4033 | RTF; ResClothesDryers_v4_2 | Savings methodology based on New York Standard Approach for Estimating Energy, v9 | 0 | 0 | NA | NA | 0 | 0 | 0 | 43.4498 | 0 | 0 | 0 | RTF; ResClothesDryers_v4_2 | No cost | No cost | 0 | 0 | No applicable non-energy benefits | No applicable non-energy benefits | 100% | Equipment 100% technically feasible within end use | System | System
Thurston CountyManufacturedDryer5Existing | Thurston CountyManufacturedDryerExisting | Thurston County | Manufactured | Dryer | 5 | Advanced Efficiency Dryer - CEF 3.8 (Gas Dryer) | Existing | Dryer - Advanced Efficiency | Advanced Efficiency Dryer - CEF 3.8 (Gas Dryer) | Federal Standard 2015 Dryer - CEF/EF 2.84/3.30 (Gas Dryer) | per Home | 12 | RTF; ResClothesDryers_v4_2 | 25.7977 | 22.4033 | RTF; ResClothesDryers_v4_2 | Savings methodology based on New York Standard Approach for Estimating Energy, v9 | 0 | 0 | NA | NA | 0 | 0 | 0 | 43.4498 | 0 | 0 | 0 | RTF; ResClothesDryers_v4_2 | No cost | No cost | 0 | 0 | No applicable non-energy benefits | No applicable non-energy benefits | 100% | Equipment 100% technically feasible within end use | System | System
Thurston CountyManufacturedDryer5New | Thurston CountyManufacturedDryerNew | Thurston County | Manufactured | Dryer | 5 | Advanced Efficiency Dryer - CEF 3.8 (Gas Dryer) | New | Dryer - Advanced Efficiency | Advanced Efficiency Dryer - CEF 3.8 (Gas Dryer) | Federal Standard 2015 Dryer - CEF/EF 2.84/3.30 (Gas Dryer) | per Home | 12 | RTF; ResClothesDryers_v4_2 | 25.7977 | 22.4033 | RTF; ResClothesDryers_v4_2 | Savings methodology based on New York Standard Approach for Estimating Energy, v9 | 0 | 0 | NA | NA | 0 | 0 | 0 | 43.4498 | 0 | 0 | 0 | RTF; ResClothesDryers_v4_2 | No cost | No cost | 0 | 0 | No applicable non-energy benefits | No applicable non-energy benefits | 100% | Equipment 100% technically feasible within end use | System | System
Thurston CountyManufactured - Highly ImpactedDryer5Existing | Thurston CountyManufactured - Highly ImpactedDryerExisting | Thurston County | Manufactured - Highly Impacted | Dryer | 5 | Advanced Efficiency Dryer - CEF 3.8 (Gas Dryer) | Existing | Dryer - Advanced Efficiency | Advanced Efficiency Dryer - CEF 3.8 (Gas Dryer) | Federal Standard 2015 Dryer - CEF/EF 2.84/3.30 (Gas Dryer) | per Home | 12 | RTF; ResClothesDryers_v4_2 | 25.7977 | 22.4033 | RTF; ResClothesDryers_v4_2 | Savings methodology based on New York Standard Approach for Estimating Energy, v9 | 0 | 0 | NA | NA | 0 | 0 | 0 | 43.4498 | 0 | 0 | 0 | RTF; ResClothesDryers_v4_2 | No cost | No cost | 0 | 0 | No applicable non-energy benefits | No applicable non-energy benefits | 100% | Equipment 100% technically feasible within end use | System | System
Thurston CountyManufactured - Highly ImpactedDryer5New | Thurston CountyManufactured - Highly ImpactedDryerNew | Thurston County | Manufactured - Highly Impacted | Dryer | 5 | Advanced Efficiency Dryer - CEF 3.8 (Gas Dryer) | New | Dryer - Advanced Efficiency | Advanced Efficiency Dryer - CEF 3.8 (Gas Dryer) | Federal Standard 2015 Dryer - CEF/EF 2.84/3.30 (Gas Dryer) | per Home | 12 | RTF; ResClothesDryers_v4_2 | 25.7977 | 22.4033 | RTF; ResClothesDryers_v4_2 | Savings methodology based on New York Standard Approach for Estimating Energy, v9 | 0 | 0 | NA | NA | 0 | 0 | 0 | 43.4498 | 0 | 0 | 0 | RTF; ResClothesDryers_v4_2 | No cost | No cost | 0 | 0 | No applicable non-energy benefits | No applicable non-energy benefits | 100% | Equipment 100% technically feasible within end use | System | System
Thurston CountySingle FamilyHeat Central Gas Boiler1Existing | Thurston CountySingle FamilyHeat Central Gas BoilerExisting | Thurston County | Single Family | Heat Central Gas Boiler | 1 | Below Standard Boiler - 78% AFUE (Low Income) | Existing | Boiler - Below Standard | Below Standard Boiler - 78% AFUE (Low Income) | Below Standard Boiler - 78% AFUE (Low Income) | per Home | 13 | Assuming half the measure life for below standard equipment. Based on RTF Commercal Gas Boilersv1.2; Used residential data; Median lifetime as estimated in the DOE Technical Support Document for Consumer (Residential) Boilers | 675.4 | 675.4 | Using measure description efficiency metrics to adjust loads from RTF/2021P workbooks to consumptions. | Using measure description efficiency metrics to adjust loads from RTF/2021P workbooks to consumptions. | 0 | 0 | NA | NA | 0 | 0 | 0 | 0 | 0 | 0 | 0 | Baseline is same as efficient condition. | Baseline is same as efficient condition. | Baseline is same as efficient condition. | 0 | 0 | No applicable non-energy benefits | No applicable non-energy benefits | 100% | Equipment 100% technically feasible within end use | System | System
Thurston CountySingle FamilyHeat Central Gas Boiler1New | Thurston CountySingle FamilyHeat Central Gas BoilerNew | Thurston County | Single Family | Heat Central Gas Boiler | 1 | Below Standard Boiler - 78% AFUE (Low Income) | New | Boiler - Below Standard | Below Standard Boiler - 78% AFUE (Low Income) | Below Standard Boiler - 78% AFUE (Low Income) | per Home | 13 | Assuming half the measure life for below standard equipment. Based on RTF Commercal Gas Boilersv1.2; Used residential data; Median lifetime as estimated in the DOE Technical Support Document for Consumer (Residential) Boilers | 439.01 | 439.01 | Using measure description efficiency metrics to adjust loads from RTF/2021P workbooks to consumptions. | Using measure description efficiency metrics to adjust loads from RTF/2021P workbooks to consumptions. | 0 | 0 | NA | NA | 0 | 0 | 0 | 0 | 0 | 0 | 0 | Baseline is same as efficient condition. | Baseline is same as efficient condition. | Baseline is same as efficient condition. | 0 | 0 | No applicable non-energy benefits | No applicable non-energy benefits | 100% | Equipment 100% technically feasible within end use | System | System
Thurston CountySingle Family - Highly ImpactedHeat Central Gas Boiler1Existing | Thurston CountySingle Family - Highly ImpactedHeat Central Gas BoilerExisting | Thurston County | Single Family - Highly Impacted | Heat Central Gas Boiler | 1 | Below Standard Boiler - 78% AFUE (Low Income) | Existing | Boiler - Below Standard | Below Standard Boiler - 78% AFUE (Low Income) | Below Standard Boiler - 78% AFUE (Low Income) | per Home | 13 | Assuming half the measure life for below standard equipment. Based on RTF Commercal Gas Boilersv1.2; Used residential data; Median lifetime as estimated in the DOE Technical Support Document for Consumer (Residential) Boilers | 485.8391 | 485.8391 | Using measure description efficiency metrics to adjust loads from RTF/2021P workbooks to consumptions. | Using measure description efficiency metrics to adjust loads from RTF/2021P workbooks to consumptions. | 0 | 0 | NA | NA | 0 | 0 | 0 | 0 | 0 | 0 | 0 | Baseline is same as efficient condition. | Baseline is same as efficient condition. | Baseline is same as efficient condition. | 0 | 0 | No applicable non-energy benefits | No applicable non-energy benefits | 100% | Equipment 100% technically feasible within end use | System | System
Thurston CountySingle Family - Highly ImpactedHeat Central Gas Boiler1New | Thurston CountySingle Family - Highly ImpactedHeat Central Gas BoilerNew | Thurston County | Single Family - Highly Impacted | Heat Central Gas Boiler | 1 | Below Standard Boiler - 78% AFUE (Low Income) | New | Boiler - Below Standard | Below Standard Boiler - 78% AFUE (Low Income) | Below Standard Boiler - 78% AFUE (Low Income) | per Home | 13 | Assuming half the measure life for below standard equipment. Based on RTF Commercal Gas Boilersv1.2; Used residential data; Median lifetime as estimated in the DOE Technical Support Document for Consumer (Residential) Boilers | 315.7954 | 315.7954 | Using measure description efficiency metrics to adjust loads from RTF/2021P workbooks to consumptions. | Using measure description efficiency metrics to adjust loads from RTF/2021P workbooks to consumptions. | 0 | 0 | NA | NA | 0 | 0 | 0 | 0 | 0 | 0 | 0 | Baseline is same as efficient condition. | Baseline is same as efficient condition. | Baseline is same as efficient condition. | 0 | 0 | No applicable non-energy benefits | No applicable non-energy benefits | 100% | Equipment 100% technically feasible within end use | System | System
Thurston CountyMultifamilyHeat Central Gas Boiler1Existing | Thurston CountyMultifamilyHeat Central Gas BoilerExisting | Thurston County | Multifamily | Heat Central Gas Boiler | 1 | Below Standard Boiler - 78% AFUE (Low Income) | Existing | Boiler - Below Standard | Below Standard Boiler - 78% AFUE (Low Income) | Below Standard Boiler - 78% AFUE (Low Income) | per Home | 13 | Assuming half the measure life for below standard equipment. Based on RTF Commercal Gas Boilersv1.2; Used residential data; Median lifetime as estimated in the DOE Technical Support Document for Consumer (Residential) Boilers | 445.3883 | 445.3883 | Using measure description efficiency metrics to adjust loads from RTF/2021P workbooks to consumptions. | Using measure description efficiency metrics to adjust loads from RTF/2021P workbooks to consumptions. | 0 | 0 | NA | NA | 0 | 0 | 0 | 0 | 0 | 0 | 0 | Baseline is same as efficient condition. | Baseline is same as efficient condition. | Baseline is same as efficient condition. | 0 | 0 | No applicable non-energy benefits | No applicable non-energy benefits | 100% | Equipment 100% technically feasible within end use | System | System
Thurston CountyMultifamilyHeat Central Gas Boiler1New | Thurston CountyMultifamilyHeat Central Gas BoilerNew | Thurston County | Multifamily | Heat Central Gas Boiler | 1 | Below Standard Boiler - 78% AFUE (Low Income) | New | Boiler - Below Standard | Below Standard Boiler - 78% AFUE (Low Income) | Below Standard Boiler - 78% AFUE (Low Income) | per Home | 13 | Assuming half the measure life for below standard equipment. Based on RTF Commercal Gas Boilersv1.2; Used residential data; Median lifetime as estimated in the DOE Technical Support Document for Consumer (Residential) Boilers | 289.5024 | 289.5024 | Using measure description efficiency metrics to adjust loads from RTF/2021P workbooks to consumptions. | Using measure description efficiency metrics to adjust loads from RTF/2021P workbooks to consumptions. | 0 | 0 | NA | NA | 0 | 0 | 0 | 0 | 0 | 0 | 0 | Baseline is same as efficient condition. | Baseline is same as efficient condition. | Baseline is same as efficient condition. | 0 | 0 | No applicable non-energy benefits | No applicable non-energy benefits | 100% | Equipment 100% technically feasible within end use | System | System
Thurston CountyMultifamily - Highly ImpactedHeat Central Gas Boiler1Existing | Thurston CountyMultifamily - Highly ImpactedHeat Central Gas BoilerExisting | Thurston County | Multifamily - Highly Impacted | Heat Central Gas Boiler | 1 | Below Standard Boiler - 78% AFUE (Low Income) | Existing | Boiler - Below Standard | Below Standard Boiler - 78% AFUE (Low Income) | Below Standard Boiler - 78% AFUE (Low Income) | per Home | 13 | Assuming half the measure life for below standard equipment. Based on RTF Commercal Gas Boilersv1.2; Used residential data; Median lifetime as estimated in the DOE Technical Support Document for Consumer (Residential) Boilers | 378.0246 | 378.0246 | Using measure description efficiency metrics to adjust loads from RTF/2021P workbooks to consumptions. | Using measure description efficiency metrics to adjust loads from RTF/2021P workbooks to consumptions. | 0 | 0 | NA | NA | 0 | 0 | 0 | 0 | 0 | 0 | 0 | Baseline is same as efficient condition. | Baseline is same as efficient condition. | Baseline is same as efficient condition. | 0 | 0 | No applicable non-energy benefits | No applicable non-energy benefits | 100% | Equipment 100% technically feasible within end use | System | System
Thurston CountyMultifamily - Highly ImpactedHeat Central Gas Boiler1New | Thurston CountyMultifamily - Highly ImpactedHeat Central Gas BoilerNew | Thurston County | Multifamily - Highly Impacted | Heat Central Gas Boiler | 1 | Below Standard Boiler - 78% AFUE (Low Income) | New | Boiler - Below Standard | Below Standard Boiler - 78% AFUE (Low Income) | Below Standard Boiler - 78% AFUE (Low Income) | per Home | 13 | Assuming half the measure life for below standard equipment. Based on RTF Commercal Gas Boilersv1.2; Used residential data; Median lifetime as estimated in the DOE Technical Support Document for Consumer (Residential) Boilers | 245.716 | 245.716 | Using measure description efficiency metrics to adjust loads from RTF/2021P workbooks to consumptions. | Using measure description efficiency metrics to adjust loads from RTF/2021P workbooks to consumptions. | 0 | 0 | NA | NA | 0 | 0 | 0 | 0 | 0 | 0 | 0 | Baseline is same as efficient condition. | Baseline is same as efficient condition. | Baseline is same as efficient condition. | 0 | 0 | No applicable non-energy benefits | No applicable non-energy benefits | 100% | Equipment 100% technically feasible within end use | System | System
Thurston CountyManufacturedHeat Central Gas Boiler1Existing | Thurston CountyManufacturedHeat Central Gas BoilerExisting | Thurston County | Manufactured | Heat Central Gas Boiler | 1 | Below Standard Boiler - 78% AFUE (Low Income) | Existing | Boiler - Below Standard | Below Standard Boiler - 78% AFUE (Low Income) | Below Standard Boiler - 78% AFUE (Low Income) | per Home | 13 | Assuming half the measure life for below standard equipment. Based on RTF Commercal Gas Boilersv1.2; Used residential data; Median lifetime as estimated in the DOE Technical Support Document for Consumer (Residential) Boilers | 609.8567 | 609.8567 | Using measure description efficiency metrics to adjust loads from RTF/2021P workbooks to consumptions. | Using measure description efficiency metrics to adjust loads from RTF/2021P workbooks to consumptions. | 0 | 0 | NA | NA | 0 | 0 | 0 | 0 | 0 | 0 | 0 | Baseline is same as efficient condition. | Baseline is same as efficient condition. | Baseline is same as efficient condition. | 0 | 0 | No applicable non-energy benefits | No applicable non-energy benefits | 100% | Equipment 100% technically feasible within end use | System | System
Thurston CountyManufacturedHeat Central Gas Boiler1New | Thurston CountyManufacturedHeat Central Gas BoilerNew | Thurston County | Manufactured | Heat Central Gas Boiler | 1 | Below Standard Boiler - 78% AFUE (Low Income) | New | Boiler - Below Standard | Below Standard Boiler - 78% AFUE (Low Income) | Below Standard Boiler - 78% AFUE (Low Income) | per Home | 13 | Assuming half the measure life for below standard equipment. Based on RTF Commercal Gas Boilersv1.2; Used residential data; Median lifetime as estimated in the DOE Technical Support Document for Consumer (Residential) Boilers | 396.4069 | 396.4069 | Using measure description efficiency metrics to adjust loads from RTF/2021P workbooks to consumptions. | Using measure description efficiency metrics to adjust loads from RTF/2021P workbooks to consumptions. | 0 | 0 | NA | NA | 0 | 0 | 0 | 0 | 0 | 0 | 0 | Baseline is same as efficient condition. | Baseline is same as efficient condition. | Baseline is same as efficient condition. | 0 | 0 | No applicable non-energy benefits | No applicable non-energy benefits | 100% | Equipment 100% technically feasible within end use | System | System
Thurston CountyManufactured - Highly ImpactedHeat Central Gas Boiler1Existing | Thurston CountyManufactured - Highly ImpactedHeat Central Gas BoilerExisting | Thurston County | Manufactured - Highly Impacted | Heat Central Gas Boiler | 1 | Below Standard Boiler - 78% AFUE (Low Income) | Existing | Boiler - Below Standard | Below Standard Boiler - 78% AFUE (Low Income) | Below Standard Boiler - 78% AFUE (Low Income) | per Home | 13 | Assuming half the measure life for below standard equipment. Based on RTF Commercal Gas Boilersv1.2; Used residential data; Median lifetime as estimated in the DOE Technical Support Document for Consumer (Residential) Boilers | 472.8126 | 472.8126 | Using measure description efficiency metrics to adjust loads from RTF/2021P workbooks to consumptions. | Using measure description efficiency metrics to adjust loads from RTF/2021P workbooks to consumptions. | 0 | 0 | NA | NA | 0 | 0 | 0 | 0 | 0 | 0 | 0 | Baseline is same as efficient condition. | Baseline is same as efficient condition. | Baseline is same as efficient condition. | 0 | 0 | No applicable non-energy benefits | No applicable non-energy benefits | 100% | Equipment 100% technically feasible within end use | System | System
Thurston CountyManufactured - Highly ImpactedHeat Central Gas Boiler1New | Thurston CountyManufactured - Highly ImpactedHeat Central Gas BoilerNew | Thurston County | Manufactured - Highly Impacted | Heat Central Gas Boiler | 1 | Below Standard Boiler - 78% AFUE (Low Income) | New | Boiler - Below Standard | Below Standard Boiler - 78% AFUE (Low Income) | Below Standard Boiler - 78% AFUE (Low Income) | per Home | 13 | Assuming half the measure life for below standard equipment. Based on RTF Commercal Gas Boilersv1.2; Used residential data; Median lifetime as estimated in the DOE Technical Support Document for Consumer (Residential) Boilers | 307.3282 | 307.3282 | Using measure description efficiency metrics to adjust loads from RTF/2021P workbooks to consumptions. | Using measure description efficiency metrics to adjust loads from RTF/2021P workbooks to consumptions. | 0 | 0 | NA | NA | 0 | 0 | 0 | 0 | 0 | 0 | 0 | Baseline is same as efficient condition. | Baseline is same as efficient condition. | Baseline is same as efficient condition. | 0 | 0 | No applicable non-energy benefits | No applicable non-energy benefits | 100% | Equipment 100% technically feasible within end use | System | System
Thurston CountySingle FamilyHeat Central Gas Boiler2Existing | Thurston CountySingle FamilyHeat Central Gas BoilerExisting | Thurston County | Single Family | Heat Central Gas Boiler | 2 | Federal Standard 2022 Boiler - 84% AFUE | Existing | Boiler - Federal Standard 2022 | Federal Standard 2022 Boiler - 84% AFUE | Federal Standard 2022 Boiler - 84% AFUE | per Home | 25 | Based on RTF Commercal Gas Boilersv1.2; Used residential data; Median lifetime as estimated in the DOE Technical Support Document for Consumer (Residential) Boilers | 627.1571 | 627.1571 | Using measure description efficiency metrics to adjust loads from RTF/2021P workbooks to consumptions. | Using measure description efficiency metrics to adjust loads from RTF/2021P workbooks to consumptions. | 0 | 0 | NA | NA | 1953.0315 | 3961.4944 | 0 | 1953.0315 | 3961.4944 | 0 | 0 | Baseline is same as efficient condition. | Baseline is same as efficient condition. | Baseline is same as efficient condition. | 0 | 0 | No applicable non-energy benefits | No applicable non-energy benefits | 100% | Equipment 100% technically feasible within end use | System | System
Thurston CountySingle FamilyHeat Central Gas Boiler2New | Thurston CountySingle FamilyHeat Central Gas BoilerNew | Thurston County | Single Family | Heat Central Gas Boiler | 2 | Federal Standard 2022 Boiler - 84% AFUE | New | Boiler - Federal Standard 2022 | Federal Standard 2022 Boiler - 84% AFUE | Federal Standard 2022 Boiler - 84% AFUE | per Home | 25 | Based on RTF Commercal Gas Boilersv1.2; Used residential data; Median lifetime as estimated in the DOE Technical Support Document for Consumer (Residential) Boilers | 407.6521 | 407.6521 | Using measure description efficiency metrics to adjust loads from RTF/2021P workbooks to consumptions. | Using measure description efficiency metrics to adjust loads from RTF/2021P workbooks to consumptions. | 0 | 0 | NA | NA | 1953.0315 | 3961.4944 | 0 | 1953.0315 | 3961.4944 | 0 | 0 | Baseline is same as efficient condition. | Baseline is same as efficient condition. | Baseline is same as efficient condition. | 0 | 0 | No applicable non-energy benefits | No applicable non-energy benefits | 100% | Equipment 100% technically feasible within end use | System | System
Thurston CountySingle Family - Highly ImpactedHeat Central Gas Boiler2Existing | Thurston CountySingle Family - Highly ImpactedHeat Central Gas BoilerExisting | Thurston County | Single Family - Highly Impacted | Heat Central Gas Boiler | 2 | Federal Standard 2022 Boiler - 84% AFUE | Existing | Boiler - Federal Standard 2022 | Federal Standard 2022 Boiler - 84% AFUE | Federal Standard 2022 Boiler - 84% AFUE | per Home | 25 | Based on RTF Commercal Gas Boilersv1.2; Used residential data; Median lifetime as estimated in the DOE Technical Support Document for Consumer (Residential) Boilers | 451.1363 | 451.1363 | Using measure description efficiency metrics to adjust loads from RTF/2021P workbooks to consumptions. | Using measure description efficiency metrics to adjust loads from RTF/2021P workbooks to consumptions. | 0 | 0 | NA | NA | 1404.8848 | 2849.6434 | 0 | 1404.8848 | 2849.6434 | 0 | 0 | Baseline is same as efficient condition. | Baseline is same as efficient condition. | Baseline is same as efficient condition. | 0 | 0 | No applicable non-energy benefits | No applicable non-energy benefits | 100% | Equipment 100% technically feasible within end use | System | System
Thurston CountySingle Family - Highly ImpactedHeat Central Gas Boiler2New | Thurston CountySingle Family - Highly ImpactedHeat Central Gas BoilerNew | Thurston County | Single Family - Highly Impacted | Heat Central Gas Boiler | 2 | Federal Standard 2022 Boiler - 84% AFUE | New | Boiler - Federal Standard 2022 | Federal Standard 2022 Boiler - 84% AFUE | Federal Standard 2022 Boiler - 84% AFUE | per Home | 25 | Based on RTF Commercal Gas Boilersv1.2; Used residential data; Median lifetime as estimated in the DOE Technical Support Document for Consumer (Residential) Boilers | 293.2386 | 293.2386 | Using measure description efficiency metrics to adjust loads from RTF/2021P workbooks to consumptions. | Using measure description efficiency metrics to adjust loads from RTF/2021P workbooks to consumptions. | 0 | 0 | NA | NA | 1404.8848 | 2849.6434 | 0 | 1404.8848 | 2849.6434 | 0 | 0 | Baseline is same as efficient condition. | Baseline is same as efficient condition. | Baseline is same as efficient condition. | 0 | 0 | No applicable non-energy benefits | No applicable non-energy benefits | 100% | Equipment 100% technically feasible within end use | System | System
Thurston CountyMultifamilyHeat Central Gas Boiler2Existing | Thurston CountyMultifamilyHeat Central Gas BoilerExisting | Thurston County | Multifamily | Heat Central Gas Boiler | 2 | Federal Standard 2022 Boiler - 84% AFUE | Existing | Boiler - Federal Standard 2022 | Federal Standard 2022 Boiler - 84% AFUE | Federal Standard 2022 Boiler - 84% AFUE | per Home | 25 | Based on RTF Commercal Gas Boilersv1.2; Used residential data; Median lifetime as estimated in the DOE Technical Support Document for Consumer (Residential) Boilers | 413.5749 | 413.5749 | Using measure description efficiency metrics to adjust loads from RTF/2021P workbooks to consumptions. | Using measure description efficiency metrics to adjust loads from RTF/2021P workbooks to consumptions. | 0 | 0 | NA | NA | 854.4624 | 1733.1763 | 0 | 854.4624 | 1733.1763 | 0 | 0 | Baseline is same as efficient condition. | Baseline is same as efficient condition. | Baseline is same as efficient condition. | 0 | 0 | No applicable non-energy benefits | No applicable non-energy benefits | 100% | Equipment 100% technically feasible within end use | System | System
Thurston CountyMultifamilyHeat Central Gas Boiler2New | Thurston CountyMultifamilyHeat Central Gas BoilerNew | Thurston County | Multifamily | Heat Central Gas Boiler | 2 | Federal Standard 2022 Boiler - 84% AFUE | New | Boiler - Federal Standard 2022 | Federal Standard 2022 Boiler - 84% AFUE | Federal Standard 2022 Boiler - 84% AFUE | per Home | 25 | Based on RTF Commercal Gas Boilersv1.2; Used residential data; Median lifetime as estimated in the DOE Technical Support Document for Consumer (Residential) Boilers | 268.8237 | 268.8237 | Using measure description efficiency metrics to adjust loads from RTF/2021P workbooks to consumptions. | Using measure description efficiency metrics to adjust loads from RTF/2021P workbooks to consumptions. | 0 | 0 | NA | NA | 854.4624 | 1733.1763 | 0 | 854.4624 | 1733.1763 | 0 | 0 | Baseline is same as efficient condition. | Baseline is same as efficient condition. | Baseline is same as efficient condition. | 0 | 0 | No applicable non-energy benefits | No applicable non-energy benefits | 100% | Equipment 100% technically feasible within end use | System | System
Thurston CountyMultifamily - Highly ImpactedHeat Central Gas Boiler2Existing | Thurston CountyMultifamily - Highly ImpactedHeat Central Gas BoilerExisting | Thurston County | Multifamily - Highly Impacted | Heat Central Gas Boiler | 2 | Federal Standard 2022 Boiler - 84% AFUE | Existing | Boiler - Federal Standard 2022 | Federal Standard 2022 Boiler - 84% AFUE | Federal Standard 2022 Boiler - 84% AFUE | per Home | 25 | Based on RTF Commercal Gas Boilersv1.2; Used residential data; Median lifetime as estimated in the DOE Technical Support Document for Consumer (Residential) Boilers | 351.0228 | 351.0228 | Using measure description efficiency metrics to adjust loads from RTF/2021P workbooks to consumptions. | Using measure description efficiency metrics to adjust loads from RTF/2021P workbooks to consumptions. | 0 | 0 | NA | NA | 725.2273 | 1471.0382 | 0 | 725.2273 | 1471.0382 | 0 | 0 | Baseline is same as efficient condition. | Baseline is same as efficient condition. | Baseline is same as efficient condition. | 0 | 0 | No applicable non-energy benefits | No applicable non-energy benefits | 100% | Equipment 100% technically feasible within end use | System | System
Thurston CountyMultifamily - Highly ImpactedHeat Central Gas Boiler2New | Thurston CountyMultifamily - Highly ImpactedHeat Central Gas BoilerNew | Thurston County | Multifamily - Highly Impacted | Heat Central Gas Boiler | 2 | Federal Standard 2022 Boiler - 84% AFUE | New | Boiler - Federal Standard 2022 | Federal Standard 2022 Boiler - 84% AFUE | Federal Standard 2022 Boiler - 84% AFUE | per Home | 25 | Based on RTF Commercal Gas Boilersv1.2; Used residential data; Median lifetime as estimated in the DOE Technical Support Document for Consumer (Residential) Boilers | 228.1648 | 228.1648 | Using measure description efficiency metrics to adjust loads from RTF/2021P workbooks to consumptions. | Using measure description efficiency metrics to adjust loads from RTF/2021P workbooks to consumptions. | 0 | 0 | NA | NA | 725.2273 | 1471.0382 | 0 | 725.2273 | 1471.0382 | 0 | 0 | Baseline is same as efficient condition. | Baseline is same as efficient condition. | Baseline is same as efficient condition. | 0 | 0 | No applicable non-energy benefits | No applicable non-energy benefits | 100% | Equipment 100% technically feasible within end use | System | System
Thurston CountyManufacturedHeat Central Gas Boiler2Existing | Thurston CountyManufacturedHeat Central Gas BoilerExisting | Thurston County | Manufactured | Heat Central Gas Boiler | 2 | Federal Standard 2022 Boiler - 84% AFUE | Existing | Boiler - Federal Standard 2022 | Federal Standard 2022 Boiler - 84% AFUE | Federal Standard 2022 Boiler - 84% AFUE | per Home | 25 | Based on RTF Commercal Gas Boilersv1.2; Used residential data; Median lifetime as estimated in the DOE Technical Support Document for Consumer (Residential) Boilers | 566.2955 | 566.2955 | Using measure description efficiency metrics to adjust loads from RTF/2021P workbooks to consumptions. | Using measure description efficiency metrics to adjust loads from RTF/2021P workbooks to consumptions. | 0 | 0 | NA | NA | 1452.6206 | 2946.4698 | 0 | 1452.6206 | 2946.4698 | 0 | 0 | Baseline is same as efficient condition. | Baseline is same as efficient condition. | Baseline is same as efficient condition. | 0 | 0 | No applicable non-energy benefits | No applicable non-energy benefits | 100% | Equipment 100% technically feasible within end use | System | System
Thurston CountyManufacturedHeat Central Gas Boiler2New | Thurston CountyManufacturedHeat Central Gas BoilerNew | Thurston County | Manufactured | Heat Central Gas Boiler | 2 | Federal Standard 2022 Boiler - 84% AFUE | New | Boiler - Federal Standard 2022 | Federal Standard 2022 Boiler - 84% AFUE | Federal Standard 2022 Boiler - 84% AFUE | per Home | 25 | Based on RTF Commercal Gas Boilersv1.2; Used residential data; Median lifetime as estimated in the DOE Technical Support Document for Consumer (Residential) Boilers | 368.0921 | 368.0921 | Using measure description efficiency metrics to adjust loads from RTF/2021P workbooks to consumptions. | Using measure description efficiency metrics to adjust loads from RTF/2021P workbooks to consumptions. | 0 | 0 | NA | NA | 1452.6206 | 2946.4698 | 0 | 1452.6206 | 2946.4698 | 0 | 0 | Baseline is same as efficient condition. | Baseline is same as efficient condition. | Baseline is same as efficient condition. | 0 | 0 | No applicable non-energy benefits | No applicable non-energy benefits | 100% | Equipment 100% technically feasible within end use | System | System
Thurston CountyManufactured - Highly ImpactedHeat Central Gas Boiler2Existing | Thurston CountyManufactured - Highly ImpactedHeat Central Gas BoilerExisting | Thurston County | Manufactured - Highly Impacted | Heat Central Gas Boiler | 2 | Federal Standard 2022 Boiler - 84% AFUE | Existing | Boiler - Federal Standard 2022 | Federal Standard 2022 Boiler - 84% AFUE | Federal Standard 2022 Boiler - 84% AFUE | per Home | 25 | Based on RTF Commercal Gas Boilersv1.2; Used residential data; Median lifetime as estimated in the DOE Technical Support Document for Consumer (Residential) Boilers | 439.0403 | 439.0403 | Using measure description efficiency metrics to adjust loads from RTF/2021P workbooks to consumptions. | Using measure description efficiency metrics to adjust loads from RTF/2021P workbooks to consumptions. | 0 | 0 | NA | NA | 1126.1947 | 2284.3532 | 0 | 1126.1947 | 2284.3532 | 0 | 0 | Baseline is same as efficient condition. | Baseline is same as efficient condition. | Baseline is same as efficient condition. | 0 | 0 | No applicable non-energy benefits | No applicable non-energy benefits | 100% | Equipment 100% technically feasible within end use | System | System
Thurston CountyManufactured - Highly ImpactedHeat Central Gas Boiler2New | Thurston CountyManufactured - Highly ImpactedHeat Central Gas BoilerNew | Thurston County | Manufactured - Highly Impacted | Heat Central Gas Boiler | 2 | Federal Standard 2022 Boiler - 84% AFUE | New | Boiler - Federal Standard 2022 | Federal Standard 2022 Boiler - 84% AFUE | Federal Standard 2022 Boiler - 84% AFUE | per Home | 25 | Based on RTF Commercal Gas Boilersv1.2; Used residential data; Median lifetime as estimated in the DOE Technical Support Document for Consumer (Residential) Boilers | 285.3762 | 285.3762 | Using measure description efficiency metrics to adjust loads from RTF/2021P workbooks to consumptions. | Using measure description efficiency metrics to adjust loads from RTF/2021P workbooks to consumptions. | 0 | 0 | NA | NA | 1126.1947 | 2284.3532 | 0 | 1126.1947 | 2284.3532 | 0 | 0 | Baseline is same as efficient condition. | Baseline is same as efficient condition. | Baseline is same as efficient condition. | 0 | 0 | No applicable non-energy benefits | No applicable non-energy benefits | 100% | Equipment 100% technically feasible within end use | System | System
Thurston CountySingle FamilyHeat Central Gas Boiler3Existing | Thurston CountySingle FamilyHeat Central Gas BoilerExisting | Thurston County | Single Family | Heat Central Gas Boiler | 3 | Market Standard Boiler | Existing | Boiler - Market Standard | Market Standard Boiler | Market Standard Boiler | per Home | 25 | Based on RTF Commercal Gas Boilersv1.2; Used residential data; Median lifetime as estimated in the DOE Technical Support Document for Consumer (Residential) Boilers | 598.65 | 598.65 | Using measure description efficiency metrics to adjust loads from RTF/2021P workbooks to consumptions. | Using measure description efficiency metrics to adjust loads from RTF/2021P workbooks to consumptions. | 0 | 0 | NA | NA | 0 | 0 | 0 | 0 | 0 | 0 | 0 | Baseline is same as efficient condition. | Baseline is same as efficient condition. | Baseline is same as efficient condition. | 0 | 0 | No applicable non-energy benefits | No applicable non-energy benefits | 100% | Equipment 100% technically feasible within end use | System | System
Thurston CountySingle FamilyHeat Central Gas Boiler3New | Thurston CountySingle FamilyHeat Central Gas BoilerNew | Thurston County | Single Family | Heat Central Gas Boiler | 3 | Market Standard Boiler | New | Boiler - Market Standard | Market Standard Boiler | Market Standard Boiler | per Home | 25 | Based on RTF Commercal Gas Boilersv1.2; Used residential data; Median lifetime as estimated in the DOE Technical Support Document for Consumer (Residential) Boilers | 389.1225 | 389.1225 | Using measure description efficiency metrics to adjust loads from RTF/2021P workbooks to consumptions. | Using measure description efficiency metrics to adjust loads from RTF/2021P workbooks to consumptions. | 0 | 0 | NA | NA | 0 | 0 | 0 | 0 | 0 | 0 | 0 | Baseline is same as efficient condition. | Baseline is same as efficient condition. | Baseline is same as efficient condition. | 0 | 0 | No applicable non-energy benefits | No applicable non-energy benefits | 100% | Equipment 100% technically feasible within end use | System | System
Thurston CountySingle Family - Highly ImpactedHeat Central Gas Boiler3Existing | Thurston CountySingle Family - Highly ImpactedHeat Central Gas BoilerExisting | Thurston County | Single Family - Highly Impacted | Heat Central Gas Boiler | 3 | Market Standard Boiler | Existing | Boiler - Market Standard | Market Standard Boiler | Market Standard Boiler | per Home | 25 | Based on RTF Commercal Gas Boilersv1.2; Used residential data; Median lifetime as estimated in the DOE Technical Support Document for Consumer (Residential) Boilers | 430.6301 | 430.6301 | Using measure description efficiency metrics to adjust loads from RTF/2021P workbooks to consumptions. | Using measure description efficiency metrics to adjust loads from RTF/2021P workbooks to consumptions. | 0 | 0 | NA | NA | 0 | 0 | 0 | 0 | 0 | 0 | 0 | Baseline is same as efficient condition. | Baseline is same as efficient condition. | Baseline is same as efficient condition. | 0 | 0 | No applicable non-energy benefits | No applicable non-energy benefits | 100% | Equipment 100% technically feasible within end use | System | System
Thurston CountySingle Family - Highly ImpactedHeat Central Gas Boiler3New | Thurston CountySingle Family - Highly ImpactedHeat Central Gas BoilerNew | Thurston County | Single Family - Highly Impacted | Heat Central Gas Boiler | 3 | Market Standard Boiler | New | Boiler - Market Standard | Market Standard Boiler | Market Standard Boiler | per Home | 25 | Based on RTF Commercal Gas Boilersv1.2; Used residential data; Median lifetime as estimated in the DOE Technical Support Document for Consumer (Residential) Boilers | 279.9096 | 279.9096 | Using measure description efficiency metrics to adjust loads from RTF/2021P workbooks to consumptions. | Using measure description efficiency metrics to adjust loads from RTF/2021P workbooks to consumptions. | 0 | 0 | NA | NA | 0 | 0 | 0 | 0 | 0 | 0 | 0 | Baseline is same as efficient condition. | Baseline is same as efficient condition. | Baseline is same as efficient condition. | 0 | 0 | No applicable non-energy benefits | No applicable non-energy benefits | 100% | Equipment 100% technically feasible within end use | System | System
Thurston CountyMultifamilyHeat Central Gas Boiler3Existing | Thurston CountyMultifamilyHeat Central Gas BoilerExisting | Thurston County | Multifamily | Heat Central Gas Boiler | 3 | Market Standard Boiler | Existing | Boiler - Market Standard | Market Standard Boiler | Market Standard Boiler | per Home | 25 | Based on RTF Commercal Gas Boilersv1.2; Used residential data; Median lifetime as estimated in the DOE Technical Support Document for Consumer (Residential) Boilers | 394.776 | 394.776 | Using measure description efficiency metrics to adjust loads from RTF/2021P workbooks to consumptions. | Using measure description efficiency metrics to adjust loads from RTF/2021P workbooks to consumptions. | 0 | 0 | NA | NA | 0 | 0 | 0 | 0 | 0 | 0 | 0 | Baseline is same as efficient condition. | Baseline is same as efficient condition. | Baseline is same as efficient condition. | 0 | 0 | No applicable non-energy benefits | No applicable non-energy benefits | 100% | Equipment 100% technically feasible within end use | System | System
Thurston CountyMultifamilyHeat Central Gas Boiler3New | Thurston CountyMultifamilyHeat Central Gas BoilerNew | Thurston County | Multifamily | Heat Central Gas Boiler | 3 | Market Standard Boiler | New | Boiler - Market Standard | Market Standard Boiler | Market Standard Boiler | per Home | 25 | Based on RTF Commercal Gas Boilersv1.2; Used residential data; Median lifetime as estimated in the DOE Technical Support Document for Consumer (Residential) Boilers | 256.6044 | 256.6044 | Using measure description efficiency metrics to adjust loads from RTF/2021P workbooks to consumptions. | Using measure description efficiency metrics to adjust loads from RTF/2021P workbooks to consumptions. | 0 | 0 | NA | NA | 0 | 0 | 0 | 0 | 0 | 0 | 0 | Baseline is same as efficient condition. | Baseline is same as efficient condition. | Baseline is same as efficient condition. | 0 | 0 | No applicable non-energy benefits | No applicable non-energy benefits | 100% | Equipment 100% technically feasible within end use | System | System
Thurston CountyMultifamily - Highly ImpactedHeat Central Gas Boiler3Existing | Thurston CountyMultifamily - Highly ImpactedHeat Central Gas BoilerExisting | Thurston County | Multifamily - Highly Impacted | Heat Central Gas Boiler | 3 | Market Standard Boiler | Existing | Boiler - Market Standard | Market Standard Boiler | Market Standard Boiler | per Home | 25 | Based on RTF Commercal Gas Boilersv1.2; Used residential data; Median lifetime as estimated in the DOE Technical Support Document for Consumer (Residential) Boilers | 335.0673 | 335.0673 | Using measure description efficiency metrics to adjust loads from RTF/2021P workbooks to consumptions. | Using measure description efficiency metrics to adjust loads from RTF/2021P workbooks to consumptions. | 0 | 0 | NA | NA | 0 | 0 | 0 | 0 | 0 | 0 | 0 | Baseline is same as efficient condition. | Baseline is same as efficient condition. | Baseline is same as efficient condition. | 0 | 0 | No applicable non-energy benefits | No applicable non-energy benefits | 100% | Equipment 100% technically feasible within end use | System | System
Thurston CountyMultifamily - Highly ImpactedHeat Central Gas Boiler3New | Thurston CountyMultifamily - Highly ImpactedHeat Central Gas BoilerNew | Thurston County | Multifamily - Highly Impacted | Heat Central Gas Boiler | 3 | Market Standard Boiler | New | Boiler - Market Standard | Market Standard Boiler | Market Standard Boiler | per Home | 25 | Based on RTF Commercal Gas Boilersv1.2; Used residential data; Median lifetime as estimated in the DOE Technical Support Document for Consumer (Residential) Boilers | 217.7937 | 217.7937 | Using measure description efficiency metrics to adjust loads from RTF/2021P workbooks to consumptions. | Using measure description efficiency metrics to adjust loads from RTF/2021P workbooks to consumptions. | 0 | 0 | NA | NA | 0 | 0 | 0 | 0 | 0 | 0 | 0 | Baseline is same as efficient condition. | Baseline is same as efficient condition. | Baseline is same as efficient condition. | 0 | 0 | No applicable non-energy benefits | No applicable non-energy benefits | 100% | Equipment 100% technically feasible within end use | System | System
Thurston CountyManufacturedHeat Central Gas Boiler3Existing | Thurston CountyManufacturedHeat Central Gas BoilerExisting | Thurston County | Manufactured | Heat Central Gas Boiler | 3 | Market Standard Boiler | Existing | Boiler - Market Standard | Market Standard Boiler | Market Standard Boiler | per Home | 25 | Based on RTF Commercal Gas Boilersv1.2; Used residential data; Median lifetime as estimated in the DOE Technical Support Document for Consumer (Residential) Boilers | 540.5548 | 540.5548 | Using measure description efficiency metrics to adjust loads from RTF/2021P workbooks to consumptions. | Using measure description efficiency metrics to adjust loads from RTF/2021P workbooks to consumptions. | 0 | 0 | NA | NA | 0 | 0 | 0 | 0 | 0 | 0 | 0 | Baseline is same as efficient condition. | Baseline is same as efficient condition. | Baseline is same as efficient condition. | 0 | 0 | No applicable non-energy benefits | No applicable non-energy benefits | 100% | Equipment 100% technically feasible within end use | System | System
Thurston CountyManufacturedHeat Central Gas Boiler3New | Thurston CountyManufacturedHeat Central Gas BoilerNew | Thurston County | Manufactured | Heat Central Gas Boiler | 3 | Market Standard Boiler | New | Boiler - Market Standard | Market Standard Boiler | Market Standard Boiler | per Home | 25 | Based on RTF Commercal Gas Boilersv1.2; Used residential data; Median lifetime as estimated in the DOE Technical Support Document for Consumer (Residential) Boilers | 351.3606 | 351.3606 | Using measure description efficiency metrics to adjust loads from RTF/2021P workbooks to consumptions. | Using measure description efficiency metrics to adjust loads from RTF/2021P workbooks to consumptions. | 0 | 0 | NA | NA | 0 | 0 | 0 | 0 | 0 | 0 | 0 | Baseline is same as efficient condition. | Baseline is same as efficient condition. | Baseline is same as efficient condition. | 0 | 0 | No applicable non-energy benefits | No applicable non-energy benefits | 100% | Equipment 100% technically feasible within end use | System | System
Thurston CountyManufactured - Highly ImpactedHeat Central Gas Boiler3Existing | Thurston CountyManufactured - Highly ImpactedHeat Central Gas BoilerExisting | Thurston County | Manufactured - Highly Impacted | Heat Central Gas Boiler | 3 | Market Standard Boiler | Existing | Boiler - Market Standard | Market Standard Boiler | Market Standard Boiler | per Home | 25 | Based on RTF Commercal Gas Boilersv1.2; Used residential data; Median lifetime as estimated in the DOE Technical Support Document for Consumer (Residential) Boilers | 419.0839 | 419.0839 | Using measure description efficiency metrics to adjust loads from RTF/2021P workbooks to consumptions. | Using measure description efficiency metrics to adjust loads from RTF/2021P workbooks to consumptions. | 0 | 0 | NA | NA | 0 | 0 | 0 | 0 | 0 | 0 | 0 | Baseline is same as efficient condition. | Baseline is same as efficient condition. | Baseline is same as efficient condition. | 0 | 0 | No applicable non-energy benefits | No applicable non-energy benefits | 100% | Equipment 100% technically feasible within end use | System | System
Thurston CountyManufactured - Highly ImpactedHeat Central Gas Boiler3New | Thurston CountyManufactured - Highly ImpactedHeat Central Gas BoilerNew | Thurston County | Manufactured - Highly Impacted | Heat Central Gas Boiler | 3 | Market Standard Boiler | New | Boiler - Market Standard | Market Standard Boiler | Market Standard Boiler | per Home | 25 | Based on RTF Commercal Gas Boilersv1.2; Used residential data; Median lifetime as estimated in the DOE Technical Support Document for Consumer (Residential) Boilers | 272.4046 | 272.4046 | Using measure description efficiency metrics to adjust loads from RTF/2021P workbooks to consumptions. | Using measure description efficiency metrics to adjust loads from RTF/2021P workbooks to consumptions. | 0 | 0 | NA | NA | 0 | 0 | 0 | 0 | 0 | 0 | 0 | Baseline is same as efficient condition. | Baseline is same as efficient condition. | Baseline is same as efficient condition. | 0 | 0 | No applicable non-energy benefits | No applicable non-energy benefits | 100% | Equipment 100% technically feasible within end use | System | System
Thurston CountySingle FamilyHeat Central Gas Boiler4Existing | Thurston CountySingle FamilyHeat Central Gas BoilerExisting | Thurston County | Single Family | Heat Central Gas Boiler | 4 | Advanced Efficiency Boiler - 93% AFUE | Existing | Boiler - Advanced Efficiency | Advanced Efficiency Boiler - 93% AFUE | Federal Standard 2022 Boiler - 84% AFUE | per Home | 25 | Based on RTF Commercal Gas Boilersv1.2; Used residential data; Median lifetime as estimated in the DOE Technical Support Document for Consumer (Residential) Boilers | 627.1571 | 566.4645 | Using measure description efficiency metrics to adjust loads from RTF/2021P workbooks to consumptions. | Using measure description efficiency metrics to adjust loads from RTF/2021P workbooks to consumptions. | 0 | 0 | NA | NA | 1953.0315 | 3961.4944 | 0 | 3124.019 | 4062.1947 | 0 | 0 | Equipment cost derived from table 8.2.7, average capacity derived from table 7B.2.12 and 7B.2.14, Technical Support Document: Residential Boilers, December 22, 2015. https://www.regulations.gov/document?D=EERE-2012-BT-STD-0047-0070 | Labor cost derived from table 8.2.5, average capacity derived from table 7B.2.12 and 7B.2.14, Technical Support Document: Residential Boilers, December 22, 2015. https://www.regulations.gov/document?D=EERE-2012-BT-STD-0047-0070 | Assuming no incremental O&M cost | 0 | 17.6988 | PSE NEI data | No applicable non-energy benefits | 100% | Equipment 100% technically feasible within end use | System | System
Thurston CountySingle FamilyHeat Central Gas Boiler4New | Thurston CountySingle FamilyHeat Central Gas BoilerNew | Thurston County | Single Family | Heat Central Gas Boiler | 4 | Advanced Efficiency Boiler - 93% AFUE | New | Boiler - Advanced Efficiency | Advanced Efficiency Boiler - 93% AFUE | Federal Standard 2022 Boiler - 84% AFUE | per Home | 25 | Based on RTF Commercal Gas Boilersv1.2; Used residential data; Median lifetime as estimated in the DOE Technical Support Document for Consumer (Residential) Boilers | 407.6521 | 368.2019 | Using measure description efficiency metrics to adjust loads from RTF/2021P workbooks to consumptions. | Using measure description efficiency metrics to adjust loads from RTF/2021P workbooks to consumptions. | 0 | 0 | NA | NA | 1953.0315 | 3961.4944 | 0 | 3124.019 | 4062.1947 | 0 | 0 | Equipment cost derived from table 8.2.7, average capacity derived from table 7B.2.12 and 7B.2.14, Technical Support Document: Residential Boilers, December 22, 2015. https://www.regulations.gov/document?D=EERE-2012-BT-STD-0047-0070 | Labor cost derived from table 8.2.5, average capacity derived from table 7B.2.12 and 7B.2.14, Technical Support Document: Residential Boilers, December 22, 2015. https://www.regulations.gov/document?D=EERE-2012-BT-STD-0047-0070 | Assuming no incremental O&M cost | 0 | 11.5042 | PSE NEI data | No applicable non-energy benefits | 100% | Equipment 100% technically feasible within end use | System | System
Thurston CountySingle Family - Highly ImpactedHeat Central Gas Boiler4Existing | Thurston CountySingle Family - Highly ImpactedHeat Central Gas BoilerExisting | Thurston County | Single Family - Highly Impacted | Heat Central Gas Boiler | 4 | Advanced Efficiency Boiler - 93% AFUE | Existing | Boiler - Advanced Efficiency | Advanced Efficiency Boiler - 93% AFUE | Federal Standard 2022 Boiler - 84% AFUE | per Home | 25 | Based on RTF Commercal Gas Boilersv1.2; Used residential data; Median lifetime as estimated in the DOE Technical Support Document for Consumer (Residential) Boilers | 451.1363 | 407.478 | Using measure description efficiency metrics to adjust loads from RTF/2021P workbooks to consumptions. | Using measure description efficiency metrics to adjust loads from RTF/2021P workbooks to consumptions. | 0 | 0 | NA | NA | 1404.8848 | 2849.6434 | 0 | 2247.2176 | 2922.0807 | 0 | 0 | Equipment cost derived from table 8.2.7, average capacity derived from table 7B.2.12 and 7B.2.14, Technical Support Document: Residential Boilers, December 22, 2015. https://www.regulations.gov/document?D=EERE-2012-BT-STD-0047-0070 | Labor cost derived from table 8.2.5, average capacity derived from table 7B.2.12 and 7B.2.14, Technical Support Document: Residential Boilers, December 22, 2015. https://www.regulations.gov/document?D=EERE-2012-BT-STD-0047-0070 | Assuming no incremental O&M cost | 0 | 12.7313 | PSE NEI data | No applicable non-energy benefits | 100% | Equipment 100% technically feasible within end use | System | System
Thurston CountySingle Family - Highly ImpactedHeat Central Gas Boiler4New | Thurston CountySingle Family - Highly ImpactedHeat Central Gas BoilerNew | Thurston County | Single Family - Highly Impacted | Heat Central Gas Boiler | 4 | Advanced Efficiency Boiler - 93% AFUE | New | Boiler - Advanced Efficiency | Advanced Efficiency Boiler - 93% AFUE | Federal Standard 2022 Boiler - 84% AFUE | per Home | 25 | Based on RTF Commercal Gas Boilersv1.2; Used residential data; Median lifetime as estimated in the DOE Technical Support Document for Consumer (Residential) Boilers | 293.2386 | 264.8607 | Using measure description efficiency metrics to adjust loads from RTF/2021P workbooks to consumptions. | Using measure description efficiency metrics to adjust loads from RTF/2021P workbooks to consumptions. | 0 | 0 | NA | NA | 1404.8848 | 2849.6434 | 0 | 2247.2176 | 2922.0807 | 0 | 0 | Equipment cost derived from table 8.2.7, average capacity derived from table 7B.2.12 and 7B.2.14, Technical Support Document: Residential Boilers, December 22, 2015. https://www.regulations.gov/document?D=EERE-2012-BT-STD-0047-0070 | Labor cost derived from table 8.2.5, average capacity derived from table 7B.2.12 and 7B.2.14, Technical Support Document: Residential Boilers, December 22, 2015. https://www.regulations.gov/document?D=EERE-2012-BT-STD-0047-0070 | Assuming no incremental O&M cost | 0 | 8.2754 | PSE NEI data | No applicable non-energy benefits | 100% | Equipment 100% technically feasible within end use | System | System
Thurston CountyMultifamilyHeat Central Gas Boiler4Existing | Thurston CountyMultifamilyHeat Central Gas BoilerExisting | Thurston County | Multifamily | Heat Central Gas Boiler | 4 | Advanced Efficiency Boiler - 93% AFUE | Existing | Boiler - Advanced Efficiency | Advanced Efficiency Boiler - 93% AFUE | Federal Standard 2022 Boiler - 84% AFUE | per Home | 25 | Based on RTF Commercal Gas Boilersv1.2; Used residential data; Median lifetime as estimated in the DOE Technical Support Document for Consumer (Residential) Boilers | 413.5749 | 373.5515 | Using measure description efficiency metrics to adjust loads from RTF/2021P workbooks to consumptions. | Using measure description efficiency metrics to adjust loads from RTF/2021P workbooks to consumptions. | 0 | 0 | NA | NA | 854.4624 | 1733.1763 | 0 | 1366.776 | 1777.2332 | 0 | 0 | Equipment cost derived from table 8.2.7, average capacity derived from table 7B.2.12 and 7B.2.14, Technical Support Document: Residential Boilers, December 22, 2015. https://www.regulations.gov/document?D=EERE-2012-BT-STD-0047-0070 | Labor cost derived from table 8.2.5, average capacity derived from table 7B.2.12 and 7B.2.14, Technical Support Document: Residential Boilers, December 22, 2015. https://www.regulations.gov/document?D=EERE-2012-BT-STD-0047-0070 | Assuming no incremental O&M cost | 0 | 11.6713 | PSE NEI data | No applicable non-energy benefits | 100% | Equipment 100% technically feasible within end use | System | System
Thurston CountyMultifamilyHeat Central Gas Boiler4New | Thurston CountyMultifamilyHeat Central Gas BoilerNew | Thurston County | Multifamily | Heat Central Gas Boiler | 4 | Advanced Efficiency Boiler - 93% AFUE | New | Boiler - Advanced Efficiency | Advanced Efficiency Boiler - 93% AFUE | Federal Standard 2022 Boiler - 84% AFUE | per Home | 25 | Based on RTF Commercal Gas Boilersv1.2; Used residential data; Median lifetime as estimated in the DOE Technical Support Document for Consumer (Residential) Boilers | 268.8237 | 242.8085 | Using measure description efficiency metrics to adjust loads from RTF/2021P workbooks to consumptions. | Using measure description efficiency metrics to adjust loads from RTF/2021P workbooks to consumptions. | 0 | 0 | NA | NA | 854.4624 | 1733.1763 | 0 | 1366.776 | 1777.2332 | 0 | 0 | Equipment cost derived from table 8.2.7, average capacity derived from table 7B.2.12 and 7B.2.14, Technical Support Document: Residential Boilers, December 22, 2015. https://www.regulations.gov/document?D=EERE-2012-BT-STD-0047-0070 | Labor cost derived from table 8.2.5, average capacity derived from table 7B.2.12 and 7B.2.14, Technical Support Document: Residential Boilers, December 22, 2015. https://www.regulations.gov/document?D=EERE-2012-BT-STD-0047-0070 | Assuming no incremental O&M cost | 0 | 7.5864 | PSE NEI data | No applicable non-energy benefits | 100% | Equipment 100% technically feasible within end use | System | System
Thurston CountyMultifamily - Highly ImpactedHeat Central Gas Boiler4Existing | Thurston CountyMultifamily - Highly ImpactedHeat Central Gas BoilerExisting | Thurston County | Multifamily - Highly Impacted | Heat Central Gas Boiler | 4 | Advanced Efficiency Boiler - 93% AFUE | Existing | Boiler - Advanced Efficiency | Advanced Efficiency Boiler - 93% AFUE | Federal Standard 2022 Boiler - 84% AFUE | per Home | 25 | Based on RTF Commercal Gas Boilersv1.2; Used residential data; Median lifetime as estimated in the DOE Technical Support Document for Consumer (Residential) Boilers | 351.0228 | 317.0529 | Using measure description efficiency metrics to adjust loads from RTF/2021P workbooks to consumptions. | Using measure description efficiency metrics to adjust loads from RTF/2021P workbooks to consumptions. | 0 | 0 | NA | NA | 725.2273 | 1471.0382 | 0 | 1160.0549 | 1508.4316 | 0 | 0 | Equipment cost derived from table 8.2.7, average capacity derived from table 7B.2.12 and 7B.2.14, Technical Support Document: Residential Boilers, December 22, 2015. https://www.regulations.gov/document?D=EERE-2012-BT-STD-0047-0070 | Labor cost derived from table 8.2.5, average capacity derived from table 7B.2.12 and 7B.2.14, Technical Support Document: Residential Boilers, December 22, 2015. https://www.regulations.gov/document?D=EERE-2012-BT-STD-0047-0070 | Assuming no incremental O&M cost | 0 | 9.9061 | PSE NEI data | No applicable non-energy benefits | 100% | Equipment 100% technically feasible within end use | System | System
Thurston CountyMultifamily - Highly ImpactedHeat Central Gas Boiler4New | Thurston CountyMultifamily - Highly ImpactedHeat Central Gas BoilerNew | Thurston County | Multifamily - Highly Impacted | Heat Central Gas Boiler | 4 | Advanced Efficiency Boiler - 93% AFUE | New | Boiler - Advanced Efficiency | Advanced Efficiency Boiler - 93% AFUE | Federal Standard 2022 Boiler - 84% AFUE | per Home | 25 | Based on RTF Commercal Gas Boilersv1.2; Used residential data; Median lifetime as estimated in the DOE Technical Support Document for Consumer (Residential) Boilers | 228.1648 | 206.0844 | Using measure description efficiency metrics to adjust loads from RTF/2021P workbooks to consumptions. | Using measure description efficiency metrics to adjust loads from RTF/2021P workbooks to consumptions. | 0 | 0 | NA | NA | 725.2273 | 1471.0382 | 0 | 1160.0549 | 1508.4316 | 0 | 0 | Equipment cost derived from table 8.2.7, average capacity derived from table 7B.2.12 and 7B.2.14, Technical Support Document: Residential Boilers, December 22, 2015. https://www.regulations.gov/document?D=EERE-2012-BT-STD-0047-0070 | Labor cost derived from table 8.2.5, average capacity derived from table 7B.2.12 and 7B.2.14, Technical Support Document: Residential Boilers, December 22, 2015. https://www.regulations.gov/document?D=EERE-2012-BT-STD-0047-0070 | Assuming no incremental O&M cost | 0 | 6.439 | PSE NEI data | No applicable non-energy benefits | 100% | Equipment 100% technically feasible within end use | System | System
Thurston CountyManufacturedHeat Central Gas Boiler4Existing | Thurston CountyManufacturedHeat Central Gas BoilerExisting | Thurston County | Manufactured | Heat Central Gas Boiler | 4 | Advanced Efficiency Boiler - 93% AFUE | Existing | Boiler - Advanced Efficiency | Advanced Efficiency Boiler - 93% AFUE | Federal Standard 2022 Boiler - 84% AFUE | per Home | 25 | Based on RTF Commercal Gas Boilersv1.2; Used residential data; Median lifetime as estimated in the DOE Technical Support Document for Consumer (Residential) Boilers | 566.2955 | 511.4927 | Using measure description efficiency metrics to adjust loads from RTF/2021P workbooks to consumptions. | Using measure description efficiency metrics to adjust loads from RTF/2021P workbooks to consumptions. | 0 | 0 | NA | NA | 1452.6206 | 2946.4698 | 0 | 2323.5745 | 3021.3684 | 0 | 0 | Equipment cost derived from table 8.2.7, average capacity derived from table 7B.2.12 and 7B.2.14, Technical Support Document: Residential Boilers, December 22, 2015. https://www.regulations.gov/document?D=EERE-2012-BT-STD-0047-0070 | Labor cost derived from table 8.2.5, average capacity derived from table 7B.2.12 and 7B.2.14, Technical Support Document: Residential Boilers, December 22, 2015. https://www.regulations.gov/document?D=EERE-2012-BT-STD-0047-0070 | Assuming no incremental O&M cost | 0 | 15.9812 | PSE NEI data | No applicable non-energy benefits | 100% | Equipment 100% technically feasible within end use | System | System
Thurston CountyManufacturedHeat Central Gas Boiler4New | Thurston CountyManufacturedHeat Central Gas BoilerNew | Thurston County | Manufactured | Heat Central Gas Boiler | 4 | Advanced Efficiency Boiler - 93% AFUE | New | Boiler - Advanced Efficiency | Advanced Efficiency Boiler - 93% AFUE | Federal Standard 2022 Boiler - 84% AFUE | per Home | 25 | Based on RTF Commercal Gas Boilersv1.2; Used residential data; Median lifetime as estimated in the DOE Technical Support Document for Consumer (Residential) Boilers | 368.0921 | 332.4703 | Using measure description efficiency metrics to adjust loads from RTF/2021P workbooks to consumptions. | Using measure description efficiency metrics to adjust loads from RTF/2021P workbooks to consumptions. | 0 | 0 | NA | NA | 1452.6206 | 2946.4698 | 0 | 2323.5745 | 3021.3684 | 0 | 0 | Equipment cost derived from table 8.2.7, average capacity derived from table 7B.2.12 and 7B.2.14, Technical Support Document: Residential Boilers, December 22, 2015. https://www.regulations.gov/document?D=EERE-2012-BT-STD-0047-0070 | Labor cost derived from table 8.2.5, average capacity derived from table 7B.2.12 and 7B.2.14, Technical Support Document: Residential Boilers, December 22, 2015. https://www.regulations.gov/document?D=EERE-2012-BT-STD-0047-0070 | Assuming no incremental O&M cost | 0 | 10.3878 | PSE NEI data | No applicable non-energy benefits | 100% | Equipment 100% technically feasible within end use | System | System
Thurston CountyManufactured - Highly ImpactedHeat Central Gas Boiler4Existing | Thurston CountyManufactured - Highly ImpactedHeat Central Gas BoilerExisting | Thurston County | Manufactured - Highly Impacted | Heat Central Gas Boiler | 4 | Advanced Efficiency Boiler - 93% AFUE | Existing | Boiler - Advanced Efficiency | Advanced Efficiency Boiler - 93% AFUE | Federal Standard 2022 Boiler - 84% AFUE | per Home | 25 | Based on RTF Commercal Gas Boilersv1.2; Used residential data; Median lifetime as estimated in the DOE Technical Support Document for Consumer (Residential) Boilers | 439.0403 | 396.5525 | Using measure description efficiency metrics to adjust loads from RTF/2021P workbooks to consumptions. | Using measure description efficiency metrics to adjust loads from RTF/2021P workbooks to consumptions. | 0 | 0 | NA | NA | 1126.1947 | 2284.3532 | 0 | 1801.432 | 2342.421 | 0 | 0 | Equipment cost derived from table 8.2.7, average capacity derived from table 7B.2.12 and 7B.2.14, Technical Support Document: Residential Boilers, December 22, 2015. https://www.regulations.gov/document?D=EERE-2012-BT-STD-0047-0070 | Labor cost derived from table 8.2.5, average capacity derived from table 7B.2.12 and 7B.2.14, Technical Support Document: Residential Boilers, December 22, 2015. https://www.regulations.gov/document?D=EERE-2012-BT-STD-0047-0070 | Assuming no incremental O&M cost | 0 | 12.39 | PSE NEI data | No applicable non-energy benefits | 100% | Equipment 100% technically feasible within end use | System | System
Thurston CountyManufactured - Highly ImpactedHeat Central Gas Boiler4New | Thurston CountyManufactured - Highly ImpactedHeat Central Gas BoilerNew | Thurston County | Manufactured - Highly Impacted | Heat Central Gas Boiler | 4 | Advanced Efficiency Boiler - 93% AFUE | New | Boiler - Advanced Efficiency | Advanced Efficiency Boiler - 93% AFUE | Federal Standard 2022 Boiler - 84% AFUE | per Home | 25 | Based on RTF Commercal Gas Boilersv1.2; Used residential data; Median lifetime as estimated in the DOE Technical Support Document for Consumer (Residential) Boilers | 285.3762 | 257.7591 | Using measure description efficiency metrics to adjust loads from RTF/2021P workbooks to consumptions. | Using measure description efficiency metrics to adjust loads from RTF/2021P workbooks to consumptions. | 0 | 0 | NA | NA | 1126.1947 | 2284.3532 | 0 | 1801.432 | 2342.421 | 0 | 0 | Equipment cost derived from table 8.2.7, average capacity derived from table 7B.2.12 and 7B.2.14, Technical Support Document: Residential Boilers, December 22, 2015. https://www.regulations.gov/document?D=EERE-2012-BT-STD-0047-0070 | Labor cost derived from table 8.2.5, average capacity derived from table 7B.2.12 and 7B.2.14, Technical Support Document: Residential Boilers, December 22, 2015. https://www.regulations.gov/document?D=EERE-2012-BT-STD-0047-0070 | Assuming no incremental O&M cost | 0 | 8.0535 | PSE NEI data | No applicable non-energy benefits | 100% | Equipment 100% technically feasible within end use | System | System
Thurston CountySingle FamilyHeat Central Gas Boiler5Existing | Thurston CountySingle FamilyHeat Central Gas BoilerExisting | Thurston County | Single Family | Heat Central Gas Boiler | 5 | Premium Efficiency Boiler - 95% AFUE | Existing | Boiler - Premium Efficiency | Premium Efficiency Boiler - 95% AFUE | Federal Standard 2022 Boiler - 84% AFUE | per Home | 25 | Based on RTF Commercal Gas Boilersv1.2; Used residential data; Median lifetime as estimated in the DOE Technical Support Document for Consumer (Residential) Boilers | 627.1571 | 554.5389 | Using measure description efficiency metrics to adjust loads from RTF/2021P workbooks to consumptions. | Using measure description efficiency metrics to adjust loads from RTF/2021P workbooks to consumptions. | 0 | 0 | NA | NA | 1953.0315 | 3961.4944 | 0 | 3442.7493 | 4062.1947 | 0 | 0 | Equipment cost derived from table 8.2.7, average capacity derived from table 7B.2.12 and 7B.2.14, Technical Support Document: Residential Boilers, December 22, 2015. https://www.regulations.gov/document?D=EERE-2012-BT-STD-0047-0070 | Labor cost derived from table 8.2.5, average capacity derived from table 7B.2.12 and 7B.2.14, Technical Support Document: Residential Boilers, December 22, 2015. https://www.regulations.gov/document?D=EERE-2012-BT-STD-0047-0070 | Assuming no incremental O&M cost | 0 | 21.1764 | PSE NEI data | No applicable non-energy benefits | 100% | Equipment 100% technically feasible within end use | System | System
Thurston CountySingle FamilyHeat Central Gas Boiler5New | Thurston CountySingle FamilyHeat Central Gas BoilerNew | Thurston County | Single Family | Heat Central Gas Boiler | 5 | Premium Efficiency Boiler - 95% AFUE | New | Boiler - Premium Efficiency | Premium Efficiency Boiler - 95% AFUE | Federal Standard 2022 Boiler - 84% AFUE | per Home | 25 | Based on RTF Commercal Gas Boilersv1.2; Used residential data; Median lifetime as estimated in the DOE Technical Support Document for Consumer (Residential) Boilers | 407.6521 | 360.4503 | Using measure description efficiency metrics to adjust loads from RTF/2021P workbooks to consumptions. | Using measure description efficiency metrics to adjust loads from RTF/2021P workbooks to consumptions. | 0 | 0 | NA | NA | 1953.0315 | 3961.4944 | 0 | 3442.7493 | 4062.1947 | 0 | 0 | Equipment cost derived from table 8.2.7, average capacity derived from table 7B.2.12 and 7B.2.14, Technical Support Document: Residential Boilers, December 22, 2015. https://www.regulations.gov/document?D=EERE-2012-BT-STD-0047-0070 | Labor cost derived from table 8.2.5, average capacity derived from table 7B.2.12 and 7B.2.14, Technical Support Document: Residential Boilers, December 22, 2015. https://www.regulations.gov/document?D=EERE-2012-BT-STD-0047-0070 | Assuming no incremental O&M cost | 0 | 13.7647 | PSE NEI data | No applicable non-energy benefits | 100% | Equipment 100% technically feasible within end use | System | System
Thurston CountySingle Family - Highly ImpactedHeat Central Gas Boiler5Existing | Thurston CountySingle Family - Highly ImpactedHeat Central Gas BoilerExisting | Thurston County | Single Family - Highly Impacted | Heat Central Gas Boiler | 5 | Premium Efficiency Boiler - 95% AFUE | Existing | Boiler - Premium Efficiency | Premium Efficiency Boiler - 95% AFUE | Federal Standard 2022 Boiler - 84% AFUE | per Home | 25 | Based on RTF Commercal Gas Boilersv1.2; Used residential data; Median lifetime as estimated in the DOE Technical Support Document for Consumer (Residential) Boilers | 451.1363 | 398.8995 | Using measure description efficiency metrics to adjust loads from RTF/2021P workbooks to consumptions. | Using measure description efficiency metrics to adjust loads from RTF/2021P workbooks to consumptions. | 0 | 0 | NA | NA | 1404.8848 | 2849.6434 | 0 | 2476.4916 | 2922.0807 | 0 | 0 | Equipment cost derived from table 8.2.7, average capacity derived from table 7B.2.12 and 7B.2.14, Technical Support Document: Residential Boilers, December 22, 2015. https://www.regulations.gov/document?D=EERE-2012-BT-STD-0047-0070 | Labor cost derived from table 8.2.5, average capacity derived from table 7B.2.12 and 7B.2.14, Technical Support Document: Residential Boilers, December 22, 2015. https://www.regulations.gov/document?D=EERE-2012-BT-STD-0047-0070 | Assuming no incremental O&M cost | 0 | 15.2329 | PSE NEI data | No applicable non-energy benefits | 100% | Equipment 100% technically feasible within end use | System | System
Thurston CountySingle Family - Highly ImpactedHeat Central Gas Boiler5New | Thurston CountySingle Family - Highly ImpactedHeat Central Gas BoilerNew | Thurston County | Single Family - Highly Impacted | Heat Central Gas Boiler | 5 | Premium Efficiency Boiler - 95% AFUE | New | Boiler - Premium Efficiency | Premium Efficiency Boiler - 95% AFUE | Federal Standard 2022 Boiler - 84% AFUE | per Home | 25 | Based on RTF Commercal Gas Boilersv1.2; Used residential data; Median lifetime as estimated in the DOE Technical Support Document for Consumer (Residential) Boilers | 293.2386 | 259.2847 | Using measure description efficiency metrics to adjust loads from RTF/2021P workbooks to consumptions. | Using measure description efficiency metrics to adjust loads from RTF/2021P workbooks to consumptions. | 0 | 0 | NA | NA | 1404.8848 | 2849.6434 | 0 | 2476.4916 | 2922.0807 | 0 | 0 | Equipment cost derived from table 8.2.7, average capacity derived from table 7B.2.12 and 7B.2.14, Technical Support Document: Residential Boilers, December 22, 2015. https://www.regulations.gov/document?D=EERE-2012-BT-STD-0047-0070 | Labor cost derived from table 8.2.5, average capacity derived from table 7B.2.12 and 7B.2.14, Technical Support Document: Residential Boilers, December 22, 2015. https://www.regulations.gov/document?D=EERE-2012-BT-STD-0047-0070 | Assuming no incremental O&M cost | 0 | 9.9014 | PSE NEI data | No applicable non-energy benefits | 100% | Equipment 100% technically feasible within end use | System | System
Thurston CountyMultifamilyHeat Central Gas Boiler5Existing | Thurston CountyMultifamilyHeat Central Gas BoilerExisting | Thurston County | Multifamily | Heat Central Gas Boiler | 5 | Premium Efficiency Boiler - 95% AFUE | Existing | Boiler - Premium Efficiency | Premium Efficiency Boiler - 95% AFUE | Federal Standard 2022 Boiler - 84% AFUE | per Home | 25 | Based on RTF Commercal Gas Boilersv1.2; Used residential data; Median lifetime as estimated in the DOE Technical Support Document for Consumer (Residential) Boilers | 413.5749 | 365.6873 | Using measure description efficiency metrics to adjust loads from RTF/2021P workbooks to consumptions. | Using measure description efficiency metrics to adjust loads from RTF/2021P workbooks to consumptions. | 0 | 0 | NA | NA | 854.4624 | 1733.1763 | 0 | 1506.2223 | 1777.2332 | 0 | 0 | Equipment cost derived from table 8.2.7, average capacity derived from table 7B.2.12 and 7B.2.14, Technical Support Document: Residential Boilers, December 22, 2015. https://www.regulations.gov/document?D=EERE-2012-BT-STD-0047-0070 | Labor cost derived from table 8.2.5, average capacity derived from table 7B.2.12 and 7B.2.14, Technical Support Document: Residential Boilers, December 22, 2015. https://www.regulations.gov/document?D=EERE-2012-BT-STD-0047-0070 | Assuming no incremental O&M cost | 0 | 13.9646 | PSE NEI data | No applicable non-energy benefits | 100% | Equipment 100% technically feasible within end use | System | System
Thurston CountyMultifamilyHeat Central Gas Boiler5New | Thurston CountyMultifamilyHeat Central Gas BoilerNew | Thurston County | Multifamily | Heat Central Gas Boiler | 5 | Premium Efficiency Boiler - 95% AFUE | New | Boiler - Premium Efficiency | Premium Efficiency Boiler - 95% AFUE | Federal Standard 2022 Boiler - 84% AFUE | per Home | 25 | Based on RTF Commercal Gas Boilersv1.2; Used residential data; Median lifetime as estimated in the DOE Technical Support Document for Consumer (Residential) Boilers | 268.8237 | 237.6967 | Using measure description efficiency metrics to adjust loads from RTF/2021P workbooks to consumptions. | Using measure description efficiency metrics to adjust loads from RTF/2021P workbooks to consumptions. | 0 | 0 | NA | NA | 854.4624 | 1733.1763 | 0 | 1506.2223 | 1777.2332 | 0 | 0 | Equipment cost derived from table 8.2.7, average capacity derived from table 7B.2.12 and 7B.2.14, Technical Support Document: Residential Boilers, December 22, 2015. https://www.regulations.gov/document?D=EERE-2012-BT-STD-0047-0070 | Labor cost derived from table 8.2.5, average capacity derived from table 7B.2.12 and 7B.2.14, Technical Support Document: Residential Boilers, December 22, 2015. https://www.regulations.gov/document?D=EERE-2012-BT-STD-0047-0070 | Assuming no incremental O&M cost | 0 | 9.077 | PSE NEI data | No applicable non-energy benefits | 100% | Equipment 100% technically feasible within end use | System | System
Thurston CountyMultifamily - Highly ImpactedHeat Central Gas Boiler5Existing | Thurston CountyMultifamily - Highly ImpactedHeat Central Gas BoilerExisting | Thurston County | Multifamily - Highly Impacted | Heat Central Gas Boiler | 5 | Premium Efficiency Boiler - 95% AFUE | Existing | Boiler - Premium Efficiency | Premium Efficiency Boiler - 95% AFUE | Federal Standard 2022 Boiler - 84% AFUE | per Home | 25 | Based on RTF Commercal Gas Boilersv1.2; Used residential data; Median lifetime as estimated in the DOE Technical Support Document for Consumer (Residential) Boilers | 351.0228 | 310.3781 | Using measure description efficiency metrics to adjust loads from RTF/2021P workbooks to consumptions. | Using measure description efficiency metrics to adjust loads from RTF/2021P workbooks to consumptions. | 0 | 0 | NA | NA | 725.2273 | 1471.0382 | 0 | 1278.4104 | 1508.4316 | 0 | 0 | Equipment cost derived from table 8.2.7, average capacity derived from table 7B.2.12 and 7B.2.14, Technical Support Document: Residential Boilers, December 22, 2015. https://www.regulations.gov/document?D=EERE-2012-BT-STD-0047-0070 | Labor cost derived from table 8.2.5, average capacity derived from table 7B.2.12 and 7B.2.14, Technical Support Document: Residential Boilers, December 22, 2015. https://www.regulations.gov/document?D=EERE-2012-BT-STD-0047-0070 | Assuming no incremental O&M cost | 0 | 11.8525 | PSE NEI data | No applicable non-energy benefits | 100% | Equipment 100% technically feasible within end use | System | System
Thurston CountyMultifamily - Highly ImpactedHeat Central Gas Boiler5New | Thurston CountyMultifamily - Highly ImpactedHeat Central Gas BoilerNew | Thurston County | Multifamily - Highly Impacted | Heat Central Gas Boiler | 5 | Premium Efficiency Boiler - 95% AFUE | New | Boiler - Premium Efficiency | Premium Efficiency Boiler - 95% AFUE | Federal Standard 2022 Boiler - 84% AFUE | per Home | 25 | Based on RTF Commercal Gas Boilersv1.2; Used residential data; Median lifetime as estimated in the DOE Technical Support Document for Consumer (Residential) Boilers | 228.1648 | 201.7458 | Using measure description efficiency metrics to adjust loads from RTF/2021P workbooks to consumptions. | Using measure description efficiency metrics to adjust loads from RTF/2021P workbooks to consumptions. | 0 | 0 | NA | NA | 725.2273 | 1471.0382 | 0 | 1278.4104 | 1508.4316 | 0 | 0 | Equipment cost derived from table 8.2.7, average capacity derived from table 7B.2.12 and 7B.2.14, Technical Support Document: Residential Boilers, December 22, 2015. https://www.regulations.gov/document?D=EERE-2012-BT-STD-0047-0070 | Labor cost derived from table 8.2.5, average capacity derived from table 7B.2.12 and 7B.2.14, Technical Support Document: Residential Boilers, December 22, 2015. https://www.regulations.gov/document?D=EERE-2012-BT-STD-0047-0070 | Assuming no incremental O&M cost | 0 | 7.7041 | PSE NEI data | No applicable non-energy benefits | 100% | Equipment 100% technically feasible within end use | System | System
Thurston CountyManufacturedHeat Central Gas Boiler5Existing | Thurston CountyManufacturedHeat Central Gas BoilerExisting | Thurston County | Manufactured | Heat Central Gas Boiler | 5 | Premium Efficiency Boiler - 95% AFUE | Existing | Boiler - Premium Efficiency | Premium Efficiency Boiler - 95% AFUE | Federal Standard 2022 Boiler - 84% AFUE | per Home | 25 | Based on RTF Commercal Gas Boilersv1.2; Used residential data; Median lifetime as estimated in the DOE Technical Support Document for Consumer (Residential) Boilers | 566.2955 | 500.7245 | Using measure description efficiency metrics to adjust loads from RTF/2021P workbooks to consumptions. | Using measure description efficiency metrics to adjust loads from RTF/2021P workbooks to consumptions. | 0 | 0 | NA | NA | 1452.6206 | 2946.4698 | 0 | 2560.6389 | 3021.3684 | 0 | 0 | Equipment cost derived from table 8.2.7, average capacity derived from table 7B.2.12 and 7B.2.14, Technical Support Document: Residential Boilers, December 22, 2015. https://www.regulations.gov/document?D=EERE-2012-BT-STD-0047-0070 | Labor cost derived from table 8.2.5, average capacity derived from table 7B.2.12 and 7B.2.14, Technical Support Document: Residential Boilers, December 22, 2015. https://www.regulations.gov/document?D=EERE-2012-BT-STD-0047-0070 | Assuming no incremental O&M cost | 0 | 19.1214 | PSE NEI data | No applicable non-energy benefits | 100% | Equipment 100% technically feasible within end use | System | System
Thurston CountyManufacturedHeat Central Gas Boiler5New | Thurston CountyManufacturedHeat Central Gas BoilerNew | Thurston County | Manufactured | Heat Central Gas Boiler | 5 | Premium Efficiency Boiler - 95% AFUE | New | Boiler - Premium Efficiency | Premium Efficiency Boiler - 95% AFUE | Federal Standard 2022 Boiler - 84% AFUE | per Home | 25 | Based on RTF Commercal Gas Boilersv1.2; Used residential data; Median lifetime as estimated in the DOE Technical Support Document for Consumer (Residential) Boilers | 368.0921 | 325.4709 | Using measure description efficiency metrics to adjust loads from RTF/2021P workbooks to consumptions. | Using measure description efficiency metrics to adjust loads from RTF/2021P workbooks to consumptions. | 0 | 0 | NA | NA | 1452.6206 | 2946.4698 | 0 | 2560.6389 | 3021.3684 | 0 | 0 | Equipment cost derived from table 8.2.7, average capacity derived from table 7B.2.12 and 7B.2.14, Technical Support Document: Residential Boilers, December 22, 2015. https://www.regulations.gov/document?D=EERE-2012-BT-STD-0047-0070 | Labor cost derived from table 8.2.5, average capacity derived from table 7B.2.12 and 7B.2.14, Technical Support Document: Residential Boilers, December 22, 2015. https://www.regulations.gov/document?D=EERE-2012-BT-STD-0047-0070 | Assuming no incremental O&M cost | 0 | 12.4289 | PSE NEI data | No applicable non-energy benefits | 100% | Equipment 100% technically feasible within end use | System | System
Thurston CountyManufactured - Highly ImpactedHeat Central Gas Boiler5Existing | Thurston CountyManufactured - Highly ImpactedHeat Central Gas BoilerExisting | Thurston County | Manufactured - Highly Impacted | Heat Central Gas Boiler | 5 | Premium Efficiency Boiler - 95% AFUE | Existing | Boiler - Premium Efficiency | Premium Efficiency Boiler - 95% AFUE | Federal Standard 2022 Boiler - 84% AFUE | per Home | 25 | Based on RTF Commercal Gas Boilersv1.2; Used residential data; Median lifetime as estimated in the DOE Technical Support Document for Consumer (Residential) Boilers | 439.0403 | 388.2041 | Using measure description efficiency metrics to adjust loads from RTF/2021P workbooks to consumptions. | Using measure description efficiency metrics to adjust loads from RTF/2021P workbooks to consumptions. | 0 | 0 | NA | NA | 1126.1947 | 2284.3532 | 0 | 1985.2244 | 2342.421 | 0 | 0 | Equipment cost derived from table 8.2.7, average capacity derived from table 7B.2.12 and 7B.2.14, Technical Support Document: Residential Boilers, December 22, 2015. https://www.regulations.gov/document?D=EERE-2012-BT-STD-0047-0070 | Labor cost derived from table 8.2.5, average capacity derived from table 7B.2.12 and 7B.2.14, Technical Support Document: Residential Boilers, December 22, 2015. https://www.regulations.gov/document?D=EERE-2012-BT-STD-0047-0070 | Assuming no incremental O&M cost | 0 | 14.8245 | PSE NEI data | No applicable non-energy benefits | 100% | Equipment 100% technically feasible within end use | System | System
Thurston CountyManufactured - Highly ImpactedHeat Central Gas Boiler5New | Thurston CountyManufactured - Highly ImpactedHeat Central Gas BoilerNew | Thurston County | Manufactured - Highly Impacted | Heat Central Gas Boiler | 5 | Premium Efficiency Boiler - 95% AFUE | New | Boiler - Premium Efficiency | Premium Efficiency Boiler - 95% AFUE | Federal Standard 2022 Boiler - 84% AFUE | per Home | 25 | Based on RTF Commercal Gas Boilersv1.2; Used residential data; Median lifetime as estimated in the DOE Technical Support Document for Consumer (Residential) Boilers | 285.3762 | 252.3326 | Using measure description efficiency metrics to adjust loads from RTF/2021P workbooks to consumptions. | Using measure description efficiency metrics to adjust loads from RTF/2021P workbooks to consumptions. | 0 | 0 | NA | NA | 1126.1947 | 2284.3532 | 0 | 1985.2244 | 2342.421 | 0 | 0 | Equipment cost derived from table 8.2.7, average capacity derived from table 7B.2.12 and 7B.2.14, Technical Support Document: Residential Boilers, December 22, 2015. https://www.regulations.gov/document?D=EERE-2012-BT-STD-0047-0070 | Labor cost derived from table 8.2.5, average capacity derived from table 7B.2.12 and 7B.2.14, Technical Support Document: Residential Boilers, December 22, 2015. https://www.regulations.gov/document?D=EERE-2012-BT-STD-0047-0070 | Assuming no incremental O&M cost | 0 | 9.6359 | PSE NEI data | No applicable non-energy benefits | 100% | Equipment 100% technically feasible within end use | System | System
Thurston CountySingle FamilyHeat Central Gas Furnace1Existing | Thurston CountySingle FamilyHeat Central Gas FurnaceExisting | Thurston County | Single Family | Heat Central Gas Furnace | 1 | Below Standard Furnace - 76% AFUE (Low Income) | Existing | Furnace - Below Standard | Below Standard Furnace - 76% AFUE (Low Income) | Below Standard Furnace - 76% AFUE (Low Income) | per Home | 10 | Assuming half the measure life for below standard equipment. Based on PSE Approved Furnace 2022 Business Case | 534.2104 | 534.2104 | Using measure description efficiency metrics to adjust loads from RTF/2021P workbooks to consumptions. | Using measure description efficiency metrics to adjust loads from RTF/2021P workbooks to consumptions. | 0 | 0 | NA | NA | 0 | 0 | 0 | 0 | 0 | 0 | 0 | Baseline is equal to efficient case. | Baseline is equal to efficient case. | Baseline is equal to efficient case. | 0 | 0 | No applicable non-energy benefits | No applicable non-energy benefits | 100% | Equipment 100% technically feasible within end use | System | System
Thurston CountySingle FamilyHeat Central Gas Furnace1New | Thurston CountySingle FamilyHeat Central Gas FurnaceNew | Thurston County | Single Family | Heat Central Gas Furnace | 1 | Below Standard Furnace - 76% AFUE (Low Income) | New | Furnace - Below Standard | Below Standard Furnace - 76% AFUE (Low Income) | Below Standard Furnace - 76% AFUE (Low Income) | per Home | 10 | Assuming half the measure life for below standard equipment. Based on PSE Approved Furnace 2022 Business Case | 347.2367 | 347.2367 | Using measure description efficiency metrics to adjust loads from RTF/2021P workbooks to consumptions. | Using measure description efficiency metrics to adjust loads from RTF/2021P workbooks to consumptions. | 0 | 0 | NA | NA | 0 | 0 | 0 | 0 | 0 | 0 | 0 | Baseline is equal to efficient case. | Baseline is equal to efficient case. | Baseline is equal to efficient case. | 0 | 0 | No applicable non-energy benefits | No applicable non-energy benefits | 100% | Equipment 100% technically feasible within end use | System | System
Thurston CountySingle Family - Highly ImpactedHeat Central Gas Furnace1Existing | Thurston CountySingle Family - Highly ImpactedHeat Central Gas FurnaceExisting | Thurston County | Single Family - Highly Impacted | Heat Central Gas Furnace | 1 | Below Standard Furnace - 76% AFUE (Low Income) | Existing | Furnace - Below Standard | Below Standard Furnace - 76% AFUE (Low Income) | Below Standard Furnace - 76% AFUE (Low Income) | per Home | 10 | Assuming half the measure life for below standard equipment. Based on PSE Approved Furnace 2022 Business Case | 384.2765 | 384.2765 | Using measure description efficiency metrics to adjust loads from RTF/2021P workbooks to consumptions. | Using measure description efficiency metrics to adjust loads from RTF/2021P workbooks to consumptions. | 0 | 0 | NA | NA | 0 | 0 | 0 | 0 | 0 | 0 | 0 | Baseline is equal to efficient case. | Baseline is equal to efficient case. | Baseline is equal to efficient case. | 0 | 0 | No applicable non-energy benefits | No applicable non-energy benefits | 100% | Equipment 100% technically feasible within end use | System | System
Thurston CountySingle Family - Highly ImpactedHeat Central Gas Furnace1New | Thurston CountySingle Family - Highly ImpactedHeat Central Gas FurnaceNew | Thurston County | Single Family - Highly Impacted | Heat Central Gas Furnace | 1 | Below Standard Furnace - 76% AFUE (Low Income) | New | Furnace - Below Standard | Below Standard Furnace - 76% AFUE (Low Income) | Below Standard Furnace - 76% AFUE (Low Income) | per Home | 10 | Assuming half the measure life for below standard equipment. Based on PSE Approved Furnace 2022 Business Case | 249.7797 | 249.7797 | Using measure description efficiency metrics to adjust loads from RTF/2021P workbooks to consumptions. | Using measure description efficiency metrics to adjust loads from RTF/2021P workbooks to consumptions. | 0 | 0 | NA | NA | 0 | 0 | 0 | 0 | 0 | 0 | 0 | Baseline is equal to efficient case. | Baseline is equal to efficient case. | Baseline is equal to efficient case. | 0 | 0 | No applicable non-energy benefits | No applicable non-energy benefits | 100% | Equipment 100% technically feasible within end use | System | System
Thurston CountyMultifamilyHeat Central Gas Furnace1Existing | Thurston CountyMultifamilyHeat Central Gas FurnaceExisting | Thurston County | Multifamily | Heat Central Gas Furnace | 1 | Below Standard Furnace - 76% AFUE (Low Income) | Existing | Furnace - Below Standard | Below Standard Furnace - 76% AFUE (Low Income) | Below Standard Furnace - 76% AFUE (Low Income) | per Home | 10 | Assuming half the measure life for below standard equipment. Based on PSE Approved Furnace 2022 Business Case | 352.2817 | 352.2817 | Using measure description efficiency metrics to adjust loads from RTF/2021P workbooks to consumptions. | Using measure description efficiency metrics to adjust loads from RTF/2021P workbooks to consumptions. | 0 | 0 | NA | NA | 0 | 0 | 0 | 0 | 0 | 0 | 0 | Baseline is equal to efficient case. | Baseline is equal to efficient case. | Baseline is equal to efficient case. | 0 | 0 | No applicable non-energy benefits | No applicable non-energy benefits | 100% | Equipment 100% technically feasible within end use | System | System
Thurston CountyMultifamilyHeat Central Gas Furnace1New | Thurston CountyMultifamilyHeat Central Gas FurnaceNew | Thurston County | Multifamily | Heat Central Gas Furnace | 1 | Below Standard Furnace - 76% AFUE (Low Income) | New | Furnace - Below Standard | Below Standard Furnace - 76% AFUE (Low Income) | Below Standard Furnace - 76% AFUE (Low Income) | per Home | 10 | Assuming half the measure life for below standard equipment. Based on PSE Approved Furnace 2022 Business Case | 228.9831 | 228.9831 | Using measure description efficiency metrics to adjust loads from RTF/2021P workbooks to consumptions. | Using measure description efficiency metrics to adjust loads from RTF/2021P workbooks to consumptions. | 0 | 0 | NA | NA | 0 | 0 | 0 | 0 | 0 | 0 | 0 | Baseline is equal to efficient case. | Baseline is equal to efficient case. | Baseline is equal to efficient case. | 0 | 0 | No applicable non-energy benefits | No applicable non-energy benefits | 100% | Equipment 100% technically feasible within end use | System | System
Thurston CountyMultifamily - Highly ImpactedHeat Central Gas Furnace1Existing | Thurston CountyMultifamily - Highly ImpactedHeat Central Gas FurnaceExisting | Thurston County | Multifamily - Highly Impacted | Heat Central Gas Furnace | 1 | Below Standard Furnace - 76% AFUE (Low Income) | Existing | Furnace - Below Standard | Below Standard Furnace - 76% AFUE (Low Income) | Below Standard Furnace - 76% AFUE (Low Income) | per Home | 10 | Assuming half the measure life for below standard equipment. Based on PSE Approved Furnace 2022 Business Case | 299.0001 | 299.0001 | Using measure description efficiency metrics to adjust loads from RTF/2021P workbooks to consumptions. | Using measure description efficiency metrics to adjust loads from RTF/2021P workbooks to consumptions. | 0 | 0 | NA | NA | 0 | 0 | 0 | 0 | 0 | 0 | 0 | Baseline is equal to efficient case. | Baseline is equal to efficient case. | Baseline is equal to efficient case. | 0 | 0 | No applicable non-energy benefits | No applicable non-energy benefits | 100% | Equipment 100% technically feasible within end use | System | System
Thurston CountyMultifamily - Highly ImpactedHeat Central Gas Furnace1New | Thurston CountyMultifamily - Highly ImpactedHeat Central Gas FurnaceNew | Thurston County | Multifamily - Highly Impacted | Heat Central Gas Furnace | 1 | Below Standard Furnace - 76% AFUE (Low Income) | New | Furnace - Below Standard | Below Standard Furnace - 76% AFUE (Low Income) | Below Standard Furnace - 76% AFUE (Low Income) | per Home | 10 | Assuming half the measure life for below standard equipment. Based on PSE Approved Furnace 2022 Business Case | 194.3501 | 194.3501 | Using measure description efficiency metrics to adjust loads from RTF/2021P workbooks to consumptions. | Using measure description efficiency metrics to adjust loads from RTF/2021P workbooks to consumptions. | 0 | 0 | NA | NA | 0 | 0 | 0 | 0 | 0 | 0 | 0 | Baseline is equal to efficient case. | Baseline is equal to efficient case. | Baseline is equal to efficient case. | 0 | 0 | No applicable non-energy benefits | No applicable non-energy benefits | 100% | Equipment 100% technically feasible within end use | System | System
Thurston CountyManufacturedHeat Central Gas Furnace1Existing | Thurston CountyManufacturedHeat Central Gas FurnaceExisting | Thurston County | Manufactured | Heat Central Gas Furnace | 1 | Below Standard Furnace - 76% AFUE (Low Income) | Existing | Furnace - Below Standard | Below Standard Furnace - 76% AFUE (Low Income) | Below Standard Furnace - 76% AFUE (Low Income) | per Home | 10 | Assuming half the measure life for below standard equipment. Based on PSE Approved Furnace 2022 Business Case | 482.3687 | 482.3687 | Using measure description efficiency metrics to adjust loads from RTF/2021P workbooks to consumptions. | Using measure description efficiency metrics to adjust loads from RTF/2021P workbooks to consumptions. | 0 | 0 | NA | NA | 0 | 0 | 0 | 0 | 0 | 0 | 0 | Baseline is equal to efficient case. | Baseline is equal to efficient case. | Baseline is equal to efficient case. | 0 | 0 | No applicable non-energy benefits | No applicable non-energy benefits | 100% | Equipment 100% technically feasible within end use | System | System
Thurston CountyManufacturedHeat Central Gas Furnace1New | Thurston CountyManufacturedHeat Central Gas FurnaceNew | Thurston County | Manufactured | Heat Central Gas Furnace | 1 | Below Standard Furnace - 76% AFUE (Low Income) | New | Furnace - Below Standard | Below Standard Furnace - 76% AFUE (Low Income) | Below Standard Furnace - 76% AFUE (Low Income) | per Home | 10 | Assuming half the measure life for below standard equipment. Based on PSE Approved Furnace 2022 Business Case | 313.5396 | 313.5396 | Using measure description efficiency metrics to adjust loads from RTF/2021P workbooks to consumptions. | Using measure description efficiency metrics to adjust loads from RTF/2021P workbooks to consumptions. | 0 | 0 | NA | NA | 0 | 0 | 0 | 0 | 0 | 0 | 0 | Baseline is equal to efficient case. | Baseline is equal to efficient case. | Baseline is equal to efficient case. | 0 | 0 | No applicable non-energy benefits | No applicable non-energy benefits | 100% | Equipment 100% technically feasible within end use | System | System
Thurston CountyManufactured - Highly ImpactedHeat Central Gas Furnace1Existing | Thurston CountyManufactured - Highly ImpactedHeat Central Gas FurnaceExisting | Thurston County | Manufactured - Highly Impacted | Heat Central Gas Furnace | 1 | Below Standard Furnace - 76% AFUE (Low Income) | Existing | Furnace - Below Standard | Below Standard Furnace - 76% AFUE (Low Income) | Below Standard Furnace - 76% AFUE (Low Income) | per Home | 10 | Assuming half the measure life for below standard equipment. Based on PSE Approved Furnace 2022 Business Case | 373.9731 | 373.9731 | Using measure description efficiency metrics to adjust loads from RTF/2021P workbooks to consumptions. | Using measure description efficiency metrics to adjust loads from RTF/2021P workbooks to consumptions. | 0 | 0 | NA | NA | 0 | 0 | 0 | 0 | 0 | 0 | 0 | Baseline is equal to efficient case. | Baseline is equal to efficient case. | Baseline is equal to efficient case. | 0 | 0 | No applicable non-energy benefits | No applicable non-energy benefits | 100% | Equipment 100% technically feasible within end use | System | System
Thurston CountyManufactured - Highly ImpactedHeat Central Gas Furnace1New | Thurston CountyManufactured - Highly ImpactedHeat Central Gas FurnaceNew | Thurston County | Manufactured - Highly Impacted | Heat Central Gas Furnace | 1 | Below Standard Furnace - 76% AFUE (Low Income) | New | Furnace - Below Standard | Below Standard Furnace - 76% AFUE (Low Income) | Below Standard Furnace - 76% AFUE (Low Income) | per Home | 10 | Assuming half the measure life for below standard equipment. Based on PSE Approved Furnace 2022 Business Case | 243.0825 | 243.0825 | Using measure description efficiency metrics to adjust loads from RTF/2021P workbooks to consumptions. | Using measure description efficiency metrics to adjust loads from RTF/2021P workbooks to consumptions. | 0 | 0 | NA | NA | 0 | 0 | 0 | 0 | 0 | 0 | 0 | Baseline is equal to efficient case. | Baseline is equal to efficient case. | Baseline is equal to efficient case. | 0 | 0 | No applicable non-energy benefits | No applicable non-energy benefits | 100% | Equipment 100% technically feasible within end use | System | System
Thurston CountySingle FamilyHeat Central Gas Furnace2Existing | Thurston CountySingle FamilyHeat Central Gas FurnaceExisting | Thurston County | Single Family | Heat Central Gas Furnace | 2 | Federal Standard 2016 Furnace - 80% AFUE | Existing | Furnace - Federal Standard 2016 | Federal Standard 2016 Furnace - 80% AFUE | Federal Standard 2016 Furnace - 80% AFUE | per Home | 20 | Based on PSE Approved Furnace 2022 Business Case | 507.4999 | 507.4999 | Using measure description efficiency metrics to adjust loads from RTF/2021P workbooks to consumptions. | Using measure description efficiency metrics to adjust loads from RTF/2021P workbooks to consumptions. | 0 | 0 | NA | NA | 0 | 0 | 0 | 2695.1461 | 2098.1872 | 0 | 0 | PSE Business Cases and Technical Support Document - Residential Furnaces. February 2015. Equipment cost based on total cost from Table 8.5.1 and installation cost from table 8.2.10. Representative output capacity based on input capacity from Table 5.5.1 and weighted average AFUE from Table 8I.3.1. https://www.regulations.gov/document?D=EERE-2014-BT-STD-0031-0027 | PSE Business Cases and Technical Support Document - Residential Furnaces. February 2015. Equipment cost based on total cost from Table 8.5.1 and installation cost from table 8.2.10. Representative output capacity based on input capacity from Table 5.5.1 and weighted average AFUE from Table 8I.3.1. https://www.regulations.gov/document?D=EERE-2014-BT-STD-0031-0027 | Assuming no incremental O&M cost | 0 | 0 | No applicable non-energy benefits | No applicable non-energy benefits | 100% | Equipment 100% technically feasible within end use | System | System
Thurston CountySingle FamilyHeat Central Gas Furnace2New | Thurston CountySingle FamilyHeat Central Gas FurnaceNew | Thurston County | Single Family | Heat Central Gas Furnace | 2 | Federal Standard 2016 Furnace - 80% AFUE | New | Furnace - Federal Standard 2016 | Federal Standard 2016 Furnace - 80% AFUE | Federal Standard 2016 Furnace - 80% AFUE | per Home | 20 | Based on PSE Approved Furnace 2022 Business Case | 329.8749 | 329.8749 | Using measure description efficiency metrics to adjust loads from RTF/2021P workbooks to consumptions. | Using measure description efficiency metrics to adjust loads from RTF/2021P workbooks to consumptions. | 0 | 0 | NA | NA | 0 | 0 | 0 | 2695.1461 | 2098.1872 | 0 | 0 | PSE Business Cases and Technical Support Document - Residential Furnaces. February 2015. Equipment cost based on total cost from Table 8.5.1 and installation cost from table 8.2.10. Representative output capacity based on input capacity from Table 5.5.1 and weighted average AFUE from Table 8I.3.1. https://www.regulations.gov/document?D=EERE-2014-BT-STD-0031-0027 | PSE Business Cases and Technical Support Document - Residential Furnaces. February 2015. Equipment cost based on total cost from Table 8.5.1 and installation cost from table 8.2.10. Representative output capacity based on input capacity from Table 5.5.1 and weighted average AFUE from Table 8I.3.1. https://www.regulations.gov/document?D=EERE-2014-BT-STD-0031-0027 | Assuming no incremental O&M cost | 0 | 0 | No applicable non-energy benefits | No applicable non-energy benefits | 100% | Equipment 100% technically feasible within end use | System | System
Thurston CountySingle Family - Highly ImpactedHeat Central Gas Furnace2Existing | Thurston CountySingle Family - Highly ImpactedHeat Central Gas FurnaceExisting | Thurston County | Single Family - Highly Impacted | Heat Central Gas Furnace | 2 | Federal Standard 2016 Furnace - 80% AFUE | Existing | Furnace - Federal Standard 2016 | Federal Standard 2016 Furnace - 80% AFUE | Federal Standard 2016 Furnace - 80% AFUE | per Home | 20 | Based on PSE Approved Furnace 2022 Business Case | 365.0626 | 365.0626 | Using measure description efficiency metrics to adjust loads from RTF/2021P workbooks to consumptions. | Using measure description efficiency metrics to adjust loads from RTF/2021P workbooks to consumptions. | 0 | 0 | NA | NA | 0 | 0 | 0 | 1938.7142 | 1509.3004 | 0 | 0 | PSE Business Cases and Technical Support Document - Residential Furnaces. February 2015. Equipment cost based on total cost from Table 8.5.1 and installation cost from table 8.2.10. Representative output capacity based on input capacity from Table 5.5.1 and weighted average AFUE from Table 8I.3.1. https://www.regulations.gov/document?D=EERE-2014-BT-STD-0031-0027 | PSE Business Cases and Technical Support Document - Residential Furnaces. February 2015. Equipment cost based on total cost from Table 8.5.1 and installation cost from table 8.2.10. Representative output capacity based on input capacity from Table 5.5.1 and weighted average AFUE from Table 8I.3.1. https://www.regulations.gov/document?D=EERE-2014-BT-STD-0031-0027 | Assuming no incremental O&M cost | 0 | 0 | No applicable non-energy benefits | No applicable non-energy benefits | 100% | Equipment 100% technically feasible within end use | System | System
Thurston CountySingle Family - Highly ImpactedHeat Central Gas Furnace2New | Thurston CountySingle Family - Highly ImpactedHeat Central Gas FurnaceNew | Thurston County | Single Family - Highly Impacted | Heat Central Gas Furnace | 2 | Federal Standard 2016 Furnace - 80% AFUE | New | Furnace - Federal Standard 2016 | Federal Standard 2016 Furnace - 80% AFUE | Federal Standard 2016 Furnace - 80% AFUE | per Home | 20 | Based on PSE Approved Furnace 2022 Business Case | 237.2907 | 237.2907 | Using measure description efficiency metrics to adjust loads from RTF/2021P workbooks to consumptions. | Using measure description efficiency metrics to adjust loads from RTF/2021P workbooks to consumptions. | 0 | 0 | NA | NA | 0 | 0 | 0 | 1938.7142 | 1509.3004 | 0 | 0 | PSE Business Cases and Technical Support Document - Residential Furnaces. February 2015. Equipment cost based on total cost from Table 8.5.1 and installation cost from table 8.2.10. Representative output capacity based on input capacity from Table 5.5.1 and weighted average AFUE from Table 8I.3.1. https://www.regulations.gov/document?D=EERE-2014-BT-STD-0031-0027 | PSE Business Cases and Technical Support Document - Residential Furnaces. February 2015. Equipment cost based on total cost from Table 8.5.1 and installation cost from table 8.2.10. Representative output capacity based on input capacity from Table 5.5.1 and weighted average AFUE from Table 8I.3.1. https://www.regulations.gov/document?D=EERE-2014-BT-STD-0031-0027 | Assuming no incremental O&M cost | 0 | 0 | No applicable non-energy benefits | No applicable non-energy benefits | 100% | Equipment 100% technically feasible within end use | System | System
Thurston CountyMultifamilyHeat Central Gas Furnace2Existing | Thurston CountyMultifamilyHeat Central Gas FurnaceExisting | Thurston County | Multifamily | Heat Central Gas Furnace | 2 | Federal Standard 2016 Furnace - 80% AFUE | Existing | Furnace - Federal Standard 2016 | Federal Standard 2016 Furnace - 80% AFUE | Federal Standard 2016 Furnace - 80% AFUE | per Home | 20 | Based on PSE Approved Furnace 2022 Business Case | 334.6677 | 334.6677 | Using measure description efficiency metrics to adjust loads from RTF/2021P workbooks to consumptions. | Using measure description efficiency metrics to adjust loads from RTF/2021P workbooks to consumptions. | 0 | 0 | NA | NA | 0 | 0 | 0 | 1179.1417 | 917.9688 | 0 | 0 | PSE Business Cases and Technical Support Document - Residential Furnaces. February 2015. Equipment cost based on total cost from Table 8.5.1 and installation cost from table 8.2.10. Representative output capacity based on input capacity from Table 5.5.1 and weighted average AFUE from Table 8I.3.1. https://www.regulations.gov/document?D=EERE-2014-BT-STD-0031-0027 | PSE Business Cases and Technical Support Document - Residential Furnaces. February 2015. Equipment cost based on total cost from Table 8.5.1 and installation cost from table 8.2.10. Representative output capacity based on input capacity from Table 5.5.1 and weighted average AFUE from Table 8I.3.1. https://www.regulations.gov/document?D=EERE-2014-BT-STD-0031-0027 | Assuming no incremental O&M cost | 0 | 0 | No applicable non-energy benefits | No applicable non-energy benefits | 100% | Equipment 100% technically feasible within end use | System | System
Thurston CountyMultifamilyHeat Central Gas Furnace2New | Thurston CountyMultifamilyHeat Central Gas FurnaceNew | Thurston County | Multifamily | Heat Central Gas Furnace | 2 | Federal Standard 2016 Furnace - 80% AFUE | New | Furnace - Federal Standard 2016 | Federal Standard 2016 Furnace - 80% AFUE | Federal Standard 2016 Furnace - 80% AFUE | per Home | 20 | Based on PSE Approved Furnace 2022 Business Case | 217.534 | 217.534 | Using measure description efficiency metrics to adjust loads from RTF/2021P workbooks to consumptions. | Using measure description efficiency metrics to adjust loads from RTF/2021P workbooks to consumptions. | 0 | 0 | NA | NA | 0 | 0 | 0 | 1179.1417 | 917.9688 | 0 | 0 | PSE Business Cases and Technical Support Document - Residential Furnaces. February 2015. Equipment cost based on total cost from Table 8.5.1 and installation cost from table 8.2.10. Representative output capacity based on input capacity from Table 5.5.1 and weighted average AFUE from Table 8I.3.1. https://www.regulations.gov/document?D=EERE-2014-BT-STD-0031-0027 | PSE Business Cases and Technical Support Document - Residential Furnaces. February 2015. Equipment cost based on total cost from Table 8.5.1 and installation cost from table 8.2.10. Representative output capacity based on input capacity from Table 5.5.1 and weighted average AFUE from Table 8I.3.1. https://www.regulations.gov/document?D=EERE-2014-BT-STD-0031-0027 | Assuming no incremental O&M cost | 0 | 0 | No applicable non-energy benefits | No applicable non-energy benefits | 100% | Equipment 100% technically feasible within end use | System | System
Thurston CountyMultifamily - Highly ImpactedHeat Central Gas Furnace2Existing | Thurston CountyMultifamily - Highly ImpactedHeat Central Gas FurnaceExisting | Thurston County | Multifamily - Highly Impacted | Heat Central Gas Furnace | 2 | Federal Standard 2016 Furnace - 80% AFUE | Existing | Furnace - Federal Standard 2016 | Federal Standard 2016 Furnace - 80% AFUE | Federal Standard 2016 Furnace - 80% AFUE | per Home | 20 | Based on PSE Approved Furnace 2022 Business Case | 284.0501 | 284.0501 | Using measure description efficiency metrics to adjust loads from RTF/2021P workbooks to consumptions. | Using measure description efficiency metrics to adjust loads from RTF/2021P workbooks to consumptions. | 0 | 0 | NA | NA | 0 | 0 | 0 | 1000.7998 | 779.1286 | 0 | 0 | PSE Business Cases and Technical Support Document - Residential Furnaces. February 2015. Equipment cost based on total cost from Table 8.5.1 and installation cost from table 8.2.10. Representative output capacity based on input capacity from Table 5.5.1 and weighted average AFUE from Table 8I.3.1. https://www.regulations.gov/document?D=EERE-2014-BT-STD-0031-0027 | PSE Business Cases and Technical Support Document - Residential Furnaces. February 2015. Equipment cost based on total cost from Table 8.5.1 and installation cost from table 8.2.10. Representative output capacity based on input capacity from Table 5.5.1 and weighted average AFUE from Table 8I.3.1. https://www.regulations.gov/document?D=EERE-2014-BT-STD-0031-0027 | Assuming no incremental O&M cost | 0 | 0 | No applicable non-energy benefits | No applicable non-energy benefits | 100% | Equipment 100% technically feasible within end use | System | System
Thurston CountyMultifamily - Highly ImpactedHeat Central Gas Furnace2New | Thurston CountyMultifamily - Highly ImpactedHeat Central Gas FurnaceNew | Thurston County | Multifamily - Highly Impacted | Heat Central Gas Furnace | 2 | Federal Standard 2016 Furnace - 80% AFUE | New | Furnace - Federal Standard 2016 | Federal Standard 2016 Furnace - 80% AFUE | Federal Standard 2016 Furnace - 80% AFUE | per Home | 20 | Based on PSE Approved Furnace 2022 Business Case | 184.6326 | 184.6326 | Using measure description efficiency metrics to adjust loads from RTF/2021P workbooks to consumptions. | Using measure description efficiency metrics to adjust loads from RTF/2021P workbooks to consumptions. | 0 | 0 | NA | NA | 0 | 0 | 0 | 1000.7998 | 779.1286 | 0 | 0 | PSE Business Cases and Technical Support Document - Residential Furnaces. February 2015. Equipment cost based on total cost from Table 8.5.1 and installation cost from table 8.2.10. Representative output capacity based on input capacity from Table 5.5.1 and weighted average AFUE from Table 8I.3.1. https://www.regulations.gov/document?D=EERE-2014-BT-STD-0031-0027 | PSE Business Cases and Technical Support Document - Residential Furnaces. February 2015. Equipment cost based on total cost from Table 8.5.1 and installation cost from table 8.2.10. Representative output capacity based on input capacity from Table 5.5.1 and weighted average AFUE from Table 8I.3.1. https://www.regulations.gov/document?D=EERE-2014-BT-STD-0031-0027 | Assuming no incremental O&M cost | 0 | 0 | No applicable non-energy benefits | No applicable non-energy benefits | 100% | Equipment 100% technically feasible within end use | System | System
Thurston CountyManufacturedHeat Central Gas Furnace2Existing | Thurston CountyManufacturedHeat Central Gas FurnaceExisting | Thurston County | Manufactured | Heat Central Gas Furnace | 2 | Federal Standard 2016 Furnace - 80% AFUE | Existing | Furnace - Federal Standard 2016 | Federal Standard 2016 Furnace - 80% AFUE | Federal Standard 2016 Furnace - 80% AFUE | per Home | 20 | Based on PSE Approved Furnace 2022 Business Case | 458.2502 | 458.2502 | Using measure description efficiency metrics to adjust loads from RTF/2021P workbooks to consumptions. | Using measure description efficiency metrics to adjust loads from RTF/2021P workbooks to consumptions. | 0 | 0 | NA | NA | 0 | 0 | 0 | 2004.5886 | 1560.5841 | 0 | 0 | PSE Business Cases and Technical Support Document - Residential Furnaces. February 2015. Equipment cost based on total cost from Table 8.5.1 and installation cost from table 8.2.10. Representative output capacity based on input capacity from Table 5.5.1 and weighted average AFUE from Table 8I.3.1. https://www.regulations.gov/document?D=EERE-2014-BT-STD-0031-0027 | PSE Business Cases and Technical Support Document - Residential Furnaces. February 2015. Equipment cost based on total cost from Table 8.5.1 and installation cost from table 8.2.10. Representative output capacity based on input capacity from Table 5.5.1 and weighted average AFUE from Table 8I.3.1. https://www.regulations.gov/document?D=EERE-2014-BT-STD-0031-0027 | Assuming no incremental O&M cost | 0 | 0 | No applicable non-energy benefits | No applicable non-energy benefits | 100% | Equipment 100% technically feasible within end use | System | System
Thurston CountyManufacturedHeat Central Gas Furnace2New | Thurston CountyManufacturedHeat Central Gas FurnaceNew | Thurston County | Manufactured | Heat Central Gas Furnace | 2 | Federal Standard 2016 Furnace - 80% AFUE | New | Furnace - Federal Standard 2016 | Federal Standard 2016 Furnace - 80% AFUE | Federal Standard 2016 Furnace - 80% AFUE | per Home | 20 | Based on PSE Approved Furnace 2022 Business Case | 297.8627 | 297.8627 | Using measure description efficiency metrics to adjust loads from RTF/2021P workbooks to consumptions. | Using measure description efficiency metrics to adjust loads from RTF/2021P workbooks to consumptions. | 0 | 0 | NA | NA | 0 | 0 | 0 | 2004.5886 | 1560.5841 | 0 | 0 | PSE Business Cases and Technical Support Document - Residential Furnaces. February 2015. Equipment cost based on total cost from Table 8.5.1 and installation cost from table 8.2.10. Representative output capacity based on input capacity from Table 5.5.1 and weighted average AFUE from Table 8I.3.1. https://www.regulations.gov/document?D=EERE-2014-BT-STD-0031-0027 | PSE Business Cases and Technical Support Document - Residential Furnaces. February 2015. Equipment cost based on total cost from Table 8.5.1 and installation cost from table 8.2.10. Representative output capacity based on input capacity from Table 5.5.1 and weighted average AFUE from Table 8I.3.1. https://www.regulations.gov/document?D=EERE-2014-BT-STD-0031-0027 | Assuming no incremental O&M cost | 0 | 0 | No applicable non-energy benefits | No applicable non-energy benefits | 100% | Equipment 100% technically feasible within end use | System | System
Thurston CountyManufactured - Highly ImpactedHeat Central Gas Furnace2Existing | Thurston CountyManufactured - Highly ImpactedHeat Central Gas FurnaceExisting | Thurston County | Manufactured - Highly Impacted | Heat Central Gas Furnace | 2 | Federal Standard 2016 Furnace - 80% AFUE | Existing | Furnace - Federal Standard 2016 | Federal Standard 2016 Furnace - 80% AFUE | Federal Standard 2016 Furnace - 80% AFUE | per Home | 20 | Based on PSE Approved Furnace 2022 Business Case | 355.2744 | 355.2744 | Using measure description efficiency metrics to adjust loads from RTF/2021P workbooks to consumptions. | Using measure description efficiency metrics to adjust loads from RTF/2021P workbooks to consumptions. | 0 | 0 | NA | NA | 0 | 0 | 0 | 1554.1271 | 1209.8971 | 0 | 0 | PSE Business Cases and Technical Support Document - Residential Furnaces. February 2015. Equipment cost based on total cost from Table 8.5.1 and installation cost from table 8.2.10. Representative output capacity based on input capacity from Table 5.5.1 and weighted average AFUE from Table 8I.3.1. https://www.regulations.gov/document?D=EERE-2014-BT-STD-0031-0027 | PSE Business Cases and Technical Support Document - Residential Furnaces. February 2015. Equipment cost based on total cost from Table 8.5.1 and installation cost from table 8.2.10. Representative output capacity based on input capacity from Table 5.5.1 and weighted average AFUE from Table 8I.3.1. https://www.regulations.gov/document?D=EERE-2014-BT-STD-0031-0027 | Assuming no incremental O&M cost | 0 | 0 | No applicable non-energy benefits | No applicable non-energy benefits | 100% | Equipment 100% technically feasible within end use | System | System
Thurston CountyManufactured - Highly ImpactedHeat Central Gas Furnace2New | Thurston CountyManufactured - Highly ImpactedHeat Central Gas FurnaceNew | Thurston County | Manufactured - Highly Impacted | Heat Central Gas Furnace | 2 | Federal Standard 2016 Furnace - 80% AFUE | New | Furnace - Federal Standard 2016 | Federal Standard 2016 Furnace - 80% AFUE | Federal Standard 2016 Furnace - 80% AFUE | per Home | 20 | Based on PSE Approved Furnace 2022 Business Case | 230.9284 | 230.9284 | Using measure description efficiency metrics to adjust loads from RTF/2021P workbooks to consumptions. | Using measure description efficiency metrics to adjust loads from RTF/2021P workbooks to consumptions. | 0 | 0 | NA | NA | 0 | 0 | 0 | 1554.1271 | 1209.8971 | 0 | 0 | PSE Business Cases and Technical Support Document - Residential Furnaces. February 2015. Equipment cost based on total cost from Table 8.5.1 and installation cost from table 8.2.10. Representative output capacity based on input capacity from Table 5.5.1 and weighted average AFUE from Table 8I.3.1. https://www.regulations.gov/document?D=EERE-2014-BT-STD-0031-0027 | PSE Business Cases and Technical Support Document - Residential Furnaces. February 2015. Equipment cost based on total cost from Table 8.5.1 and installation cost from table 8.2.10. Representative output capacity based on input capacity from Table 5.5.1 and weighted average AFUE from Table 8I.3.1. https://www.regulations.gov/document?D=EERE-2014-BT-STD-0031-0027 | Assuming no incremental O&M cost | 0 | 0 | No applicable non-energy benefits | No applicable non-energy benefits | 100% | Equipment 100% technically feasible within end use | System | System
Thurston CountySingle FamilyHeat Central Gas Furnace3Existing | Thurston CountySingle FamilyHeat Central Gas FurnaceExisting | Thurston County | Single Family | Heat Central Gas Furnace | 3 | Market Standard Furnace | Existing | Furnace - Market Standard | Market Standard Furnace | Market Standard Furnace | per Home | 20 | Based on PSE Approved Furnace 2022 Business Case | 472.0929 | 472.0929 | Using measure description efficiency metrics to adjust loads from RTF/2021P workbooks to consumptions. | Using measure description efficiency metrics to adjust loads from RTF/2021P workbooks to consumptions. | 0 | 0 | NA | NA | 0 | 0 | 0 | 0 | 0 | 0 | 0 | Baseline is equal to efficient case. | Baseline is equal to efficient case. | Baseline is equal to efficient case. | 0 | 0 | No applicable non-energy benefits | No applicable non-energy benefits | 100% | Equipment 100% technically feasible within end use | System | System
Thurston CountySingle FamilyHeat Central Gas Furnace3New | Thurston CountySingle FamilyHeat Central Gas FurnaceNew | Thurston County | Single Family | Heat Central Gas Furnace | 3 | Market Standard Furnace | New | Furnace - Market Standard | Market Standard Furnace | Market Standard Furnace | per Home | 20 | Based on PSE Approved Furnace 2022 Business Case | 306.8604 | 306.8604 | Using measure description efficiency metrics to adjust loads from RTF/2021P workbooks to consumptions. | Using measure description efficiency metrics to adjust loads from RTF/2021P workbooks to consumptions. | 0 | 0 | NA | NA | 0 | 0 | 0 | 0 | 0 | 0 | 0 | Baseline is equal to efficient case. | Baseline is equal to efficient case. | Baseline is equal to efficient case. | 0 | 0 | No applicable non-energy benefits | No applicable non-energy benefits | 100% | Equipment 100% technically feasible within end use | System | System
Thurston CountySingle Family - Highly ImpactedHeat Central Gas Furnace3Existing | Thurston CountySingle Family - Highly ImpactedHeat Central Gas FurnaceExisting | Thurston County | Single Family - Highly Impacted | Heat Central Gas Furnace | 3 | Market Standard Furnace | Existing | Furnace - Market Standard | Market Standard Furnace | Market Standard Furnace | per Home | 20 | Based on PSE Approved Furnace 2022 Business Case | 339.5932 | 339.5932 | Using measure description efficiency metrics to adjust loads from RTF/2021P workbooks to consumptions. | Using measure description efficiency metrics to adjust loads from RTF/2021P workbooks to consumptions. | 0 | 0 | NA | NA | 0 | 0 | 0 | 0 | 0 | 0 | 0 | Baseline is equal to efficient case. | Baseline is equal to efficient case. | Baseline is equal to efficient case. | 0 | 0 | No applicable non-energy benefits | No applicable non-energy benefits | 100% | Equipment 100% technically feasible within end use | System | System
Thurston CountySingle Family - Highly ImpactedHeat Central Gas Furnace3New | Thurston CountySingle Family - Highly ImpactedHeat Central Gas FurnaceNew | Thurston County | Single Family - Highly Impacted | Heat Central Gas Furnace | 3 | Market Standard Furnace | New | Furnace - Market Standard | Market Standard Furnace | Market Standard Furnace | per Home | 20 | Based on PSE Approved Furnace 2022 Business Case | 220.7356 | 220.7356 | Using measure description efficiency metrics to adjust loads from RTF/2021P workbooks to consumptions. | Using measure description efficiency metrics to adjust loads from RTF/2021P workbooks to consumptions. | 0 | 0 | NA | NA | 0 | 0 | 0 | 0 | 0 | 0 | 0 | Baseline is equal to efficient case. | Baseline is equal to efficient case. | Baseline is equal to efficient case. | 0 | 0 | No applicable non-energy benefits | No applicable non-energy benefits | 100% | Equipment 100% technically feasible within end use | System | System
Thurston CountyMultifamilyHeat Central Gas Furnace3Existing | Thurston CountyMultifamilyHeat Central Gas FurnaceExisting | Thurston County | Multifamily | Heat Central Gas Furnace | 3 | Market Standard Furnace | Existing | Furnace - Market Standard | Market Standard Furnace | Market Standard Furnace | per Home | 20 | Based on PSE Approved Furnace 2022 Business Case | 311.3187 | 311.3187 | Using measure description efficiency metrics to adjust loads from RTF/2021P workbooks to consumptions. | Using measure description efficiency metrics to adjust loads from RTF/2021P workbooks to consumptions. | 0 | 0 | NA | NA | 0 | 0 | 0 | 0 | 0 | 0 | 0 | Baseline is equal to efficient case. | Baseline is equal to efficient case. | Baseline is equal to efficient case. | 0 | 0 | No applicable non-energy benefits | No applicable non-energy benefits | 100% | Equipment 100% technically feasible within end use | System | System
Thurston CountyMultifamilyHeat Central Gas Furnace3New | Thurston CountyMultifamilyHeat Central Gas FurnaceNew | Thurston County | Multifamily | Heat Central Gas Furnace | 3 | Market Standard Furnace | New | Furnace - Market Standard | Market Standard Furnace | Market Standard Furnace | per Home | 20 | Based on PSE Approved Furnace 2022 Business Case | 202.3572 | 202.3572 | Using measure description efficiency metrics to adjust loads from RTF/2021P workbooks to consumptions. | Using measure description efficiency metrics to adjust loads from RTF/2021P workbooks to consumptions. | 0 | 0 | NA | NA | 0 | 0 | 0 | 0 | 0 | 0 | 0 | Baseline is equal to efficient case. | Baseline is equal to efficient case. | Baseline is equal to efficient case. | 0 | 0 | No applicable non-energy benefits | No applicable non-energy benefits | 100% | Equipment 100% technically feasible within end use | System | System
Thurston CountyMultifamily - Highly ImpactedHeat Central Gas Furnace3Existing | Thurston CountyMultifamily - Highly ImpactedHeat Central Gas FurnaceExisting | Thurston County | Multifamily - Highly Impacted | Heat Central Gas Furnace | 3 | Market Standard Furnace | Existing | Furnace - Market Standard | Market Standard Furnace | Market Standard Furnace | per Home | 20 | Based on PSE Approved Furnace 2022 Business Case | 264.2327 | 264.2327 | Using measure description efficiency metrics to adjust loads from RTF/2021P workbooks to consumptions. | Using measure description efficiency metrics to adjust loads from RTF/2021P workbooks to consumptions. | 0 | 0 | NA | NA | 0 | 0 | 0 | 0 | 0 | 0 | 0 | Baseline is equal to efficient case. | Baseline is equal to efficient case. | Baseline is equal to efficient case. | 0 | 0 | No applicable non-energy benefits | No applicable non-energy benefits | 100% | Equipment 100% technically feasible within end use | System | System
Thurston CountyMultifamily - Highly ImpactedHeat Central Gas Furnace3New | Thurston CountyMultifamily - Highly ImpactedHeat Central Gas FurnaceNew | Thurston County | Multifamily - Highly Impacted | Heat Central Gas Furnace | 3 | Market Standard Furnace | New | Furnace - Market Standard | Market Standard Furnace | Market Standard Furnace | per Home | 20 | Based on PSE Approved Furnace 2022 Business Case | 171.7512 | 171.7512 | Using measure description efficiency metrics to adjust loads from RTF/2021P workbooks to consumptions. | Using measure description efficiency metrics to adjust loads from RTF/2021P workbooks to consumptions. | 0 | 0 | NA | NA | 0 | 0 | 0 | 0 | 0 | 0 | 0 | Baseline is equal to efficient case. | Baseline is equal to efficient case. | Baseline is equal to efficient case. | 0 | 0 | No applicable non-energy benefits | No applicable non-energy benefits | 100% | Equipment 100% technically feasible within end use | System | System
Thurston CountyManufacturedHeat Central Gas Furnace3Existing | Thurston CountyManufacturedHeat Central Gas FurnaceExisting | Thurston County | Manufactured | Heat Central Gas Furnace | 3 | Market Standard Furnace | Existing | Furnace - Market Standard | Market Standard Furnace | Market Standard Furnace | per Home | 20 | Based on PSE Approved Furnace 2022 Business Case | 442.7539 | 442.7539 | Using measure description efficiency metrics to adjust loads from RTF/2021P workbooks to consumptions. | Using measure description efficiency metrics to adjust loads from RTF/2021P workbooks to consumptions. | 0 | 0 | NA | NA | 0 | 0 | 0 | 0 | 0 | 0 | 0 | Baseline is equal to efficient case. | Baseline is equal to efficient case. | Baseline is equal to efficient case. | 0 | 0 | No applicable non-energy benefits | No applicable non-energy benefits | 100% | Equipment 100% technically feasible within end use | System | System
Thurston CountyManufacturedHeat Central Gas Furnace3New | Thurston CountyManufacturedHeat Central Gas FurnaceNew | Thurston County | Manufactured | Heat Central Gas Furnace | 3 | Market Standard Furnace | New | Furnace - Market Standard | Market Standard Furnace | Market Standard Furnace | per Home | 20 | Based on PSE Approved Furnace 2022 Business Case | 287.79 | 287.79 | Using measure description efficiency metrics to adjust loads from RTF/2021P workbooks to consumptions. | Using measure description efficiency metrics to adjust loads from RTF/2021P workbooks to consumptions. | 0 | 0 | NA | NA | 0 | 0 | 0 | 0 | 0 | 0 | 0 | Baseline is equal to efficient case. | Baseline is equal to efficient case. | Baseline is equal to efficient case. | 0 | 0 | No applicable non-energy benefits | No applicable non-energy benefits | 100% | Equipment 100% technically feasible within end use | System | System
Thurston CountyManufactured - Highly ImpactedHeat Central Gas Furnace3Existing | Thurston CountyManufactured - Highly ImpactedHeat Central Gas FurnaceExisting | Thurston County | Manufactured - Highly Impacted | Heat Central Gas Furnace | 3 | Market Standard Furnace | Existing | Furnace - Market Standard | Market Standard Furnace | Market Standard Furnace | per Home | 20 | Based on PSE Approved Furnace 2022 Business Case | 343.2603 | 343.2603 | Using measure description efficiency metrics to adjust loads from RTF/2021P workbooks to consumptions. | Using measure description efficiency metrics to adjust loads from RTF/2021P workbooks to consumptions. | 0 | 0 | NA | NA | 0 | 0 | 0 | 0 | 0 | 0 | 0 | Baseline is equal to efficient case. | Baseline is equal to efficient case. | Baseline is equal to efficient case. | 0 | 0 | No applicable non-energy benefits | No applicable non-energy benefits | 100% | Equipment 100% technically feasible within end use | System | System
Thurston CountyManufactured - Highly ImpactedHeat Central Gas Furnace3New | Thurston CountyManufactured - Highly ImpactedHeat Central Gas FurnaceNew | Thurston County | Manufactured - Highly Impacted | Heat Central Gas Furnace | 3 | Market Standard Furnace | New | Furnace - Market Standard | Market Standard Furnace | Market Standard Furnace | per Home | 20 | Based on PSE Approved Furnace 2022 Business Case | 223.1192 | 223.1192 | Using measure description efficiency metrics to adjust loads from RTF/2021P workbooks to consumptions. | Using measure description efficiency metrics to adjust loads from RTF/2021P workbooks to consumptions. | 0 | 0 | NA | NA | 0 | 0 | 0 | 0 | 0 | 0 | 0 | Baseline is equal to efficient case. | Baseline is equal to efficient case. | Baseline is equal to efficient case. | 0 | 0 | No applicable non-energy benefits | No applicable non-energy benefits | 100% | Equipment 100% technically feasible within end use | System | System
Thurston CountySingle FamilyHeat Central Gas Furnace4Existing | Thurston CountySingle FamilyHeat Central Gas FurnaceExisting | Thurston County | Single Family | Heat Central Gas Furnace | 4 | ENERGY STAR Furnace - 95% AFUE | Existing | Furnace - ENERGY STAR | ENERGY STAR Furnace - 95% AFUE | Federal Standard 2016 Furnace - 80% AFUE | per Home | 20 | Based on PSE Approved Furnace 2022 Business Case | 507.4999 | 427.3683 | Using measure description efficiency metrics to adjust loads from RTF/2021P workbooks to consumptions. | Using measure description efficiency metrics to adjust loads from RTF/2021P workbooks to consumptions. | 0 | 0 | NA | NA | 2695.1461 | 2098.1872 | 0 | 3507.0891 | 2724.2443 | 0 | 0 | PSE Business Cases and Technical Support Document - Residential Furnaces. February 2015. Equipment cost based on total cost from Table 8.5.1 and installation cost from table 8.2.10. Representative output capacity based on input capacity from Table 5.5.1 and weighted average AFUE from Table 8I.3.1. https://www.regulations.gov/document?D=EERE-2014-BT-STD-0031-0027 | PSE Business Cases and Technical Support Document - Residential Furnaces. February 2015. Equipment cost based on total cost from Table 8.5.1 and installation cost from table 8.2.10. Representative output capacity based on input capacity from Table 5.5.1 and weighted average AFUE from Table 8I.3.1. https://www.regulations.gov/document?D=EERE-2014-BT-STD-0031-0027 | Assuming no incremental O&M cost | 0 | 24.009 | PSE NEI data | No applicable non-energy benefits | 100% | Equipment 100% technically feasible within end use | System | System
Thurston CountySingle FamilyHeat Central Gas Furnace4New | Thurston CountySingle FamilyHeat Central Gas FurnaceNew | Thurston County | Single Family | Heat Central Gas Furnace | 4 | ENERGY STAR Furnace - 95% AFUE | New | Furnace - ENERGY STAR | ENERGY STAR Furnace - 95% AFUE | Federal Standard 2016 Furnace - 80% AFUE | per Home | 20 | Based on PSE Approved Furnace 2022 Business Case | 329.8749 | 277.7894 | Using measure description efficiency metrics to adjust loads from RTF/2021P workbooks to consumptions. | Using measure description efficiency metrics to adjust loads from RTF/2021P workbooks to consumptions. | 0 | 0 | NA | NA | 2695.1461 | 2098.1872 | 0 | 3507.0891 | 2724.2443 | 0 | 0 | PSE Business Cases and Technical Support Document - Residential Furnaces. February 2015. Equipment cost based on total cost from Table 8.5.1 and installation cost from table 8.2.10. Representative output capacity based on input capacity from Table 5.5.1 and weighted average AFUE from Table 8I.3.1. https://www.regulations.gov/document?D=EERE-2014-BT-STD-0031-0027 | PSE Business Cases and Technical Support Document - Residential Furnaces. February 2015. Equipment cost based on total cost from Table 8.5.1 and installation cost from table 8.2.10. Representative output capacity based on input capacity from Table 5.5.1 and weighted average AFUE from Table 8I.3.1. https://www.regulations.gov/document?D=EERE-2014-BT-STD-0031-0027 | Assuming no incremental O&M cost | 0 | 15.6059 | PSE NEI data | No applicable non-energy benefits | 100% | Equipment 100% technically feasible within end use | System | System
Thurston CountySingle Family - Highly ImpactedHeat Central Gas Furnace4Existing | Thurston CountySingle Family - Highly ImpactedHeat Central Gas FurnaceExisting | Thurston County | Single Family - Highly Impacted | Heat Central Gas Furnace | 4 | ENERGY STAR Furnace - 95% AFUE | Existing | Furnace - ENERGY STAR | ENERGY STAR Furnace - 95% AFUE | Federal Standard 2016 Furnace - 80% AFUE | per Home | 20 | Based on PSE Approved Furnace 2022 Business Case | 365.0626 | 307.4212 | Using measure description efficiency metrics to adjust loads from RTF/2021P workbooks to consumptions. | Using measure description efficiency metrics to adjust loads from RTF/2021P workbooks to consumptions. | 0 | 0 | NA | NA | 1938.7142 | 1509.3004 | 0 | 2522.7735 | 1959.6455 | 0 | 0 | PSE Business Cases and Technical Support Document - Residential Furnaces. February 2015. Equipment cost based on total cost from Table 8.5.1 and installation cost from table 8.2.10. Representative output capacity based on input capacity from Table 5.5.1 and weighted average AFUE from Table 8I.3.1. https://www.regulations.gov/document?D=EERE-2014-BT-STD-0031-0027 | PSE Business Cases and Technical Support Document - Residential Furnaces. February 2015. Equipment cost based on total cost from Table 8.5.1 and installation cost from table 8.2.10. Representative output capacity based on input capacity from Table 5.5.1 and weighted average AFUE from Table 8I.3.1. https://www.regulations.gov/document?D=EERE-2014-BT-STD-0031-0027 | Assuming no incremental O&M cost | 0 | 29.9827 | PSE NEI data | No applicable non-energy benefits | 100% | Equipment 100% technically feasible within end use | System | System
Thurston CountySingle Family - Highly ImpactedHeat Central Gas Furnace4New | Thurston CountySingle Family - Highly ImpactedHeat Central Gas FurnaceNew | Thurston County | Single Family - Highly Impacted | Heat Central Gas Furnace | 4 | ENERGY STAR Furnace - 95% AFUE | New | Furnace - ENERGY STAR | ENERGY STAR Furnace - 95% AFUE | Federal Standard 2016 Furnace - 80% AFUE | per Home | 20 | Based on PSE Approved Furnace 2022 Business Case | 237.2907 | 199.8238 | Using measure description efficiency metrics to adjust loads from RTF/2021P workbooks to consumptions. | Using measure description efficiency metrics to adjust loads from RTF/2021P workbooks to consumptions. | 0 | 0 | NA | NA | 1938.7142 | 1509.3004 | 0 | 2522.7735 | 1959.6455 | 0 | 0 | PSE Business Cases and Technical Support Document - Residential Furnaces. February 2015. Equipment cost based on total cost from Table 8.5.1 and installation cost from table 8.2.10. Representative output capacity based on input capacity from Table 5.5.1 and weighted average AFUE from Table 8I.3.1. https://www.regulations.gov/document?D=EERE-2014-BT-STD-0031-0027 | PSE Business Cases and Technical Support Document - Residential Furnaces. February 2015. Equipment cost based on total cost from Table 8.5.1 and installation cost from table 8.2.10. Representative output capacity based on input capacity from Table 5.5.1 and weighted average AFUE from Table 8I.3.1. https://www.regulations.gov/document?D=EERE-2014-BT-STD-0031-0027 | Assuming no incremental O&M cost | 0 | 19.4887 | PSE NEI data | No applicable non-energy benefits | 100% | Equipment 100% technically feasible within end use | System | System
Thurston CountyMultifamilyHeat Central Gas Furnace4Existing | Thurston CountyMultifamilyHeat Central Gas FurnaceExisting | Thurston County | Multifamily | Heat Central Gas Furnace | 4 | ENERGY STAR Furnace - 95% AFUE | Existing | Furnace - ENERGY STAR | ENERGY STAR Furnace - 95% AFUE | Federal Standard 2016 Furnace - 80% AFUE | per Home | 20 | Based on PSE Approved Furnace 2022 Business Case | 334.6677 | 281.8254 | Using measure description efficiency metrics to adjust loads from RTF/2021P workbooks to consumptions. | Using measure description efficiency metrics to adjust loads from RTF/2021P workbooks to consumptions. | 0 | 0 | NA | NA | 1179.1417 | 917.9688 | 0 | 1534.3714 | 1191.8723 | 0 | 0 | PSE Business Cases and Technical Support Document - Residential Furnaces. February 2015. Equipment cost based on total cost from Table 8.5.1 and installation cost from table 8.2.10. Representative output capacity based on input capacity from Table 5.5.1 and weighted average AFUE from Table 8I.3.1. https://www.regulations.gov/document?D=EERE-2014-BT-STD-0031-0027 | PSE Business Cases and Technical Support Document - Residential Furnaces. February 2015. Equipment cost based on total cost from Table 8.5.1 and installation cost from table 8.2.10. Representative output capacity based on input capacity from Table 5.5.1 and weighted average AFUE from Table 8I.3.1. https://www.regulations.gov/document?D=EERE-2014-BT-STD-0031-0027 | Assuming no incremental O&M cost | 0 | 15.8326 | PSE NEI data | No applicable non-energy benefits | 100% | Equipment 100% technically feasible within end use | System | System
Thurston CountyMultifamilyHeat Central Gas Furnace4New | Thurston CountyMultifamilyHeat Central Gas FurnaceNew | Thurston County | Multifamily | Heat Central Gas Furnace | 4 | ENERGY STAR Furnace - 95% AFUE | New | Furnace - ENERGY STAR | ENERGY STAR Furnace - 95% AFUE | Federal Standard 2016 Furnace - 80% AFUE | per Home | 20 | Based on PSE Approved Furnace 2022 Business Case | 217.534 | 183.1865 | Using measure description efficiency metrics to adjust loads from RTF/2021P workbooks to consumptions. | Using measure description efficiency metrics to adjust loads from RTF/2021P workbooks to consumptions. | 0 | 0 | NA | NA | 1179.1417 | 917.9688 | 0 | 1534.3714 | 1191.8723 | 0 | 0 | PSE Business Cases and Technical Support Document - Residential Furnaces. February 2015. Equipment cost based on total cost from Table 8.5.1 and installation cost from table 8.2.10. Representative output capacity based on input capacity from Table 5.5.1 and weighted average AFUE from Table 8I.3.1. https://www.regulations.gov/document?D=EERE-2014-BT-STD-0031-0027 | PSE Business Cases and Technical Support Document - Residential Furnaces. February 2015. Equipment cost based on total cost from Table 8.5.1 and installation cost from table 8.2.10. Representative output capacity based on input capacity from Table 5.5.1 and weighted average AFUE from Table 8I.3.1. https://www.regulations.gov/document?D=EERE-2014-BT-STD-0031-0027 | Assuming no incremental O&M cost | 0 | 10.2912 | PSE NEI data | No applicable non-energy benefits | 100% | Equipment 100% technically feasible within end use | System | System
Thurston CountyMultifamily - Highly ImpactedHeat Central Gas Furnace4Existing | Thurston CountyMultifamily - Highly ImpactedHeat Central Gas FurnaceExisting | Thurston County | Multifamily - Highly Impacted | Heat Central Gas Furnace | 4 | ENERGY STAR Furnace - 95% AFUE | Existing | Furnace - ENERGY STAR | ENERGY STAR Furnace - 95% AFUE | Federal Standard 2016 Furnace - 80% AFUE | per Home | 20 | Based on PSE Approved Furnace 2022 Business Case | 284.0501 | 239.2001 | Using measure description efficiency metrics to adjust loads from RTF/2021P workbooks to consumptions. | Using measure description efficiency metrics to adjust loads from RTF/2021P workbooks to consumptions. | 0 | 0 | NA | NA | 1000.7998 | 779.1286 | 0 | 1302.302 | 1011.6049 | 0 | 0 | PSE Business Cases and Technical Support Document - Residential Furnaces. February 2015. Equipment cost based on total cost from Table 8.5.1 and installation cost from table 8.2.10. Representative output capacity based on input capacity from Table 5.5.1 and weighted average AFUE from Table 8I.3.1. https://www.regulations.gov/document?D=EERE-2014-BT-STD-0031-0027 | PSE Business Cases and Technical Support Document - Residential Furnaces. February 2015. Equipment cost based on total cost from Table 8.5.1 and installation cost from table 8.2.10. Representative output capacity based on input capacity from Table 5.5.1 and weighted average AFUE from Table 8I.3.1. https://www.regulations.gov/document?D=EERE-2014-BT-STD-0031-0027 | Assuming no incremental O&M cost | 0 | 4.3959 | PSE NEI data | No applicable non-energy benefits | 100% | Equipment 100% technically feasible within end use | System | System
Thurston CountyMultifamily - Highly ImpactedHeat Central Gas Furnace4New | Thurston CountyMultifamily - Highly ImpactedHeat Central Gas FurnaceNew | Thurston County | Multifamily - Highly Impacted | Heat Central Gas Furnace | 4 | ENERGY STAR Furnace - 95% AFUE | New | Furnace - ENERGY STAR | ENERGY STAR Furnace - 95% AFUE | Federal Standard 2016 Furnace - 80% AFUE | per Home | 20 | Based on PSE Approved Furnace 2022 Business Case | 184.6326 | 155.4801 | Using measure description efficiency metrics to adjust loads from RTF/2021P workbooks to consumptions. | Using measure description efficiency metrics to adjust loads from RTF/2021P workbooks to consumptions. | 0 | 0 | NA | NA | 1000.7998 | 779.1286 | 0 | 1302.302 | 1011.6049 | 0 | 0 | PSE Business Cases and Technical Support Document - Residential Furnaces. February 2015. Equipment cost based on total cost from Table 8.5.1 and installation cost from table 8.2.10. Representative output capacity based on input capacity from Table 5.5.1 and weighted average AFUE from Table 8I.3.1. https://www.regulations.gov/document?D=EERE-2014-BT-STD-0031-0027 | PSE Business Cases and Technical Support Document - Residential Furnaces. February 2015. Equipment cost based on total cost from Table 8.5.1 and installation cost from table 8.2.10. Representative output capacity based on input capacity from Table 5.5.1 and weighted average AFUE from Table 8I.3.1. https://www.regulations.gov/document?D=EERE-2014-BT-STD-0031-0027 | Assuming no incremental O&M cost | 0 | 2.8574 | PSE NEI data | No applicable non-energy benefits | 100% | Equipment 100% technically feasible within end use | System | System
Thurston CountyManufacturedHeat Central Gas Furnace4Existing | Thurston CountyManufacturedHeat Central Gas FurnaceExisting | Thurston County | Manufactured | Heat Central Gas Furnace | 4 | ENERGY STAR Furnace - 95% AFUE | Existing | Furnace - ENERGY STAR | ENERGY STAR Furnace - 95% AFUE | Federal Standard 2016 Furnace - 80% AFUE | per Home | 20 | Based on PSE Approved Furnace 2022 Business Case | 458.2502 | 385.8949 | Using measure description efficiency metrics to adjust loads from RTF/2021P workbooks to consumptions. | Using measure description efficiency metrics to adjust loads from RTF/2021P workbooks to consumptions. | 0 | 0 | NA | NA | 2004.5886 | 1560.5841 | 0 | 2608.4934 | 2026.2311 | 0 | 0 | PSE Business Cases and Technical Support Document - Residential Furnaces. February 2015. Equipment cost based on total cost from Table 8.5.1 and installation cost from table 8.2.10. Representative output capacity based on input capacity from Table 5.5.1 and weighted average AFUE from Table 8I.3.1. https://www.regulations.gov/document?D=EERE-2014-BT-STD-0031-0027 | PSE Business Cases and Technical Support Document - Residential Furnaces. February 2015. Equipment cost based on total cost from Table 8.5.1 and installation cost from table 8.2.10. Representative output capacity based on input capacity from Table 5.5.1 and weighted average AFUE from Table 8I.3.1. https://www.regulations.gov/document?D=EERE-2014-BT-STD-0031-0027 | Assuming no incremental O&M cost | 0 | 21.6791 | PSE NEI data | No applicable non-energy benefits | 100% | Equipment 100% technically feasible within end use | System | System
Thurston CountyManufacturedHeat Central Gas Furnace4New | Thurston CountyManufacturedHeat Central Gas FurnaceNew | Thurston County | Manufactured | Heat Central Gas Furnace | 4 | ENERGY STAR Furnace - 95% AFUE | New | Furnace - ENERGY STAR | ENERGY STAR Furnace - 95% AFUE | Federal Standard 2016 Furnace - 80% AFUE | per Home | 20 | Based on PSE Approved Furnace 2022 Business Case | 297.8627 | 250.8317 | Using measure description efficiency metrics to adjust loads from RTF/2021P workbooks to consumptions. | Using measure description efficiency metrics to adjust loads from RTF/2021P workbooks to consumptions. | 0 | 0 | NA | NA | 2004.5886 | 1560.5841 | 0 | 2608.4934 | 2026.2311 | 0 | 0 | PSE Business Cases and Technical Support Document - Residential Furnaces. February 2015. Equipment cost based on total cost from Table 8.5.1 and installation cost from table 8.2.10. Representative output capacity based on input capacity from Table 5.5.1 and weighted average AFUE from Table 8I.3.1. https://www.regulations.gov/document?D=EERE-2014-BT-STD-0031-0027 | PSE Business Cases and Technical Support Document - Residential Furnaces. February 2015. Equipment cost based on total cost from Table 8.5.1 and installation cost from table 8.2.10. Representative output capacity based on input capacity from Table 5.5.1 and weighted average AFUE from Table 8I.3.1. https://www.regulations.gov/document?D=EERE-2014-BT-STD-0031-0027 | Assuming no incremental O&M cost | 0 | 14.0914 | PSE NEI data | No applicable non-energy benefits | 100% | Equipment 100% technically feasible within end use | System | System
Thurston CountyManufactured - Highly ImpactedHeat Central Gas Furnace4Existing | Thurston CountyManufactured - Highly ImpactedHeat Central Gas FurnaceExisting | Thurston County | Manufactured - Highly Impacted | Heat Central Gas Furnace | 4 | ENERGY STAR Furnace - 95% AFUE | Existing | Furnace - ENERGY STAR | ENERGY STAR Furnace - 95% AFUE | Federal Standard 2016 Furnace - 80% AFUE | per Home | 20 | Based on PSE Approved Furnace 2022 Business Case | 355.2744 | 299.1785 | Using measure description efficiency metrics to adjust loads from RTF/2021P workbooks to consumptions. | Using measure description efficiency metrics to adjust loads from RTF/2021P workbooks to consumptions. | 0 | 0 | NA | NA | 1554.1271 | 1209.8971 | 0 | 2022.3252 | 1570.9062 | 0 | 0 | PSE Business Cases and Technical Support Document - Residential Furnaces. February 2015. Equipment cost based on total cost from Table 8.5.1 and installation cost from table 8.2.10. Representative output capacity based on input capacity from Table 5.5.1 and weighted average AFUE from Table 8I.3.1. https://www.regulations.gov/document?D=EERE-2014-BT-STD-0031-0027 | PSE Business Cases and Technical Support Document - Residential Furnaces. February 2015. Equipment cost based on total cost from Table 8.5.1 and installation cost from table 8.2.10. Representative output capacity based on input capacity from Table 5.5.1 and weighted average AFUE from Table 8I.3.1. https://www.regulations.gov/document?D=EERE-2014-BT-STD-0031-0027 | Assuming no incremental O&M cost | 0 | 29.1788 | PSE NEI data | No applicable non-energy benefits | 100% | Equipment 100% technically feasible within end use | System | System
Thurston CountyManufactured - Highly ImpactedHeat Central Gas Furnace4New | Thurston CountyManufactured - Highly ImpactedHeat Central Gas FurnaceNew | Thurston County | Manufactured - Highly Impacted | Heat Central Gas Furnace | 4 | ENERGY STAR Furnace - 95% AFUE | New | Furnace - ENERGY STAR | ENERGY STAR Furnace - 95% AFUE | Federal Standard 2016 Furnace - 80% AFUE | per Home | 20 | Based on PSE Approved Furnace 2022 Business Case | 230.9284 | 194.466 | Using measure description efficiency metrics to adjust loads from RTF/2021P workbooks to consumptions. | Using measure description efficiency metrics to adjust loads from RTF/2021P workbooks to consumptions. | 0 | 0 | NA | NA | 1554.1271 | 1209.8971 | 0 | 2022.3252 | 1570.9062 | 0 | 0 | PSE Business Cases and Technical Support Document - Residential Furnaces. February 2015. Equipment cost based on total cost from Table 8.5.1 and installation cost from table 8.2.10. Representative output capacity based on input capacity from Table 5.5.1 and weighted average AFUE from Table 8I.3.1. https://www.regulations.gov/document?D=EERE-2014-BT-STD-0031-0027 | PSE Business Cases and Technical Support Document - Residential Furnaces. February 2015. Equipment cost based on total cost from Table 8.5.1 and installation cost from table 8.2.10. Representative output capacity based on input capacity from Table 5.5.1 and weighted average AFUE from Table 8I.3.1. https://www.regulations.gov/document?D=EERE-2014-BT-STD-0031-0027 | Assuming no incremental O&M cost | 0 | 18.9662 | PSE NEI data | No applicable non-energy benefits | 100% | Equipment 100% technically feasible within end use | System | System
Thurston CountySingle FamilyHeat Central Gas Furnace5Existing | Thurston CountySingle FamilyHeat Central Gas FurnaceExisting | Thurston County | Single Family | Heat Central Gas Furnace | 5 | Advanced Efficiency Furnace - 97% AFUE | Existing | Furnace - Advanced Efficiency | Advanced Efficiency Furnace - 97% AFUE | Federal Standard 2016 Furnace - 80% AFUE | per Home | 20 | Based on PSE Approved Furnace 2022 Business Case | 507.4999 | 418.5566 | Using measure description efficiency metrics to adjust loads from RTF/2021P workbooks to consumptions. | Using measure description efficiency metrics to adjust loads from RTF/2021P workbooks to consumptions. | 0 | 0 | NA | NA | 2695.1461 | 2098.1872 | 0 | 3743.1094 | 2724.2443 | 0 | 0 | PSE Business Cases and Technical Support Document - Residential Furnaces. February 2015. Equipment cost based on total cost from Table 8.5.1 and installation cost from table 8.2.10. Representative output capacity based on input capacity from Table 5.5.1 and weighted average AFUE from Table 8I.3.1. https://www.regulations.gov/document?D=EERE-2014-BT-STD-0031-0027 | PSE Business Cases and Technical Support Document - Residential Furnaces. February 2015. Equipment cost based on total cost from Table 8.5.1 and installation cost from table 8.2.10. Representative output capacity based on input capacity from Table 5.5.1 and weighted average AFUE from Table 8I.3.1. https://www.regulations.gov/document?D=EERE-2014-BT-STD-0031-0027 | Assuming no incremental O&M cost | 0 | 26.6492 | PSE NEI data | No applicable non-energy benefits | 100% | Equipment 100% technically feasible within end use | System | System
Thurston CountySingle FamilyHeat Central Gas Furnace5New | Thurston CountySingle FamilyHeat Central Gas FurnaceNew | Thurston County | Single Family | Heat Central Gas Furnace | 5 | Advanced Efficiency Furnace - 97% AFUE | New | Furnace - Advanced Efficiency | Advanced Efficiency Furnace - 97% AFUE | Federal Standard 2016 Furnace - 80% AFUE | per Home | 20 | Based on PSE Approved Furnace 2022 Business Case | 329.8749 | 272.0618 | Using measure description efficiency metrics to adjust loads from RTF/2021P workbooks to consumptions. | Using measure description efficiency metrics to adjust loads from RTF/2021P workbooks to consumptions. | 0 | 0 | NA | NA | 2695.1461 | 2098.1872 | 0 | 3743.1094 | 2724.2443 | 0 | 0 | PSE Business Cases and Technical Support Document - Residential Furnaces. February 2015. Equipment cost based on total cost from Table 8.5.1 and installation cost from table 8.2.10. Representative output capacity based on input capacity from Table 5.5.1 and weighted average AFUE from Table 8I.3.1. https://www.regulations.gov/document?D=EERE-2014-BT-STD-0031-0027 | PSE Business Cases and Technical Support Document - Residential Furnaces. February 2015. Equipment cost based on total cost from Table 8.5.1 and installation cost from table 8.2.10. Representative output capacity based on input capacity from Table 5.5.1 and weighted average AFUE from Table 8I.3.1. https://www.regulations.gov/document?D=EERE-2014-BT-STD-0031-0027 | Assuming no incremental O&M cost | 0 | 17.322 | PSE NEI data | No applicable non-energy benefits | 100% | Equipment 100% technically feasible within end use | System | System
Thurston CountySingle Family - Highly ImpactedHeat Central Gas Furnace5Existing | Thurston CountySingle Family - Highly ImpactedHeat Central Gas FurnaceExisting | Thurston County | Single Family - Highly Impacted | Heat Central Gas Furnace | 5 | Advanced Efficiency Furnace - 97% AFUE | Existing | Furnace - Advanced Efficiency | Advanced Efficiency Furnace - 97% AFUE | Federal Standard 2016 Furnace - 80% AFUE | per Home | 20 | Based on PSE Approved Furnace 2022 Business Case | 365.0626 | 301.0826 | Using measure description efficiency metrics to adjust loads from RTF/2021P workbooks to consumptions. | Using measure description efficiency metrics to adjust loads from RTF/2021P workbooks to consumptions. | 0 | 0 | NA | NA | 1938.7142 | 1509.3004 | 0 | 2692.5513 | 1959.6455 | 0 | 0 | PSE Business Cases and Technical Support Document - Residential Furnaces. February 2015. Equipment cost based on total cost from Table 8.5.1 and installation cost from table 8.2.10. Representative output capacity based on input capacity from Table 5.5.1 and weighted average AFUE from Table 8I.3.1. https://www.regulations.gov/document?D=EERE-2014-BT-STD-0031-0027 | PSE Business Cases and Technical Support Document - Residential Furnaces. February 2015. Equipment cost based on total cost from Table 8.5.1 and installation cost from table 8.2.10. Representative output capacity based on input capacity from Table 5.5.1 and weighted average AFUE from Table 8I.3.1. https://www.regulations.gov/document?D=EERE-2014-BT-STD-0031-0027 | Assuming no incremental O&M cost | 0 | 33.2797 | PSE NEI data | No applicable non-energy benefits | 100% | Equipment 100% technically feasible within end use | System | System
Thurston CountySingle Family - Highly ImpactedHeat Central Gas Furnace5New | Thurston CountySingle Family - Highly ImpactedHeat Central Gas FurnaceNew | Thurston County | Single Family - Highly Impacted | Heat Central Gas Furnace | 5 | Advanced Efficiency Furnace - 97% AFUE | New | Furnace - Advanced Efficiency | Advanced Efficiency Furnace - 97% AFUE | Federal Standard 2016 Furnace - 80% AFUE | per Home | 20 | Based on PSE Approved Furnace 2022 Business Case | 237.2907 | 195.7037 | Using measure description efficiency metrics to adjust loads from RTF/2021P workbooks to consumptions. | Using measure description efficiency metrics to adjust loads from RTF/2021P workbooks to consumptions. | 0 | 0 | NA | NA | 1938.7142 | 1509.3004 | 0 | 2692.5513 | 1959.6455 | 0 | 0 | PSE Business Cases and Technical Support Document - Residential Furnaces. February 2015. Equipment cost based on total cost from Table 8.5.1 and installation cost from table 8.2.10. Representative output capacity based on input capacity from Table 5.5.1 and weighted average AFUE from Table 8I.3.1. https://www.regulations.gov/document?D=EERE-2014-BT-STD-0031-0027 | PSE Business Cases and Technical Support Document - Residential Furnaces. February 2015. Equipment cost based on total cost from Table 8.5.1 and installation cost from table 8.2.10. Representative output capacity based on input capacity from Table 5.5.1 and weighted average AFUE from Table 8I.3.1. https://www.regulations.gov/document?D=EERE-2014-BT-STD-0031-0027 | Assuming no incremental O&M cost | 0 | 21.6318 | PSE NEI data | No applicable non-energy benefits | 100% | Equipment 100% technically feasible within end use | System | System
Thurston CountyMultifamilyHeat Central Gas Furnace5Existing | Thurston CountyMultifamilyHeat Central Gas FurnaceExisting | Thurston County | Multifamily | Heat Central Gas Furnace | 5 | Advanced Efficiency Furnace - 97% AFUE | Existing | Furnace - Advanced Efficiency | Advanced Efficiency Furnace - 97% AFUE | Federal Standard 2016 Furnace - 80% AFUE | per Home | 20 | Based on PSE Approved Furnace 2022 Business Case | 334.6677 | 276.0146 | Using measure description efficiency metrics to adjust loads from RTF/2021P workbooks to consumptions. | Using measure description efficiency metrics to adjust loads from RTF/2021P workbooks to consumptions. | 0 | 0 | NA | NA | 1179.1417 | 917.9688 | 0 | 1637.6316 | 1191.8723 | 0 | 0 | PSE Business Cases and Technical Support Document - Residential Furnaces. February 2015. Equipment cost based on total cost from Table 8.5.1 and installation cost from table 8.2.10. Representative output capacity based on input capacity from Table 5.5.1 and weighted average AFUE from Table 8I.3.1. https://www.regulations.gov/document?D=EERE-2014-BT-STD-0031-0027 | PSE Business Cases and Technical Support Document - Residential Furnaces. February 2015. Equipment cost based on total cost from Table 8.5.1 and installation cost from table 8.2.10. Representative output capacity based on input capacity from Table 5.5.1 and weighted average AFUE from Table 8I.3.1. https://www.regulations.gov/document?D=EERE-2014-BT-STD-0031-0027 | Assuming no incremental O&M cost | 0 | 17.5737 | PSE NEI data | No applicable non-energy benefits | 100% | Equipment 100% technically feasible within end use | System | System
Thurston CountyMultifamilyHeat Central Gas Furnace5New | Thurston CountyMultifamilyHeat Central Gas FurnaceNew | Thurston County | Multifamily | Heat Central Gas Furnace | 5 | Advanced Efficiency Furnace - 97% AFUE | New | Furnace - Advanced Efficiency | Advanced Efficiency Furnace - 97% AFUE | Federal Standard 2016 Furnace - 80% AFUE | per Home | 20 | Based on PSE Approved Furnace 2022 Business Case | 217.534 | 179.4095 | Using measure description efficiency metrics to adjust loads from RTF/2021P workbooks to consumptions. | Using measure description efficiency metrics to adjust loads from RTF/2021P workbooks to consumptions. | 0 | 0 | NA | NA | 1179.1417 | 917.9688 | 0 | 1637.6316 | 1191.8723 | 0 | 0 | PSE Business Cases and Technical Support Document - Residential Furnaces. February 2015. Equipment cost based on total cost from Table 8.5.1 and installation cost from table 8.2.10. Representative output capacity based on input capacity from Table 5.5.1 and weighted average AFUE from Table 8I.3.1. https://www.regulations.gov/document?D=EERE-2014-BT-STD-0031-0027 | PSE Business Cases and Technical Support Document - Residential Furnaces. February 2015. Equipment cost based on total cost from Table 8.5.1 and installation cost from table 8.2.10. Representative output capacity based on input capacity from Table 5.5.1 and weighted average AFUE from Table 8I.3.1. https://www.regulations.gov/document?D=EERE-2014-BT-STD-0031-0027 | Assuming no incremental O&M cost | 0 | 11.4229 | PSE NEI data | No applicable non-energy benefits | 100% | Equipment 100% technically feasible within end use | System | System
Thurston CountyMultifamily - Highly ImpactedHeat Central Gas Furnace5Existing | Thurston CountyMultifamily - Highly ImpactedHeat Central Gas FurnaceExisting | Thurston County | Multifamily - Highly Impacted | Heat Central Gas Furnace | 5 | Advanced Efficiency Furnace - 97% AFUE | Existing | Furnace - Advanced Efficiency | Advanced Efficiency Furnace - 97% AFUE | Federal Standard 2016 Furnace - 80% AFUE | per Home | 20 | Based on PSE Approved Furnace 2022 Business Case | 284.0501 | 234.2681 | Using measure description efficiency metrics to adjust loads from RTF/2021P workbooks to consumptions. | Using measure description efficiency metrics to adjust loads from RTF/2021P workbooks to consumptions. | 0 | 0 | NA | NA | 1000.7998 | 779.1286 | 0 | 1389.9443 | 1011.6049 | 0 | 0 | PSE Business Cases and Technical Support Document - Residential Furnaces. February 2015. Equipment cost based on total cost from Table 8.5.1 and installation cost from table 8.2.10. Representative output capacity based on input capacity from Table 5.5.1 and weighted average AFUE from Table 8I.3.1. https://www.regulations.gov/document?D=EERE-2014-BT-STD-0031-0027 | PSE Business Cases and Technical Support Document - Residential Furnaces. February 2015. Equipment cost based on total cost from Table 8.5.1 and installation cost from table 8.2.10. Representative output capacity based on input capacity from Table 5.5.1 and weighted average AFUE from Table 8I.3.1. https://www.regulations.gov/document?D=EERE-2014-BT-STD-0031-0027 | Assuming no incremental O&M cost | 0 | 4.8793 | PSE NEI data | No applicable non-energy benefits | 100% | Equipment 100% technically feasible within end use | System | System
Thurston CountyMultifamily - Highly ImpactedHeat Central Gas Furnace5New | Thurston CountyMultifamily - Highly ImpactedHeat Central Gas FurnaceNew | Thurston County | Multifamily - Highly Impacted | Heat Central Gas Furnace | 5 | Advanced Efficiency Furnace - 97% AFUE | New | Furnace - Advanced Efficiency | Advanced Efficiency Furnace - 97% AFUE | Federal Standard 2016 Furnace - 80% AFUE | per Home | 20 | Based on PSE Approved Furnace 2022 Business Case | 184.6326 | 152.2743 | Using measure description efficiency metrics to adjust loads from RTF/2021P workbooks to consumptions. | Using measure description efficiency metrics to adjust loads from RTF/2021P workbooks to consumptions. | 0 | 0 | NA | NA | 1000.7998 | 779.1286 | 0 | 1389.9443 | 1011.6049 | 0 | 0 | PSE Business Cases and Technical Support Document - Residential Furnaces. February 2015. Equipment cost based on total cost from Table 8.5.1 and installation cost from table 8.2.10. Representative output capacity based on input capacity from Table 5.5.1 and weighted average AFUE from Table 8I.3.1. https://www.regulations.gov/document?D=EERE-2014-BT-STD-0031-0027 | PSE Business Cases and Technical Support Document - Residential Furnaces. February 2015. Equipment cost based on total cost from Table 8.5.1 and installation cost from table 8.2.10. Representative output capacity based on input capacity from Table 5.5.1 and weighted average AFUE from Table 8I.3.1. https://www.regulations.gov/document?D=EERE-2014-BT-STD-0031-0027 | Assuming no incremental O&M cost | 0 | 3.1716 | PSE NEI data | No applicable non-energy benefits | 100% | Equipment 100% technically feasible within end use | System | System
Thurston CountyManufacturedHeat Central Gas Furnace5Existing | Thurston CountyManufacturedHeat Central Gas FurnaceExisting | Thurston County | Manufactured | Heat Central Gas Furnace | 5 | Advanced Efficiency Furnace - 97% AFUE | Existing | Furnace - Advanced Efficiency | Advanced Efficiency Furnace - 97% AFUE | Federal Standard 2016 Furnace - 80% AFUE | per Home | 20 | Based on PSE Approved Furnace 2022 Business Case | 458.2502 | 377.9383 | Using measure description efficiency metrics to adjust loads from RTF/2021P workbooks to consumptions. | Using measure description efficiency metrics to adjust loads from RTF/2021P workbooks to consumptions. | 0 | 0 | NA | NA | 2004.5886 | 1560.5841 | 0 | 2784.0399 | 2026.2311 | 0 | 0 | PSE Business Cases and Technical Support Document - Residential Furnaces. February 2015. Equipment cost based on total cost from Table 8.5.1 and installation cost from table 8.2.10. Representative output capacity based on input capacity from Table 5.5.1 and weighted average AFUE from Table 8I.3.1. https://www.regulations.gov/document?D=EERE-2014-BT-STD-0031-0027 | PSE Business Cases and Technical Support Document - Residential Furnaces. February 2015. Equipment cost based on total cost from Table 8.5.1 and installation cost from table 8.2.10. Representative output capacity based on input capacity from Table 5.5.1 and weighted average AFUE from Table 8I.3.1. https://www.regulations.gov/document?D=EERE-2014-BT-STD-0031-0027 | Assuming no incremental O&M cost | 0 | 24.0631 | PSE NEI data | No applicable non-energy benefits | 100% | Equipment 100% technically feasible within end use | System | System
Thurston CountyManufacturedHeat Central Gas Furnace5New | Thurston CountyManufacturedHeat Central Gas FurnaceNew | Thurston County | Manufactured | Heat Central Gas Furnace | 5 | Advanced Efficiency Furnace - 97% AFUE | New | Furnace - Advanced Efficiency | Advanced Efficiency Furnace - 97% AFUE | Federal Standard 2016 Furnace - 80% AFUE | per Home | 20 | Based on PSE Approved Furnace 2022 Business Case | 297.8627 | 245.6599 | Using measure description efficiency metrics to adjust loads from RTF/2021P workbooks to consumptions. | Using measure description efficiency metrics to adjust loads from RTF/2021P workbooks to consumptions. | 0 | 0 | NA | NA | 2004.5886 | 1560.5841 | 0 | 2784.0399 | 2026.2311 | 0 | 0 | PSE Business Cases and Technical Support Document - Residential Furnaces. February 2015. Equipment cost based on total cost from Table 8.5.1 and installation cost from table 8.2.10. Representative output capacity based on input capacity from Table 5.5.1 and weighted average AFUE from Table 8I.3.1. https://www.regulations.gov/document?D=EERE-2014-BT-STD-0031-0027 | PSE Business Cases and Technical Support Document - Residential Furnaces. February 2015. Equipment cost based on total cost from Table 8.5.1 and installation cost from table 8.2.10. Representative output capacity based on input capacity from Table 5.5.1 and weighted average AFUE from Table 8I.3.1. https://www.regulations.gov/document?D=EERE-2014-BT-STD-0031-0027 | Assuming no incremental O&M cost | 0 | 15.641 | PSE NEI data | No applicable non-energy benefits | 100% | Equipment 100% technically feasible within end use | System | System
Thurston CountyManufactured - Highly ImpactedHeat Central Gas Furnace5Existing | Thurston CountyManufactured - Highly ImpactedHeat Central Gas FurnaceExisting | Thurston County | Manufactured - Highly Impacted | Heat Central Gas Furnace | 5 | Advanced Efficiency Furnace - 97% AFUE | Existing | Furnace - Advanced Efficiency | Advanced Efficiency Furnace - 97% AFUE | Federal Standard 2016 Furnace - 80% AFUE | per Home | 20 | Based on PSE Approved Furnace 2022 Business Case | 355.2744 | 293.0099 | Using measure description efficiency metrics to adjust loads from RTF/2021P workbooks to consumptions. | Using measure description efficiency metrics to adjust loads from RTF/2021P workbooks to consumptions. | 0 | 0 | NA | NA | 1554.1271 | 1209.8971 | 0 | 2158.4238 | 1570.9062 | 0 | 0 | PSE Business Cases and Technical Support Document - Residential Furnaces. February 2015. Equipment cost based on total cost from Table 8.5.1 and installation cost from table 8.2.10. Representative output capacity based on input capacity from Table 5.5.1 and weighted average AFUE from Table 8I.3.1. https://www.regulations.gov/document?D=EERE-2014-BT-STD-0031-0027 | PSE Business Cases and Technical Support Document - Residential Furnaces. February 2015. Equipment cost based on total cost from Table 8.5.1 and installation cost from table 8.2.10. Representative output capacity based on input capacity from Table 5.5.1 and weighted average AFUE from Table 8I.3.1. https://www.regulations.gov/document?D=EERE-2014-BT-STD-0031-0027 | Assuming no incremental O&M cost | 0 | 32.3874 | PSE NEI data | No applicable non-energy benefits | 100% | Equipment 100% technically feasible within end use | System | System
Thurston CountyManufactured - Highly ImpactedHeat Central Gas Furnace5New | Thurston CountyManufactured - Highly ImpactedHeat Central Gas FurnaceNew | Thurston County | Manufactured - Highly Impacted | Heat Central Gas Furnace | 5 | Advanced Efficiency Furnace - 97% AFUE | New | Furnace - Advanced Efficiency | Advanced Efficiency Furnace - 97% AFUE | Federal Standard 2016 Furnace - 80% AFUE | per Home | 20 | Based on PSE Approved Furnace 2022 Business Case | 230.9284 | 190.4564 | Using measure description efficiency metrics to adjust loads from RTF/2021P workbooks to consumptions. | Using measure description efficiency metrics to adjust loads from RTF/2021P workbooks to consumptions. | 0 | 0 | NA | NA | 1554.1271 | 1209.8971 | 0 | 2158.4238 | 1570.9062 | 0 | 0 | PSE Business Cases and Technical Support Document - Residential Furnaces. February 2015. Equipment cost based on total cost from Table 8.5.1 and installation cost from table 8.2.10. Representative output capacity based on input capacity from Table 5.5.1 and weighted average AFUE from Table 8I.3.1. https://www.regulations.gov/document?D=EERE-2014-BT-STD-0031-0027 | PSE Business Cases and Technical Support Document - Residential Furnaces. February 2015. Equipment cost based on total cost from Table 8.5.1 and installation cost from table 8.2.10. Representative output capacity based on input capacity from Table 5.5.1 and weighted average AFUE from Table 8I.3.1. https://www.regulations.gov/document?D=EERE-2014-BT-STD-0031-0027 | Assuming no incremental O&M cost | 0 | 21.0518 | PSE NEI data | No applicable non-energy benefits | 100% | Equipment 100% technically feasible within end use | System | System
Thurston CountySingle FamilyHeat Central Gas Furnace6Existing | Thurston CountySingle FamilyHeat Central Gas FurnaceExisting | Thurston County | Single Family | Heat Central Gas Furnace | 6 | Premium Efficiency Furnace - 98% AFUE | Existing | Furnace - Premium Efficiency | Premium Efficiency Furnace - 98% AFUE | Federal Standard 2016 Furnace - 80% AFUE | per Home | 20 | Based on PSE Approved Furnace 2022 Business Case | 507.4999 | 414.2856 | Using measure description efficiency metrics to adjust loads from RTF/2021P workbooks to consumptions. | Using measure description efficiency metrics to adjust loads from RTF/2021P workbooks to consumptions. | 0 | 0 | NA | NA | 2695.1461 | 2098.1872 | 0 | 3861.1195 | 2724.2443 | 0 | 0 | PSE Business Cases and Technical Support Document - Residential Furnaces. February 2015. Equipment cost based on total cost from Table 8.5.1 and installation cost from table 8.2.10. Representative output capacity based on input capacity from Table 5.5.1 and weighted average AFUE from Table 8I.3.1. https://www.regulations.gov/document?D=EERE-2014-BT-STD-0031-0027 | PSE Business Cases and Technical Support Document - Residential Furnaces. February 2015. Equipment cost based on total cost from Table 8.5.1 and installation cost from table 8.2.10. Representative output capacity based on input capacity from Table 5.5.1 and weighted average AFUE from Table 8I.3.1. https://www.regulations.gov/document?D=EERE-2014-BT-STD-0031-0027 | Assuming no incremental O&M cost | 0 | 27.9289 | PSE NEI data | No applicable non-energy benefits | 100% | Equipment 100% technically feasible within end use | System | System
Thurston CountySingle FamilyHeat Central Gas Furnace6New | Thurston CountySingle FamilyHeat Central Gas FurnaceNew | Thurston County | Single Family | Heat Central Gas Furnace | 6 | Premium Efficiency Furnace - 98% AFUE | New | Furnace - Premium Efficiency | Premium Efficiency Furnace - 98% AFUE | Federal Standard 2016 Furnace - 80% AFUE | per Home | 20 | Based on PSE Approved Furnace 2022 Business Case | 329.8749 | 269.2856 | Using measure description efficiency metrics to adjust loads from RTF/2021P workbooks to consumptions. | Using measure description efficiency metrics to adjust loads from RTF/2021P workbooks to consumptions. | 0 | 0 | NA | NA | 2695.1461 | 2098.1872 | 0 | 3861.1195 | 2724.2443 | 0 | 0 | PSE Business Cases and Technical Support Document - Residential Furnaces. February 2015. Equipment cost based on total cost from Table 8.5.1 and installation cost from table 8.2.10. Representative output capacity based on input capacity from Table 5.5.1 and weighted average AFUE from Table 8I.3.1. https://www.regulations.gov/document?D=EERE-2014-BT-STD-0031-0027 | PSE Business Cases and Technical Support Document - Residential Furnaces. February 2015. Equipment cost based on total cost from Table 8.5.1 and installation cost from table 8.2.10. Representative output capacity based on input capacity from Table 5.5.1 and weighted average AFUE from Table 8I.3.1. https://www.regulations.gov/document?D=EERE-2014-BT-STD-0031-0027 | Assuming no incremental O&M cost | 0 | 18.1538 | PSE NEI data | No applicable non-energy benefits | 100% | Equipment 100% technically feasible within end use | System | System
Thurston CountySingle Family - Highly ImpactedHeat Central Gas Furnace6Existing | Thurston CountySingle Family - Highly ImpactedHeat Central Gas FurnaceExisting | Thurston County | Single Family - Highly Impacted | Heat Central Gas Furnace | 6 | Premium Efficiency Furnace - 98% AFUE | Existing | Furnace - Premium Efficiency | Premium Efficiency Furnace - 98% AFUE | Federal Standard 2016 Furnace - 80% AFUE | per Home | 20 | Based on PSE Approved Furnace 2022 Business Case | 365.0626 | 298.0103 | Using measure description efficiency metrics to adjust loads from RTF/2021P workbooks to consumptions. | Using measure description efficiency metrics to adjust loads from RTF/2021P workbooks to consumptions. | 0 | 0 | NA | NA | 1938.7142 | 1509.3004 | 0 | 2777.4401 | 1959.6455 | 0 | 0 | PSE Business Cases and Technical Support Document - Residential Furnaces. February 2015. Equipment cost based on total cost from Table 8.5.1 and installation cost from table 8.2.10. Representative output capacity based on input capacity from Table 5.5.1 and weighted average AFUE from Table 8I.3.1. https://www.regulations.gov/document?D=EERE-2014-BT-STD-0031-0027 | PSE Business Cases and Technical Support Document - Residential Furnaces. February 2015. Equipment cost based on total cost from Table 8.5.1 and installation cost from table 8.2.10. Representative output capacity based on input capacity from Table 5.5.1 and weighted average AFUE from Table 8I.3.1. https://www.regulations.gov/document?D=EERE-2014-BT-STD-0031-0027 | Assuming no incremental O&M cost | 0 | 34.8778 | PSE NEI data | No applicable non-energy benefits | 100% | Equipment 100% technically feasible within end use | System | System
Thurston CountySingle Family - Highly ImpactedHeat Central Gas Furnace6New | Thurston CountySingle Family - Highly ImpactedHeat Central Gas FurnaceNew | Thurston County | Single Family - Highly Impacted | Heat Central Gas Furnace | 6 | Premium Efficiency Furnace - 98% AFUE | New | Furnace - Premium Efficiency | Premium Efficiency Furnace - 98% AFUE | Federal Standard 2016 Furnace - 80% AFUE | per Home | 20 | Based on PSE Approved Furnace 2022 Business Case | 237.2907 | 193.7067 | Using measure description efficiency metrics to adjust loads from RTF/2021P workbooks to consumptions. | Using measure description efficiency metrics to adjust loads from RTF/2021P workbooks to consumptions. | 0 | 0 | NA | NA | 1938.7142 | 1509.3004 | 0 | 2777.4401 | 1959.6455 | 0 | 0 | PSE Business Cases and Technical Support Document - Residential Furnaces. February 2015. Equipment cost based on total cost from Table 8.5.1 and installation cost from table 8.2.10. Representative output capacity based on input capacity from Table 5.5.1 and weighted average AFUE from Table 8I.3.1. https://www.regulations.gov/document?D=EERE-2014-BT-STD-0031-0027 | PSE Business Cases and Technical Support Document - Residential Furnaces. February 2015. Equipment cost based on total cost from Table 8.5.1 and installation cost from table 8.2.10. Representative output capacity based on input capacity from Table 5.5.1 and weighted average AFUE from Table 8I.3.1. https://www.regulations.gov/document?D=EERE-2014-BT-STD-0031-0027 | Assuming no incremental O&M cost | 0 | 22.6706 | PSE NEI data | No applicable non-energy benefits | 100% | Equipment 100% technically feasible within end use | System | System
Thurston CountyMultifamilyHeat Central Gas Furnace6Existing | Thurston CountyMultifamilyHeat Central Gas FurnaceExisting | Thurston County | Multifamily | Heat Central Gas Furnace | 6 | Premium Efficiency Furnace - 98% AFUE | Existing | Furnace - Premium Efficiency | Premium Efficiency Furnace - 98% AFUE | Federal Standard 2016 Furnace - 80% AFUE | per Home | 20 | Based on PSE Approved Furnace 2022 Business Case | 334.6677 | 273.1981 | Using measure description efficiency metrics to adjust loads from RTF/2021P workbooks to consumptions. | Using measure description efficiency metrics to adjust loads from RTF/2021P workbooks to consumptions. | 0 | 0 | NA | NA | 1179.1417 | 917.9688 | 0 | 1689.2617 | 1191.8723 | 0 | 0 | PSE Business Cases and Technical Support Document - Residential Furnaces. February 2015. Equipment cost based on total cost from Table 8.5.1 and installation cost from table 8.2.10. Representative output capacity based on input capacity from Table 5.5.1 and weighted average AFUE from Table 8I.3.1. https://www.regulations.gov/document?D=EERE-2014-BT-STD-0031-0027 | PSE Business Cases and Technical Support Document - Residential Furnaces. February 2015. Equipment cost based on total cost from Table 8.5.1 and installation cost from table 8.2.10. Representative output capacity based on input capacity from Table 5.5.1 and weighted average AFUE from Table 8I.3.1. https://www.regulations.gov/document?D=EERE-2014-BT-STD-0031-0027 | Assuming no incremental O&M cost | 0 | 18.4175 | PSE NEI data | No applicable non-energy benefits | 100% | Equipment 100% technically feasible within end use | System | System
Thurston CountyMultifamilyHeat Central Gas Furnace6New | Thurston CountyMultifamilyHeat Central Gas FurnaceNew | Thurston County | Multifamily | Heat Central Gas Furnace | 6 | Premium Efficiency Furnace - 98% AFUE | New | Furnace - Premium Efficiency | Premium Efficiency Furnace - 98% AFUE | Federal Standard 2016 Furnace - 80% AFUE | per Home | 20 | Based on PSE Approved Furnace 2022 Business Case | 217.534 | 177.5788 | Using measure description efficiency metrics to adjust loads from RTF/2021P workbooks to consumptions. | Using measure description efficiency metrics to adjust loads from RTF/2021P workbooks to consumptions. | 0 | 0 | NA | NA | 1179.1417 | 917.9688 | 0 | 1689.2617 | 1191.8723 | 0 | 0 | PSE Business Cases and Technical Support Document - Residential Furnaces. February 2015. Equipment cost based on total cost from Table 8.5.1 and installation cost from table 8.2.10. Representative output capacity based on input capacity from Table 5.5.1 and weighted average AFUE from Table 8I.3.1. https://www.regulations.gov/document?D=EERE-2014-BT-STD-0031-0027 | PSE Business Cases and Technical Support Document - Residential Furnaces. February 2015. Equipment cost based on total cost from Table 8.5.1 and installation cost from table 8.2.10. Representative output capacity based on input capacity from Table 5.5.1 and weighted average AFUE from Table 8I.3.1. https://www.regulations.gov/document?D=EERE-2014-BT-STD-0031-0027 | Assuming no incremental O&M cost | 0 | 11.9714 | PSE NEI data | No applicable non-energy benefits | 100% | Equipment 100% technically feasible within end use | System | System
Thurston CountyMultifamily - Highly ImpactedHeat Central Gas Furnace6Existing | Thurston CountyMultifamily - Highly ImpactedHeat Central Gas FurnaceExisting | Thurston County | Multifamily - Highly Impacted | Heat Central Gas Furnace | 6 | Premium Efficiency Furnace - 98% AFUE | Existing | Furnace - Premium Efficiency | Premium Efficiency Furnace - 98% AFUE | Federal Standard 2016 Furnace - 80% AFUE | per Home | 20 | Based on PSE Approved Furnace 2022 Business Case | 284.0501 | 231.8776 | Using measure description efficiency metrics to adjust loads from RTF/2021P workbooks to consumptions. | Using measure description efficiency metrics to adjust loads from RTF/2021P workbooks to consumptions. | 0 | 0 | NA | NA | 1000.7998 | 779.1286 | 0 | 1433.7655 | 1011.6049 | 0 | 0 | PSE Business Cases and Technical Support Document - Residential Furnaces. February 2015. Equipment cost based on total cost from Table 8.5.1 and installation cost from table 8.2.10. Representative output capacity based on input capacity from Table 5.5.1 and weighted average AFUE from Table 8I.3.1. https://www.regulations.gov/document?D=EERE-2014-BT-STD-0031-0027 | PSE Business Cases and Technical Support Document - Residential Furnaces. February 2015. Equipment cost based on total cost from Table 8.5.1 and installation cost from table 8.2.10. Representative output capacity based on input capacity from Table 5.5.1 and weighted average AFUE from Table 8I.3.1. https://www.regulations.gov/document?D=EERE-2014-BT-STD-0031-0027 | Assuming no incremental O&M cost | 0 | 5.1136 | PSE NEI data | No applicable non-energy benefits | 100% | Equipment 100% technically feasible within end use | System | System
Thurston CountyMultifamily - Highly ImpactedHeat Central Gas Furnace6New | Thurston CountyMultifamily - Highly ImpactedHeat Central Gas FurnaceNew | Thurston County | Multifamily - Highly Impacted | Heat Central Gas Furnace | 6 | Premium Efficiency Furnace - 98% AFUE | New | Furnace - Premium Efficiency | Premium Efficiency Furnace - 98% AFUE | Federal Standard 2016 Furnace - 80% AFUE | per Home | 20 | Based on PSE Approved Furnace 2022 Business Case | 184.6326 | 150.7205 | Using measure description efficiency metrics to adjust loads from RTF/2021P workbooks to consumptions. | Using measure description efficiency metrics to adjust loads from RTF/2021P workbooks to consumptions. | 0 | 0 | NA | NA | 1000.7998 | 779.1286 | 0 | 1433.7655 | 1011.6049 | 0 | 0 | PSE Business Cases and Technical Support Document - Residential Furnaces. February 2015. Equipment cost based on total cost from Table 8.5.1 and installation cost from table 8.2.10. Representative output capacity based on input capacity from Table 5.5.1 and weighted average AFUE from Table 8I.3.1. https://www.regulations.gov/document?D=EERE-2014-BT-STD-0031-0027 | PSE Business Cases and Technical Support Document - Residential Furnaces. February 2015. Equipment cost based on total cost from Table 8.5.1 and installation cost from table 8.2.10. Representative output capacity based on input capacity from Table 5.5.1 and weighted average AFUE from Table 8I.3.1. https://www.regulations.gov/document?D=EERE-2014-BT-STD-0031-0027 | Assuming no incremental O&M cost | 0 | 3.3239 | PSE NEI data | No applicable non-energy benefits | 100% | Equipment 100% technically feasible within end use | System | System
Thurston CountyManufacturedHeat Central Gas Furnace6Existing | Thurston CountyManufacturedHeat Central Gas FurnaceExisting | Thurston County | Manufactured | Heat Central Gas Furnace | 6 | Premium Efficiency Furnace - 98% AFUE | Existing | Furnace - Premium Efficiency | Premium Efficiency Furnace - 98% AFUE | Federal Standard 2016 Furnace - 80% AFUE | per Home | 20 | Based on PSE Approved Furnace 2022 Business Case | 458.2502 | 374.0818 | Using measure description efficiency metrics to adjust loads from RTF/2021P workbooks to consumptions. | Using measure description efficiency metrics to adjust loads from RTF/2021P workbooks to consumptions. | 0 | 0 | NA | NA | 2004.5886 | 1560.5841 | 0 | 2871.8132 | 2026.2311 | 0 | 0 | PSE Business Cases and Technical Support Document - Residential Furnaces. February 2015. Equipment cost based on total cost from Table 8.5.1 and installation cost from table 8.2.10. Representative output capacity based on input capacity from Table 5.5.1 and weighted average AFUE from Table 8I.3.1. https://www.regulations.gov/document?D=EERE-2014-BT-STD-0031-0027 | PSE Business Cases and Technical Support Document - Residential Furnaces. February 2015. Equipment cost based on total cost from Table 8.5.1 and installation cost from table 8.2.10. Representative output capacity based on input capacity from Table 5.5.1 and weighted average AFUE from Table 8I.3.1. https://www.regulations.gov/document?D=EERE-2014-BT-STD-0031-0027 | Assuming no incremental O&M cost | 0 | 25.2186 | PSE NEI data | No applicable non-energy benefits | 100% | Equipment 100% technically feasible within end use | System | System
Thurston CountyManufacturedHeat Central Gas Furnace6New | Thurston CountyManufacturedHeat Central Gas FurnaceNew | Thurston County | Manufactured | Heat Central Gas Furnace | 6 | Premium Efficiency Furnace - 98% AFUE | New | Furnace - Premium Efficiency | Premium Efficiency Furnace - 98% AFUE | Federal Standard 2016 Furnace - 80% AFUE | per Home | 20 | Based on PSE Approved Furnace 2022 Business Case | 297.8627 | 243.1532 | Using measure description efficiency metrics to adjust loads from RTF/2021P workbooks to consumptions. | Using measure description efficiency metrics to adjust loads from RTF/2021P workbooks to consumptions. | 0 | 0 | NA | NA | 2004.5886 | 1560.5841 | 0 | 2871.8132 | 2026.2311 | 0 | 0 | PSE Business Cases and Technical Support Document - Residential Furnaces. February 2015. Equipment cost based on total cost from Table 8.5.1 and installation cost from table 8.2.10. Representative output capacity based on input capacity from Table 5.5.1 and weighted average AFUE from Table 8I.3.1. https://www.regulations.gov/document?D=EERE-2014-BT-STD-0031-0027 | PSE Business Cases and Technical Support Document - Residential Furnaces. February 2015. Equipment cost based on total cost from Table 8.5.1 and installation cost from table 8.2.10. Representative output capacity based on input capacity from Table 5.5.1 and weighted average AFUE from Table 8I.3.1. https://www.regulations.gov/document?D=EERE-2014-BT-STD-0031-0027 | Assuming no incremental O&M cost | 0 | 16.3921 | PSE NEI data | No applicable non-energy benefits | 100% | Equipment 100% technically feasible within end use | System | System
Thurston CountyManufactured - Highly ImpactedHeat Central Gas Furnace6Existing | Thurston CountyManufactured - Highly ImpactedHeat Central Gas FurnaceExisting | Thurston County | Manufactured - Highly Impacted | Heat Central Gas Furnace | 6 | Premium Efficiency Furnace - 98% AFUE | Existing | Furnace - Premium Efficiency | Premium Efficiency Furnace - 98% AFUE | Federal Standard 2016 Furnace - 80% AFUE | per Home | 20 | Based on PSE Approved Furnace 2022 Business Case | 355.2744 | 290.02 | Using measure description efficiency metrics to adjust loads from RTF/2021P workbooks to consumptions. | Using measure description efficiency metrics to adjust loads from RTF/2021P workbooks to consumptions. | 0 | 0 | NA | NA | 1554.1271 | 1209.8971 | 0 | 2226.4731 | 1570.9062 | 0 | 0 | PSE Business Cases and Technical Support Document - Residential Furnaces. February 2015. Equipment cost based on total cost from Table 8.5.1 and installation cost from table 8.2.10. Representative output capacity based on input capacity from Table 5.5.1 and weighted average AFUE from Table 8I.3.1. https://www.regulations.gov/document?D=EERE-2014-BT-STD-0031-0027 | PSE Business Cases and Technical Support Document - Residential Furnaces. February 2015. Equipment cost based on total cost from Table 8.5.1 and installation cost from table 8.2.10. Representative output capacity based on input capacity from Table 5.5.1 and weighted average AFUE from Table 8I.3.1. https://www.regulations.gov/document?D=EERE-2014-BT-STD-0031-0027 | Assuming no incremental O&M cost | 0 | 33.9427 | PSE NEI data | No applicable non-energy benefits | 100% | Equipment 100% technically feasible within end use | System | System
Thurston CountyManufactured - Highly ImpactedHeat Central Gas Furnace6New | Thurston CountyManufactured - Highly ImpactedHeat Central Gas FurnaceNew | Thurston County | Manufactured - Highly Impacted | Heat Central Gas Furnace | 6 | Premium Efficiency Furnace - 98% AFUE | New | Furnace - Premium Efficiency | Premium Efficiency Furnace - 98% AFUE | Federal Standard 2016 Furnace - 80% AFUE | per Home | 20 | Based on PSE Approved Furnace 2022 Business Case | 230.9284 | 188.513 | Using measure description efficiency metrics to adjust loads from RTF/2021P workbooks to consumptions. | Using measure description efficiency metrics to adjust loads from RTF/2021P workbooks to consumptions. | 0 | 0 | NA | NA | 1554.1271 | 1209.8971 | 0 | 2226.4731 | 1570.9062 | 0 | 0 | PSE Business Cases and Technical Support Document - Residential Furnaces. February 2015. Equipment cost based on total cost from Table 8.5.1 and installation cost from table 8.2.10. Representative output capacity based on input capacity from Table 5.5.1 and weighted average AFUE from Table 8I.3.1. https://www.regulations.gov/document?D=EERE-2014-BT-STD-0031-0027 | PSE Business Cases and Technical Support Document - Residential Furnaces. February 2015. Equipment cost based on total cost from Table 8.5.1 and installation cost from table 8.2.10. Representative output capacity based on input capacity from Table 5.5.1 and weighted average AFUE from Table 8I.3.1. https://www.regulations.gov/document?D=EERE-2014-BT-STD-0031-0027 | Assuming no incremental O&M cost | 0 | 22.0627 | PSE NEI data | No applicable non-energy benefits | 100% | Equipment 100% technically feasible within end use | System | System
Thurston CountySingle FamilyHeat Room Gas1Existing | Thurston CountySingle FamilyHeat Room GasExisting | Thurston County | Single Family | Heat Room Gas | 1 | Market Standard Gas Room Heat | Existing | Room Heat - Market Standard | Market Standard Gas Room Heat | Market Standard Gas Room Heat | per Home | 15 | Assuming same as heat room electric | 489.0851 | 489.0851 | Using measure description efficiency metrics to adjust loads from RTF/2021P workbooks to consumptions. | Using measure description efficiency metrics to adjust loads from RTF/2021P workbooks to consumptions. | 0 | 0 | NA | NA | 0 | 0 | 0 | 0 | 0 | 0 | 0 | Baseline is equal to efficient condition. | Baseline is equal to efficient condition. | Baseline is equal to efficient condition. | 0 | 0 | No applicable non-energy benefits | No applicable non-energy benefits | 100% | Equipment 100% feasible within the end use. | System | System
Thurston CountySingle FamilyHeat Room Gas1New | Thurston CountySingle FamilyHeat Room GasNew | Thurston County | Single Family | Heat Room Gas | 1 | Market Standard Gas Room Heat | New | Room Heat - Market Standard | Market Standard Gas Room Heat | Market Standard Gas Room Heat | per Home | 15 | Assuming same as heat room electric | 317.9053 | 317.9053 | Using measure description efficiency metrics to adjust loads from RTF/2021P workbooks to consumptions. | Using measure description efficiency metrics to adjust loads from RTF/2021P workbooks to consumptions. | 0 | 0 | NA | NA | 0 | 0 | 0 | 0 | 0 | 0 | 0 | Baseline is equal to efficient condition. | Baseline is equal to efficient condition. | Baseline is equal to efficient condition. | 0 | 0 | No applicable non-energy benefits | No applicable non-energy benefits | 100% | Equipment 100% feasible within the end use. | System | System
Thurston CountySingle Family - Highly ImpactedHeat Room Gas1Existing | Thurston CountySingle Family - Highly ImpactedHeat Room GasExisting | Thurston County | Single Family - Highly Impacted | Heat Room Gas | 1 | Market Standard Gas Room Heat | Existing | Room Heat - Market Standard | Market Standard Gas Room Heat | Market Standard Gas Room Heat | per Home | 15 | Assuming same as heat room electric | 351.8162 | 351.8162 | Using measure description efficiency metrics to adjust loads from RTF/2021P workbooks to consumptions. | Using measure description efficiency metrics to adjust loads from RTF/2021P workbooks to consumptions. | 0 | 0 | NA | NA | 0 | 0 | 0 | 0 | 0 | 0 | 0 | Baseline is equal to efficient condition. | Baseline is equal to efficient condition. | Baseline is equal to efficient condition. | 0 | 0 | No applicable non-energy benefits | No applicable non-energy benefits | 100% | Equipment 100% feasible within the end use. | System | System
Thurston CountySingle Family - Highly ImpactedHeat Room Gas1New | Thurston CountySingle Family - Highly ImpactedHeat Room GasNew | Thurston County | Single Family - Highly Impacted | Heat Room Gas | 1 | Market Standard Gas Room Heat | New | Room Heat - Market Standard | Market Standard Gas Room Heat | Market Standard Gas Room Heat | per Home | 15 | Assuming same as heat room electric | 228.6805 | 228.6805 | Using measure description efficiency metrics to adjust loads from RTF/2021P workbooks to consumptions. | Using measure description efficiency metrics to adjust loads from RTF/2021P workbooks to consumptions. | 0 | 0 | NA | NA | 0 | 0 | 0 | 0 | 0 | 0 | 0 | Baseline is equal to efficient condition. | Baseline is equal to efficient condition. | Baseline is equal to efficient condition. | 0 | 0 | No applicable non-energy benefits | No applicable non-energy benefits | 100% | Equipment 100% feasible within the end use. | System | System
Thurston CountyMultifamilyHeat Room Gas1Existing | Thurston CountyMultifamilyHeat Room GasExisting | Thurston County | Multifamily | Heat Room Gas | 1 | Market Standard Gas Room Heat | Existing | Room Heat - Market Standard | Market Standard Gas Room Heat | Market Standard Gas Room Heat | per Home | 15 | Assuming same as heat room electric | 322.5241 | 322.5241 | Using measure description efficiency metrics to adjust loads from RTF/2021P workbooks to consumptions. | Using measure description efficiency metrics to adjust loads from RTF/2021P workbooks to consumptions. | 0 | 0 | NA | NA | 0 | 0 | 0 | 0 | 0 | 0 | 0 | Baseline is equal to efficient condition. | Baseline is equal to efficient condition. | Baseline is equal to efficient condition. | 0 | 0 | No applicable non-energy benefits | No applicable non-energy benefits | 100% | Equipment 100% feasible within the end use. | System | System
Thurston CountyMultifamilyHeat Room Gas1New | Thurston CountyMultifamilyHeat Room GasNew | Thurston County | Multifamily | Heat Room Gas | 1 | Market Standard Gas Room Heat | New | Room Heat - Market Standard | Market Standard Gas Room Heat | Market Standard Gas Room Heat | per Home | 15 | Assuming same as heat room electric | 209.6407 | 209.6407 | Using measure description efficiency metrics to adjust loads from RTF/2021P workbooks to consumptions. | Using measure description efficiency metrics to adjust loads from RTF/2021P workbooks to consumptions. | 0 | 0 | NA | NA | 0 | 0 | 0 | 0 | 0 | 0 | 0 | Baseline is equal to efficient condition. | Baseline is equal to efficient condition. | Baseline is equal to efficient condition. | 0 | 0 | No applicable non-energy benefits | No applicable non-energy benefits | 100% | Equipment 100% feasible within the end use. | System | System
Thurston CountyMultifamily - Highly ImpactedHeat Room Gas1Existing | Thurston CountyMultifamily - Highly ImpactedHeat Room GasExisting | Thurston County | Multifamily - Highly Impacted | Heat Room Gas | 1 | Market Standard Gas Room Heat | Existing | Room Heat - Market Standard | Market Standard Gas Room Heat | Market Standard Gas Room Heat | per Home | 15 | Assuming same as heat room electric | 273.7433 | 273.7433 | Using measure description efficiency metrics to adjust loads from RTF/2021P workbooks to consumptions. | Using measure description efficiency metrics to adjust loads from RTF/2021P workbooks to consumptions. | 0 | 0 | NA | NA | 0 | 0 | 0 | 0 | 0 | 0 | 0 | Baseline is equal to efficient condition. | Baseline is equal to efficient condition. | Baseline is equal to efficient condition. | 0 | 0 | No applicable non-energy benefits | No applicable non-energy benefits | 100% | Equipment 100% feasible within the end use. | System | System
Thurston CountyMultifamily - Highly ImpactedHeat Room Gas1New | Thurston CountyMultifamily - Highly ImpactedHeat Room GasNew | Thurston County | Multifamily - Highly Impacted | Heat Room Gas | 1 | Market Standard Gas Room Heat | New | Room Heat - Market Standard | Market Standard Gas Room Heat | Market Standard Gas Room Heat | per Home | 15 | Assuming same as heat room electric | 177.9331 | 177.9331 | Using measure description efficiency metrics to adjust loads from RTF/2021P workbooks to consumptions. | Using measure description efficiency metrics to adjust loads from RTF/2021P workbooks to consumptions. | 0 | 0 | NA | NA | 0 | 0 | 0 | 0 | 0 | 0 | 0 | Baseline is equal to efficient condition. | Baseline is equal to efficient condition. | Baseline is equal to efficient condition. | 0 | 0 | No applicable non-energy benefits | No applicable non-energy benefits | 100% | Equipment 100% feasible within the end use. | System | System
Thurston CountyManufacturedHeat Room Gas1Existing | Thurston CountyManufacturedHeat Room GasExisting | Thurston County | Manufactured | Heat Room Gas | 1 | Market Standard Gas Room Heat | Existing | Room Heat - Market Standard | Market Standard Gas Room Heat | Market Standard Gas Room Heat | per Home | 15 | Assuming same as heat room electric | 441.6225 | 441.6225 | Using measure description efficiency metrics to adjust loads from RTF/2021P workbooks to consumptions. | Using measure description efficiency metrics to adjust loads from RTF/2021P workbooks to consumptions. | 0 | 0 | NA | NA | 0 | 0 | 0 | 0 | 0 | 0 | 0 | Baseline is equal to efficient condition. | Baseline is equal to efficient condition. | Baseline is equal to efficient condition. | 0 | 0 | No applicable non-energy benefits | No applicable non-energy benefits | 100% | Equipment 100% feasible within the end use. | System | System
Thurston CountyManufacturedHeat Room Gas1New | Thurston CountyManufacturedHeat Room GasNew | Thurston County | Manufactured | Heat Room Gas | 1 | Market Standard Gas Room Heat | New | Room Heat - Market Standard | Market Standard Gas Room Heat | Market Standard Gas Room Heat | per Home | 15 | Assuming same as heat room electric | 287.0546 | 287.0546 | Using measure description efficiency metrics to adjust loads from RTF/2021P workbooks to consumptions. | Using measure description efficiency metrics to adjust loads from RTF/2021P workbooks to consumptions. | 0 | 0 | NA | NA | 0 | 0 | 0 | 0 | 0 | 0 | 0 | Baseline is equal to efficient condition. | Baseline is equal to efficient condition. | Baseline is equal to efficient condition. | 0 | 0 | No applicable non-energy benefits | No applicable non-energy benefits | 100% | Equipment 100% feasible within the end use. | System | System
Thurston CountyManufactured - Highly ImpactedHeat Room Gas1Existing | Thurston CountyManufactured - Highly ImpactedHeat Room GasExisting | Thurston County | Manufactured - Highly Impacted | Heat Room Gas | 1 | Market Standard Gas Room Heat | Existing | Room Heat - Market Standard | Market Standard Gas Room Heat | Market Standard Gas Room Heat | per Home | 15 | Assuming same as heat room electric | 342.3832 | 342.3832 | Using measure description efficiency metrics to adjust loads from RTF/2021P workbooks to consumptions. | Using measure description efficiency metrics to adjust loads from RTF/2021P workbooks to consumptions. | 0 | 0 | NA | NA | 0 | 0 | 0 | 0 | 0 | 0 | 0 | Baseline is equal to efficient condition. | Baseline is equal to efficient condition. | Baseline is equal to efficient condition. | 0 | 0 | No applicable non-energy benefits | No applicable non-energy benefits | 100% | Equipment 100% feasible within the end use. | System | System
Thurston CountyManufactured - Highly ImpactedHeat Room Gas1New | Thurston CountyManufactured - Highly ImpactedHeat Room GasNew | Thurston County | Manufactured - Highly Impacted | Heat Room Gas | 1 | Market Standard Gas Room Heat | New | Room Heat - Market Standard | Market Standard Gas Room Heat | Market Standard Gas Room Heat | per Home | 15 | Assuming same as heat room electric | 222.5491 | 222.5491 | Using measure description efficiency metrics to adjust loads from RTF/2021P workbooks to consumptions. | Using measure description efficiency metrics to adjust loads from RTF/2021P workbooks to consumptions. | 0 | 0 | NA | NA | 0 | 0 | 0 | 0 | 0 | 0 | 0 | Baseline is equal to efficient condition. | Baseline is equal to efficient condition. | Baseline is equal to efficient condition. | 0 | 0 | No applicable non-energy benefits | No applicable non-energy benefits | 100% | Equipment 100% feasible within the end use. | System | System
Thurston CountySingle FamilyPool Heat1Existing | Thurston CountySingle FamilyPool HeatExisting | Thurston County | Single Family | Pool Heat | 1 | Below Standard Pool Heater - 78% Efficient | Existing | Pool Heater - Below Standard | Below Standard Pool Heater - 78% Efficient | Below Standard Pool Heater - 78% Efficient | per Home | 4 | Assuming half the measure life for below standard equipment. Technical Support Document - Residential Water Heaters, Direct Heating Equipment, and Pooler Heaters. November 2009. Appendix C, Table 8-C.4.1, Page 8-C-7. | 382 | 382 | Savings methodology based on Technical Support Document - Residential Water Heaters, Direct Heating Equipment, and Pooler Heaters. November 2009. Table 7.4.2, Page 7-41 | Savings methodology based on Technical Support Document - Residential Water Heaters, Direct Heating Equipment, and Pooler Heaters. November 2009. Table 7.4.2, Page 7-41 | 0 | 0 | NA | NA | 0 | 0 | 0 | 0 | 0 | 0 | 0 | Existing conditions, assuming no cost | Existing conditions, assuming no cost | Assuming no incremental O&M cost | 0 | 0 | No applicable non-energy benefits | No applicable non-energy benefits | 100% | Equipment 100% technically feasible within end use | System | System
Thurston CountySingle FamilyPool Heat1New | Thurston CountySingle FamilyPool HeatNew | Thurston County | Single Family | Pool Heat | 1 | Below Standard Pool Heater - 78% Efficient | New | Pool Heater - Below Standard | Below Standard Pool Heater - 78% Efficient | Below Standard Pool Heater - 78% Efficient | per Home | 4 | Assuming half the measure life for below standard equipment. Technical Support Document - Residential Water Heaters, Direct Heating Equipment, and Pooler Heaters. November 2009. Appendix C, Table 8-C.4.1, Page 8-C-7. | 382 | 382 | Savings methodology based on Technical Support Document - Residential Water Heaters, Direct Heating Equipment, and Pooler Heaters. November 2009. Table 7.4.2, Page 7-41 | Savings methodology based on Technical Support Document - Residential Water Heaters, Direct Heating Equipment, and Pooler Heaters. November 2009. Table 7.4.2, Page 7-41 | 0 | 0 | NA | NA | 0 | 0 | 0 | 0 | 0 | 0 | 0 | Existing conditions, assuming no cost | Existing conditions, assuming no cost | Assuming no incremental O&M cost | 0 | 0 | No applicable non-energy benefits | No applicable non-energy benefits | 100% | Equipment 100% technically feasible within end use | System | System
Thurston CountySingle Family - Highly ImpactedPool Heat1Existing | Thurston CountySingle Family - Highly ImpactedPool HeatExisting | Thurston County | Single Family - Highly Impacted | Pool Heat | 1 | Below Standard Pool Heater - 78% Efficient | Existing | Pool Heater - Below Standard | Below Standard Pool Heater - 78% Efficient | Below Standard Pool Heater - 78% Efficient | per Home | 4 | Assuming half the measure life for below standard equipment. Technical Support Document - Residential Water Heaters, Direct Heating Equipment, and Pooler Heaters. November 2009. Appendix C, Table 8-C.4.1, Page 8-C-7. | 382 | 382 | Savings methodology based on Technical Support Document - Residential Water Heaters, Direct Heating Equipment, and Pooler Heaters. November 2009. Table 7.4.2, Page 7-41 | Savings methodology based on Technical Support Document - Residential Water Heaters, Direct Heating Equipment, and Pooler Heaters. November 2009. Table 7.4.2, Page 7-41 | 0 | 0 | NA | NA | 0 | 0 | 0 | 0 | 0 | 0 | 0 | Existing conditions, assuming no cost | Existing conditions, assuming no cost | Assuming no incremental O&M cost | 0 | 0 | No applicable non-energy benefits | No applicable non-energy benefits | 100% | Equipment 100% technically feasible within end use | System | System
Thurston CountySingle Family - Highly ImpactedPool Heat1New | Thurston CountySingle Family - Highly ImpactedPool HeatNew | Thurston County | Single Family - Highly Impacted | Pool Heat | 1 | Below Standard Pool Heater - 78% Efficient | New | Pool Heater - Below Standard | Below Standard Pool Heater - 78% Efficient | Below Standard Pool Heater - 78% Efficient | per Home | 4 | Assuming half the measure life for below standard equipment. Technical Support Document - Residential Water Heaters, Direct Heating Equipment, and Pooler Heaters. November 2009. Appendix C, Table 8-C.4.1, Page 8-C-7. | 382 | 382 | Savings methodology based on Technical Support Document - Residential Water Heaters, Direct Heating Equipment, and Pooler Heaters. November 2009. Table 7.4.2, Page 7-41 | Savings methodology based on Technical Support Document - Residential Water Heaters, Direct Heating Equipment, and Pooler Heaters. November 2009. Table 7.4.2, Page 7-41 | 0 | 0 | NA | NA | 0 | 0 | 0 | 0 | 0 | 0 | 0 | Existing conditions, assuming no cost | Existing conditions, assuming no cost | Assuming no incremental O&M cost | 0 | 0 | No applicable non-energy benefits | No applicable non-energy benefits | 100% | Equipment 100% technically feasible within end use | System | System
Thurston CountyMultifamilyPool Heat1Existing | Thurston CountyMultifamilyPool HeatExisting | Thurston County | Multifamily | Pool Heat | 1 | Below Standard Pool Heater - 78% Efficient | Existing | Pool Heater - Below Standard | Below Standard Pool Heater - 78% Efficient | Below Standard Pool Heater - 78% Efficient | per Home | 4 | Assuming half the measure life for below standard equipment. Technical Support Document - Residential Water Heaters, Direct Heating Equipment, and Pooler Heaters. November 2009. Appendix C, Table 8-C.4.1, Page 8-C-7. | 382 | 382 | Savings methodology based on Technical Support Document - Residential Water Heaters, Direct Heating Equipment, and Pooler Heaters. November 2009. Table 7.4.2, Page 7-41 | Savings methodology based on Technical Support Document - Residential Water Heaters, Direct Heating Equipment, and Pooler Heaters. November 2009. Table 7.4.2, Page 7-41 | 0 | 0 | NA | NA | 0 | 0 | 0 | 0 | 0 | 0 | 0 | Existing conditions, assuming no cost | Existing conditions, assuming no cost | Assuming no incremental O&M cost | 0 | 0 | No applicable non-energy benefits | No applicable non-energy benefits | 100% | Equipment 100% technically feasible within end use | System | System
Thurston CountyMultifamilyPool Heat1New | Thurston CountyMultifamilyPool HeatNew | Thurston County | Multifamily | Pool Heat | 1 | Below Standard Pool Heater - 78% Efficient | New | Pool Heater - Below Standard | Below Standard Pool Heater - 78% Efficient | Below Standard Pool Heater - 78% Efficient | per Home | 4 | Assuming half the measure life for below standard equipment. Technical Support Document - Residential Water Heaters, Direct Heating Equipment, and Pooler Heaters. November 2009. Appendix C, Table 8-C.4.1, Page 8-C-7. | 382 | 382 | Savings methodology based on Technical Support Document - Residential Water Heaters, Direct Heating Equipment, and Pooler Heaters. November 2009. Table 7.4.2, Page 7-41 | Savings methodology based on Technical Support Document - Residential Water Heaters, Direct Heating Equipment, and Pooler Heaters. November 2009. Table 7.4.2, Page 7-41 | 0 | 0 | NA | NA | 0 | 0 | 0 | 0 | 0 | 0 | 0 | Existing conditions, assuming no cost | Existing conditions, assuming no cost | Assuming no incremental O&M cost | 0 | 0 | No applicable non-energy benefits | No applicable non-energy benefits | 100% | Equipment 100% technically feasible within end use | System | System
Thurston CountyMultifamily - Highly ImpactedPool Heat1Existing | Thurston CountyMultifamily - Highly ImpactedPool HeatExisting | Thurston County | Multifamily - Highly Impacted | Pool Heat | 1 | Below Standard Pool Heater - 78% Efficient | Existing | Pool Heater - Below Standard | Below Standard Pool Heater - 78% Efficient | Below Standard Pool Heater - 78% Efficient | per Home | 4 | Assuming half the measure life for below standard equipment. Technical Support Document - Residential Water Heaters, Direct Heating Equipment, and Pooler Heaters. November 2009. Appendix C, Table 8-C.4.1, Page 8-C-7. | 382 | 382 | Savings methodology based on Technical Support Document - Residential Water Heaters, Direct Heating Equipment, and Pooler Heaters. November 2009. Table 7.4.2, Page 7-41 | Savings methodology based on Technical Support Document - Residential Water Heaters, Direct Heating Equipment, and Pooler Heaters. November 2009. Table 7.4.2, Page 7-41 | 0 | 0 | NA | NA | 0 | 0 | 0 | 0 | 0 | 0 | 0 | Existing conditions, assuming no cost | Existing conditions, assuming no cost | Assuming no incremental O&M cost | 0 | 0 | No applicable non-energy benefits | No applicable non-energy benefits | 100% | Equipment 100% technically feasible within end use | System | System
Thurston CountyMultifamily - Highly ImpactedPool Heat1New | Thurston CountyMultifamily - Highly ImpactedPool HeatNew | Thurston County | Multifamily - Highly Impacted | Pool Heat | 1 | Below Standard Pool Heater - 78% Efficient | New | Pool Heater - Below Standard | Below Standard Pool Heater - 78% Efficient | Below Standard Pool Heater - 78% Efficient | per Home | 4 | Assuming half the measure life for below standard equipment. Technical Support Document - Residential Water Heaters, Direct Heating Equipment, and Pooler Heaters. November 2009. Appendix C, Table 8-C.4.1, Page 8-C-7. | 382 | 382 | Savings methodology based on Technical Support Document - Residential Water Heaters, Direct Heating Equipment, and Pooler Heaters. November 2009. Table 7.4.2, Page 7-41 | Savings methodology based on Technical Support Document - Residential Water Heaters, Direct Heating Equipment, and Pooler Heaters. November 2009. Table 7.4.2, Page 7-41 | 0 | 0 | NA | NA | 0 | 0 | 0 | 0 | 0 | 0 | 0 | Existing conditions, assuming no cost | Existing conditions, assuming no cost | Assuming no incremental O&M cost | 0 | 0 | No applicable non-energy benefits | No applicable non-energy benefits | 100% | Equipment 100% technically feasible within end use | System | System
Thurston CountyManufacturedPool Heat1Existing | Thurston CountyManufacturedPool HeatExisting | Thurston County | Manufactured | Pool Heat | 1 | Below Standard Pool Heater - 78% Efficient | Existing | Pool Heater - Below Standard | Below Standard Pool Heater - 78% Efficient | Below Standard Pool Heater - 78% Efficient | per Home | 4 | Assuming half the measure life for below standard equipment. Technical Support Document - Residential Water Heaters, Direct Heating Equipment, and Pooler Heaters. November 2009. Appendix C, Table 8-C.4.1, Page 8-C-7. | 382 | 382 | Savings methodology based on Technical Support Document - Residential Water Heaters, Direct Heating Equipment, and Pooler Heaters. November 2009. Table 7.4.2, Page 7-41 | Savings methodology based on Technical Support Document - Residential Water Heaters, Direct Heating Equipment, and Pooler Heaters. November 2009. Table 7.4.2, Page 7-41 | 0 | 0 | NA | NA | 0 | 0 | 0 | 0 | 0 | 0 | 0 | Existing conditions, assuming no cost | Existing conditions, assuming no cost | Assuming no incremental O&M cost | 0 | 0 | No applicable non-energy benefits | No applicable non-energy benefits | 100% | Equipment 100% technically feasible within end use | System | System
Thurston CountyManufacturedPool Heat1New | Thurston CountyManufacturedPool HeatNew | Thurston County | Manufactured | Pool Heat | 1 | Below Standard Pool Heater - 78% Efficient | New | Pool Heater - Below Standard | Below Standard Pool Heater - 78% Efficient | Below Standard Pool Heater - 78% Efficient | per Home | 4 | Assuming half the measure life for below standard equipment. Technical Support Document - Residential Water Heaters, Direct Heating Equipment, and Pooler Heaters. November 2009. Appendix C, Table 8-C.4.1, Page 8-C-7. | 382 | 382 | Savings methodology based on Technical Support Document - Residential Water Heaters, Direct Heating Equipment, and Pooler Heaters. November 2009. Table 7.4.2, Page 7-41 | Savings methodology based on Technical Support Document - Residential Water Heaters, Direct Heating Equipment, and Pooler Heaters. November 2009. Table 7.4.2, Page 7-41 | 0 | 0 | NA | NA | 0 | 0 | 0 | 0 | 0 | 0 | 0 | Existing conditions, assuming no cost | Existing conditions, assuming no cost | Assuming no incremental O&M cost | 0 | 0 | No applicable non-energy benefits | No applicable non-energy benefits | 100% | Equipment 100% technically feasible within end use | System | System
Thurston CountyManufactured - Highly ImpactedPool Heat1Existing | Thurston CountyManufactured - Highly ImpactedPool HeatExisting | Thurston County | Manufactured - Highly Impacted | Pool Heat | 1 | Below Standard Pool Heater - 78% Efficient | Existing | Pool Heater - Below Standard | Below Standard Pool Heater - 78% Efficient | Below Standard Pool Heater - 78% Efficient | per Home | 4 | Assuming half the measure life for below standard equipment. Technical Support Document - Residential Water Heaters, Direct Heating Equipment, and Pooler Heaters. November 2009. Appendix C, Table 8-C.4.1, Page 8-C-7. | 382 | 382 | Savings methodology based on Technical Support Document - Residential Water Heaters, Direct Heating Equipment, and Pooler Heaters. November 2009. Table 7.4.2, Page 7-41 | Savings methodology based on Technical Support Document - Residential Water Heaters, Direct Heating Equipment, and Pooler Heaters. November 2009. Table 7.4.2, Page 7-41 | 0 | 0 | NA | NA | 0 | 0 | 0 | 0 | 0 | 0 | 0 | Existing conditions, assuming no cost | Existing conditions, assuming no cost | Assuming no incremental O&M cost | 0 | 0 | No applicable non-energy benefits | No applicable non-energy benefits | 100% | Equipment 100% technically feasible within end use | System | System
Thurston CountyManufactured - Highly ImpactedPool Heat1New | Thurston CountyManufactured - Highly ImpactedPool HeatNew | Thurston County | Manufactured - Highly Impacted | Pool Heat | 1 | Below Standard Pool Heater - 78% Efficient | New | Pool Heater - Below Standard | Below Standard Pool Heater - 78% Efficient | Below Standard Pool Heater - 78% Efficient | per Home | 4 | Assuming half the measure life for below standard equipment. Technical Support Document - Residential Water Heaters, Direct Heating Equipment, and Pooler Heaters. November 2009. Appendix C, Table 8-C.4.1, Page 8-C-7. | 382 | 382 | Savings methodology based on Technical Support Document - Residential Water Heaters, Direct Heating Equipment, and Pooler Heaters. November 2009. Table 7.4.2, Page 7-41 | Savings methodology based on Technical Support Document - Residential Water Heaters, Direct Heating Equipment, and Pooler Heaters. November 2009. Table 7.4.2, Page 7-41 | 0 | 0 | NA | NA | 0 | 0 | 0 | 0 | 0 | 0 | 0 | Existing conditions, assuming no cost | Existing conditions, assuming no cost | Assuming no incremental O&M cost | 0 | 0 | No applicable non-energy benefits | No applicable non-energy benefits | 100% | Equipment 100% technically feasible within end use | System | System
Thurston CountySingle FamilyPool Heat2Existing | Thurston CountySingle FamilyPool HeatExisting | Thurston County | Single Family | Pool Heat | 2 | Federal Standard 2014 Pool Heater - 82% Efficient | Existing | Pool Heater - Federal Standard 2014 | Federal Standard 2014 Pool Heater - 82% Efficient | Federal Standard 2014 Pool Heater - 82% Efficient | per Home | 8 | Technical Support Document - Residential Water Heaters, Direct Heating Equipment, and Pooler Heaters. November 2009. Appendix C, Table 8-C.4.1, Page 8-C-7. | 364 | 364 | Savings methodology based on Technical Support Document - Residential Water Heaters, Direct Heating Equipment, and Pooler Heaters. November 2009. Table 7.4.2, Page 7-41 | Savings methodology based on Technical Support Document - Residential Water Heaters, Direct Heating Equipment, and Pooler Heaters. November 2009. Table 7.4.2, Page 7-41 | 0 | 0 | NA | NA | 0 | 0 | 0 | 1609.0662 | 1640.8911 | 0 | 0 | Technical Support Document - Residential Water Heaters, Direct Heating Equipment, and Pooler Heaters. November 2009. Table 8.2.38, Page 8-34. | Technical Support Document - Residential Water Heaters, Direct Heating Equipment, and Pooler Heaters. November 2009. Table 8.2.38, Page 8-34. | Assuming no incremental O&M cost | 0 | 0 | No applicable non-energy benefits | No applicable non-energy benefits | 100% | Equipment 100% technically feasible within end use | System | System
Thurston CountySingle FamilyPool Heat2New | Thurston CountySingle FamilyPool HeatNew | Thurston County | Single Family | Pool Heat | 2 | Federal Standard 2014 Pool Heater - 82% Efficient | New | Pool Heater - Federal Standard 2014 | Federal Standard 2014 Pool Heater - 82% Efficient | Federal Standard 2014 Pool Heater - 82% Efficient | per Home | 8 | Technical Support Document - Residential Water Heaters, Direct Heating Equipment, and Pooler Heaters. November 2009. Appendix C, Table 8-C.4.1, Page 8-C-7. | 364 | 364 | Savings methodology based on Technical Support Document - Residential Water Heaters, Direct Heating Equipment, and Pooler Heaters. November 2009. Table 7.4.2, Page 7-41 | Savings methodology based on Technical Support Document - Residential Water Heaters, Direct Heating Equipment, and Pooler Heaters. November 2009. Table 7.4.2, Page 7-41 | 0 | 0 | NA | NA | 0 | 0 | 0 | 1609.0662 | 1640.8911 | 0 | 0 | Technical Support Document - Residential Water Heaters, Direct Heating Equipment, and Pooler Heaters. November 2009. Table 8.2.38, Page 8-34. | Technical Support Document - Residential Water Heaters, Direct Heating Equipment, and Pooler Heaters. November 2009. Table 8.2.38, Page 8-34. | Assuming no incremental O&M cost | 0 | 0 | No applicable non-energy benefits | No applicable non-energy benefits | 100% | Equipment 100% technically feasible within end use | System | System
Thurston CountySingle Family - Highly ImpactedPool Heat2Existing | Thurston CountySingle Family - Highly ImpactedPool HeatExisting | Thurston County | Single Family - Highly Impacted | Pool Heat | 2 | Federal Standard 2014 Pool Heater - 82% Efficient | Existing | Pool Heater - Federal Standard 2014 | Federal Standard 2014 Pool Heater - 82% Efficient | Federal Standard 2014 Pool Heater - 82% Efficient | per Home | 8 | Technical Support Document - Residential Water Heaters, Direct Heating Equipment, and Pooler Heaters. November 2009. Appendix C, Table 8-C.4.1, Page 8-C-7. | 364 | 364 | Savings methodology based on Technical Support Document - Residential Water Heaters, Direct Heating Equipment, and Pooler Heaters. November 2009. Table 7.4.2, Page 7-41 | Savings methodology based on Technical Support Document - Residential Water Heaters, Direct Heating Equipment, and Pooler Heaters. November 2009. Table 7.4.2, Page 7-41 | 0 | 0 | NA | NA | 0 | 0 | 0 | 1609.0662 | 1640.8911 | 0 | 0 | Technical Support Document - Residential Water Heaters, Direct Heating Equipment, and Pooler Heaters. November 2009. Table 8.2.38, Page 8-34. | Technical Support Document - Residential Water Heaters, Direct Heating Equipment, and Pooler Heaters. November 2009. Table 8.2.38, Page 8-34. | Assuming no incremental O&M cost | 0 | 0 | No applicable non-energy benefits | No applicable non-energy benefits | 100% | Equipment 100% technically feasible within end use | System | System
Thurston CountySingle Family - Highly ImpactedPool Heat2New | Thurston CountySingle Family - Highly ImpactedPool HeatNew | Thurston County | Single Family - Highly Impacted | Pool Heat | 2 | Federal Standard 2014 Pool Heater - 82% Efficient | New | Pool Heater - Federal Standard 2014 | Federal Standard 2014 Pool Heater - 82% Efficient | Federal Standard 2014 Pool Heater - 82% Efficient | per Home | 8 | Technical Support Document - Residential Water Heaters, Direct Heating Equipment, and Pooler Heaters. November 2009. Appendix C, Table 8-C.4.1, Page 8-C-7. | 364 | 364 | Savings methodology based on Technical Support Document - Residential Water Heaters, Direct Heating Equipment, and Pooler Heaters. November 2009. Table 7.4.2, Page 7-41 | Savings methodology based on Technical Support Document - Residential Water Heaters, Direct Heating Equipment, and Pooler Heaters. November 2009. Table 7.4.2, Page 7-41 | 0 | 0 | NA | NA | 0 | 0 | 0 | 1609.0662 | 1640.8911 | 0 | 0 | Technical Support Document - Residential Water Heaters, Direct Heating Equipment, and Pooler Heaters. November 2009. Table 8.2.38, Page 8-34. | Technical Support Document - Residential Water Heaters, Direct Heating Equipment, and Pooler Heaters. November 2009. Table 8.2.38, Page 8-34. | Assuming no incremental O&M cost | 0 | 0 | No applicable non-energy benefits | No applicable non-energy benefits | 100% | Equipment 100% technically feasible within end use | System | System
Thurston CountyMultifamilyPool Heat2Existing | Thurston CountyMultifamilyPool HeatExisting | Thurston County | Multifamily | Pool Heat | 2 | Federal Standard 2014 Pool Heater - 82% Efficient | Existing | Pool Heater - Federal Standard 2014 | Federal Standard 2014 Pool Heater - 82% Efficient | Federal Standard 2014 Pool Heater - 82% Efficient | per Home | 8 | Technical Support Document - Residential Water Heaters, Direct Heating Equipment, and Pooler Heaters. November 2009. Appendix C, Table 8-C.4.1, Page 8-C-7. | 364 | 364 | Savings methodology based on Technical Support Document - Residential Water Heaters, Direct Heating Equipment, and Pooler Heaters. November 2009. Table 7.4.2, Page 7-41 | Savings methodology based on Technical Support Document - Residential Water Heaters, Direct Heating Equipment, and Pooler Heaters. November 2009. Table 7.4.2, Page 7-41 | 0 | 0 | NA | NA | 0 | 0 | 0 | 1609.0662 | 1640.8911 | 0 | 0 | Technical Support Document - Residential Water Heaters, Direct Heating Equipment, and Pooler Heaters. November 2009. Table 8.2.38, Page 8-34. | Technical Support Document - Residential Water Heaters, Direct Heating Equipment, and Pooler Heaters. November 2009. Table 8.2.38, Page 8-34. | Assuming no incremental O&M cost | 0 | 0 | No applicable non-energy benefits | No applicable non-energy benefits | 100% | Equipment 100% technically feasible within end use | System | System
Thurston CountyMultifamilyPool Heat2New | Thurston CountyMultifamilyPool HeatNew | Thurston County | Multifamily | Pool Heat | 2 | Federal Standard 2014 Pool Heater - 82% Efficient | New | Pool Heater - Federal Standard 2014 | Federal Standard 2014 Pool Heater - 82% Efficient | Federal Standard 2014 Pool Heater - 82% Efficient | per Home | 8 | Technical Support Document - Residential Water Heaters, Direct Heating Equipment, and Pooler Heaters. November 2009. Appendix C, Table 8-C.4.1, Page 8-C-7. | 364 | 364 | Savings methodology based on Technical Support Document - Residential Water Heaters, Direct Heating Equipment, and Pooler Heaters. November 2009. Table 7.4.2, Page 7-41 | Savings methodology based on Technical Support Document - Residential Water Heaters, Direct Heating Equipment, and Pooler Heaters. November 2009. Table 7.4.2, Page 7-41 | 0 | 0 | NA | NA | 0 | 0 | 0 | 1609.0662 | 1640.8911 | 0 | 0 | Technical Support Document - Residential Water Heaters, Direct Heating Equipment, and Pooler Heaters. November 2009. Table 8.2.38, Page 8-34. | Technical Support Document - Residential Water Heaters, Direct Heating Equipment, and Pooler Heaters. November 2009. Table 8.2.38, Page 8-34. | Assuming no incremental O&M cost | 0 | 0 | No applicable non-energy benefits | No applicable non-energy benefits | 100% | Equipment 100% technically feasible within end use | System | System
Thurston CountyMultifamily - Highly ImpactedPool Heat2Existing | Thurston CountyMultifamily - Highly ImpactedPool HeatExisting | Thurston County | Multifamily - Highly Impacted | Pool Heat | 2 | Federal Standard 2014 Pool Heater - 82% Efficient | Existing | Pool Heater - Federal Standard 2014 | Federal Standard 2014 Pool Heater - 82% Efficient | Federal Standard 2014 Pool Heater - 82% Efficient | per Home | 8 | Technical Support Document - Residential Water Heaters, Direct Heating Equipment, and Pooler Heaters. November 2009. Appendix C, Table 8-C.4.1, Page 8-C-7. | 364 | 364 | Savings methodology based on Technical Support Document - Residential Water Heaters, Direct Heating Equipment, and Pooler Heaters. November 2009. Table 7.4.2, Page 7-41 | Savings methodology based on Technical Support Document - Residential Water Heaters, Direct Heating Equipment, and Pooler Heaters. November 2009. Table 7.4.2, Page 7-41 | 0 | 0 | NA | NA | 0 | 0 | 0 | 1609.0662 | 1640.8911 | 0 | 0 | Technical Support Document - Residential Water Heaters, Direct Heating Equipment, and Pooler Heaters. November 2009. Table 8.2.38, Page 8-34. | Technical Support Document - Residential Water Heaters, Direct Heating Equipment, and Pooler Heaters. November 2009. Table 8.2.38, Page 8-34. | Assuming no incremental O&M cost | 0 | 0 | No applicable non-energy benefits | No applicable non-energy benefits | 100% | Equipment 100% technically feasible within end use | System | System
Thurston CountyMultifamily - Highly ImpactedPool Heat2New | Thurston CountyMultifamily - Highly ImpactedPool HeatNew | Thurston County | Multifamily - Highly Impacted | Pool Heat | 2 | Federal Standard 2014 Pool Heater - 82% Efficient | New | Pool Heater - Federal Standard 2014 | Federal Standard 2014 Pool Heater - 82% Efficient | Federal Standard 2014 Pool Heater - 82% Efficient | per Home | 8 | Technical Support Document - Residential Water Heaters, Direct Heating Equipment, and Pooler Heaters. November 2009. Appendix C, Table 8-C.4.1, Page 8-C-7. | 364 | 364 | Savings methodology based on Technical Support Document - Residential Water Heaters, Direct Heating Equipment, and Pooler Heaters. November 2009. Table 7.4.2, Page 7-41 | Savings methodology based on Technical Support Document - Residential Water Heaters, Direct Heating Equipment, and Pooler Heaters. November 2009. Table 7.4.2, Page 7-41 | 0 | 0 | NA | NA | 0 | 0 | 0 | 1609.0662 | 1640.8911 | 0 | 0 | Technical Support Document - Residential Water Heaters, Direct Heating Equipment, and Pooler Heaters. November 2009. Table 8.2.38, Page 8-34. | Technical Support Document - Residential Water Heaters, Direct Heating Equipment, and Pooler Heaters. November 2009. Table 8.2.38, Page 8-34. | Assuming no incremental O&M cost | 0 | 0 | No applicable non-energy benefits | No applicable non-energy benefits | 100% | Equipment 100% technically feasible within end use | System | System
Thurston CountyManufacturedPool Heat2Existing | Thurston CountyManufacturedPool HeatExisting | Thurston County | Manufactured | Pool Heat | 2 | Federal Standard 2014 Pool Heater - 82% Efficient | Existing | Pool Heater - Federal Standard 2014 | Federal Standard 2014 Pool Heater - 82% Efficient | Federal Standard 2014 Pool Heater - 82% Efficient | per Home | 8 | Technical Support Document - Residential Water Heaters, Direct Heating Equipment, and Pooler Heaters. November 2009. Appendix C, Table 8-C.4.1, Page 8-C-7. | 364 | 364 | Savings methodology based on Technical Support Document - Residential Water Heaters, Direct Heating Equipment, and Pooler Heaters. November 2009. Table 7.4.2, Page 7-41 | Savings methodology based on Technical Support Document - Residential Water Heaters, Direct Heating Equipment, and Pooler Heaters. November 2009. Table 7.4.2, Page 7-41 | 0 | 0 | NA | NA | 0 | 0 | 0 | 1609.0662 | 1640.8911 | 0 | 0 | Technical Support Document - Residential Water Heaters, Direct Heating Equipment, and Pooler Heaters. November 2009. Table 8.2.38, Page 8-34. | Technical Support Document - Residential Water Heaters, Direct Heating Equipment, and Pooler Heaters. November 2009. Table 8.2.38, Page 8-34. | Assuming no incremental O&M cost | 0 | 0 | No applicable non-energy benefits | No applicable non-energy benefits | 100% | Equipment 100% technically feasible within end use | System | System
Thurston CountyManufacturedPool Heat2New | Thurston CountyManufacturedPool HeatNew | Thurston County | Manufactured | Pool Heat | 2 | Federal Standard 2014 Pool Heater - 82% Efficient | New | Pool Heater - Federal Standard 2014 | Federal Standard 2014 Pool Heater - 82% Efficient | Federal Standard 2014 Pool Heater - 82% Efficient | per Home | 8 | Technical Support Document - Residential Water Heaters, Direct Heating Equipment, and Pooler Heaters. November 2009. Appendix C, Table 8-C.4.1, Page 8-C-7. | 364 | 364 | Savings methodology based on Technical Support Document - Residential Water Heaters, Direct Heating Equipment, and Pooler Heaters. November 2009. Table 7.4.2, Page 7-41 | Savings methodology based on Technical Support Document - Residential Water Heaters, Direct Heating Equipment, and Pooler Heaters. November 2009. Table 7.4.2, Page 7-41 | 0 | 0 | NA | NA | 0 | 0 | 0 | 1609.0662 | 1640.8911 | 0 | 0 | Technical Support Document - Residential Water Heaters, Direct Heating Equipment, and Pooler Heaters. November 2009. Table 8.2.38, Page 8-34. | Technical Support Document - Residential Water Heaters, Direct Heating Equipment, and Pooler Heaters. November 2009. Table 8.2.38, Page 8-34. | Assuming no incremental O&M cost | 0 | 0 | No applicable non-energy benefits | No applicable non-energy benefits | 100% | Equipment 100% technically feasible within end use | System | System
Thurston CountyManufactured - Highly ImpactedPool Heat2Existing | Thurston CountyManufactured - Highly ImpactedPool HeatExisting | Thurston County | Manufactured - Highly Impacted | Pool Heat | 2 | Federal Standard 2014 Pool Heater - 82% Efficient | Existing | Pool Heater - Federal Standard 2014 | Federal Standard 2014 Pool Heater - 82% Efficient | Federal Standard 2014 Pool Heater - 82% Efficient | per Home | 8 | Technical Support Document - Residential Water Heaters, Direct Heating Equipment, and Pooler Heaters. November 2009. Appendix C, Table 8-C.4.1, Page 8-C-7. | 364 | 364 | Savings methodology based on Technical Support Document - Residential Water Heaters, Direct Heating Equipment, and Pooler Heaters. November 2009. Table 7.4.2, Page 7-41 | Savings methodology based on Technical Support Document - Residential Water Heaters, Direct Heating Equipment, and Pooler Heaters. November 2009. Table 7.4.2, Page 7-41 | 0 | 0 | NA | NA | 0 | 0 | 0 | 1609.0662 | 1640.8911 | 0 | 0 | Technical Support Document - Residential Water Heaters, Direct Heating Equipment, and Pooler Heaters. November 2009. Table 8.2.38, Page 8-34. | Technical Support Document - Residential Water Heaters, Direct Heating Equipment, and Pooler Heaters. November 2009. Table 8.2.38, Page 8-34. | Assuming no incremental O&M cost | 0 | 0 | No applicable non-energy benefits | No applicable non-energy benefits | 100% | Equipment 100% technically feasible within end use | System | System
Thurston CountyManufactured - Highly ImpactedPool Heat2New | Thurston CountyManufactured - Highly ImpactedPool HeatNew | Thurston County | Manufactured - Highly Impacted | Pool Heat | 2 | Federal Standard 2014 Pool Heater - 82% Efficient | New | Pool Heater - Federal Standard 2014 | Federal Standard 2014 Pool Heater - 82% Efficient | Federal Standard 2014 Pool Heater - 82% Efficient | per Home | 8 | Technical Support Document - Residential Water Heaters, Direct Heating Equipment, and Pooler Heaters. November 2009. Appendix C, Table 8-C.4.1, Page 8-C-7. | 364 | 364 | Savings methodology based on Technical Support Document - Residential Water Heaters, Direct Heating Equipment, and Pooler Heaters. November 2009. Table 7.4.2, Page 7-41 | Savings methodology based on Technical Support Document - Residential Water Heaters, Direct Heating Equipment, and Pooler Heaters. November 2009. Table 7.4.2, Page 7-41 | 0 | 0 | NA | NA | 0 | 0 | 0 | 1609.0662 | 1640.8911 | 0 | 0 | Technical Support Document - Residential Water Heaters, Direct Heating Equipment, and Pooler Heaters. November 2009. Table 8.2.38, Page 8-34. | Technical Support Document - Residential Water Heaters, Direct Heating Equipment, and Pooler Heaters. November 2009. Table 8.2.38, Page 8-34. | Assuming no incremental O&M cost | 0 | 0 | No applicable non-energy benefits | No applicable non-energy benefits | 100% | Equipment 100% technically feasible within end use | System | System
Thurston CountySingle FamilyPool Heat3Existing | Thurston CountySingle FamilyPool HeatExisting | Thurston County | Single Family | Pool Heat | 3 | Market Standard Pool Heater | Existing | Pool Heater - Market Standard | Market Standard Pool Heater | Market Standard Pool Heater | per Home | 8 | Technical Support Document - Residential Water Heaters, Direct Heating Equipment, and Pooler Heaters. November 2009. Appendix C, Table 8-C.4.1, Page 8-C-7. | 364.01 | 364.01 | Savings methodology based on Residential Water Heaters, Direct Heating Equipment, and Pool Heaters; Final Rule, EERE-2006-STD-0129-0005-1 | Savings methodology based on Residential Water Heaters, Direct Heating Equipment, and Pool Heaters; Final Rule, EERE-2006-STD-0129-0005-1 | 0 | 0 | NA | NA | 0 | 0 | 0 | 0 | 0 | 0 | 0 | Existing conditions, assuming no cost | Existing conditions, assuming no cost | Assuming no incremental O&M cost | 0 | 0 | No applicable non-energy benefits | No applicable non-energy benefits | 100% | Equipment 100% technically feasible within end use | System | System
Thurston CountySingle FamilyPool Heat3New | Thurston CountySingle FamilyPool HeatNew | Thurston County | Single Family | Pool Heat | 3 | Market Standard Pool Heater | New | Pool Heater - Market Standard | Market Standard Pool Heater | Market Standard Pool Heater | per Home | 8 | Technical Support Document - Residential Water Heaters, Direct Heating Equipment, and Pooler Heaters. November 2009. Appendix C, Table 8-C.4.1, Page 8-C-7. | 364.01 | 364.01 | Savings methodology based on Residential Water Heaters, Direct Heating Equipment, and Pool Heaters; Final Rule, EERE-2006-STD-0129-0005-1 | Savings methodology based on Residential Water Heaters, Direct Heating Equipment, and Pool Heaters; Final Rule, EERE-2006-STD-0129-0005-1 | 0 | 0 | NA | NA | 0 | 0 | 0 | 0 | 0 | 0 | 0 | Existing conditions, assuming no cost | Existing conditions, assuming no cost | Assuming no incremental O&M cost | 0 | 0 | No applicable non-energy benefits | No applicable non-energy benefits | 100% | Equipment 100% technically feasible within end use | System | System
Thurston CountySingle Family - Highly ImpactedPool Heat3Existing | Thurston CountySingle Family - Highly ImpactedPool HeatExisting | Thurston County | Single Family - Highly Impacted | Pool Heat | 3 | Market Standard Pool Heater | Existing | Pool Heater - Market Standard | Market Standard Pool Heater | Market Standard Pool Heater | per Home | 8 | Technical Support Document - Residential Water Heaters, Direct Heating Equipment, and Pooler Heaters. November 2009. Appendix C, Table 8-C.4.1, Page 8-C-7. | 364.01 | 364.01 | Savings methodology based on Residential Water Heaters, Direct Heating Equipment, and Pool Heaters; Final Rule, EERE-2006-STD-0129-0005-1 | Savings methodology based on Residential Water Heaters, Direct Heating Equipment, and Pool Heaters; Final Rule, EERE-2006-STD-0129-0005-1 | 0 | 0 | NA | NA | 0 | 0 | 0 | 0 | 0 | 0 | 0 | Existing conditions, assuming no cost | Existing conditions, assuming no cost | Assuming no incremental O&M cost | 0 | 0 | No applicable non-energy benefits | No applicable non-energy benefits | 100% | Equipment 100% technically feasible within end use | System | System
Thurston CountySingle Family - Highly ImpactedPool Heat3New | Thurston CountySingle Family - Highly ImpactedPool HeatNew | Thurston County | Single Family - Highly Impacted | Pool Heat | 3 | Market Standard Pool Heater | New | Pool Heater - Market Standard | Market Standard Pool Heater | Market Standard Pool Heater | per Home | 8 | Technical Support Document - Residential Water Heaters, Direct Heating Equipment, and Pooler Heaters. November 2009. Appendix C, Table 8-C.4.1, Page 8-C-7. | 364.01 | 364.01 | Savings methodology based on Residential Water Heaters, Direct Heating Equipment, and Pool Heaters; Final Rule, EERE-2006-STD-0129-0005-1 | Savings methodology based on Residential Water Heaters, Direct Heating Equipment, and Pool Heaters; Final Rule, EERE-2006-STD-0129-0005-1 | 0 | 0 | NA | NA | 0 | 0 | 0 | 0 | 0 | 0 | 0 | Existing conditions, assuming no cost | Existing conditions, assuming no cost | Assuming no incremental O&M cost | 0 | 0 | No applicable non-energy benefits | No applicable non-energy benefits | 100% | Equipment 100% technically feasible within end use | System | System
Thurston CountyMultifamilyPool Heat3Existing | Thurston CountyMultifamilyPool HeatExisting | Thurston County | Multifamily | Pool Heat | 3 | Market Standard Pool Heater | Existing | Pool Heater - Market Standard | Market Standard Pool Heater | Market Standard Pool Heater | per Home | 8 | Technical Support Document - Residential Water Heaters, Direct Heating Equipment, and Pooler Heaters. November 2009. Appendix C, Table 8-C.4.1, Page 8-C-7. | 364.01 | 364.01 | Savings methodology based on Residential Water Heaters, Direct Heating Equipment, and Pool Heaters; Final Rule, EERE-2006-STD-0129-0005-1 | Savings methodology based on Residential Water Heaters, Direct Heating Equipment, and Pool Heaters; Final Rule, EERE-2006-STD-0129-0005-1 | 0 | 0 | NA | NA | 0 | 0 | 0 | 0 | 0 | 0 | 0 | Existing conditions, assuming no cost | Existing conditions, assuming no cost | Assuming no incremental O&M cost | 0 | 0 | No applicable non-energy benefits | No applicable non-energy benefits | 100% | Equipment 100% technically feasible within end use | System | System
Thurston CountyMultifamilyPool Heat3New | Thurston CountyMultifamilyPool HeatNew | Thurston County | Multifamily | Pool Heat | 3 | Market Standard Pool Heater | New | Pool Heater - Market Standard | Market Standard Pool Heater | Market Standard Pool Heater | per Home | 8 | Technical Support Document - Residential Water Heaters, Direct Heating Equipment, and Pooler Heaters. November 2009. Appendix C, Table 8-C.4.1, Page 8-C-7. | 364.01 | 364.01 | Savings methodology based on Residential Water Heaters, Direct Heating Equipment, and Pool Heaters; Final Rule, EERE-2006-STD-0129-0005-1 | Savings methodology based on Residential Water Heaters, Direct Heating Equipment, and Pool Heaters; Final Rule, EERE-2006-STD-0129-0005-1 | 0 | 0 | NA | NA | 0 | 0 | 0 | 0 | 0 | 0 | 0 | Existing conditions, assuming no cost | Existing conditions, assuming no cost | Assuming no incremental O&M cost | 0 | 0 | No applicable non-energy benefits | No applicable non-energy benefits | 100% | Equipment 100% technically feasible within end use | System | System
Thurston CountyMultifamily - Highly ImpactedPool Heat3Existing | Thurston CountyMultifamily - Highly ImpactedPool HeatExisting | Thurston County | Multifamily - Highly Impacted | Pool Heat | 3 | Market Standard Pool Heater | Existing | Pool Heater - Market Standard | Market Standard Pool Heater | Market Standard Pool Heater | per Home | 8 | Technical Support Document - Residential Water Heaters, Direct Heating Equipment, and Pooler Heaters. November 2009. Appendix C, Table 8-C.4.1, Page 8-C-7. | 364.01 | 364.01 | Savings methodology based on Residential Water Heaters, Direct Heating Equipment, and Pool Heaters; Final Rule, EERE-2006-STD-0129-0005-1 | Savings methodology based on Residential Water Heaters, Direct Heating Equipment, and Pool Heaters; Final Rule, EERE-2006-STD-0129-0005-1 | 0 | 0 | NA | NA | 0 | 0 | 0 | 0 | 0 | 0 | 0 | Existing conditions, assuming no cost | Existing conditions, assuming no cost | Assuming no incremental O&M cost | 0 | 0 | No applicable non-energy benefits | No applicable non-energy benefits | 100% | Equipment 100% technically feasible within end use | System | System
Thurston CountyMultifamily - Highly ImpactedPool Heat3New | Thurston CountyMultifamily - Highly ImpactedPool HeatNew | Thurston County | Multifamily - Highly Impacted | Pool Heat | 3 | Market Standard Pool Heater | New | Pool Heater - Market Standard | Market Standard Pool Heater | Market Standard Pool Heater | per Home | 8 | Technical Support Document - Residential Water Heaters, Direct Heating Equipment, and Pooler Heaters. November 2009. Appendix C, Table 8-C.4.1, Page 8-C-7. | 364.01 | 364.01 | Savings methodology based on Residential Water Heaters, Direct Heating Equipment, and Pool Heaters; Final Rule, EERE-2006-STD-0129-0005-1 | Savings methodology based on Residential Water Heaters, Direct Heating Equipment, and Pool Heaters; Final Rule, EERE-2006-STD-0129-0005-1 | 0 | 0 | NA | NA | 0 | 0 | 0 | 0 | 0 | 0 | 0 | Existing conditions, assuming no cost | Existing conditions, assuming no cost | Assuming no incremental O&M cost | 0 | 0 | No applicable non-energy benefits | No applicable non-energy benefits | 100% | Equipment 100% technically feasible within end use | System | System
Thurston CountyManufacturedPool Heat3Existing | Thurston CountyManufacturedPool HeatExisting | Thurston County | Manufactured | Pool Heat | 3 | Market Standard Pool Heater | Existing | Pool Heater - Market Standard | Market Standard Pool Heater | Market Standard Pool Heater | per Home | 8 | Technical Support Document - Residential Water Heaters, Direct Heating Equipment, and Pooler Heaters. November 2009. Appendix C, Table 8-C.4.1, Page 8-C-7. | 364.01 | 364.01 | Savings methodology based on Residential Water Heaters, Direct Heating Equipment, and Pool Heaters; Final Rule, EERE-2006-STD-0129-0005-1 | Savings methodology based on Residential Water Heaters, Direct Heating Equipment, and Pool Heaters; Final Rule, EERE-2006-STD-0129-0005-1 | 0 | 0 | NA | NA | 0 | 0 | 0 | 0 | 0 | 0 | 0 | Existing conditions, assuming no cost | Existing conditions, assuming no cost | Assuming no incremental O&M cost | 0 | 0 | No applicable non-energy benefits | No applicable non-energy benefits | 100% | Equipment 100% technically feasible within end use | System | System
Thurston CountyManufacturedPool Heat3New | Thurston CountyManufacturedPool HeatNew | Thurston County | Manufactured | Pool Heat | 3 | Market Standard Pool Heater | New | Pool Heater - Market Standard | Market Standard Pool Heater | Market Standard Pool Heater | per Home | 8 | Technical Support Document - Residential Water Heaters, Direct Heating Equipment, and Pooler Heaters. November 2009. Appendix C, Table 8-C.4.1, Page 8-C-7. | 364.01 | 364.01 | Savings methodology based on Residential Water Heaters, Direct Heating Equipment, and Pool Heaters; Final Rule, EERE-2006-STD-0129-0005-1 | Savings methodology based on Residential Water Heaters, Direct Heating Equipment, and Pool Heaters; Final Rule, EERE-2006-STD-0129-0005-1 | 0 | 0 | NA | NA | 0 | 0 | 0 | 0 | 0 | 0 | 0 | Existing conditions, assuming no cost | Existing conditions, assuming no cost | Assuming no incremental O&M cost | 0 | 0 | No applicable non-energy benefits | No applicable non-energy benefits | 100% | Equipment 100% technically feasible within end use | System | System
Thurston CountyManufactured - Highly ImpactedPool Heat3Existing | Thurston CountyManufactured - Highly ImpactedPool HeatExisting | Thurston County | Manufactured - Highly Impacted | Pool Heat | 3 | Market Standard Pool Heater | Existing | Pool Heater - Market Standard | Market Standard Pool Heater | Market Standard Pool Heater | per Home | 8 | Technical Support Document - Residential Water Heaters, Direct Heating Equipment, and Pooler Heaters. November 2009. Appendix C, Table 8-C.4.1, Page 8-C-7. | 364.01 | 364.01 | Savings methodology based on Residential Water Heaters, Direct Heating Equipment, and Pool Heaters; Final Rule, EERE-2006-STD-0129-0005-1 | Savings methodology based on Residential Water Heaters, Direct Heating Equipment, and Pool Heaters; Final Rule, EERE-2006-STD-0129-0005-1 | 0 | 0 | NA | NA | 0 | 0 | 0 | 0 | 0 | 0 | 0 | Existing conditions, assuming no cost | Existing conditions, assuming no cost | Assuming no incremental O&M cost | 0 | 0 | No applicable non-energy benefits | No applicable non-energy benefits | 100% | Equipment 100% technically feasible within end use | System | System
Thurston CountyManufactured - Highly ImpactedPool Heat3New | Thurston CountyManufactured - Highly ImpactedPool HeatNew | Thurston County | Manufactured - Highly Impacted | Pool Heat | 3 | Market Standard Pool Heater | New | Pool Heater - Market Standard | Market Standard Pool Heater | Market Standard Pool Heater | per Home | 8 | Technical Support Document - Residential Water Heaters, Direct Heating Equipment, and Pooler Heaters. November 2009. Appendix C, Table 8-C.4.1, Page 8-C-7. | 364.01 | 364.01 | Savings methodology based on Residential Water Heaters, Direct Heating Equipment, and Pool Heaters; Final Rule, EERE-2006-STD-0129-0005-1 | Savings methodology based on Residential Water Heaters, Direct Heating Equipment, and Pool Heaters; Final Rule, EERE-2006-STD-0129-0005-1 | 0 | 0 | NA | NA | 0 | 0 | 0 | 0 | 0 | 0 | 0 | Existing conditions, assuming no cost | Existing conditions, assuming no cost | Assuming no incremental O&M cost | 0 | 0 | No applicable non-energy benefits | No applicable non-energy benefits | 100% | Equipment 100% technically feasible within end use | System | System
Thurston CountySingle FamilyPool Heat4Existing | Thurston CountySingle FamilyPool HeatExisting | Thurston County | Single Family | Pool Heat | 4 | Efficient Pool Heater - 88% Efficient | Existing | Pool Heater - Efficient | Efficient Pool Heater - 88% Efficient | Federal Standard 2014 Pool Heater - 82% Efficient | per Home | 8 | Technical Support Document - Residential Water Heaters, Direct Heating Equipment, and Pooler Heaters. November 2009. Appendix C, Table 8-C.4.1, Page 8-C-7. | 364 | 328.5 | Savings methodology based on Residential Water Heaters, Direct Heating Equipment, and Pool Heaters; Final Rule, EERE-2006-STD-0129-0005-1 | Savings methodology based on Technical Support Document - Residential Water Heaters, Direct Heating Equipment, and Pooler Heaters. November 2009. Table 7.4.2, Page 7-41 | 0 | 0 | NA | NA | 1609.0662 | 1640.8911 | 0 | 2793.6653 | 1800.0155 | 0 | 0 | Technical Support Document - Residential Water Heaters, Direct Heating Equipment, and Pooler Heaters. November 2009. Table 8.2.38, Page 8-34. | Technical Support Document - Residential Water Heaters, Direct Heating Equipment, and Pooler Heaters. November 2009. Table 8.2.38, Page 8-34. | Assuming no incremental O&M cost | 0 | 0 | No applicable non-energy benefits | No applicable non-energy benefits | 100% | Equipment 100% technically feasible within end use | System | System
Thurston CountySingle FamilyPool Heat4New | Thurston CountySingle FamilyPool HeatNew | Thurston County | Single Family | Pool Heat | 4 | Efficient Pool Heater - 88% Efficient | New | Pool Heater - Efficient | Efficient Pool Heater - 88% Efficient | Federal Standard 2014 Pool Heater - 82% Efficient | per Home | 8 | Technical Support Document - Residential Water Heaters, Direct Heating Equipment, and Pooler Heaters. November 2009. Appendix C, Table 8-C.4.1, Page 8-C-7. | 364 | 328.5 | Savings methodology based on Residential Water Heaters, Direct Heating Equipment, and Pool Heaters; Final Rule, EERE-2006-STD-0129-0005-1 | Savings methodology based on Technical Support Document - Residential Water Heaters, Direct Heating Equipment, and Pooler Heaters. November 2009. Table 7.4.2, Page 7-41 | 0 | 0 | NA | NA | 1609.0662 | 1640.8911 | 0 | 2793.6653 | 1800.0155 | 0 | 0 | Technical Support Document - Residential Water Heaters, Direct Heating Equipment, and Pooler Heaters. November 2009. Table 8.2.38, Page 8-34. | Technical Support Document - Residential Water Heaters, Direct Heating Equipment, and Pooler Heaters. November 2009. Table 8.2.38, Page 8-34. | Assuming no incremental O&M cost | 0 | 0 | No applicable non-energy benefits | No applicable non-energy benefits | 100% | Equipment 100% technically feasible within end use | System | System
Thurston CountySingle Family - Highly ImpactedPool Heat4Existing | Thurston CountySingle Family - Highly ImpactedPool HeatExisting | Thurston County | Single Family - Highly Impacted | Pool Heat | 4 | Efficient Pool Heater - 88% Efficient | Existing | Pool Heater - Efficient | Efficient Pool Heater - 88% Efficient | Federal Standard 2014 Pool Heater - 82% Efficient | per Home | 8 | Technical Support Document - Residential Water Heaters, Direct Heating Equipment, and Pooler Heaters. November 2009. Appendix C, Table 8-C.4.1, Page 8-C-7. | 364 | 328.5 | Savings methodology based on Residential Water Heaters, Direct Heating Equipment, and Pool Heaters; Final Rule, EERE-2006-STD-0129-0005-1 | Savings methodology based on Technical Support Document - Residential Water Heaters, Direct Heating Equipment, and Pooler Heaters. November 2009. Table 7.4.2, Page 7-41 | 0 | 0 | NA | NA | 1609.0662 | 1640.8911 | 0 | 2793.6653 | 1800.0155 | 0 | 0 | Technical Support Document - Residential Water Heaters, Direct Heating Equipment, and Pooler Heaters. November 2009. Table 8.2.38, Page 8-34. | Technical Support Document - Residential Water Heaters, Direct Heating Equipment, and Pooler Heaters. November 2009. Table 8.2.38, Page 8-34. | Assuming no incremental O&M cost | 0 | 0 | No applicable non-energy benefits | No applicable non-energy benefits | 100% | Equipment 100% technically feasible within end use | System | System
Thurston CountySingle Family - Highly ImpactedPool Heat4New | Thurston CountySingle Family - Highly ImpactedPool HeatNew | Thurston County | Single Family - Highly Impacted | Pool Heat | 4 | Efficient Pool Heater - 88% Efficient | New | Pool Heater - Efficient | Efficient Pool Heater - 88% Efficient | Federal Standard 2014 Pool Heater - 82% Efficient | per Home | 8 | Technical Support Document - Residential Water Heaters, Direct Heating Equipment, and Pooler Heaters. November 2009. Appendix C, Table 8-C.4.1, Page 8-C-7. | 364 | 328.5 | Savings methodology based on Residential Water Heaters, Direct Heating Equipment, and Pool Heaters; Final Rule, EERE-2006-STD-0129-0005-1 | Savings methodology based on Technical Support Document - Residential Water Heaters, Direct Heating Equipment, and Pooler Heaters. November 2009. Table 7.4.2, Page 7-41 | 0 | 0 | NA | NA | 1609.0662 | 1640.8911 | 0 | 2793.6653 | 1800.0155 | 0 | 0 | Technical Support Document - Residential Water Heaters, Direct Heating Equipment, and Pooler Heaters. November 2009. Table 8.2.38, Page 8-34. | Technical Support Document - Residential Water Heaters, Direct Heating Equipment, and Pooler Heaters. November 2009. Table 8.2.38, Page 8-34. | Assuming no incremental O&M cost | 0 | 0 | No applicable non-energy benefits | No applicable non-energy benefits | 100% | Equipment 100% technically feasible within end use | System | System
Thurston CountyMultifamilyPool Heat4Existing | Thurston CountyMultifamilyPool HeatExisting | Thurston County | Multifamily | Pool Heat | 4 | Efficient Pool Heater - 88% Efficient | Existing | Pool Heater - Efficient | Efficient Pool Heater - 88% Efficient | Federal Standard 2014 Pool Heater - 82% Efficient | per Home | 8 | Technical Support Document - Residential Water Heaters, Direct Heating Equipment, and Pooler Heaters. November 2009. Appendix C, Table 8-C.4.1, Page 8-C-7. | 364 | 328.5 | Savings methodology based on Residential Water Heaters, Direct Heating Equipment, and Pool Heaters; Final Rule, EERE-2006-STD-0129-0005-1 | Savings methodology based on Technical Support Document - Residential Water Heaters, Direct Heating Equipment, and Pooler Heaters. November 2009. Table 7.4.2, Page 7-41 | 0 | 0 | NA | NA | 1609.0662 | 1640.8911 | 0 | 2793.6653 | 1800.0155 | 0 | 0 | Technical Support Document - Residential Water Heaters, Direct Heating Equipment, and Pooler Heaters. November 2009. Table 8.2.38, Page 8-34. | Technical Support Document - Residential Water Heaters, Direct Heating Equipment, and Pooler Heaters. November 2009. Table 8.2.38, Page 8-34. | Assuming no incremental O&M cost | 0 | 0 | No applicable non-energy benefits | No applicable non-energy benefits | 100% | Equipment 100% technically feasible within end use | System | System
Thurston CountyMultifamilyPool Heat4New | Thurston CountyMultifamilyPool HeatNew | Thurston County | Multifamily | Pool Heat | 4 | Efficient Pool Heater - 88% Efficient | New | Pool Heater - Efficient | Efficient Pool Heater - 88% Efficient | Federal Standard 2014 Pool Heater - 82% Efficient | per Home | 8 | Technical Support Document - Residential Water Heaters, Direct Heating Equipment, and Pooler Heaters. November 2009. Appendix C, Table 8-C.4.1, Page 8-C-7. | 364 | 328.5 | Savings methodology based on Residential Water Heaters, Direct Heating Equipment, and Pool Heaters; Final Rule, EERE-2006-STD-0129-0005-1 | Savings methodology based on Technical Support Document - Residential Water Heaters, Direct Heating Equipment, and Pooler Heaters. November 2009. Table 7.4.2, Page 7-41 | 0 | 0 | NA | NA | 1609.0662 | 1640.8911 | 0 | 2793.6653 | 1800.0155 | 0 | 0 | Technical Support Document - Residential Water Heaters, Direct Heating Equipment, and Pooler Heaters. November 2009. Table 8.2.38, Page 8-34. | Technical Support Document - Residential Water Heaters, Direct Heating Equipment, and Pooler Heaters. November 2009. Table 8.2.38, Page 8-34. | Assuming no incremental O&M cost | 0 | 0 | No applicable non-energy benefits | No applicable non-energy benefits | 100% | Equipment 100% technically feasible within end use | System | System
Thurston CountyMultifamily - Highly ImpactedPool Heat4Existing | Thurston CountyMultifamily - Highly ImpactedPool HeatExisting | Thurston County | Multifamily - Highly Impacted | Pool Heat | 4 | Efficient Pool Heater - 88% Efficient | Existing | Pool Heater - Efficient | Efficient Pool Heater - 88% Efficient | Federal Standard 2014 Pool Heater - 82% Efficient | per Home | 8 | Technical Support Document - Residential Water Heaters, Direct Heating Equipment, and Pooler Heaters. November 2009. Appendix C, Table 8-C.4.1, Page 8-C-7. | 364 | 328.5 | Savings methodology based on Residential Water Heaters, Direct Heating Equipment, and Pool Heaters; Final Rule, EERE-2006-STD-0129-0005-1 | Savings methodology based on Technical Support Document - Residential Water Heaters, Direct Heating Equipment, and Pooler Heaters. November 2009. Table 7.4.2, Page 7-41 | 0 | 0 | NA | NA | 1609.0662 | 1640.8911 | 0 | 2793.6653 | 1800.0155 | 0 | 0 | Technical Support Document - Residential Water Heaters, Direct Heating Equipment, and Pooler Heaters. November 2009. Table 8.2.38, Page 8-34. | Technical Support Document - Residential Water Heaters, Direct Heating Equipment, and Pooler Heaters. November 2009. Table 8.2.38, Page 8-34. | Assuming no incremental O&M cost | 0 | 0 | No applicable non-energy benefits | No applicable non-energy benefits | 100% | Equipment 100% technically feasible within end use | System | System
Thurston CountyMultifamily - Highly ImpactedPool Heat4New | Thurston CountyMultifamily - Highly ImpactedPool HeatNew | Thurston County | Multifamily - Highly Impacted | Pool Heat | 4 | Efficient Pool Heater - 88% Efficient | New | Pool Heater - Efficient | Efficient Pool Heater - 88% Efficient | Federal Standard 2014 Pool Heater - 82% Efficient | per Home | 8 | Technical Support Document - Residential Water Heaters, Direct Heating Equipment, and Pooler Heaters. November 2009. Appendix C, Table 8-C.4.1, Page 8-C-7. | 364 | 328.5 | Savings methodology based on Residential Water Heaters, Direct Heating Equipment, and Pool Heaters; Final Rule, EERE-2006-STD-0129-0005-1 | Savings methodology based on Technical Support Document - Residential Water Heaters, Direct Heating Equipment, and Pooler Heaters. November 2009. Table 7.4.2, Page 7-41 | 0 | 0 | NA | NA | 1609.0662 | 1640.8911 | 0 | 2793.6653 | 1800.0155 | 0 | 0 | Technical Support Document - Residential Water Heaters, Direct Heating Equipment, and Pooler Heaters. November 2009. Table 8.2.38, Page 8-34. | Technical Support Document - Residential Water Heaters, Direct Heating Equipment, and Pooler Heaters. November 2009. Table 8.2.38, Page 8-34. | Assuming no incremental O&M cost | 0 | 0 | No applicable non-energy benefits | No applicable non-energy benefits | 100% | Equipment 100% technically feasible within end use | System | System
Thurston CountyManufacturedPool Heat4Existing | Thurston CountyManufacturedPool HeatExisting | Thurston County | Manufactured | Pool Heat | 4 | Efficient Pool Heater - 88% Efficient | Existing | Pool Heater - Efficient | Efficient Pool Heater - 88% Efficient | Federal Standard 2014 Pool Heater - 82% Efficient | per Home | 8 | Technical Support Document - Residential Water Heaters, Direct Heating Equipment, and Pooler Heaters. November 2009. Appendix C, Table 8-C.4.1, Page 8-C-7. | 364 | 328.5 | Savings methodology based on Residential Water Heaters, Direct Heating Equipment, and Pool Heaters; Final Rule, EERE-2006-STD-0129-0005-1 | Savings methodology based on Technical Support Document - Residential Water Heaters, Direct Heating Equipment, and Pooler Heaters. November 2009. Table 7.4.2, Page 7-41 | 0 | 0 | NA | NA | 1609.0662 | 1640.8911 | 0 | 2793.6653 | 1800.0155 | 0 | 0 | Technical Support Document - Residential Water Heaters, Direct Heating Equipment, and Pooler Heaters. November 2009. Table 8.2.38, Page 8-34. | Technical Support Document - Residential Water Heaters, Direct Heating Equipment, and Pooler Heaters. November 2009. Table 8.2.38, Page 8-34. | Assuming no incremental O&M cost | 0 | 0 | No applicable non-energy benefits | No applicable non-energy benefits | 100% | Equipment 100% technically feasible within end use | System | System
Thurston CountyManufacturedPool Heat4New | Thurston CountyManufacturedPool HeatNew | Thurston County | Manufactured | Pool Heat | 4 | Efficient Pool Heater - 88% Efficient | New | Pool Heater - Efficient | Efficient Pool Heater - 88% Efficient | Federal Standard 2014 Pool Heater - 82% Efficient | per Home | 8 | Technical Support Document - Residential Water Heaters, Direct Heating Equipment, and Pooler Heaters. November 2009. Appendix C, Table 8-C.4.1, Page 8-C-7. | 364 | 328.5 | Savings methodology based on Residential Water Heaters, Direct Heating Equipment, and Pool Heaters; Final Rule, EERE-2006-STD-0129-0005-1 | Savings methodology based on Technical Support Document - Residential Water Heaters, Direct Heating Equipment, and Pooler Heaters. November 2009. Table 7.4.2, Page 7-41 | 0 | 0 | NA | NA | 1609.0662 | 1640.8911 | 0 | 2793.6653 | 1800.0155 | 0 | 0 | Technical Support Document - Residential Water Heaters, Direct Heating Equipment, and Pooler Heaters. November 2009. Table 8.2.38, Page 8-34. | Technical Support Document - Residential Water Heaters, Direct Heating Equipment, and Pooler Heaters. November 2009. Table 8.2.38, Page 8-34. | Assuming no incremental O&M cost | 0 | 0 | No applicable non-energy benefits | No applicable non-energy benefits | 100% | Equipment 100% technically feasible within end use | System | System
Thurston CountyManufactured - Highly ImpactedPool Heat4Existing | Thurston CountyManufactured - Highly ImpactedPool HeatExisting | Thurston County | Manufactured - Highly Impacted | Pool Heat | 4 | Efficient Pool Heater - 88% Efficient | Existing | Pool Heater - Efficient | Efficient Pool Heater - 88% Efficient | Federal Standard 2014 Pool Heater - 82% Efficient | per Home | 8 | Technical Support Document - Residential Water Heaters, Direct Heating Equipment, and Pooler Heaters. November 2009. Appendix C, Table 8-C.4.1, Page 8-C-7. | 364 | 328.5 | Savings methodology based on Residential Water Heaters, Direct Heating Equipment, and Pool Heaters; Final Rule, EERE-2006-STD-0129-0005-1 | Savings methodology based on Technical Support Document - Residential Water Heaters, Direct Heating Equipment, and Pooler Heaters. November 2009. Table 7.4.2, Page 7-41 | 0 | 0 | NA | NA | 1609.0662 | 1640.8911 | 0 | 2793.6653 | 1800.0155 | 0 | 0 | Technical Support Document - Residential Water Heaters, Direct Heating Equipment, and Pooler Heaters. November 2009. Table 8.2.38, Page 8-34. | Technical Support Document - Residential Water Heaters, Direct Heating Equipment, and Pooler Heaters. November 2009. Table 8.2.38, Page 8-34. | Assuming no incremental O&M cost | 0 | 0 | No applicable non-energy benefits | No applicable non-energy benefits | 100% | Equipment 100% technically feasible within end use | System | System
Thurston CountyManufactured - Highly ImpactedPool Heat4New | Thurston CountyManufactured - Highly ImpactedPool HeatNew | Thurston County | Manufactured - Highly Impacted | Pool Heat | 4 | Efficient Pool Heater - 88% Efficient | New | Pool Heater - Efficient | Efficient Pool Heater - 88% Efficient | Federal Standard 2014 Pool Heater - 82% Efficient | per Home | 8 | Technical Support Document - Residential Water Heaters, Direct Heating Equipment, and Pooler Heaters. November 2009. Appendix C, Table 8-C.4.1, Page 8-C-7. | 364 | 328.5 | Savings methodology based on Residential Water Heaters, Direct Heating Equipment, and Pool Heaters; Final Rule, EERE-2006-STD-0129-0005-1 | Savings methodology based on Technical Support Document - Residential Water Heaters, Direct Heating Equipment, and Pooler Heaters. November 2009. Table 7.4.2, Page 7-41 | 0 | 0 | NA | NA | 1609.0662 | 1640.8911 | 0 | 2793.6653 | 1800.0155 | 0 | 0 | Technical Support Document - Residential Water Heaters, Direct Heating Equipment, and Pooler Heaters. November 2009. Table 8.2.38, Page 8-34. | Technical Support Document - Residential Water Heaters, Direct Heating Equipment, and Pooler Heaters. November 2009. Table 8.2.38, Page 8-34. | Assuming no incremental O&M cost | 0 | 0 | No applicable non-energy benefits | No applicable non-energy benefits | 100% | Equipment 100% technically feasible within end use | System | System
Thurston CountySingle FamilyWater Heat LE 55 Gal1Existing | Thurston CountySingle FamilyWater Heat LE 55 GalExisting | Thurston County | Single Family | Water Heat LE 55 Gal | 1 | Below Standard Water Heater ≤ 55 GAL - EF 0.59 | Existing | Water Heater - Below Standard | Below Standard Water Heater ≤ 55 GAL - EF 0.59 | Below Standard Water Heater ≤ 55 GAL - EF 0.59 | per Home | 7 | Assuming half the measure life for below standard equipment. Based on PSE Business Case: APPROVED_Measure Case_Water Heater Res_2022 | 192.7029 | 192.7029 | Using measure description efficiency metrics to adjust loads from RTF/2021P workbooks to consumptions. | Using measure description efficiency metrics to adjust loads from RTF/2021P workbooks to consumptions. | 0 | 0 | NA | NA | 0 | 0 | 0 | 0 | 0 | 0 | 0 | Baseline is equal to efficient case. | Baseline is equal to efficient case. | Baseline is equal to efficient case. | 0 | 0 | No applicable non-energy benefits | No applicable non-energy benefits | 100% | Equipment 100% technically feasible within end use | System | System
Thurston CountySingle FamilyWater Heat LE 55 Gal1New | Thurston CountySingle FamilyWater Heat LE 55 GalNew | Thurston County | Single Family | Water Heat LE 55 Gal | 1 | Below Standard Water Heater ≤ 55 GAL - EF 0.59 | New | Water Heater - Below Standard | Below Standard Water Heater ≤ 55 GAL - EF 0.59 | Below Standard Water Heater ≤ 55 GAL - EF 0.59 | per Home | 7 | Assuming half the measure life for below standard equipment. Based on PSE Business Case: APPROVED_Measure Case_Water Heater Res_2022 | 192.7029 | 192.7029 | Using measure description efficiency metrics to adjust loads from RTF/2021P workbooks to consumptions. | Using measure description efficiency metrics to adjust loads from RTF/2021P workbooks to consumptions. | 0 | 0 | NA | NA | 0 | 0 | 0 | 0 | 0 | 0 | 0 | Baseline is equal to efficient case. | Baseline is equal to efficient case. | Baseline is equal to efficient case. | 0 | 0 | No applicable non-energy benefits | No applicable non-energy benefits | 100% | Equipment 100% technically feasible within end use | System | System
Thurston CountySingle Family - Highly ImpactedWater Heat LE 55 Gal1Existing | Thurston CountySingle Family - Highly ImpactedWater Heat LE 55 GalExisting | Thurston County | Single Family - Highly Impacted | Water Heat LE 55 Gal | 1 | Below Standard Water Heater ≤ 55 GAL - EF 0.59 | Existing | Water Heater - Below Standard | Below Standard Water Heater ≤ 55 GAL - EF 0.59 | Below Standard Water Heater ≤ 55 GAL - EF 0.59 | per Home | 7 | Assuming half the measure life for below standard equipment. Based on PSE Business Case: APPROVED_Measure Case_Water Heater Res_2022 | 168.3537 | 168.3537 | Using measure description efficiency metrics to adjust loads from RTF/2021P workbooks to consumptions. | Using measure description efficiency metrics to adjust loads from RTF/2021P workbooks to consumptions. | 0 | 0 | NA | NA | 0 | 0 | 0 | 0 | 0 | 0 | 0 | Baseline is equal to efficient case. | Baseline is equal to efficient case. | Baseline is equal to efficient case. | 0 | 0 | No applicable non-energy benefits | No applicable non-energy benefits | 100% | Equipment 100% technically feasible within end use | System | System
Thurston CountySingle Family - Highly ImpactedWater Heat LE 55 Gal1New | Thurston CountySingle Family - Highly ImpactedWater Heat LE 55 GalNew | Thurston County | Single Family - Highly Impacted | Water Heat LE 55 Gal | 1 | Below Standard Water Heater ≤ 55 GAL - EF 0.59 | New | Water Heater - Below Standard | Below Standard Water Heater ≤ 55 GAL - EF 0.59 | Below Standard Water Heater ≤ 55 GAL - EF 0.59 | per Home | 7 | Assuming half the measure life for below standard equipment. Based on PSE Business Case: APPROVED_Measure Case_Water Heater Res_2022 | 168.3537 | 168.3537 | Using measure description efficiency metrics to adjust loads from RTF/2021P workbooks to consumptions. | Using measure description efficiency metrics to adjust loads from RTF/2021P workbooks to consumptions. | 0 | 0 | NA | NA | 0 | 0 | 0 | 0 | 0 | 0 | 0 | Baseline is equal to efficient case. | Baseline is equal to efficient case. | Baseline is equal to efficient case. | 0 | 0 | No applicable non-energy benefits | No applicable non-energy benefits | 100% | Equipment 100% technically feasible within end use | System | System
Thurston CountyMultifamilyWater Heat LE 55 Gal1Existing | Thurston CountyMultifamilyWater Heat LE 55 GalExisting | Thurston County | Multifamily | Water Heat LE 55 Gal | 1 | Below Standard Water Heater ≤ 55 GAL - EF 0.59 | Existing | Water Heater - Below Standard | Below Standard Water Heater ≤ 55 GAL - EF 0.59 | Below Standard Water Heater ≤ 55 GAL - EF 0.59 | per Home | 7 | Assuming half the measure life for below standard equipment. Based on PSE Business Case: APPROVED_Measure Case_Water Heater Res_2022 | 136.8615 | 136.8615 | Using measure description efficiency metrics to adjust loads from RTF/2021P workbooks to consumptions. | Using measure description efficiency metrics to adjust loads from RTF/2021P workbooks to consumptions. | 0 | 0 | NA | NA | 0 | 0 | 0 | 0 | 0 | 0 | 0 | Baseline is equal to efficient case. | Baseline is equal to efficient case. | Baseline is equal to efficient case. | 0 | 0 | No applicable non-energy benefits | No applicable non-energy benefits | 100% | Equipment 100% technically feasible within end use | System | System
Thurston CountyMultifamilyWater Heat LE 55 Gal1New | Thurston CountyMultifamilyWater Heat LE 55 GalNew | Thurston County | Multifamily | Water Heat LE 55 Gal | 1 | Below Standard Water Heater ≤ 55 GAL - EF 0.59 | New | Water Heater - Below Standard | Below Standard Water Heater ≤ 55 GAL - EF 0.59 | Below Standard Water Heater ≤ 55 GAL - EF 0.59 | per Home | 7 | Assuming half the measure life for below standard equipment. Based on PSE Business Case: APPROVED_Measure Case_Water Heater Res_2022 | 136.8615 | 136.8615 | Using measure description efficiency metrics to adjust loads from RTF/2021P workbooks to consumptions. | Using measure description efficiency metrics to adjust loads from RTF/2021P workbooks to consumptions. | 0 | 0 | NA | NA | 0 | 0 | 0 | 0 | 0 | 0 | 0 | Baseline is equal to efficient case. | Baseline is equal to efficient case. | Baseline is equal to efficient case. | 0 | 0 | No applicable non-energy benefits | No applicable non-energy benefits | 100% | Equipment 100% technically feasible within end use | System | System
Thurston CountyMultifamily - Highly ImpactedWater Heat LE 55 Gal1Existing | Thurston CountyMultifamily - Highly ImpactedWater Heat LE 55 GalExisting | Thurston County | Multifamily - Highly Impacted | Water Heat LE 55 Gal | 1 | Below Standard Water Heater ≤ 55 GAL - EF 0.59 | Existing | Water Heater - Below Standard | Below Standard Water Heater ≤ 55 GAL - EF 0.59 | Below Standard Water Heater ≤ 55 GAL - EF 0.59 | per Home | 7 | Assuming half the measure life for below standard equipment. Based on PSE Business Case: APPROVED_Measure Case_Water Heater Res_2022 | 154.0732 | 154.0732 | Using measure description efficiency metrics to adjust loads from RTF/2021P workbooks to consumptions. | Using measure description efficiency metrics to adjust loads from RTF/2021P workbooks to consumptions. | 0 | 0 | NA | NA | 0 | 0 | 0 | 0 | 0 | 0 | 0 | Baseline is equal to efficient case. | Baseline is equal to efficient case. | Baseline is equal to efficient case. | 0 | 0 | No applicable non-energy benefits | No applicable non-energy benefits | 100% | Equipment 100% technically feasible within end use | System | System
Thurston CountyMultifamily - Highly ImpactedWater Heat LE 55 Gal1New | Thurston CountyMultifamily - Highly ImpactedWater Heat LE 55 GalNew | Thurston County | Multifamily - Highly Impacted | Water Heat LE 55 Gal | 1 | Below Standard Water Heater ≤ 55 GAL - EF 0.59 | New | Water Heater - Below Standard | Below Standard Water Heater ≤ 55 GAL - EF 0.59 | Below Standard Water Heater ≤ 55 GAL - EF 0.59 | per Home | 7 | Assuming half the measure life for below standard equipment. Based on PSE Business Case: APPROVED_Measure Case_Water Heater Res_2022 | 154.0732 | 154.0732 | Using measure description efficiency metrics to adjust loads from RTF/2021P workbooks to consumptions. | Using measure description efficiency metrics to adjust loads from RTF/2021P workbooks to consumptions. | 0 | 0 | NA | NA | 0 | 0 | 0 | 0 | 0 | 0 | 0 | Baseline is equal to efficient case. | Baseline is equal to efficient case. | Baseline is equal to efficient case. | 0 | 0 | No applicable non-energy benefits | No applicable non-energy benefits | 100% | Equipment 100% technically feasible within end use | System | System
Thurston CountyManufacturedWater Heat LE 55 Gal1Existing | Thurston CountyManufacturedWater Heat LE 55 GalExisting | Thurston County | Manufactured | Water Heat LE 55 Gal | 1 | Below Standard Water Heater ≤ 55 GAL - EF 0.59 | Existing | Water Heater - Below Standard | Below Standard Water Heater ≤ 55 GAL - EF 0.59 | Below Standard Water Heater ≤ 55 GAL - EF 0.59 | per Home | 7 | Assuming half the measure life for below standard equipment. Based on PSE Business Case: APPROVED_Measure Case_Water Heater Res_2022 | 170.8193 | 170.8193 | Using measure description efficiency metrics to adjust loads from RTF/2021P workbooks to consumptions. | Using measure description efficiency metrics to adjust loads from RTF/2021P workbooks to consumptions. | 0 | 0 | NA | NA | 0 | 0 | 0 | 0 | 0 | 0 | 0 | Baseline is equal to efficient case. | Baseline is equal to efficient case. | Baseline is equal to efficient case. | 0 | 0 | No applicable non-energy benefits | No applicable non-energy benefits | 100% | Equipment 100% technically feasible within end use | System | System
Thurston CountyManufacturedWater Heat LE 55 Gal1New | Thurston CountyManufacturedWater Heat LE 55 GalNew | Thurston County | Manufactured | Water Heat LE 55 Gal | 1 | Below Standard Water Heater ≤ 55 GAL - EF 0.59 | New | Water Heater - Below Standard | Below Standard Water Heater ≤ 55 GAL - EF 0.59 | Below Standard Water Heater ≤ 55 GAL - EF 0.59 | per Home | 7 | Assuming half the measure life for below standard equipment. Based on PSE Business Case: APPROVED_Measure Case_Water Heater Res_2022 | 170.8193 | 170.8193 | Using measure description efficiency metrics to adjust loads from RTF/2021P workbooks to consumptions. | Using measure description efficiency metrics to adjust loads from RTF/2021P workbooks to consumptions. | 0 | 0 | NA | NA | 0 | 0 | 0 | 0 | 0 | 0 | 0 | Baseline is equal to efficient case. | Baseline is equal to efficient case. | Baseline is equal to efficient case. | 0 | 0 | No applicable non-energy benefits | No applicable non-energy benefits | 100% | Equipment 100% technically feasible within end use | System | System
Thurston CountyManufactured - Highly ImpactedWater Heat LE 55 Gal1Existing | Thurston CountyManufactured - Highly ImpactedWater Heat LE 55 GalExisting | Thurston County | Manufactured - Highly Impacted | Water Heat LE 55 Gal | 1 | Below Standard Water Heater ≤ 55 GAL - EF 0.59 | Existing | Water Heater - Below Standard | Below Standard Water Heater ≤ 55 GAL - EF 0.59 | Below Standard Water Heater ≤ 55 GAL - EF 0.59 | per Home | 7 | Assuming half the measure life for below standard equipment. Based on PSE Business Case: APPROVED_Measure Case_Water Heater Res_2022 | 145.6448 | 145.6448 | Using measure description efficiency metrics to adjust loads from RTF/2021P workbooks to consumptions. | Using measure description efficiency metrics to adjust loads from RTF/2021P workbooks to consumptions. | 0 | 0 | NA | NA | 0 | 0 | 0 | 0 | 0 | 0 | 0 | Baseline is equal to efficient case. | Baseline is equal to efficient case. | Baseline is equal to efficient case. | 0 | 0 | No applicable non-energy benefits | No applicable non-energy benefits | 100% | Equipment 100% technically feasible within end use | System | System
Thurston CountyManufactured - Highly ImpactedWater Heat LE 55 Gal1New | Thurston CountyManufactured - Highly ImpactedWater Heat LE 55 GalNew | Thurston County | Manufactured - Highly Impacted | Water Heat LE 55 Gal | 1 | Below Standard Water Heater ≤ 55 GAL - EF 0.59 | New | Water Heater - Below Standard | Below Standard Water Heater ≤ 55 GAL - EF 0.59 | Below Standard Water Heater ≤ 55 GAL - EF 0.59 | per Home | 7 | Assuming half the measure life for below standard equipment. Based on PSE Business Case: APPROVED_Measure Case_Water Heater Res_2022 | 145.6448 | 145.6448 | Using measure description efficiency metrics to adjust loads from RTF/2021P workbooks to consumptions. | Using measure description efficiency metrics to adjust loads from RTF/2021P workbooks to consumptions. | 0 | 0 | NA | NA | 0 | 0 | 0 | 0 | 0 | 0 | 0 | Baseline is equal to efficient case. | Baseline is equal to efficient case. | Baseline is equal to efficient case. | 0 | 0 | No applicable non-energy benefits | No applicable non-energy benefits | 100% | Equipment 100% technically feasible within end use | System | System
Thurston CountySingle FamilyWater Heat LE 55 Gal2Existing | Thurston CountySingle FamilyWater Heat LE 55 GalExisting | Thurston County | Single Family | Water Heat LE 55 Gal | 2 | Federal Standard 2015 Storage Water Heater ≤ 55 GAL - EF 0.62 | Existing | Water Heater - Federal Standard 2015 Storage | Federal Standard 2015 Storage Water Heater ≤ 55 GAL - EF 0.62 | Federal Standard 2015 Storage Water Heater ≤ 55 GAL - EF 0.62 | per Home | 13 | Based on PSE Business Case: APPROVED_Measure Case_Water Heater Res_2022 | 183.3785 | 183.3785 | Using measure description efficiency metrics to adjust loads from RTF/2021P workbooks to consumptions. | Using measure description efficiency metrics to adjust loads from RTF/2021P workbooks to consumptions. | 0 | 0 | NA | NA | 0 | 0 | 0 | 595.7619 | 757.4323 | 0 | 0 | Technical Support Document - Residential Water Heaters, Direct Heating Equipment, and Pooler Heaters. November 2009; calculated by linear interpolation | Technical Support Document - Residential Water Heaters, Direct Heating Equipment, and Pooler Heaters. November 2009; calculated by linear interpolation | Assuming no incremental O&M cost | 0 | 0 | No applicable non-energy benefits | No applicable non-energy benefits | 100% | Equipment 100% technically feasible within end use | System | System
Thurston CountySingle FamilyWater Heat LE 55 Gal2New | Thurston CountySingle FamilyWater Heat LE 55 GalNew | Thurston County | Single Family | Water Heat LE 55 Gal | 2 | Federal Standard 2015 Storage Water Heater ≤ 55 GAL - EF 0.62 | New | Water Heater - Federal Standard 2015 Storage | Federal Standard 2015 Storage Water Heater ≤ 55 GAL - EF 0.62 | Federal Standard 2015 Storage Water Heater ≤ 55 GAL - EF 0.62 | per Home | 13 | Based on PSE Business Case: APPROVED_Measure Case_Water Heater Res_2022 | 183.3785 | 183.3785 | Using measure description efficiency metrics to adjust loads from RTF/2021P workbooks to consumptions. | Using measure description efficiency metrics to adjust loads from RTF/2021P workbooks to consumptions. | 0 | 0 | NA | NA | 0 | 0 | 0 | 595.7619 | 757.4323 | 0 | 0 | Technical Support Document - Residential Water Heaters, Direct Heating Equipment, and Pooler Heaters. November 2009; calculated by linear interpolation | Technical Support Document - Residential Water Heaters, Direct Heating Equipment, and Pooler Heaters. November 2009; calculated by linear interpolation | Assuming no incremental O&M cost | 0 | 0 | No applicable non-energy benefits | No applicable non-energy benefits | 100% | Equipment 100% technically feasible within end use | System | System
Thurston CountySingle Family - Highly ImpactedWater Heat LE 55 Gal2Existing | Thurston CountySingle Family - Highly ImpactedWater Heat LE 55 GalExisting | Thurston County | Single Family - Highly Impacted | Water Heat LE 55 Gal | 2 | Federal Standard 2015 Storage Water Heater ≤ 55 GAL - EF 0.62 | Existing | Water Heater - Federal Standard 2015 Storage | Federal Standard 2015 Storage Water Heater ≤ 55 GAL - EF 0.62 | Federal Standard 2015 Storage Water Heater ≤ 55 GAL - EF 0.62 | per Home | 13 | Based on PSE Business Case: APPROVED_Measure Case_Water Heater Res_2022 | 160.2076 | 160.2076 | Using measure description efficiency metrics to adjust loads from RTF/2021P workbooks to consumptions. | Using measure description efficiency metrics to adjust loads from RTF/2021P workbooks to consumptions. | 0 | 0 | NA | NA | 0 | 0 | 0 | 595.7619 | 757.4323 | 0 | 0 | Technical Support Document - Residential Water Heaters, Direct Heating Equipment, and Pooler Heaters. November 2009; calculated by linear interpolation | Technical Support Document - Residential Water Heaters, Direct Heating Equipment, and Pooler Heaters. November 2009; calculated by linear interpolation | Assuming no incremental O&M cost | 0 | 0 | No applicable non-energy benefits | No applicable non-energy benefits | 100% | Equipment 100% technically feasible within end use | System | System
Thurston CountySingle Family - Highly ImpactedWater Heat LE 55 Gal2New | Thurston CountySingle Family - Highly ImpactedWater Heat LE 55 GalNew | Thurston County | Single Family - Highly Impacted | Water Heat LE 55 Gal | 2 | Federal Standard 2015 Storage Water Heater ≤ 55 GAL - EF 0.62 | New | Water Heater - Federal Standard 2015 Storage | Federal Standard 2015 Storage Water Heater ≤ 55 GAL - EF 0.62 | Federal Standard 2015 Storage Water Heater ≤ 55 GAL - EF 0.62 | per Home | 13 | Based on PSE Business Case: APPROVED_Measure Case_Water Heater Res_2022 | 160.2076 | 160.2076 | Using measure description efficiency metrics to adjust loads from RTF/2021P workbooks to consumptions. | Using measure description efficiency metrics to adjust loads from RTF/2021P workbooks to consumptions. | 0 | 0 | NA | NA | 0 | 0 | 0 | 595.7619 | 757.4323 | 0 | 0 | Technical Support Document - Residential Water Heaters, Direct Heating Equipment, and Pooler Heaters. November 2009; calculated by linear interpolation | Technical Support Document - Residential Water Heaters, Direct Heating Equipment, and Pooler Heaters. November 2009; calculated by linear interpolation | Assuming no incremental O&M cost | 0 | 0 | No applicable non-energy benefits | No applicable non-energy benefits | 100% | Equipment 100% technically feasible within end use | System | System
Thurston CountyMultifamilyWater Heat LE 55 Gal2Existing | Thurston CountyMultifamilyWater Heat LE 55 GalExisting | Thurston County | Multifamily | Water Heat LE 55 Gal | 2 | Federal Standard 2015 Storage Water Heater ≤ 55 GAL - EF 0.62 | Existing | Water Heater - Federal Standard 2015 Storage | Federal Standard 2015 Storage Water Heater ≤ 55 GAL - EF 0.62 | Federal Standard 2015 Storage Water Heater ≤ 55 GAL - EF 0.62 | per Home | 13 | Based on PSE Business Case: APPROVED_Measure Case_Water Heater Res_2022 | 130.2392 | 130.2392 | Using measure description efficiency metrics to adjust loads from RTF/2021P workbooks to consumptions. | Using measure description efficiency metrics to adjust loads from RTF/2021P workbooks to consumptions. | 0 | 0 | NA | NA | 0 | 0 | 0 | 595.7619 | 757.4323 | 0 | 0 | Technical Support Document - Residential Water Heaters, Direct Heating Equipment, and Pooler Heaters. November 2009; calculated by linear interpolation | Technical Support Document - Residential Water Heaters, Direct Heating Equipment, and Pooler Heaters. November 2009; calculated by linear interpolation | Assuming no incremental O&M cost | 0 | 0 | No applicable non-energy benefits | No applicable non-energy benefits | 100% | Equipment 100% technically feasible within end use | System | System
Thurston CountyMultifamilyWater Heat LE 55 Gal2New | Thurston CountyMultifamilyWater Heat LE 55 GalNew | Thurston County | Multifamily | Water Heat LE 55 Gal | 2 | Federal Standard 2015 Storage Water Heater ≤ 55 GAL - EF 0.62 | New | Water Heater - Federal Standard 2015 Storage | Federal Standard 2015 Storage Water Heater ≤ 55 GAL - EF 0.62 | Federal Standard 2015 Storage Water Heater ≤ 55 GAL - EF 0.62 | per Home | 13 | Based on PSE Business Case: APPROVED_Measure Case_Water Heater Res_2022 | 130.2392 | 130.2392 | Using measure description efficiency metrics to adjust loads from RTF/2021P workbooks to consumptions. | Using measure description efficiency metrics to adjust loads from RTF/2021P workbooks to consumptions. | 0 | 0 | NA | NA | 0 | 0 | 0 | 595.7619 | 757.4323 | 0 | 0 | Technical Support Document - Residential Water Heaters, Direct Heating Equipment, and Pooler Heaters. November 2009; calculated by linear interpolation | Technical Support Document - Residential Water Heaters, Direct Heating Equipment, and Pooler Heaters. November 2009; calculated by linear interpolation | Assuming no incremental O&M cost | 0 | 0 | No applicable non-energy benefits | No applicable non-energy benefits | 100% | Equipment 100% technically feasible within end use | System | System
Thurston CountyMultifamily - Highly ImpactedWater Heat LE 55 Gal2Existing | Thurston CountyMultifamily - Highly ImpactedWater Heat LE 55 GalExisting | Thurston County | Multifamily - Highly Impacted | Water Heat LE 55 Gal | 2 | Federal Standard 2015 Storage Water Heater ≤ 55 GAL - EF 0.62 | Existing | Water Heater - Federal Standard 2015 Storage | Federal Standard 2015 Storage Water Heater ≤ 55 GAL - EF 0.62 | Federal Standard 2015 Storage Water Heater ≤ 55 GAL - EF 0.62 | per Home | 13 | Based on PSE Business Case: APPROVED_Measure Case_Water Heater Res_2022 | 146.618 | 146.618 | Using measure description efficiency metrics to adjust loads from RTF/2021P workbooks to consumptions. | Using measure description efficiency metrics to adjust loads from RTF/2021P workbooks to consumptions. | 0 | 0 | NA | NA | 0 | 0 | 0 | 595.7619 | 757.4323 | 0 | 0 | Technical Support Document - Residential Water Heaters, Direct Heating Equipment, and Pooler Heaters. November 2009; calculated by linear interpolation | Technical Support Document - Residential Water Heaters, Direct Heating Equipment, and Pooler Heaters. November 2009; calculated by linear interpolation | Assuming no incremental O&M cost | 0 | 0 | No applicable non-energy benefits | No applicable non-energy benefits | 100% | Equipment 100% technically feasible within end use | System | System
Thurston CountyMultifamily - Highly ImpactedWater Heat LE 55 Gal2New | Thurston CountyMultifamily - Highly ImpactedWater Heat LE 55 GalNew | Thurston County | Multifamily - Highly Impacted | Water Heat LE 55 Gal | 2 | Federal Standard 2015 Storage Water Heater ≤ 55 GAL - EF 0.62 | New | Water Heater - Federal Standard 2015 Storage | Federal Standard 2015 Storage Water Heater ≤ 55 GAL - EF 0.62 | Federal Standard 2015 Storage Water Heater ≤ 55 GAL - EF 0.62 | per Home | 13 | Based on PSE Business Case: APPROVED_Measure Case_Water Heater Res_2022 | 146.618 | 146.618 | Using measure description efficiency metrics to adjust loads from RTF/2021P workbooks to consumptions. | Using measure description efficiency metrics to adjust loads from RTF/2021P workbooks to consumptions. | 0 | 0 | NA | NA | 0 | 0 | 0 | 595.7619 | 757.4323 | 0 | 0 | Technical Support Document - Residential Water Heaters, Direct Heating Equipment, and Pooler Heaters. November 2009; calculated by linear interpolation | Technical Support Document - Residential Water Heaters, Direct Heating Equipment, and Pooler Heaters. November 2009; calculated by linear interpolation | Assuming no incremental O&M cost | 0 | 0 | No applicable non-energy benefits | No applicable non-energy benefits | 100% | Equipment 100% technically feasible within end use | System | System
Thurston CountyManufacturedWater Heat LE 55 Gal2Existing | Thurston CountyManufacturedWater Heat LE 55 GalExisting | Thurston County | Manufactured | Water Heat LE 55 Gal | 2 | Federal Standard 2015 Storage Water Heater ≤ 55 GAL - EF 0.62 | Existing | Water Heater - Federal Standard 2015 Storage | Federal Standard 2015 Storage Water Heater ≤ 55 GAL - EF 0.62 | Federal Standard 2015 Storage Water Heater ≤ 55 GAL - EF 0.62 | per Home | 13 | Based on PSE Business Case: APPROVED_Measure Case_Water Heater Res_2022 | 162.5538 | 162.5538 | Using measure description efficiency metrics to adjust loads from RTF/2021P workbooks to consumptions. | Using measure description efficiency metrics to adjust loads from RTF/2021P workbooks to consumptions. | 0 | 0 | NA | NA | 0 | 0 | 0 | 595.7619 | 757.4323 | 0 | 0 | Technical Support Document - Residential Water Heaters, Direct Heating Equipment, and Pooler Heaters. November 2009; calculated by linear interpolation | Technical Support Document - Residential Water Heaters, Direct Heating Equipment, and Pooler Heaters. November 2009; calculated by linear interpolation | Assuming no incremental O&M cost | 0 | 0 | No applicable non-energy benefits | No applicable non-energy benefits | 100% | Equipment 100% technically feasible within end use | System | System
Thurston CountyManufacturedWater Heat LE 55 Gal2New | Thurston CountyManufacturedWater Heat LE 55 GalNew | Thurston County | Manufactured | Water Heat LE 55 Gal | 2 | Federal Standard 2015 Storage Water Heater ≤ 55 GAL - EF 0.62 | New | Water Heater - Federal Standard 2015 Storage | Federal Standard 2015 Storage Water Heater ≤ 55 GAL - EF 0.62 | Federal Standard 2015 Storage Water Heater ≤ 55 GAL - EF 0.62 | per Home | 13 | Based on PSE Business Case: APPROVED_Measure Case_Water Heater Res_2022 | 162.5538 | 162.5538 | Using measure description efficiency metrics to adjust loads from RTF/2021P workbooks to consumptions. | Using measure description efficiency metrics to adjust loads from RTF/2021P workbooks to consumptions. | 0 | 0 | NA | NA | 0 | 0 | 0 | 595.7619 | 757.4323 | 0 | 0 | Technical Support Document - Residential Water Heaters, Direct Heating Equipment, and Pooler Heaters. November 2009; calculated by linear interpolation | Technical Support Document - Residential Water Heaters, Direct Heating Equipment, and Pooler Heaters. November 2009; calculated by linear interpolation | Assuming no incremental O&M cost | 0 | 0 | No applicable non-energy benefits | No applicable non-energy benefits | 100% | Equipment 100% technically feasible within end use | System | System
Thurston CountyManufactured - Highly ImpactedWater Heat LE 55 Gal2Existing | Thurston CountyManufactured - Highly ImpactedWater Heat LE 55 GalExisting | Thurston County | Manufactured - Highly Impacted | Water Heat LE 55 Gal | 2 | Federal Standard 2015 Storage Water Heater ≤ 55 GAL - EF 0.62 | Existing | Water Heater - Federal Standard 2015 Storage | Federal Standard 2015 Storage Water Heater ≤ 55 GAL - EF 0.62 | Federal Standard 2015 Storage Water Heater ≤ 55 GAL - EF 0.62 | per Home | 13 | Based on PSE Business Case: APPROVED_Measure Case_Water Heater Res_2022 | 138.5975 | 138.5975 | Using measure description efficiency metrics to adjust loads from RTF/2021P workbooks to consumptions. | Using measure description efficiency metrics to adjust loads from RTF/2021P workbooks to consumptions. | 0 | 0 | NA | NA | 0 | 0 | 0 | 595.7619 | 757.4323 | 0 | 0 | Technical Support Document - Residential Water Heaters, Direct Heating Equipment, and Pooler Heaters. November 2009; calculated by linear interpolation | Technical Support Document - Residential Water Heaters, Direct Heating Equipment, and Pooler Heaters. November 2009; calculated by linear interpolation | Assuming no incremental O&M cost | 0 | 0 | No applicable non-energy benefits | No applicable non-energy benefits | 100% | Equipment 100% technically feasible within end use | System | System
Thurston CountyManufactured - Highly ImpactedWater Heat LE 55 Gal2New | Thurston CountyManufactured - Highly ImpactedWater Heat LE 55 GalNew | Thurston County | Manufactured - Highly Impacted | Water Heat LE 55 Gal | 2 | Federal Standard 2015 Storage Water Heater ≤ 55 GAL - EF 0.62 | New | Water Heater - Federal Standard 2015 Storage | Federal Standard 2015 Storage Water Heater ≤ 55 GAL - EF 0.62 | Federal Standard 2015 Storage Water Heater ≤ 55 GAL - EF 0.62 | per Home | 13 | Based on PSE Business Case: APPROVED_Measure Case_Water Heater Res_2022 | 138.5975 | 138.5975 | Using measure description efficiency metrics to adjust loads from RTF/2021P workbooks to consumptions. | Using measure description efficiency metrics to adjust loads from RTF/2021P workbooks to consumptions. | 0 | 0 | NA | NA | 0 | 0 | 0 | 595.7619 | 757.4323 | 0 | 0 | Technical Support Document - Residential Water Heaters, Direct Heating Equipment, and Pooler Heaters. November 2009; calculated by linear interpolation | Technical Support Document - Residential Water Heaters, Direct Heating Equipment, and Pooler Heaters. November 2009; calculated by linear interpolation | Assuming no incremental O&M cost | 0 | 0 | No applicable non-energy benefits | No applicable non-energy benefits | 100% | Equipment 100% technically feasible within end use | System | System
Thurston CountySingle FamilyWater Heat LE 55 Gal3Existing | Thurston CountySingle FamilyWater Heat LE 55 GalExisting | Thurston County | Single Family | Water Heat LE 55 Gal | 3 | Market Standard Storage Water Heater ≤ 55 GAL | Existing | Water Heater - Market Standard | Market Standard Storage Water Heater ≤ 55 GAL | Market Standard Storage Water Heater ≤ 55 GAL | per Home | 13 | Based on PSE Business Case: APPROVED_Measure Case_Water Heater Res_2022 | 145.7228 | 145.7228 | Using measure description efficiency metrics to adjust loads from RTF/2021P workbooks to consumptions. | Using measure description efficiency metrics to adjust loads from RTF/2021P workbooks to consumptions. | 0 | 0 | NA | NA | 0 | 0 | 0 | 0 | 0 | 0 | 0 | Baseline is equal to efficient case. | Baseline is equal to efficient case. | Baseline is equal to efficient case. | 0 | 0 | No applicable non-energy benefits | No applicable non-energy benefits | 100% | Equipment 100% technically feasible within end use | System | System
Thurston CountySingle FamilyWater Heat LE 55 Gal3New | Thurston CountySingle FamilyWater Heat LE 55 GalNew | Thurston County | Single Family | Water Heat LE 55 Gal | 3 | Market Standard Storage Water Heater ≤ 55 GAL | New | Water Heater - Market Standard | Market Standard Storage Water Heater ≤ 55 GAL | Market Standard Storage Water Heater ≤ 55 GAL | per Home | 13 | Based on PSE Business Case: APPROVED_Measure Case_Water Heater Res_2022 | 145.7228 | 145.7228 | Using measure description efficiency metrics to adjust loads from RTF/2021P workbooks to consumptions. | Using measure description efficiency metrics to adjust loads from RTF/2021P workbooks to consumptions. | 0 | 0 | NA | NA | 0 | 0 | 0 | 0 | 0 | 0 | 0 | Baseline is equal to efficient case. | Baseline is equal to efficient case. | Baseline is equal to efficient case. | 0 | 0 | No applicable non-energy benefits | No applicable non-energy benefits | 100% | Equipment 100% technically feasible within end use | System | System
Thurston CountySingle Family - Highly ImpactedWater Heat LE 55 Gal3Existing | Thurston CountySingle Family - Highly ImpactedWater Heat LE 55 GalExisting | Thurston County | Single Family - Highly Impacted | Water Heat LE 55 Gal | 3 | Market Standard Storage Water Heater ≤ 55 GAL | Existing | Water Heater - Market Standard | Market Standard Storage Water Heater ≤ 55 GAL | Market Standard Storage Water Heater ≤ 55 GAL | per Home | 13 | Based on PSE Business Case: APPROVED_Measure Case_Water Heater Res_2022 | 127.3099 | 127.3099 | Using measure description efficiency metrics to adjust loads from RTF/2021P workbooks to consumptions. | Using measure description efficiency metrics to adjust loads from RTF/2021P workbooks to consumptions. | 0 | 0 | NA | NA | 0 | 0 | 0 | 0 | 0 | 0 | 0 | Baseline is equal to efficient case. | Baseline is equal to efficient case. | Baseline is equal to efficient case. | 0 | 0 | No applicable non-energy benefits | No applicable non-energy benefits | 100% | Equipment 100% technically feasible within end use | System | System
Thurston CountySingle Family - Highly ImpactedWater Heat LE 55 Gal3New | Thurston CountySingle Family - Highly ImpactedWater Heat LE 55 GalNew | Thurston County | Single Family - Highly Impacted | Water Heat LE 55 Gal | 3 | Market Standard Storage Water Heater ≤ 55 GAL | New | Water Heater - Market Standard | Market Standard Storage Water Heater ≤ 55 GAL | Market Standard Storage Water Heater ≤ 55 GAL | per Home | 13 | Based on PSE Business Case: APPROVED_Measure Case_Water Heater Res_2022 | 127.3099 | 127.3099 | Using measure description efficiency metrics to adjust loads from RTF/2021P workbooks to consumptions. | Using measure description efficiency metrics to adjust loads from RTF/2021P workbooks to consumptions. | 0 | 0 | NA | NA | 0 | 0 | 0 | 0 | 0 | 0 | 0 | Baseline is equal to efficient case. | Baseline is equal to efficient case. | Baseline is equal to efficient case. | 0 | 0 | No applicable non-energy benefits | No applicable non-energy benefits | 100% | Equipment 100% technically feasible within end use | System | System
Thurston CountyMultifamilyWater Heat LE 55 Gal3Existing | Thurston CountyMultifamilyWater Heat LE 55 GalExisting | Thurston County | Multifamily | Water Heat LE 55 Gal | 3 | Market Standard Storage Water Heater ≤ 55 GAL | Existing | Water Heater - Market Standard | Market Standard Storage Water Heater ≤ 55 GAL | Market Standard Storage Water Heater ≤ 55 GAL | per Home | 13 | Based on PSE Business Case: APPROVED_Measure Case_Water Heater Res_2022 | 103.4953 | 103.4953 | Using measure description efficiency metrics to adjust loads from RTF/2021P workbooks to consumptions. | Using measure description efficiency metrics to adjust loads from RTF/2021P workbooks to consumptions. | 0 | 0 | NA | NA | 0 | 0 | 0 | 0 | 0 | 0 | 0 | Baseline is equal to efficient case. | Baseline is equal to efficient case. | Baseline is equal to efficient case. | 0 | 0 | No applicable non-energy benefits | No applicable non-energy benefits | 100% | Equipment 100% technically feasible within end use | System | System
Thurston CountyMultifamilyWater Heat LE 55 Gal3New | Thurston CountyMultifamilyWater Heat LE 55 GalNew | Thurston County | Multifamily | Water Heat LE 55 Gal | 3 | Market Standard Storage Water Heater ≤ 55 GAL | New | Water Heater - Market Standard | Market Standard Storage Water Heater ≤ 55 GAL | Market Standard Storage Water Heater ≤ 55 GAL | per Home | 13 | Based on PSE Business Case: APPROVED_Measure Case_Water Heater Res_2022 | 103.4953 | 103.4953 | Using measure description efficiency metrics to adjust loads from RTF/2021P workbooks to consumptions. | Using measure description efficiency metrics to adjust loads from RTF/2021P workbooks to consumptions. | 0 | 0 | NA | NA | 0 | 0 | 0 | 0 | 0 | 0 | 0 | Baseline is equal to efficient case. | Baseline is equal to efficient case. | Baseline is equal to efficient case. | 0 | 0 | No applicable non-energy benefits | No applicable non-energy benefits | 100% | Equipment 100% technically feasible within end use | System | System
Thurston CountyMultifamily - Highly ImpactedWater Heat LE 55 Gal3Existing | Thurston CountyMultifamily - Highly ImpactedWater Heat LE 55 GalExisting | Thurston County | Multifamily - Highly Impacted | Water Heat LE 55 Gal | 3 | Market Standard Storage Water Heater ≤ 55 GAL | Existing | Water Heater - Market Standard | Market Standard Storage Water Heater ≤ 55 GAL | Market Standard Storage Water Heater ≤ 55 GAL | per Home | 13 | Based on PSE Business Case: APPROVED_Measure Case_Water Heater Res_2022 | 116.5108 | 116.5108 | Using measure description efficiency metrics to adjust loads from RTF/2021P workbooks to consumptions. | Using measure description efficiency metrics to adjust loads from RTF/2021P workbooks to consumptions. | 0 | 0 | NA | NA | 0 | 0 | 0 | 0 | 0 | 0 | 0 | Baseline is equal to efficient case. | Baseline is equal to efficient case. | Baseline is equal to efficient case. | 0 | 0 | No applicable non-energy benefits | No applicable non-energy benefits | 100% | Equipment 100% technically feasible within end use | System | System
Thurston CountyMultifamily - Highly ImpactedWater Heat LE 55 Gal3New | Thurston CountyMultifamily - Highly ImpactedWater Heat LE 55 GalNew | Thurston County | Multifamily - Highly Impacted | Water Heat LE 55 Gal | 3 | Market Standard Storage Water Heater ≤ 55 GAL | New | Water Heater - Market Standard | Market Standard Storage Water Heater ≤ 55 GAL | Market Standard Storage Water Heater ≤ 55 GAL | per Home | 13 | Based on PSE Business Case: APPROVED_Measure Case_Water Heater Res_2022 | 116.5108 | 116.5108 | Using measure description efficiency metrics to adjust loads from RTF/2021P workbooks to consumptions. | Using measure description efficiency metrics to adjust loads from RTF/2021P workbooks to consumptions. | 0 | 0 | NA | NA | 0 | 0 | 0 | 0 | 0 | 0 | 0 | Baseline is equal to efficient case. | Baseline is equal to efficient case. | Baseline is equal to efficient case. | 0 | 0 | No applicable non-energy benefits | No applicable non-energy benefits | 100% | Equipment 100% technically feasible within end use | System | System
Thurston CountyManufacturedWater Heat LE 55 Gal3Existing | Thurston CountyManufacturedWater Heat LE 55 GalExisting | Thurston County | Manufactured | Water Heat LE 55 Gal | 3 | Market Standard Storage Water Heater ≤ 55 GAL | Existing | Water Heater - Market Standard | Market Standard Storage Water Heater ≤ 55 GAL | Market Standard Storage Water Heater ≤ 55 GAL | per Home | 13 | Based on PSE Business Case: APPROVED_Measure Case_Water Heater Res_2022 | 129.1743 | 129.1743 | Using measure description efficiency metrics to adjust loads from RTF/2021P workbooks to consumptions. | Using measure description efficiency metrics to adjust loads from RTF/2021P workbooks to consumptions. | 0 | 0 | NA | NA | 0 | 0 | 0 | 0 | 0 | 0 | 0 | Baseline is equal to efficient case. | Baseline is equal to efficient case. | Baseline is equal to efficient case. | 0 | 0 | No applicable non-energy benefits | No applicable non-energy benefits | 100% | Equipment 100% technically feasible within end use | System | System
Thurston CountyManufacturedWater Heat LE 55 Gal3New | Thurston CountyManufacturedWater Heat LE 55 GalNew | Thurston County | Manufactured | Water Heat LE 55 Gal | 3 | Market Standard Storage Water Heater ≤ 55 GAL | New | Water Heater - Market Standard | Market Standard Storage Water Heater ≤ 55 GAL | Market Standard Storage Water Heater ≤ 55 GAL | per Home | 13 | Based on PSE Business Case: APPROVED_Measure Case_Water Heater Res_2022 | 129.1743 | 129.1743 | Using measure description efficiency metrics to adjust loads from RTF/2021P workbooks to consumptions. | Using measure description efficiency metrics to adjust loads from RTF/2021P workbooks to consumptions. | 0 | 0 | NA | NA | 0 | 0 | 0 | 0 | 0 | 0 | 0 | Baseline is equal to efficient case. | Baseline is equal to efficient case. | Baseline is equal to efficient case. | 0 | 0 | No applicable non-energy benefits | No applicable non-energy benefits | 100% | Equipment 100% technically feasible within end use | System | System
Thurston CountyManufactured - Highly ImpactedWater Heat LE 55 Gal3Existing | Thurston CountyManufactured - Highly ImpactedWater Heat LE 55 GalExisting | Thurston County | Manufactured - Highly Impacted | Water Heat LE 55 Gal | 3 | Market Standard Storage Water Heater ≤ 55 GAL | Existing | Water Heater - Market Standard | Market Standard Storage Water Heater ≤ 55 GAL | Market Standard Storage Water Heater ≤ 55 GAL | per Home | 13 | Based on PSE Business Case: APPROVED_Measure Case_Water Heater Res_2022 | 110.1373 | 110.1373 | Using measure description efficiency metrics to adjust loads from RTF/2021P workbooks to consumptions. | Using measure description efficiency metrics to adjust loads from RTF/2021P workbooks to consumptions. | 0 | 0 | NA | NA | 0 | 0 | 0 | 0 | 0 | 0 | 0 | Baseline is equal to efficient case. | Baseline is equal to efficient case. | Baseline is equal to efficient case. | 0 | 0 | No applicable non-energy benefits | No applicable non-energy benefits | 100% | Equipment 100% technically feasible within end use | System | System
Thurston CountyManufactured - Highly ImpactedWater Heat LE 55 Gal3New | Thurston CountyManufactured - Highly ImpactedWater Heat LE 55 GalNew | Thurston County | Manufactured - Highly Impacted | Water Heat LE 55 Gal | 3 | Market Standard Storage Water Heater ≤ 55 GAL | New | Water Heater - Market Standard | Market Standard Storage Water Heater ≤ 55 GAL | Market Standard Storage Water Heater ≤ 55 GAL | per Home | 13 | Based on PSE Business Case: APPROVED_Measure Case_Water Heater Res_2022 | 110.1373 | 110.1373 | Using measure description efficiency metrics to adjust loads from RTF/2021P workbooks to consumptions. | Using measure description efficiency metrics to adjust loads from RTF/2021P workbooks to consumptions. | 0 | 0 | NA | NA | 0 | 0 | 0 | 0 | 0 | 0 | 0 | Baseline is equal to efficient case. | Baseline is equal to efficient case. | Baseline is equal to efficient case. | 0 | 0 | No applicable non-energy benefits | No applicable non-energy benefits | 100% | Equipment 100% technically feasible within end use | System | System
Thurston CountySingle FamilyWater Heat LE 55 Gal4Existing | Thurston CountySingle FamilyWater Heat LE 55 GalExisting | Thurston County | Single Family | Water Heat LE 55 Gal | 4 | ENERGY STAR Storage Water Heater ≤ 55 GAL - EF 0.67 | Existing | Water Heater - ENERGY STAR Storage | ENERGY STAR Storage Water Heater ≤ 55 GAL - EF 0.67 | Federal Standard 2015 Storage Water Heater ≤ 55 GAL - EF 0.62 | per Home | 13 | Based on PSE Business Case: APPROVED_Measure Case_Water Heater Res_2022 | 183.3785 | 169.6936 | Using measure description efficiency metrics to adjust loads from RTF/2021P workbooks to consumptions. | Using measure description efficiency metrics to adjust loads from RTF/2021P workbooks to consumptions. | 0 | 0 | NA | NA | 595.7619 | 757.4323 | 0 | 929.2867 | 1028.5803 | 0 | 0 | Technical Support Document - Residential Water Heaters, Direct Heating Equipment, and Pooler Heaters. November 2009; calculated by linear interpolation | Technical Support Document - Residential Water Heaters, Direct Heating Equipment, and Pooler Heaters. November 2009; calculated by linear interpolation | Assuming no incremental O&M cost | 0 | 6.5644 | PSE NEI data | No applicable non-energy benefits | 100% | Equipment 100% technically feasible within end use | System | System
Thurston CountySingle FamilyWater Heat LE 55 Gal4New | Thurston CountySingle FamilyWater Heat LE 55 GalNew | Thurston County | Single Family | Water Heat LE 55 Gal | 4 | ENERGY STAR Storage Water Heater ≤ 55 GAL - EF 0.67 | New | Water Heater - ENERGY STAR Storage | ENERGY STAR Storage Water Heater ≤ 55 GAL - EF 0.67 | Federal Standard 2015 Storage Water Heater ≤ 55 GAL - EF 0.62 | per Home | 13 | Based on PSE Business Case: APPROVED_Measure Case_Water Heater Res_2022 | 183.3785 | 169.6936 | Using measure description efficiency metrics to adjust loads from RTF/2021P workbooks to consumptions. | Using measure description efficiency metrics to adjust loads from RTF/2021P workbooks to consumptions. | 0 | 0 | NA | NA | 595.7619 | 757.4323 | 0 | 929.2867 | 1028.5803 | 0 | 0 | Technical Support Document - Residential Water Heaters, Direct Heating Equipment, and Pooler Heaters. November 2009; calculated by linear interpolation | Technical Support Document - Residential Water Heaters, Direct Heating Equipment, and Pooler Heaters. November 2009; calculated by linear interpolation | Assuming no incremental O&M cost | 0 | 6.5644 | PSE NEI data | No applicable non-energy benefits | 100% | Equipment 100% technically feasible within end use | System | System
Thurston CountySingle Family - Highly ImpactedWater Heat LE 55 Gal4Existing | Thurston CountySingle Family - Highly ImpactedWater Heat LE 55 GalExisting | Thurston County | Single Family - Highly Impacted | Water Heat LE 55 Gal | 4 | ENERGY STAR Storage Water Heater ≤ 55 GAL - EF 0.67 | Existing | Water Heater - ENERGY STAR Storage | ENERGY STAR Storage Water Heater ≤ 55 GAL - EF 0.67 | Federal Standard 2015 Storage Water Heater ≤ 55 GAL - EF 0.62 | per Home | 13 | Based on PSE Business Case: APPROVED_Measure Case_Water Heater Res_2022 | 160.2076 | 148.2518 | Using measure description efficiency metrics to adjust loads from RTF/2021P workbooks to consumptions. | Using measure description efficiency metrics to adjust loads from RTF/2021P workbooks to consumptions. | 0 | 0 | NA | NA | 595.7619 | 757.4323 | 0 | 929.2867 | 1028.5803 | 0 | 0 | Technical Support Document - Residential Water Heaters, Direct Heating Equipment, and Pooler Heaters. November 2009; calculated by linear interpolation | Technical Support Document - Residential Water Heaters, Direct Heating Equipment, and Pooler Heaters. November 2009; calculated by linear interpolation | Assuming no incremental O&M cost | 0 | 1.2784 | PSE NEI data | No applicable non-energy benefits | 100% | Equipment 100% technically feasible within end use | System | System
Thurston CountySingle Family - Highly ImpactedWater Heat LE 55 Gal4New | Thurston CountySingle Family - Highly ImpactedWater Heat LE 55 GalNew | Thurston County | Single Family - Highly Impacted | Water Heat LE 55 Gal | 4 | ENERGY STAR Storage Water Heater ≤ 55 GAL - EF 0.67 | New | Water Heater - ENERGY STAR Storage | ENERGY STAR Storage Water Heater ≤ 55 GAL - EF 0.67 | Federal Standard 2015 Storage Water Heater ≤ 55 GAL - EF 0.62 | per Home | 13 | Based on PSE Business Case: APPROVED_Measure Case_Water Heater Res_2022 | 160.2076 | 148.2518 | Using measure description efficiency metrics to adjust loads from RTF/2021P workbooks to consumptions. | Using measure description efficiency metrics to adjust loads from RTF/2021P workbooks to consumptions. | 0 | 0 | NA | NA | 595.7619 | 757.4323 | 0 | 929.2867 | 1028.5803 | 0 | 0 | Technical Support Document - Residential Water Heaters, Direct Heating Equipment, and Pooler Heaters. November 2009; calculated by linear interpolation | Technical Support Document - Residential Water Heaters, Direct Heating Equipment, and Pooler Heaters. November 2009; calculated by linear interpolation | Assuming no incremental O&M cost | 0 | 1.2784 | PSE NEI data | No applicable non-energy benefits | 100% | Equipment 100% technically feasible within end use | System | System
Thurston CountyMultifamilyWater Heat LE 55 Gal4Existing | Thurston CountyMultifamilyWater Heat LE 55 GalExisting | Thurston County | Multifamily | Water Heat LE 55 Gal | 4 | ENERGY STAR Storage Water Heater ≤ 55 GAL - EF 0.67 | Existing | Water Heater - ENERGY STAR Storage | ENERGY STAR Storage Water Heater ≤ 55 GAL - EF 0.67 | Federal Standard 2015 Storage Water Heater ≤ 55 GAL - EF 0.62 | per Home | 13 | Based on PSE Business Case: APPROVED_Measure Case_Water Heater Res_2022 | 130.2392 | 120.5199 | Using measure description efficiency metrics to adjust loads from RTF/2021P workbooks to consumptions. | Using measure description efficiency metrics to adjust loads from RTF/2021P workbooks to consumptions. | 0 | 0 | NA | NA | 595.7619 | 757.4323 | 0 | 929.2867 | 1028.5803 | 0 | 0 | Technical Support Document - Residential Water Heaters, Direct Heating Equipment, and Pooler Heaters. November 2009; calculated by linear interpolation | Technical Support Document - Residential Water Heaters, Direct Heating Equipment, and Pooler Heaters. November 2009; calculated by linear interpolation | Assuming no incremental O&M cost | 0 | 4.6622 | PSE NEI data | No applicable non-energy benefits | 100% | Equipment 100% technically feasible within end use | System | System
Thurston CountyMultifamilyWater Heat LE 55 Gal4New | Thurston CountyMultifamilyWater Heat LE 55 GalNew | Thurston County | Multifamily | Water Heat LE 55 Gal | 4 | ENERGY STAR Storage Water Heater ≤ 55 GAL - EF 0.67 | New | Water Heater - ENERGY STAR Storage | ENERGY STAR Storage Water Heater ≤ 55 GAL - EF 0.67 | Federal Standard 2015 Storage Water Heater ≤ 55 GAL - EF 0.62 | per Home | 13 | Based on PSE Business Case: APPROVED_Measure Case_Water Heater Res_2022 | 130.2392 | 120.5199 | Using measure description efficiency metrics to adjust loads from RTF/2021P workbooks to consumptions. | Using measure description efficiency metrics to adjust loads from RTF/2021P workbooks to consumptions. | 0 | 0 | NA | NA | 595.7619 | 757.4323 | 0 | 929.2867 | 1028.5803 | 0 | 0 | Technical Support Document - Residential Water Heaters, Direct Heating Equipment, and Pooler Heaters. November 2009; calculated by linear interpolation | Technical Support Document - Residential Water Heaters, Direct Heating Equipment, and Pooler Heaters. November 2009; calculated by linear interpolation | Assuming no incremental O&M cost | 0 | 4.6622 | PSE NEI data | No applicable non-energy benefits | 100% | Equipment 100% technically feasible within end use | System | System
Thurston CountyMultifamily - Highly ImpactedWater Heat LE 55 Gal4Existing | Thurston CountyMultifamily - Highly ImpactedWater Heat LE 55 GalExisting | Thurston County | Multifamily - Highly Impacted | Water Heat LE 55 Gal | 4 | ENERGY STAR Storage Water Heater ≤ 55 GAL - EF 0.67 | Existing | Water Heater - ENERGY STAR Storage | ENERGY STAR Storage Water Heater ≤ 55 GAL - EF 0.67 | Federal Standard 2015 Storage Water Heater ≤ 55 GAL - EF 0.62 | per Home | 13 | Based on PSE Business Case: APPROVED_Measure Case_Water Heater Res_2022 | 146.618 | 135.6764 | Using measure description efficiency metrics to adjust loads from RTF/2021P workbooks to consumptions. | Using measure description efficiency metrics to adjust loads from RTF/2021P workbooks to consumptions. | 0 | 0 | NA | NA | 595.7619 | 757.4323 | 0 | 929.2867 | 1028.5803 | 0 | 0 | Technical Support Document - Residential Water Heaters, Direct Heating Equipment, and Pooler Heaters. November 2009; calculated by linear interpolation | Technical Support Document - Residential Water Heaters, Direct Heating Equipment, and Pooler Heaters. November 2009; calculated by linear interpolation | Assuming no incremental O&M cost | 0 | 1.1699 | PSE NEI data | No applicable non-energy benefits | 100% | Equipment 100% technically feasible within end use | System | System
Thurston CountyMultifamily - Highly ImpactedWater Heat LE 55 Gal4New | Thurston CountyMultifamily - Highly ImpactedWater Heat LE 55 GalNew | Thurston County | Multifamily - Highly Impacted | Water Heat LE 55 Gal | 4 | ENERGY STAR Storage Water Heater ≤ 55 GAL - EF 0.67 | New | Water Heater - ENERGY STAR Storage | ENERGY STAR Storage Water Heater ≤ 55 GAL - EF 0.67 | Federal Standard 2015 Storage Water Heater ≤ 55 GAL - EF 0.62 | per Home | 13 | Based on PSE Business Case: APPROVED_Measure Case_Water Heater Res_2022 | 146.618 | 135.6764 | Using measure description efficiency metrics to adjust loads from RTF/2021P workbooks to consumptions. | Using measure description efficiency metrics to adjust loads from RTF/2021P workbooks to consumptions. | 0 | 0 | NA | NA | 595.7619 | 757.4323 | 0 | 929.2867 | 1028.5803 | 0 | 0 | Technical Support Document - Residential Water Heaters, Direct Heating Equipment, and Pooler Heaters. November 2009; calculated by linear interpolation | Technical Support Document - Residential Water Heaters, Direct Heating Equipment, and Pooler Heaters. November 2009; calculated by linear interpolation | Assuming no incremental O&M cost | 0 | 1.1699 | PSE NEI data | No applicable non-energy benefits | 100% | Equipment 100% technically feasible within end use | System | System
Thurston CountyManufacturedWater Heat LE 55 Gal4Existing | Thurston CountyManufacturedWater Heat LE 55 GalExisting | Thurston County | Manufactured | Water Heat LE 55 Gal | 4 | ENERGY STAR Storage Water Heater ≤ 55 GAL - EF 0.67 | Existing | Water Heater - ENERGY STAR Storage | ENERGY STAR Storage Water Heater ≤ 55 GAL - EF 0.67 | Federal Standard 2015 Storage Water Heater ≤ 55 GAL - EF 0.62 | per Home | 13 | Based on PSE Business Case: APPROVED_Measure Case_Water Heater Res_2022 | 162.5538 | 150.4229 | Using measure description efficiency metrics to adjust loads from RTF/2021P workbooks to consumptions. | Using measure description efficiency metrics to adjust loads from RTF/2021P workbooks to consumptions. | 0 | 0 | NA | NA | 595.7619 | 757.4323 | 0 | 929.2867 | 1028.5803 | 0 | 0 | Technical Support Document - Residential Water Heaters, Direct Heating Equipment, and Pooler Heaters. November 2009; calculated by linear interpolation | Technical Support Document - Residential Water Heaters, Direct Heating Equipment, and Pooler Heaters. November 2009; calculated by linear interpolation | Assuming no incremental O&M cost | 0 | 5.819 | PSE NEI data | No applicable non-energy benefits | 100% | Equipment 100% technically feasible within end use | System | System
Thurston CountyManufacturedWater Heat LE 55 Gal4New | Thurston CountyManufacturedWater Heat LE 55 GalNew | Thurston County | Manufactured | Water Heat LE 55 Gal | 4 | ENERGY STAR Storage Water Heater ≤ 55 GAL - EF 0.67 | New | Water Heater - ENERGY STAR Storage | ENERGY STAR Storage Water Heater ≤ 55 GAL - EF 0.67 | Federal Standard 2015 Storage Water Heater ≤ 55 GAL - EF 0.62 | per Home | 13 | Based on PSE Business Case: APPROVED_Measure Case_Water Heater Res_2022 | 162.5538 | 150.4229 | Using measure description efficiency metrics to adjust loads from RTF/2021P workbooks to consumptions. | Using measure description efficiency metrics to adjust loads from RTF/2021P workbooks to consumptions. | 0 | 0 | NA | NA | 595.7619 | 757.4323 | 0 | 929.2867 | 1028.5803 | 0 | 0 | Technical Support Document - Residential Water Heaters, Direct Heating Equipment, and Pooler Heaters. November 2009; calculated by linear interpolation | Technical Support Document - Residential Water Heaters, Direct Heating Equipment, and Pooler Heaters. November 2009; calculated by linear interpolation | Assuming no incremental O&M cost | 0 | 5.819 | PSE NEI data | No applicable non-energy benefits | 100% | Equipment 100% technically feasible within end use | System | System
Thurston CountyManufactured - Highly ImpactedWater Heat LE 55 Gal4Existing | Thurston CountyManufactured - Highly ImpactedWater Heat LE 55 GalExisting | Thurston County | Manufactured - Highly Impacted | Water Heat LE 55 Gal | 4 | ENERGY STAR Storage Water Heater ≤ 55 GAL - EF 0.67 | Existing | Water Heater - ENERGY STAR Storage | ENERGY STAR Storage Water Heater ≤ 55 GAL - EF 0.67 | Federal Standard 2015 Storage Water Heater ≤ 55 GAL - EF 0.62 | per Home | 13 | Based on PSE Business Case: APPROVED_Measure Case_Water Heater Res_2022 | 138.5975 | 128.2544 | Using measure description efficiency metrics to adjust loads from RTF/2021P workbooks to consumptions. | Using measure description efficiency metrics to adjust loads from RTF/2021P workbooks to consumptions. | 0 | 0 | NA | NA | 595.7619 | 757.4323 | 0 | 929.2867 | 1028.5803 | 0 | 0 | Technical Support Document - Residential Water Heaters, Direct Heating Equipment, and Pooler Heaters. November 2009; calculated by linear interpolation | Technical Support Document - Residential Water Heaters, Direct Heating Equipment, and Pooler Heaters. November 2009; calculated by linear interpolation | Assuming no incremental O&M cost | 0 | 1.1059 | PSE NEI data | No applicable non-energy benefits | 100% | Equipment 100% technically feasible within end use | System | System
Thurston CountyManufactured - Highly ImpactedWater Heat LE 55 Gal4New | Thurston CountyManufactured - Highly ImpactedWater Heat LE 55 GalNew | Thurston County | Manufactured - Highly Impacted | Water Heat LE 55 Gal | 4 | ENERGY STAR Storage Water Heater ≤ 55 GAL - EF 0.67 | New | Water Heater - ENERGY STAR Storage | ENERGY STAR Storage Water Heater ≤ 55 GAL - EF 0.67 | Federal Standard 2015 Storage Water Heater ≤ 55 GAL - EF 0.62 | per Home | 13 | Based on PSE Business Case: APPROVED_Measure Case_Water Heater Res_2022 | 138.5975 | 128.2544 | Using measure description efficiency metrics to adjust loads from RTF/2021P workbooks to consumptions. | Using measure description efficiency metrics to adjust loads from RTF/2021P workbooks to consumptions. | 0 | 0 | NA | NA | 595.7619 | 757.4323 | 0 | 929.2867 | 1028.5803 | 0 | 0 | Technical Support Document - Residential Water Heaters, Direct Heating Equipment, and Pooler Heaters. November 2009; calculated by linear interpolation | Technical Support Document - Residential Water Heaters, Direct Heating Equipment, and Pooler Heaters. November 2009; calculated by linear interpolation | Assuming no incremental O&M cost | 0 | 1.1059 | PSE NEI data | No applicable non-energy benefits | 100% | Equipment 100% technically feasible within end use | System | System
Thurston CountySingle FamilyWater Heat LE 55 Gal5Existing | Thurston CountySingle FamilyWater Heat LE 55 GalExisting | Thurston County | Single Family | Water Heat LE 55 Gal | 5 | Condensing Water Heater ≤ 55 GAL - EF 0.85 | Existing | Water Heater - Condensing | Condensing Water Heater ≤ 55 GAL - EF 0.85 | Federal Standard 2015 Storage Water Heater ≤ 55 GAL - EF 0.62 | per Home | 13 | Based on PSE Business Case: APPROVED_Measure Case_Water Heater Res_2022 | 183.3785 | 133.7585 | Using measure description efficiency metrics to adjust loads from RTF/2021P workbooks to consumptions. | Using measure description efficiency metrics to adjust loads from RTF/2021P workbooks to consumptions. | 0 | 0 | NA | NA | 595.7619 | 757.4323 | 0 | 2027.0326 | 1068.0656 | 0 | 0 | Technical Support Document - Residential Water Heaters, Direct Heating Equipment, and Pooler Heaters. November 2009, various retail prices from internet price research; calculated by linear interpolation | Technical Support Document - Residential Water Heaters, Direct Heating Equipment, and Pooler Heaters. November 2009; calculated by linear interpolation | Assuming no incremental O&M cost | 0 | 23.8018 | PSE NEI data | No applicable non-energy benefits | 100% | Equipment 100% technically feasible within end use | System | System
Thurston CountySingle FamilyWater Heat LE 55 Gal5New | Thurston CountySingle FamilyWater Heat LE 55 GalNew | Thurston County | Single Family | Water Heat LE 55 Gal | 5 | Condensing Water Heater ≤ 55 GAL - EF 0.85 | New | Water Heater - Condensing | Condensing Water Heater ≤ 55 GAL - EF 0.85 | Federal Standard 2015 Storage Water Heater ≤ 55 GAL - EF 0.62 | per Home | 13 | Based on PSE Business Case: APPROVED_Measure Case_Water Heater Res_2022 | 183.3785 | 133.7585 | Using measure description efficiency metrics to adjust loads from RTF/2021P workbooks to consumptions. | Using measure description efficiency metrics to adjust loads from RTF/2021P workbooks to consumptions. | 0 | 0 | NA | NA | 595.7619 | 757.4323 | 0 | 2027.0326 | 1068.0656 | 0 | 0 | Technical Support Document - Residential Water Heaters, Direct Heating Equipment, and Pooler Heaters. November 2009, various retail prices from internet price research; calculated by linear interpolation | Technical Support Document - Residential Water Heaters, Direct Heating Equipment, and Pooler Heaters. November 2009; calculated by linear interpolation | Assuming no incremental O&M cost | 0 | 23.8018 | PSE NEI data | No applicable non-energy benefits | 100% | Equipment 100% technically feasible within end use | System | System
Thurston CountySingle Family - Highly ImpactedWater Heat LE 55 Gal5Existing | Thurston CountySingle Family - Highly ImpactedWater Heat LE 55 GalExisting | Thurston County | Single Family - Highly Impacted | Water Heat LE 55 Gal | 5 | Condensing Water Heater ≤ 55 GAL - EF 0.85 | Existing | Water Heater - Condensing | Condensing Water Heater ≤ 55 GAL - EF 0.85 | Federal Standard 2015 Storage Water Heater ≤ 55 GAL - EF 0.62 | per Home | 13 | Based on PSE Business Case: APPROVED_Measure Case_Water Heater Res_2022 | 160.2076 | 116.8573 | Using measure description efficiency metrics to adjust loads from RTF/2021P workbooks to consumptions. | Using measure description efficiency metrics to adjust loads from RTF/2021P workbooks to consumptions. | 0 | 0 | NA | NA | 595.7619 | 757.4323 | 0 | 2027.0326 | 1068.0656 | 0 | 0 | Technical Support Document - Residential Water Heaters, Direct Heating Equipment, and Pooler Heaters. November 2009, various retail prices from internet price research; calculated by linear interpolation | Technical Support Document - Residential Water Heaters, Direct Heating Equipment, and Pooler Heaters. November 2009; calculated by linear interpolation | Assuming no incremental O&M cost | 0 | 4.6352 | PSE NEI data | No applicable non-energy benefits | 100% | Equipment 100% technically feasible within end use | System | System
Thurston CountySingle Family - Highly ImpactedWater Heat LE 55 Gal5New | Thurston CountySingle Family - Highly ImpactedWater Heat LE 55 GalNew | Thurston County | Single Family - Highly Impacted | Water Heat LE 55 Gal | 5 | Condensing Water Heater ≤ 55 GAL - EF 0.85 | New | Water Heater - Condensing | Condensing Water Heater ≤ 55 GAL - EF 0.85 | Federal Standard 2015 Storage Water Heater ≤ 55 GAL - EF 0.62 | per Home | 13 | Based on PSE Business Case: APPROVED_Measure Case_Water Heater Res_2022 | 160.2076 | 116.8573 | Using measure description efficiency metrics to adjust loads from RTF/2021P workbooks to consumptions. | Using measure description efficiency metrics to adjust loads from RTF/2021P workbooks to consumptions. | 0 | 0 | NA | NA | 595.7619 | 757.4323 | 0 | 2027.0326 | 1068.0656 | 0 | 0 | Technical Support Document - Residential Water Heaters, Direct Heating Equipment, and Pooler Heaters. November 2009, various retail prices from internet price research; calculated by linear interpolation | Technical Support Document - Residential Water Heaters, Direct Heating Equipment, and Pooler Heaters. November 2009; calculated by linear interpolation | Assuming no incremental O&M cost | 0 | 4.6352 | PSE NEI data | No applicable non-energy benefits | 100% | Equipment 100% technically feasible within end use | System | System
Thurston CountyMultifamilyWater Heat LE 55 Gal5Existing | Thurston CountyMultifamilyWater Heat LE 55 GalExisting | Thurston County | Multifamily | Water Heat LE 55 Gal | 5 | Condensing Water Heater ≤ 55 GAL - EF 0.85 | Existing | Water Heater - Condensing | Condensing Water Heater ≤ 55 GAL - EF 0.85 | Federal Standard 2015 Storage Water Heater ≤ 55 GAL - EF 0.62 | per Home | 13 | Based on PSE Business Case: APPROVED_Measure Case_Water Heater Res_2022 | 130.2392 | 94.998 | Using measure description efficiency metrics to adjust loads from RTF/2021P workbooks to consumptions. | Using measure description efficiency metrics to adjust loads from RTF/2021P workbooks to consumptions. | 0 | 0 | NA | NA | 595.7619 | 757.4323 | 0 | 2027.0326 | 1068.0656 | 0 | 0 | Technical Support Document - Residential Water Heaters, Direct Heating Equipment, and Pooler Heaters. November 2009, various retail prices from internet price research; calculated by linear interpolation | Technical Support Document - Residential Water Heaters, Direct Heating Equipment, and Pooler Heaters. November 2009; calculated by linear interpolation | Assuming no incremental O&M cost | 0 | 16.9046 | PSE NEI data | No applicable non-energy benefits | 100% | Equipment 100% technically feasible within end use | System | System
Thurston CountyMultifamilyWater Heat LE 55 Gal5New | Thurston CountyMultifamilyWater Heat LE 55 GalNew | Thurston County | Multifamily | Water Heat LE 55 Gal | 5 | Condensing Water Heater ≤ 55 GAL - EF 0.85 | New | Water Heater - Condensing | Condensing Water Heater ≤ 55 GAL - EF 0.85 | Federal Standard 2015 Storage Water Heater ≤ 55 GAL - EF 0.62 | per Home | 13 | Based on PSE Business Case: APPROVED_Measure Case_Water Heater Res_2022 | 130.2392 | 94.998 | Using measure description efficiency metrics to adjust loads from RTF/2021P workbooks to consumptions. | Using measure description efficiency metrics to adjust loads from RTF/2021P workbooks to consumptions. | 0 | 0 | NA | NA | 595.7619 | 757.4323 | 0 | 2027.0326 | 1068.0656 | 0 | 0 | Technical Support Document - Residential Water Heaters, Direct Heating Equipment, and Pooler Heaters. November 2009, various retail prices from internet price research; calculated by linear interpolation | Technical Support Document - Residential Water Heaters, Direct Heating Equipment, and Pooler Heaters. November 2009; calculated by linear interpolation | Assuming no incremental O&M cost | 0 | 16.9046 | PSE NEI data | No applicable non-energy benefits | 100% | Equipment 100% technically feasible within end use | System | System
Thurston CountyMultifamily - Highly ImpactedWater Heat LE 55 Gal5Existing | Thurston CountyMultifamily - Highly ImpactedWater Heat LE 55 GalExisting | Thurston County | Multifamily - Highly Impacted | Water Heat LE 55 Gal | 5 | Condensing Water Heater ≤ 55 GAL - EF 0.85 | Existing | Water Heater - Condensing | Condensing Water Heater ≤ 55 GAL - EF 0.85 | Federal Standard 2015 Storage Water Heater ≤ 55 GAL - EF 0.62 | per Home | 13 | Based on PSE Business Case: APPROVED_Measure Case_Water Heater Res_2022 | 146.618 | 106.9449 | Using measure description efficiency metrics to adjust loads from RTF/2021P workbooks to consumptions. | Using measure description efficiency metrics to adjust loads from RTF/2021P workbooks to consumptions. | 0 | 0 | NA | NA | 595.7619 | 757.4323 | 0 | 2027.0326 | 1068.0656 | 0 | 0 | Technical Support Document - Residential Water Heaters, Direct Heating Equipment, and Pooler Heaters. November 2009, various retail prices from internet price research; calculated by linear interpolation | Technical Support Document - Residential Water Heaters, Direct Heating Equipment, and Pooler Heaters. November 2009; calculated by linear interpolation | Assuming no incremental O&M cost | 0 | 4.242 | PSE NEI data | No applicable non-energy benefits | 100% | Equipment 100% technically feasible within end use | System | System
Thurston CountyMultifamily - Highly ImpactedWater Heat LE 55 Gal5New | Thurston CountyMultifamily - Highly ImpactedWater Heat LE 55 GalNew | Thurston County | Multifamily - Highly Impacted | Water Heat LE 55 Gal | 5 | Condensing Water Heater ≤ 55 GAL - EF 0.85 | New | Water Heater - Condensing | Condensing Water Heater ≤ 55 GAL - EF 0.85 | Federal Standard 2015 Storage Water Heater ≤ 55 GAL - EF 0.62 | per Home | 13 | Based on PSE Business Case: APPROVED_Measure Case_Water Heater Res_2022 | 146.618 | 106.9449 | Using measure description efficiency metrics to adjust loads from RTF/2021P workbooks to consumptions. | Using measure description efficiency metrics to adjust loads from RTF/2021P workbooks to consumptions. | 0 | 0 | NA | NA | 595.7619 | 757.4323 | 0 | 2027.0326 | 1068.0656 | 0 | 0 | Technical Support Document - Residential Water Heaters, Direct Heating Equipment, and Pooler Heaters. November 2009, various retail prices from internet price research; calculated by linear interpolation | Technical Support Document - Residential Water Heaters, Direct Heating Equipment, and Pooler Heaters. November 2009; calculated by linear interpolation | Assuming no incremental O&M cost | 0 | 4.242 | PSE NEI data | No applicable non-energy benefits | 100% | Equipment 100% technically feasible within end use | System | System
Thurston CountyManufacturedWater Heat LE 55 Gal5Existing | Thurston CountyManufacturedWater Heat LE 55 GalExisting | Thurston County | Manufactured | Water Heat LE 55 Gal | 5 | Condensing Water Heater ≤ 55 GAL - EF 0.85 | Existing | Water Heater - Condensing | Condensing Water Heater ≤ 55 GAL - EF 0.85 | Federal Standard 2015 Storage Water Heater ≤ 55 GAL - EF 0.62 | per Home | 13 | Based on PSE Business Case: APPROVED_Measure Case_Water Heater Res_2022 | 162.5538 | 118.5687 | Using measure description efficiency metrics to adjust loads from RTF/2021P workbooks to consumptions. | Using measure description efficiency metrics to adjust loads from RTF/2021P workbooks to consumptions. | 0 | 0 | NA | NA | 595.7619 | 757.4323 | 0 | 2027.0326 | 1068.0656 | 0 | 0 | Technical Support Document - Residential Water Heaters, Direct Heating Equipment, and Pooler Heaters. November 2009, various retail prices from internet price research; calculated by linear interpolation | Technical Support Document - Residential Water Heaters, Direct Heating Equipment, and Pooler Heaters. November 2009; calculated by linear interpolation | Assuming no incremental O&M cost | 0 | 21.0989 | PSE NEI data | No applicable non-energy benefits | 100% | Equipment 100% technically feasible within end use | System | System
Thurston CountyManufacturedWater Heat LE 55 Gal5New | Thurston CountyManufacturedWater Heat LE 55 GalNew | Thurston County | Manufactured | Water Heat LE 55 Gal | 5 | Condensing Water Heater ≤ 55 GAL - EF 0.85 | New | Water Heater - Condensing | Condensing Water Heater ≤ 55 GAL - EF 0.85 | Federal Standard 2015 Storage Water Heater ≤ 55 GAL - EF 0.62 | per Home | 13 | Based on PSE Business Case: APPROVED_Measure Case_Water Heater Res_2022 | 162.5538 | 118.5687 | Using measure description efficiency metrics to adjust loads from RTF/2021P workbooks to consumptions. | Using measure description efficiency metrics to adjust loads from RTF/2021P workbooks to consumptions. | 0 | 0 | NA | NA | 595.7619 | 757.4323 | 0 | 2027.0326 | 1068.0656 | 0 | 0 | Technical Support Document - Residential Water Heaters, Direct Heating Equipment, and Pooler Heaters. November 2009, various retail prices from internet price research; calculated by linear interpolation | Technical Support Document - Residential Water Heaters, Direct Heating Equipment, and Pooler Heaters. November 2009; calculated by linear interpolation | Assuming no incremental O&M cost | 0 | 21.0989 | PSE NEI data | No applicable non-energy benefits | 100% | Equipment 100% technically feasible within end use | System | System
Thurston CountyManufactured - Highly ImpactedWater Heat LE 55 Gal5Existing | Thurston CountyManufactured - Highly ImpactedWater Heat LE 55 GalExisting | Thurston County | Manufactured - Highly Impacted | Water Heat LE 55 Gal | 5 | Condensing Water Heater ≤ 55 GAL - EF 0.85 | Existing | Water Heater - Condensing | Condensing Water Heater ≤ 55 GAL - EF 0.85 | Federal Standard 2015 Storage Water Heater ≤ 55 GAL - EF 0.62 | per Home | 13 | Based on PSE Business Case: APPROVED_Measure Case_Water Heater Res_2022 | 138.5975 | 101.0947 | Using measure description efficiency metrics to adjust loads from RTF/2021P workbooks to consumptions. | Using measure description efficiency metrics to adjust loads from RTF/2021P workbooks to consumptions. | 0 | 0 | NA | NA | 595.7619 | 757.4323 | 0 | 2027.0326 | 1068.0656 | 0 | 0 | Technical Support Document - Residential Water Heaters, Direct Heating Equipment, and Pooler Heaters. November 2009, various retail prices from internet price research; calculated by linear interpolation | Technical Support Document - Residential Water Heaters, Direct Heating Equipment, and Pooler Heaters. November 2009; calculated by linear interpolation | Assuming no incremental O&M cost | 0 | 4.01 | PSE NEI data | No applicable non-energy benefits | 100% | Equipment 100% technically feasible within end use | System | System
Thurston CountyManufactured - Highly ImpactedWater Heat LE 55 Gal5New | Thurston CountyManufactured - Highly ImpactedWater Heat LE 55 GalNew | Thurston County | Manufactured - Highly Impacted | Water Heat LE 55 Gal | 5 | Condensing Water Heater ≤ 55 GAL - EF 0.85 | New | Water Heater - Condensing | Condensing Water Heater ≤ 55 GAL - EF 0.85 | Federal Standard 2015 Storage Water Heater ≤ 55 GAL - EF 0.62 | per Home | 13 | Based on PSE Business Case: APPROVED_Measure Case_Water Heater Res_2022 | 138.5975 | 101.0947 | Using measure description efficiency metrics to adjust loads from RTF/2021P workbooks to consumptions. | Using measure description efficiency metrics to adjust loads from RTF/2021P workbooks to consumptions. | 0 | 0 | NA | NA | 595.7619 | 757.4323 | 0 | 2027.0326 | 1068.0656 | 0 | 0 | Technical Support Document - Residential Water Heaters, Direct Heating Equipment, and Pooler Heaters. November 2009, various retail prices from internet price research; calculated by linear interpolation | Technical Support Document - Residential Water Heaters, Direct Heating Equipment, and Pooler Heaters. November 2009; calculated by linear interpolation | Assuming no incremental O&M cost | 0 | 4.01 | PSE NEI data | No applicable non-energy benefits | 100% | Equipment 100% technically feasible within end use | System | System
Thurston CountySingle FamilyWater Heat LE 55 Gal6Existing | Thurston CountySingle FamilyWater Heat LE 55 GalExisting | Thurston County | Single Family | Water Heat LE 55 Gal | 6 | ENERGY STAR Tankless Water Heater ≤ 55 GAL - EF 0.90 | Existing | Water Heater - ENERGY STAR Tankless | ENERGY STAR Tankless Water Heater ≤ 55 GAL - EF 0.90 | Federal Standard 2015 Storage Water Heater ≤ 55 GAL - EF 0.62 | per Home | 20 | Based on PSE Business Case: APPROVED_Measure Case_Water Heater Res_2022 | 183.3785 | 126.3274 | Using measure description efficiency metrics to adjust loads from RTF/2021P workbooks to consumptions. | Using measure description efficiency metrics to adjust loads from RTF/2021P workbooks to consumptions. | 0 | 0 | NA | NA | 595.7619 | 757.4323 | 0 | 2318.3065 | 1226.2583 | 0 | 0 | Technical Support Document - Residential Water Heaters, Direct Heating Equipment, and Pooler Heaters. November 2009, various retail prices from internet price research; calculated by linear interpolation | Technical Support Document - Residential Water Heaters, Direct Heating Equipment, and Pooler Heaters. November 2009. | Assuming no incremental O&M cost | 0 | 15.2425 | PSE NEI data | No applicable non-energy benefits | 100% | Equipment 100% technically feasible within end use | System | System
Thurston CountySingle FamilyWater Heat LE 55 Gal6New | Thurston CountySingle FamilyWater Heat LE 55 GalNew | Thurston County | Single Family | Water Heat LE 55 Gal | 6 | ENERGY STAR Tankless Water Heater ≤ 55 GAL - EF 0.90 | New | Water Heater - ENERGY STAR Tankless | ENERGY STAR Tankless Water Heater ≤ 55 GAL - EF 0.90 | Federal Standard 2015 Storage Water Heater ≤ 55 GAL - EF 0.62 | per Home | 20 | Based on PSE Business Case: APPROVED_Measure Case_Water Heater Res_2022 | 183.3785 | 126.3274 | Using measure description efficiency metrics to adjust loads from RTF/2021P workbooks to consumptions. | Using measure description efficiency metrics to adjust loads from RTF/2021P workbooks to consumptions. | 0 | 0 | NA | NA | 595.7619 | 757.4323 | 0 | 2318.3065 | 1226.2583 | 0 | 0 | Technical Support Document - Residential Water Heaters, Direct Heating Equipment, and Pooler Heaters. November 2009, various retail prices from internet price research; calculated by linear interpolation | Technical Support Document - Residential Water Heaters, Direct Heating Equipment, and Pooler Heaters. November 2009. | Assuming no incremental O&M cost | 0 | 15.2425 | PSE NEI data | No applicable non-energy benefits | 100% | Equipment 100% technically feasible within end use | System | System
Thurston CountySingle Family - Highly ImpactedWater Heat LE 55 Gal6Existing | Thurston CountySingle Family - Highly ImpactedWater Heat LE 55 GalExisting | Thurston County | Single Family - Highly Impacted | Water Heat LE 55 Gal | 6 | ENERGY STAR Tankless Water Heater ≤ 55 GAL - EF 0.90 | Existing | Water Heater - ENERGY STAR Tankless | ENERGY STAR Tankless Water Heater ≤ 55 GAL - EF 0.90 | Federal Standard 2015 Storage Water Heater ≤ 55 GAL - EF 0.62 | per Home | 20 | Based on PSE Business Case: APPROVED_Measure Case_Water Heater Res_2022 | 160.2076 | 110.3652 | Using measure description efficiency metrics to adjust loads from RTF/2021P workbooks to consumptions. | Using measure description efficiency metrics to adjust loads from RTF/2021P workbooks to consumptions. | 0 | 0 | NA | NA | 595.7619 | 757.4323 | 0 | 2318.3065 | 1226.2583 | 0 | 0 | Technical Support Document - Residential Water Heaters, Direct Heating Equipment, and Pooler Heaters. November 2009, various retail prices from internet price research; calculated by linear interpolation | Technical Support Document - Residential Water Heaters, Direct Heating Equipment, and Pooler Heaters. November 2009. | Assuming no incremental O&M cost | 0 | 17.2322 | PSE NEI data | No applicable non-energy benefits | 100% | Equipment 100% technically feasible within end use | System | System
Thurston CountySingle Family - Highly ImpactedWater Heat LE 55 Gal6New | Thurston CountySingle Family - Highly ImpactedWater Heat LE 55 GalNew | Thurston County | Single Family - Highly Impacted | Water Heat LE 55 Gal | 6 | ENERGY STAR Tankless Water Heater ≤ 55 GAL - EF 0.90 | New | Water Heater - ENERGY STAR Tankless | ENERGY STAR Tankless Water Heater ≤ 55 GAL - EF 0.90 | Federal Standard 2015 Storage Water Heater ≤ 55 GAL - EF 0.62 | per Home | 20 | Based on PSE Business Case: APPROVED_Measure Case_Water Heater Res_2022 | 160.2076 | 110.3652 | Using measure description efficiency metrics to adjust loads from RTF/2021P workbooks to consumptions. | Using measure description efficiency metrics to adjust loads from RTF/2021P workbooks to consumptions. | 0 | 0 | NA | NA | 595.7619 | 757.4323 | 0 | 2318.3065 | 1226.2583 | 0 | 0 | Technical Support Document - Residential Water Heaters, Direct Heating Equipment, and Pooler Heaters. November 2009, various retail prices from internet price research; calculated by linear interpolation | Technical Support Document - Residential Water Heaters, Direct Heating Equipment, and Pooler Heaters. November 2009. | Assuming no incremental O&M cost | 0 | 17.2322 | PSE NEI data | No applicable non-energy benefits | 100% | Equipment 100% technically feasible within end use | System | System
Thurston CountyMultifamilyWater Heat LE 55 Gal6Existing | Thurston CountyMultifamilyWater Heat LE 55 GalExisting | Thurston County | Multifamily | Water Heat LE 55 Gal | 6 | ENERGY STAR Tankless Water Heater ≤ 55 GAL - EF 0.90 | Existing | Water Heater - ENERGY STAR Tankless | ENERGY STAR Tankless Water Heater ≤ 55 GAL - EF 0.90 | Federal Standard 2015 Storage Water Heater ≤ 55 GAL - EF 0.62 | per Home | 20 | Based on PSE Business Case: APPROVED_Measure Case_Water Heater Res_2022 | 130.2392 | 89.7203 | Using measure description efficiency metrics to adjust loads from RTF/2021P workbooks to consumptions. | Using measure description efficiency metrics to adjust loads from RTF/2021P workbooks to consumptions. | 0 | 0 | NA | NA | 595.7619 | 757.4323 | 0 | 2318.3065 | 1226.2583 | 0 | 0 | Technical Support Document - Residential Water Heaters, Direct Heating Equipment, and Pooler Heaters. November 2009, various retail prices from internet price research; calculated by linear interpolation | Technical Support Document - Residential Water Heaters, Direct Heating Equipment, and Pooler Heaters. November 2009. | Assuming no incremental O&M cost | 0 | 10.8255 | PSE NEI data | No applicable non-energy benefits | 100% | Equipment 100% technically feasible within end use | System | System
Thurston CountyMultifamilyWater Heat LE 55 Gal6New | Thurston CountyMultifamilyWater Heat LE 55 GalNew | Thurston County | Multifamily | Water Heat LE 55 Gal | 6 | ENERGY STAR Tankless Water Heater ≤ 55 GAL - EF 0.90 | New | Water Heater - ENERGY STAR Tankless | ENERGY STAR Tankless Water Heater ≤ 55 GAL - EF 0.90 | Federal Standard 2015 Storage Water Heater ≤ 55 GAL - EF 0.62 | per Home | 20 | Based on PSE Business Case: APPROVED_Measure Case_Water Heater Res_2022 | 130.2392 | 89.7203 | Using measure description efficiency metrics to adjust loads from RTF/2021P workbooks to consumptions. | Using measure description efficiency metrics to adjust loads from RTF/2021P workbooks to consumptions. | 0 | 0 | NA | NA | 595.7619 | 757.4323 | 0 | 2318.3065 | 1226.2583 | 0 | 0 | Technical Support Document - Residential Water Heaters, Direct Heating Equipment, and Pooler Heaters. November 2009, various retail prices from internet price research; calculated by linear interpolation | Technical Support Document - Residential Water Heaters, Direct Heating Equipment, and Pooler Heaters. November 2009. | Assuming no incremental O&M cost | 0 | 10.8255 | PSE NEI data | No applicable non-energy benefits | 100% | Equipment 100% technically feasible within end use | System | System
Thurston CountyMultifamily - Highly ImpactedWater Heat LE 55 Gal6Existing | Thurston CountyMultifamily - Highly ImpactedWater Heat LE 55 GalExisting | Thurston County | Multifamily - Highly Impacted | Water Heat LE 55 Gal | 6 | ENERGY STAR Tankless Water Heater ≤ 55 GAL - EF 0.90 | Existing | Water Heater - ENERGY STAR Tankless | ENERGY STAR Tankless Water Heater ≤ 55 GAL - EF 0.90 | Federal Standard 2015 Storage Water Heater ≤ 55 GAL - EF 0.62 | per Home | 20 | Based on PSE Business Case: APPROVED_Measure Case_Water Heater Res_2022 | 146.618 | 101.0035 | Using measure description efficiency metrics to adjust loads from RTF/2021P workbooks to consumptions. | Using measure description efficiency metrics to adjust loads from RTF/2021P workbooks to consumptions. | 0 | 0 | NA | NA | 595.7619 | 757.4323 | 0 | 2318.3065 | 1226.2583 | 0 | 0 | Technical Support Document - Residential Water Heaters, Direct Heating Equipment, and Pooler Heaters. November 2009, various retail prices from internet price research; calculated by linear interpolation | Technical Support Document - Residential Water Heaters, Direct Heating Equipment, and Pooler Heaters. November 2009. | Assuming no incremental O&M cost | 0 | 4.4709 | PSE NEI data | No applicable non-energy benefits | 100% | Equipment 100% technically feasible within end use | System | System
Thurston CountyMultifamily - Highly ImpactedWater Heat LE 55 Gal6New | Thurston CountyMultifamily - Highly ImpactedWater Heat LE 55 GalNew | Thurston County | Multifamily - Highly Impacted | Water Heat LE 55 Gal | 6 | ENERGY STAR Tankless Water Heater ≤ 55 GAL - EF 0.90 | New | Water Heater - ENERGY STAR Tankless | ENERGY STAR Tankless Water Heater ≤ 55 GAL - EF 0.90 | Federal Standard 2015 Storage Water Heater ≤ 55 GAL - EF 0.62 | per Home | 20 | Based on PSE Business Case: APPROVED_Measure Case_Water Heater Res_2022 | 146.618 | 101.0035 | Using measure description efficiency metrics to adjust loads from RTF/2021P workbooks to consumptions. | Using measure description efficiency metrics to adjust loads from RTF/2021P workbooks to consumptions. | 0 | 0 | NA | NA | 595.7619 | 757.4323 | 0 | 2318.3065 | 1226.2583 | 0 | 0 | Technical Support Document - Residential Water Heaters, Direct Heating Equipment, and Pooler Heaters. November 2009, various retail prices from internet price research; calculated by linear interpolation | Technical Support Document - Residential Water Heaters, Direct Heating Equipment, and Pooler Heaters. November 2009. | Assuming no incremental O&M cost | 0 | 4.4709 | PSE NEI data | No applicable non-energy benefits | 100% | Equipment 100% technically feasible within end use | System | System
Thurston CountyManufacturedWater Heat LE 55 Gal6Existing | Thurston CountyManufacturedWater Heat LE 55 GalExisting | Thurston County | Manufactured | Water Heat LE 55 Gal | 6 | ENERGY STAR Tankless Water Heater ≤ 55 GAL - EF 0.90 | Existing | Water Heater - ENERGY STAR Tankless | ENERGY STAR Tankless Water Heater ≤ 55 GAL - EF 0.90 | Federal Standard 2015 Storage Water Heater ≤ 55 GAL - EF 0.62 | per Home | 20 | Based on PSE Business Case: APPROVED_Measure Case_Water Heater Res_2022 | 162.5538 | 111.9815 | Using measure description efficiency metrics to adjust loads from RTF/2021P workbooks to consumptions. | Using measure description efficiency metrics to adjust loads from RTF/2021P workbooks to consumptions. | 0 | 0 | NA | NA | 595.7619 | 757.4323 | 0 | 2318.3065 | 1226.2583 | 0 | 0 | Technical Support Document - Residential Water Heaters, Direct Heating Equipment, and Pooler Heaters. November 2009, various retail prices from internet price research; calculated by linear interpolation | Technical Support Document - Residential Water Heaters, Direct Heating Equipment, and Pooler Heaters. November 2009. | Assuming no incremental O&M cost | 0 | 13.5115 | PSE NEI data | No applicable non-energy benefits | 100% | Equipment 100% technically feasible within end use | System | System
Thurston CountyManufacturedWater Heat LE 55 Gal6New | Thurston CountyManufacturedWater Heat LE 55 GalNew | Thurston County | Manufactured | Water Heat LE 55 Gal | 6 | ENERGY STAR Tankless Water Heater ≤ 55 GAL - EF 0.90 | New | Water Heater - ENERGY STAR Tankless | ENERGY STAR Tankless Water Heater ≤ 55 GAL - EF 0.90 | Federal Standard 2015 Storage Water Heater ≤ 55 GAL - EF 0.62 | per Home | 20 | Based on PSE Business Case: APPROVED_Measure Case_Water Heater Res_2022 | 162.5538 | 111.9815 | Using measure description efficiency metrics to adjust loads from RTF/2021P workbooks to consumptions. | Using measure description efficiency metrics to adjust loads from RTF/2021P workbooks to consumptions. | 0 | 0 | NA | NA | 595.7619 | 757.4323 | 0 | 2318.3065 | 1226.2583 | 0 | 0 | Technical Support Document - Residential Water Heaters, Direct Heating Equipment, and Pooler Heaters. November 2009, various retail prices from internet price research; calculated by linear interpolation | Technical Support Document - Residential Water Heaters, Direct Heating Equipment, and Pooler Heaters. November 2009. | Assuming no incremental O&M cost | 0 | 13.5115 | PSE NEI data | No applicable non-energy benefits | 100% | Equipment 100% technically feasible within end use | System | System
Thurston CountyManufactured - Highly ImpactedWater Heat LE 55 Gal6Existing | Thurston CountyManufactured - Highly ImpactedWater Heat LE 55 GalExisting | Thurston County | Manufactured - Highly Impacted | Water Heat LE 55 Gal | 6 | ENERGY STAR Tankless Water Heater ≤ 55 GAL - EF 0.90 | Existing | Water Heater - ENERGY STAR Tankless | ENERGY STAR Tankless Water Heater ≤ 55 GAL - EF 0.90 | Federal Standard 2015 Storage Water Heater ≤ 55 GAL - EF 0.62 | per Home | 20 | Based on PSE Business Case: APPROVED_Measure Case_Water Heater Res_2022 | 138.5975 | 95.4783 | Using measure description efficiency metrics to adjust loads from RTF/2021P workbooks to consumptions. | Using measure description efficiency metrics to adjust loads from RTF/2021P workbooks to consumptions. | 0 | 0 | NA | NA | 595.7619 | 757.4323 | 0 | 2318.3065 | 1226.2583 | 0 | 0 | Technical Support Document - Residential Water Heaters, Direct Heating Equipment, and Pooler Heaters. November 2009, various retail prices from internet price research; calculated by linear interpolation | Technical Support Document - Residential Water Heaters, Direct Heating Equipment, and Pooler Heaters. November 2009. | Assuming no incremental O&M cost | 0 | 4.2263 | PSE NEI data | No applicable non-energy benefits | 100% | Equipment 100% technically feasible within end use | System | System
Thurston CountyManufactured - Highly ImpactedWater Heat LE 55 Gal6New | Thurston CountyManufactured - Highly ImpactedWater Heat LE 55 GalNew | Thurston County | Manufactured - Highly Impacted | Water Heat LE 55 Gal | 6 | ENERGY STAR Tankless Water Heater ≤ 55 GAL - EF 0.90 | New | Water Heater - ENERGY STAR Tankless | ENERGY STAR Tankless Water Heater ≤ 55 GAL - EF 0.90 | Federal Standard 2015 Storage Water Heater ≤ 55 GAL - EF 0.62 | per Home | 20 | Based on PSE Business Case: APPROVED_Measure Case_Water Heater Res_2022 | 138.5975 | 95.4783 | Using measure description efficiency metrics to adjust loads from RTF/2021P workbooks to consumptions. | Using measure description efficiency metrics to adjust loads from RTF/2021P workbooks to consumptions. | 0 | 0 | NA | NA | 595.7619 | 757.4323 | 0 | 2318.3065 | 1226.2583 | 0 | 0 | Technical Support Document - Residential Water Heaters, Direct Heating Equipment, and Pooler Heaters. November 2009, various retail prices from internet price research; calculated by linear interpolation | Technical Support Document - Residential Water Heaters, Direct Heating Equipment, and Pooler Heaters. November 2009. | Assuming no incremental O&M cost | 0 | 4.2263 | PSE NEI data | No applicable non-energy benefits | 100% | Equipment 100% technically feasible within end use | System | System
Thurston CountySingle FamilyWater Heat GT 55 Gal1Existing | Thurston CountySingle FamilyWater Heat GT 55 GalExisting | Thurston County | Single Family | Water Heat GT 55 Gal | 1 | Below Standard Water Heater > 55 GAL - EF 0.52 | Existing | Water Heater - Below Standard | Below Standard Water Heater > 55 GAL - EF 0.52 | Below Standard Water Heater > 55 GAL - EF 0.52 | per Home | 7 | Assuming half the measure life for below standard equipment. Based on RTF workbook ResGasWH_v1_2 | 218.6436 | 218.6436 | Using measure description efficiency metrics to adjust loads from RTF/2021P workbooks to consumptions. | Using measure description efficiency metrics to adjust loads from RTF/2021P workbooks to consumptions. | 0 | 0 | NA | NA | 0 | 0 | 0 | 0 | 0 | 0 | 0 | Baseline is equal to efficient case | Baseline is equal to efficient case | Baseline is equal to efficient case | 0 | 0 | No applicable non-energy benefits | No applicable non-energy benefits | 100% | Equipment 100% technically feasible within end use | System | System
Thurston CountySingle FamilyWater Heat GT 55 Gal1New | Thurston CountySingle FamilyWater Heat GT 55 GalNew | Thurston County | Single Family | Water Heat GT 55 Gal | 1 | Below Standard Water Heater > 55 GAL - EF 0.52 | New | Water Heater - Below Standard | Below Standard Water Heater > 55 GAL - EF 0.52 | Below Standard Water Heater > 55 GAL - EF 0.52 | per Home | 7 | Assuming half the measure life for below standard equipment. Based on RTF workbook ResGasWH_v1_2 | 218.6436 | 218.6436 | Using measure description efficiency metrics to adjust loads from RTF/2021P workbooks to consumptions. | Using measure description efficiency metrics to adjust loads from RTF/2021P workbooks to consumptions. | 0 | 0 | NA | NA | 0 | 0 | 0 | 0 | 0 | 0 | 0 | Baseline is equal to efficient case | Baseline is equal to efficient case | Baseline is equal to efficient case | 0 | 0 | No applicable non-energy benefits | No applicable non-energy benefits | 100% | Equipment 100% technically feasible within end use | System | System
Thurston CountySingle Family - Highly ImpactedWater Heat GT 55 Gal1Existing | Thurston CountySingle Family - Highly ImpactedWater Heat GT 55 GalExisting | Thurston County | Single Family - Highly Impacted | Water Heat GT 55 Gal | 1 | Below Standard Water Heater > 55 GAL - EF 0.52 | Existing | Water Heater - Below Standard | Below Standard Water Heater > 55 GAL - EF 0.52 | Below Standard Water Heater > 55 GAL - EF 0.52 | per Home | 7 | Assuming half the measure life for below standard equipment. Based on RTF workbook ResGasWH_v1_2 | 191.0168 | 191.0168 | Using measure description efficiency metrics to adjust loads from RTF/2021P workbooks to consumptions. | Using measure description efficiency metrics to adjust loads from RTF/2021P workbooks to consumptions. | 0 | 0 | NA | NA | 0 | 0 | 0 | 0 | 0 | 0 | 0 | Baseline is equal to efficient case | Baseline is equal to efficient case | Baseline is equal to efficient case | 0 | 0 | No applicable non-energy benefits | No applicable non-energy benefits | 100% | Equipment 100% technically feasible within end use | System | System
Thurston CountySingle Family - Highly ImpactedWater Heat GT 55 Gal1New | Thurston CountySingle Family - Highly ImpactedWater Heat GT 55 GalNew | Thurston County | Single Family - Highly Impacted | Water Heat GT 55 Gal | 1 | Below Standard Water Heater > 55 GAL - EF 0.52 | New | Water Heater - Below Standard | Below Standard Water Heater > 55 GAL - EF 0.52 | Below Standard Water Heater > 55 GAL - EF 0.52 | per Home | 7 | Assuming half the measure life for below standard equipment. Based on RTF workbook ResGasWH_v1_2 | 191.0168 | 191.0168 | Using measure description efficiency metrics to adjust loads from RTF/2021P workbooks to consumptions. | Using measure description efficiency metrics to adjust loads from RTF/2021P workbooks to consumptions. | 0 | 0 | NA | NA | 0 | 0 | 0 | 0 | 0 | 0 | 0 | Baseline is equal to efficient case | Baseline is equal to efficient case | Baseline is equal to efficient case | 0 | 0 | No applicable non-energy benefits | No applicable non-energy benefits | 100% | Equipment 100% technically feasible within end use | System | System
Thurston CountyMultifamilyWater Heat GT 55 Gal1Existing | Thurston CountyMultifamilyWater Heat GT 55 GalExisting | Thurston County | Multifamily | Water Heat GT 55 Gal | 1 | Below Standard Water Heater > 55 GAL - EF 0.52 | Existing | Water Heater - Below Standard | Below Standard Water Heater > 55 GAL - EF 0.52 | Below Standard Water Heater > 55 GAL - EF 0.52 | per Home | 7 | Assuming half the measure life for below standard equipment. Based on RTF workbook ResGasWH_v1_2 | 155.2852 | 155.2852 | Using measure description efficiency metrics to adjust loads from RTF/2021P workbooks to consumptions. | Using measure description efficiency metrics to adjust loads from RTF/2021P workbooks to consumptions. | 0 | 0 | NA | NA | 0 | 0 | 0 | 0 | 0 | 0 | 0 | Baseline is equal to efficient case | Baseline is equal to efficient case | Baseline is equal to efficient case | 0 | 0 | No applicable non-energy benefits | No applicable non-energy benefits | 100% | Equipment 100% technically feasible within end use | System | System
Thurston CountyMultifamilyWater Heat GT 55 Gal1New | Thurston CountyMultifamilyWater Heat GT 55 GalNew | Thurston County | Multifamily | Water Heat GT 55 Gal | 1 | Below Standard Water Heater > 55 GAL - EF 0.52 | New | Water Heater - Below Standard | Below Standard Water Heater > 55 GAL - EF 0.52 | Below Standard Water Heater > 55 GAL - EF 0.52 | per Home | 7 | Assuming half the measure life for below standard equipment. Based on RTF workbook ResGasWH_v1_2 | 155.2852 | 155.2852 | Using measure description efficiency metrics to adjust loads from RTF/2021P workbooks to consumptions. | Using measure description efficiency metrics to adjust loads from RTF/2021P workbooks to consumptions. | 0 | 0 | NA | NA | 0 | 0 | 0 | 0 | 0 | 0 | 0 | Baseline is equal to efficient case | Baseline is equal to efficient case | Baseline is equal to efficient case | 0 | 0 | No applicable non-energy benefits | No applicable non-energy benefits | 100% | Equipment 100% technically feasible within end use | System | System
Thurston CountyMultifamily - Highly ImpactedWater Heat GT 55 Gal1Existing | Thurston CountyMultifamily - Highly ImpactedWater Heat GT 55 GalExisting | Thurston County | Multifamily - Highly Impacted | Water Heat GT 55 Gal | 1 | Below Standard Water Heater > 55 GAL - EF 0.52 | Existing | Water Heater - Below Standard | Below Standard Water Heater > 55 GAL - EF 0.52 | Below Standard Water Heater > 55 GAL - EF 0.52 | per Home | 7 | Assuming half the measure life for below standard equipment. Based on RTF workbook ResGasWH_v1_2 | 174.8138 | 174.8138 | Using measure description efficiency metrics to adjust loads from RTF/2021P workbooks to consumptions. | Using measure description efficiency metrics to adjust loads from RTF/2021P workbooks to consumptions. | 0 | 0 | NA | NA | 0 | 0 | 0 | 0 | 0 | 0 | 0 | Baseline is equal to efficient case | Baseline is equal to efficient case | Baseline is equal to efficient case | 0 | 0 | No applicable non-energy benefits | No applicable non-energy benefits | 100% | Equipment 100% technically feasible within end use | System | System
Thurston CountyMultifamily - Highly ImpactedWater Heat GT 55 Gal1New | Thurston CountyMultifamily - Highly ImpactedWater Heat GT 55 GalNew | Thurston County | Multifamily - Highly Impacted | Water Heat GT 55 Gal | 1 | Below Standard Water Heater > 55 GAL - EF 0.52 | New | Water Heater - Below Standard | Below Standard Water Heater > 55 GAL - EF 0.52 | Below Standard Water Heater > 55 GAL - EF 0.52 | per Home | 7 | Assuming half the measure life for below standard equipment. Based on RTF workbook ResGasWH_v1_2 | 174.8138 | 174.8138 | Using measure description efficiency metrics to adjust loads from RTF/2021P workbooks to consumptions. | Using measure description efficiency metrics to adjust loads from RTF/2021P workbooks to consumptions. | 0 | 0 | NA | NA | 0 | 0 | 0 | 0 | 0 | 0 | 0 | Baseline is equal to efficient case | Baseline is equal to efficient case | Baseline is equal to efficient case | 0 | 0 | No applicable non-energy benefits | No applicable non-energy benefits | 100% | Equipment 100% technically feasible within end use | System | System
Thurston CountyManufacturedWater Heat GT 55 Gal1Existing | Thurston CountyManufacturedWater Heat GT 55 GalExisting | Thurston County | Manufactured | Water Heat GT 55 Gal | 1 | Below Standard Water Heater > 55 GAL - EF 0.52 | Existing | Water Heater - Below Standard | Below Standard Water Heater > 55 GAL - EF 0.52 | Below Standard Water Heater > 55 GAL - EF 0.52 | per Home | 7 | Assuming half the measure life for below standard equipment. Based on RTF workbook ResGasWH_v1_2 | 193.8142 | 193.8142 | Using measure description efficiency metrics to adjust loads from RTF/2021P workbooks to consumptions. | Using measure description efficiency metrics to adjust loads from RTF/2021P workbooks to consumptions. | 0 | 0 | NA | NA | 0 | 0 | 0 | 0 | 0 | 0 | 0 | Baseline is equal to efficient case | Baseline is equal to efficient case | Baseline is equal to efficient case | 0 | 0 | No applicable non-energy benefits | No applicable non-energy benefits | 100% | Equipment 100% technically feasible within end use | System | System
Thurston CountyManufacturedWater Heat GT 55 Gal1New | Thurston CountyManufacturedWater Heat GT 55 GalNew | Thurston County | Manufactured | Water Heat GT 55 Gal | 1 | Below Standard Water Heater > 55 GAL - EF 0.52 | New | Water Heater - Below Standard | Below Standard Water Heater > 55 GAL - EF 0.52 | Below Standard Water Heater > 55 GAL - EF 0.52 | per Home | 7 | Assuming half the measure life for below standard equipment. Based on RTF workbook ResGasWH_v1_2 | 193.8142 | 193.8142 | Using measure description efficiency metrics to adjust loads from RTF/2021P workbooks to consumptions. | Using measure description efficiency metrics to adjust loads from RTF/2021P workbooks to consumptions. | 0 | 0 | NA | NA | 0 | 0 | 0 | 0 | 0 | 0 | 0 | Baseline is equal to efficient case | Baseline is equal to efficient case | Baseline is equal to efficient case | 0 | 0 | No applicable non-energy benefits | No applicable non-energy benefits | 100% | Equipment 100% technically feasible within end use | System | System
Thurston CountyManufactured - Highly ImpactedWater Heat GT 55 Gal1Existing | Thurston CountyManufactured - Highly ImpactedWater Heat GT 55 GalExisting | Thurston County | Manufactured - Highly Impacted | Water Heat GT 55 Gal | 1 | Below Standard Water Heater > 55 GAL - EF 0.52 | Existing | Water Heater - Below Standard | Below Standard Water Heater > 55 GAL - EF 0.52 | Below Standard Water Heater > 55 GAL - EF 0.52 | per Home | 7 | Assuming half the measure life for below standard equipment. Based on RTF workbook ResGasWH_v1_2 | 165.2509 | 165.2509 | Using measure description efficiency metrics to adjust loads from RTF/2021P workbooks to consumptions. | Using measure description efficiency metrics to adjust loads from RTF/2021P workbooks to consumptions. | 0 | 0 | NA | NA | 0 | 0 | 0 | 0 | 0 | 0 | 0 | Baseline is equal to efficient case | Baseline is equal to efficient case | Baseline is equal to efficient case | 0 | 0 | No applicable non-energy benefits | No applicable non-energy benefits | 100% | Equipment 100% technically feasible within end use | System | System
Thurston CountyManufactured - Highly ImpactedWater Heat GT 55 Gal1New | Thurston CountyManufactured - Highly ImpactedWater Heat GT 55 GalNew | Thurston County | Manufactured - Highly Impacted | Water Heat GT 55 Gal | 1 | Below Standard Water Heater > 55 GAL - EF 0.52 | New | Water Heater - Below Standard | Below Standard Water Heater > 55 GAL - EF 0.52 | Below Standard Water Heater > 55 GAL - EF 0.52 | per Home | 7 | Assuming half the measure life for below standard equipment. Based on RTF workbook ResGasWH_v1_2 | 165.2509 | 165.2509 | Using measure description efficiency metrics to adjust loads from RTF/2021P workbooks to consumptions. | Using measure description efficiency metrics to adjust loads from RTF/2021P workbooks to consumptions. | 0 | 0 | NA | NA | 0 | 0 | 0 | 0 | 0 | 0 | 0 | Baseline is equal to efficient case | Baseline is equal to efficient case | Baseline is equal to efficient case | 0 | 0 | No applicable non-energy benefits | No applicable non-energy benefits | 100% | Equipment 100% technically feasible within end use | System | System
Thurston CountySingle FamilyWater Heat GT 55 Gal2Existing | Thurston CountySingle FamilyWater Heat GT 55 GalExisting | Thurston County | Single Family | Water Heat GT 55 Gal | 2 | Federal Standard 2015 Condensing Water Heater > 55 GAL - EF 0.74 | Existing | Water Heater - Federal Standard 2015 Condensing | Federal Standard 2015 Condensing Water Heater > 55 GAL - EF 0.74 | Federal Standard 2015 Condensing Water Heater > 55 GAL - EF 0.74 | per Home | 13 | Based on RTF workbook ResGasWH_v1_2 | 153.6415 | 153.6415 | Using measure description efficiency metrics to adjust loads from RTF/2021P workbooks to consumptions. | Using measure description efficiency metrics to adjust loads from RTF/2021P workbooks to consumptions. | 0 | 0 | NA | NA | 0 | 0 | 0 | 985.5502 | 960.201 | 0 | 0 | Baseline is equal to efficient case | Baseline is equal to efficient case | Baseline is equal to efficient case | 0 | 0 | No applicable non-energy benefits | No applicable non-energy benefits | 100% | Equipment 100% technically feasible within end use | System | System
Thurston CountySingle FamilyWater Heat GT 55 Gal2New | Thurston CountySingle FamilyWater Heat GT 55 GalNew | Thurston County | Single Family | Water Heat GT 55 Gal | 2 | Federal Standard 2015 Condensing Water Heater > 55 GAL - EF 0.74 | New | Water Heater - Federal Standard 2015 Condensing | Federal Standard 2015 Condensing Water Heater > 55 GAL - EF 0.74 | Federal Standard 2015 Condensing Water Heater > 55 GAL - EF 0.74 | per Home | 13 | Based on RTF workbook ResGasWH_v1_2 | 153.6415 | 153.6415 | Using measure description efficiency metrics to adjust loads from RTF/2021P workbooks to consumptions. | Using measure description efficiency metrics to adjust loads from RTF/2021P workbooks to consumptions. | 0 | 0 | NA | NA | 0 | 0 | 0 | 985.5502 | 960.201 | 0 | 0 | Baseline is equal to efficient case | Baseline is equal to efficient case | Baseline is equal to efficient case | 0 | 0 | No applicable non-energy benefits | No applicable non-energy benefits | 100% | Equipment 100% technically feasible within end use | System | System
Thurston CountySingle Family - Highly ImpactedWater Heat GT 55 Gal2Existing | Thurston CountySingle Family - Highly ImpactedWater Heat GT 55 GalExisting | Thurston County | Single Family - Highly Impacted | Water Heat GT 55 Gal | 2 | Federal Standard 2015 Condensing Water Heater > 55 GAL - EF 0.74 | Existing | Water Heater - Federal Standard 2015 Condensing | Federal Standard 2015 Condensing Water Heater > 55 GAL - EF 0.74 | Federal Standard 2015 Condensing Water Heater > 55 GAL - EF 0.74 | per Home | 13 | Based on RTF workbook ResGasWH_v1_2 | 134.228 | 134.228 | Using measure description efficiency metrics to adjust loads from RTF/2021P workbooks to consumptions. | Using measure description efficiency metrics to adjust loads from RTF/2021P workbooks to consumptions. | 0 | 0 | NA | NA | 0 | 0 | 0 | 985.5502 | 960.201 | 0 | 0 | Baseline is equal to efficient case | Baseline is equal to efficient case | Baseline is equal to efficient case | 0 | 0 | No applicable non-energy benefits | No applicable non-energy benefits | 100% | Equipment 100% technically feasible within end use | System | System
Thurston CountySingle Family - Highly ImpactedWater Heat GT 55 Gal2New | Thurston CountySingle Family - Highly ImpactedWater Heat GT 55 GalNew | Thurston County | Single Family - Highly Impacted | Water Heat GT 55 Gal | 2 | Federal Standard 2015 Condensing Water Heater > 55 GAL - EF 0.74 | New | Water Heater - Federal Standard 2015 Condensing | Federal Standard 2015 Condensing Water Heater > 55 GAL - EF 0.74 | Federal Standard 2015 Condensing Water Heater > 55 GAL - EF 0.74 | per Home | 13 | Based on RTF workbook ResGasWH_v1_2 | 134.228 | 134.228 | Using measure description efficiency metrics to adjust loads from RTF/2021P workbooks to consumptions. | Using measure description efficiency metrics to adjust loads from RTF/2021P workbooks to consumptions. | 0 | 0 | NA | NA | 0 | 0 | 0 | 985.5502 | 960.201 | 0 | 0 | Baseline is equal to efficient case | Baseline is equal to efficient case | Baseline is equal to efficient case | 0 | 0 | No applicable non-energy benefits | No applicable non-energy benefits | 100% | Equipment 100% technically feasible within end use | System | System
Thurston CountyMultifamilyWater Heat GT 55 Gal2Existing | Thurston CountyMultifamilyWater Heat GT 55 GalExisting | Thurston County | Multifamily | Water Heat GT 55 Gal | 2 | Federal Standard 2015 Condensing Water Heater > 55 GAL - EF 0.74 | Existing | Water Heater - Federal Standard 2015 Condensing | Federal Standard 2015 Condensing Water Heater > 55 GAL - EF 0.74 | Federal Standard 2015 Condensing Water Heater > 55 GAL - EF 0.74 | per Home | 13 | Based on RTF workbook ResGasWH_v1_2 | 109.1193 | 109.1193 | Using measure description efficiency metrics to adjust loads from RTF/2021P workbooks to consumptions. | Using measure description efficiency metrics to adjust loads from RTF/2021P workbooks to consumptions. | 0 | 0 | NA | NA | 0 | 0 | 0 | 985.5502 | 960.201 | 0 | 0 | Baseline is equal to efficient case | Baseline is equal to efficient case | Baseline is equal to efficient case | 0 | 0 | No applicable non-energy benefits | No applicable non-energy benefits | 100% | Equipment 100% technically feasible within end use | System | System
Thurston CountyMultifamilyWater Heat GT 55 Gal2New | Thurston CountyMultifamilyWater Heat GT 55 GalNew | Thurston County | Multifamily | Water Heat GT 55 Gal | 2 | Federal Standard 2015 Condensing Water Heater > 55 GAL - EF 0.74 | New | Water Heater - Federal Standard 2015 Condensing | Federal Standard 2015 Condensing Water Heater > 55 GAL - EF 0.74 | Federal Standard 2015 Condensing Water Heater > 55 GAL - EF 0.74 | per Home | 13 | Based on RTF workbook ResGasWH_v1_2 | 109.1193 | 109.1193 | Using measure description efficiency metrics to adjust loads from RTF/2021P workbooks to consumptions. | Using measure description efficiency metrics to adjust loads from RTF/2021P workbooks to consumptions. | 0 | 0 | NA | NA | 0 | 0 | 0 | 985.5502 | 960.201 | 0 | 0 | Baseline is equal to efficient case | Baseline is equal to efficient case | Baseline is equal to efficient case | 0 | 0 | No applicable non-energy benefits | No applicable non-energy benefits | 100% | Equipment 100% technically feasible within end use | System | System
Thurston CountyMultifamily - Highly ImpactedWater Heat GT 55 Gal2Existing | Thurston CountyMultifamily - Highly ImpactedWater Heat GT 55 GalExisting | Thurston County | Multifamily - Highly Impacted | Water Heat GT 55 Gal | 2 | Federal Standard 2015 Condensing Water Heater > 55 GAL - EF 0.74 | Existing | Water Heater - Federal Standard 2015 Condensing | Federal Standard 2015 Condensing Water Heater > 55 GAL - EF 0.74 | Federal Standard 2015 Condensing Water Heater > 55 GAL - EF 0.74 | per Home | 13 | Based on RTF workbook ResGasWH_v1_2 | 122.8421 | 122.8421 | Using measure description efficiency metrics to adjust loads from RTF/2021P workbooks to consumptions. | Using measure description efficiency metrics to adjust loads from RTF/2021P workbooks to consumptions. | 0 | 0 | NA | NA | 0 | 0 | 0 | 985.5502 | 960.201 | 0 | 0 | Baseline is equal to efficient case | Baseline is equal to efficient case | Baseline is equal to efficient case | 0 | 0 | No applicable non-energy benefits | No applicable non-energy benefits | 100% | Equipment 100% technically feasible within end use | System | System
Thurston CountyMultifamily - Highly ImpactedWater Heat GT 55 Gal2New | Thurston CountyMultifamily - Highly ImpactedWater Heat GT 55 GalNew | Thurston County | Multifamily - Highly Impacted | Water Heat GT 55 Gal | 2 | Federal Standard 2015 Condensing Water Heater > 55 GAL - EF 0.74 | New | Water Heater - Federal Standard 2015 Condensing | Federal Standard 2015 Condensing Water Heater > 55 GAL - EF 0.74 | Federal Standard 2015 Condensing Water Heater > 55 GAL - EF 0.74 | per Home | 13 | Based on RTF workbook ResGasWH_v1_2 | 122.8421 | 122.8421 | Using measure description efficiency metrics to adjust loads from RTF/2021P workbooks to consumptions. | Using measure description efficiency metrics to adjust loads from RTF/2021P workbooks to consumptions. | 0 | 0 | NA | NA | 0 | 0 | 0 | 985.5502 | 960.201 | 0 | 0 | Baseline is equal to efficient case | Baseline is equal to efficient case | Baseline is equal to efficient case | 0 | 0 | No applicable non-energy benefits | No applicable non-energy benefits | 100% | Equipment 100% technically feasible within end use | System | System
Thurston CountyManufacturedWater Heat GT 55 Gal2Existing | Thurston CountyManufacturedWater Heat GT 55 GalExisting | Thurston County | Manufactured | Water Heat GT 55 Gal | 2 | Federal Standard 2015 Condensing Water Heater > 55 GAL - EF 0.74 | Existing | Water Heater - Federal Standard 2015 Condensing | Federal Standard 2015 Condensing Water Heater > 55 GAL - EF 0.74 | Federal Standard 2015 Condensing Water Heater > 55 GAL - EF 0.74 | per Home | 13 | Based on RTF workbook ResGasWH_v1_2 | 136.1937 | 136.1937 | Using measure description efficiency metrics to adjust loads from RTF/2021P workbooks to consumptions. | Using measure description efficiency metrics to adjust loads from RTF/2021P workbooks to consumptions. | 0 | 0 | NA | NA | 0 | 0 | 0 | 985.5502 | 960.201 | 0 | 0 | Baseline is equal to efficient case | Baseline is equal to efficient case | Baseline is equal to efficient case | 0 | 0 | No applicable non-energy benefits | No applicable non-energy benefits | 100% | Equipment 100% technically feasible within end use | System | System
Thurston CountyManufacturedWater Heat GT 55 Gal2New | Thurston CountyManufacturedWater Heat GT 55 GalNew | Thurston County | Manufactured | Water Heat GT 55 Gal | 2 | Federal Standard 2015 Condensing Water Heater > 55 GAL - EF 0.74 | New | Water Heater - Federal Standard 2015 Condensing | Federal Standard 2015 Condensing Water Heater > 55 GAL - EF 0.74 | Federal Standard 2015 Condensing Water Heater > 55 GAL - EF 0.74 | per Home | 13 | Based on RTF workbook ResGasWH_v1_2 | 136.1937 | 136.1937 | Using measure description efficiency metrics to adjust loads from RTF/2021P workbooks to consumptions. | Using measure description efficiency metrics to adjust loads from RTF/2021P workbooks to consumptions. | 0 | 0 | NA | NA | 0 | 0 | 0 | 985.5502 | 960.201 | 0 | 0 | Baseline is equal to efficient case | Baseline is equal to efficient case | Baseline is equal to efficient case | 0 | 0 | No applicable non-energy benefits | No applicable non-energy benefits | 100% | Equipment 100% technically feasible within end use | System | System
Thurston CountyManufactured - Highly ImpactedWater Heat GT 55 Gal2Existing | Thurston CountyManufactured - Highly ImpactedWater Heat GT 55 GalExisting | Thurston County | Manufactured - Highly Impacted | Water Heat GT 55 Gal | 2 | Federal Standard 2015 Condensing Water Heater > 55 GAL - EF 0.74 | Existing | Water Heater - Federal Standard 2015 Condensing | Federal Standard 2015 Condensing Water Heater > 55 GAL - EF 0.74 | Federal Standard 2015 Condensing Water Heater > 55 GAL - EF 0.74 | per Home | 13 | Based on RTF workbook ResGasWH_v1_2 | 116.1222 | 116.1222 | Using measure description efficiency metrics to adjust loads from RTF/2021P workbooks to consumptions. | Using measure description efficiency metrics to adjust loads from RTF/2021P workbooks to consumptions. | 0 | 0 | NA | NA | 0 | 0 | 0 | 985.5502 | 960.201 | 0 | 0 | Baseline is equal to efficient case | Baseline is equal to efficient case | Baseline is equal to efficient case | 0 | 0 | No applicable non-energy benefits | No applicable non-energy benefits | 100% | Equipment 100% technically feasible within end use | System | System
Thurston CountyManufactured - Highly ImpactedWater Heat GT 55 Gal2New | Thurston CountyManufactured - Highly ImpactedWater Heat GT 55 GalNew | Thurston County | Manufactured - Highly Impacted | Water Heat GT 55 Gal | 2 | Federal Standard 2015 Condensing Water Heater > 55 GAL - EF 0.74 | New | Water Heater - Federal Standard 2015 Condensing | Federal Standard 2015 Condensing Water Heater > 55 GAL - EF 0.74 | Federal Standard 2015 Condensing Water Heater > 55 GAL - EF 0.74 | per Home | 13 | Based on RTF workbook ResGasWH_v1_2 | 116.1222 | 116.1222 | Using measure description efficiency metrics to adjust loads from RTF/2021P workbooks to consumptions. | Using measure description efficiency metrics to adjust loads from RTF/2021P workbooks to consumptions. | 0 | 0 | NA | NA | 0 | 0 | 0 | 985.5502 | 960.201 | 0 | 0 | Baseline is equal to efficient case | Baseline is equal to efficient case | Baseline is equal to efficient case | 0 | 0 | No applicable non-energy benefits | No applicable non-energy benefits | 100% | Equipment 100% technically feasible within end use | System | System
Thurston CountySingle FamilyWater Heat GT 55 Gal3Existing | Thurston CountySingle FamilyWater Heat GT 55 GalExisting | Thurston County | Single Family | Water Heat GT 55 Gal | 3 | Market Standard Water Heater > 55 GAL | Existing | Water Heater - Market Standard | Market Standard Water Heater > 55 GAL | Market Standard Water Heater > 55 GAL | per Home | 13 | Based on RTF workbook ResGasWH_v1_2 | 147.1385 | 147.1385 | Using measure description efficiency metrics to adjust loads from RTF/2021P workbooks to consumptions. | Using measure description efficiency metrics to adjust loads from RTF/2021P workbooks to consumptions. | 0 | 0 | NA | NA | 0 | 0 | 0 | 0 | 0 | 0 | 0 | Baseline is equal to efficient case | Baseline is equal to efficient case | Baseline is equal to efficient case | 0 | 0 | No applicable non-energy benefits | No applicable non-energy benefits | 100% | Equipment 100% technically feasible within end use | System | System
Thurston CountySingle FamilyWater Heat GT 55 Gal3New | Thurston CountySingle FamilyWater Heat GT 55 GalNew | Thurston County | Single Family | Water Heat GT 55 Gal | 3 | Market Standard Water Heater > 55 GAL | New | Water Heater - Market Standard | Market Standard Water Heater > 55 GAL | Market Standard Water Heater > 55 GAL | per Home | 13 | Based on RTF workbook ResGasWH_v1_2 | 147.1385 | 147.1385 | Using measure description efficiency metrics to adjust loads from RTF/2021P workbooks to consumptions. | Using measure description efficiency metrics to adjust loads from RTF/2021P workbooks to consumptions. | 0 | 0 | NA | NA | 0 | 0 | 0 | 0 | 0 | 0 | 0 | Baseline is equal to efficient case | Baseline is equal to efficient case | Baseline is equal to efficient case | 0 | 0 | No applicable non-energy benefits | No applicable non-energy benefits | 100% | Equipment 100% technically feasible within end use | System | System
Thurston CountySingle Family - Highly ImpactedWater Heat GT 55 Gal3Existing | Thurston CountySingle Family - Highly ImpactedWater Heat GT 55 GalExisting | Thurston County | Single Family - Highly Impacted | Water Heat GT 55 Gal | 3 | Market Standard Water Heater > 55 GAL | Existing | Water Heater - Market Standard | Market Standard Water Heater > 55 GAL | Market Standard Water Heater > 55 GAL | per Home | 13 | Based on RTF workbook ResGasWH_v1_2 | 128.5467 | 128.5467 | Using measure description efficiency metrics to adjust loads from RTF/2021P workbooks to consumptions. | Using measure description efficiency metrics to adjust loads from RTF/2021P workbooks to consumptions. | 0 | 0 | NA | NA | 0 | 0 | 0 | 0 | 0 | 0 | 0 | Baseline is equal to efficient case | Baseline is equal to efficient case | Baseline is equal to efficient case | 0 | 0 | No applicable non-energy benefits | No applicable non-energy benefits | 100% | Equipment 100% technically feasible within end use | System | System
Thurston CountySingle Family - Highly ImpactedWater Heat GT 55 Gal3New | Thurston CountySingle Family - Highly ImpactedWater Heat GT 55 GalNew | Thurston County | Single Family - Highly Impacted | Water Heat GT 55 Gal | 3 | Market Standard Water Heater > 55 GAL | New | Water Heater - Market Standard | Market Standard Water Heater > 55 GAL | Market Standard Water Heater > 55 GAL | per Home | 13 | Based on RTF workbook ResGasWH_v1_2 | 128.5467 | 128.5467 | Using measure description efficiency metrics to adjust loads from RTF/2021P workbooks to consumptions. | Using measure description efficiency metrics to adjust loads from RTF/2021P workbooks to consumptions. | 0 | 0 | NA | NA | 0 | 0 | 0 | 0 | 0 | 0 | 0 | Baseline is equal to efficient case | Baseline is equal to efficient case | Baseline is equal to efficient case | 0 | 0 | No applicable non-energy benefits | No applicable non-energy benefits | 100% | Equipment 100% technically feasible within end use | System | System
Thurston CountyMultifamilyWater Heat GT 55 Gal3Existing | Thurston CountyMultifamilyWater Heat GT 55 GalExisting | Thurston County | Multifamily | Water Heat GT 55 Gal | 3 | Market Standard Water Heater > 55 GAL | Existing | Water Heater - Market Standard | Market Standard Water Heater > 55 GAL | Market Standard Water Heater > 55 GAL | per Home | 13 | Based on RTF workbook ResGasWH_v1_2 | 104.5008 | 104.5008 | Using measure description efficiency metrics to adjust loads from RTF/2021P workbooks to consumptions. | Using measure description efficiency metrics to adjust loads from RTF/2021P workbooks to consumptions. | 0 | 0 | NA | NA | 0 | 0 | 0 | 0 | 0 | 0 | 0 | Baseline is equal to efficient case | Baseline is equal to efficient case | Baseline is equal to efficient case | 0 | 0 | No applicable non-energy benefits | No applicable non-energy benefits | 100% | Equipment 100% technically feasible within end use | System | System
Thurston CountyMultifamilyWater Heat GT 55 Gal3New | Thurston CountyMultifamilyWater Heat GT 55 GalNew | Thurston County | Multifamily | Water Heat GT 55 Gal | 3 | Market Standard Water Heater > 55 GAL | New | Water Heater - Market Standard | Market Standard Water Heater > 55 GAL | Market Standard Water Heater > 55 GAL | per Home | 13 | Based on RTF workbook ResGasWH_v1_2 | 104.5008 | 104.5008 | Using measure description efficiency metrics to adjust loads from RTF/2021P workbooks to consumptions. | Using measure description efficiency metrics to adjust loads from RTF/2021P workbooks to consumptions. | 0 | 0 | NA | NA | 0 | 0 | 0 | 0 | 0 | 0 | 0 | Baseline is equal to efficient case | Baseline is equal to efficient case | Baseline is equal to efficient case | 0 | 0 | No applicable non-energy benefits | No applicable non-energy benefits | 100% | Equipment 100% technically feasible within end use | System | System
Thurston CountyMultifamily - Highly ImpactedWater Heat GT 55 Gal3Existing | Thurston CountyMultifamily - Highly ImpactedWater Heat GT 55 GalExisting | Thurston County | Multifamily - Highly Impacted | Water Heat GT 55 Gal | 3 | Market Standard Water Heater > 55 GAL | Existing | Water Heater - Market Standard | Market Standard Water Heater > 55 GAL | Market Standard Water Heater > 55 GAL | per Home | 13 | Based on RTF workbook ResGasWH_v1_2 | 117.6427 | 117.6427 | Using measure description efficiency metrics to adjust loads from RTF/2021P workbooks to consumptions. | Using measure description efficiency metrics to adjust loads from RTF/2021P workbooks to consumptions. | 0 | 0 | NA | NA | 0 | 0 | 0 | 0 | 0 | 0 | 0 | Baseline is equal to efficient case | Baseline is equal to efficient case | Baseline is equal to efficient case | 0 | 0 | No applicable non-energy benefits | No applicable non-energy benefits | 100% | Equipment 100% technically feasible within end use | System | System
Thurston CountyMultifamily - Highly ImpactedWater Heat GT 55 Gal3New | Thurston CountyMultifamily - Highly ImpactedWater Heat GT 55 GalNew | Thurston County | Multifamily - Highly Impacted | Water Heat GT 55 Gal | 3 | Market Standard Water Heater > 55 GAL | New | Water Heater - Market Standard | Market Standard Water Heater > 55 GAL | Market Standard Water Heater > 55 GAL | per Home | 13 | Based on RTF workbook ResGasWH_v1_2 | 117.6427 | 117.6427 | Using measure description efficiency metrics to adjust loads from RTF/2021P workbooks to consumptions. | Using measure description efficiency metrics to adjust loads from RTF/2021P workbooks to consumptions. | 0 | 0 | NA | NA | 0 | 0 | 0 | 0 | 0 | 0 | 0 | Baseline is equal to efficient case | Baseline is equal to efficient case | Baseline is equal to efficient case | 0 | 0 | No applicable non-energy benefits | No applicable non-energy benefits | 100% | Equipment 100% technically feasible within end use | System | System
Thurston CountyManufacturedWater Heat GT 55 Gal3Existing | Thurston CountyManufacturedWater Heat GT 55 GalExisting | Thurston County | Manufactured | Water Heat GT 55 Gal | 3 | Market Standard Water Heater > 55 GAL | Existing | Water Heater - Market Standard | Market Standard Water Heater > 55 GAL | Market Standard Water Heater > 55 GAL | per Home | 13 | Based on RTF workbook ResGasWH_v1_2 | 130.4292 | 130.4292 | Using measure description efficiency metrics to adjust loads from RTF/2021P workbooks to consumptions. | Using measure description efficiency metrics to adjust loads from RTF/2021P workbooks to consumptions. | 0 | 0 | NA | NA | 0 | 0 | 0 | 0 | 0 | 0 | 0 | Baseline is equal to efficient case | Baseline is equal to efficient case | Baseline is equal to efficient case | 0 | 0 | No applicable non-energy benefits | No applicable non-energy benefits | 100% | Equipment 100% technically feasible within end use | System | System
Thurston CountyManufacturedWater Heat GT 55 Gal3New | Thurston CountyManufacturedWater Heat GT 55 GalNew | Thurston County | Manufactured | Water Heat GT 55 Gal | 3 | Market Standard Water Heater > 55 GAL | New | Water Heater - Market Standard | Market Standard Water Heater > 55 GAL | Market Standard Water Heater > 55 GAL | per Home | 13 | Based on RTF workbook ResGasWH_v1_2 | 130.4292 | 130.4292 | Using measure description efficiency metrics to adjust loads from RTF/2021P workbooks to consumptions. | Using measure description efficiency metrics to adjust loads from RTF/2021P workbooks to consumptions. | 0 | 0 | NA | NA | 0 | 0 | 0 | 0 | 0 | 0 | 0 | Baseline is equal to efficient case | Baseline is equal to efficient case | Baseline is equal to efficient case | 0 | 0 | No applicable non-energy benefits | No applicable non-energy benefits | 100% | Equipment 100% technically feasible within end use | System | System
Thurston CountyManufactured - Highly ImpactedWater Heat GT 55 Gal3Existing | Thurston CountyManufactured - Highly ImpactedWater Heat GT 55 GalExisting | Thurston County | Manufactured - Highly Impacted | Water Heat GT 55 Gal | 3 | Market Standard Water Heater > 55 GAL | Existing | Water Heater - Market Standard | Market Standard Water Heater > 55 GAL | Market Standard Water Heater > 55 GAL | per Home | 13 | Based on RTF workbook ResGasWH_v1_2 | 111.2073 | 111.2073 | Using measure description efficiency metrics to adjust loads from RTF/2021P workbooks to consumptions. | Using measure description efficiency metrics to adjust loads from RTF/2021P workbooks to consumptions. | 0 | 0 | NA | NA | 0 | 0 | 0 | 0 | 0 | 0 | 0 | Baseline is equal to efficient case | Baseline is equal to efficient case | Baseline is equal to efficient case | 0 | 0 | No applicable non-energy benefits | No applicable non-energy benefits | 100% | Equipment 100% technically feasible within end use | System | System
Thurston CountyManufactured - Highly ImpactedWater Heat GT 55 Gal3New | Thurston CountyManufactured - Highly ImpactedWater Heat GT 55 GalNew | Thurston County | Manufactured - Highly Impacted | Water Heat GT 55 Gal | 3 | Market Standard Water Heater > 55 GAL | New | Water Heater - Market Standard | Market Standard Water Heater > 55 GAL | Market Standard Water Heater > 55 GAL | per Home | 13 | Based on RTF workbook ResGasWH_v1_2 | 111.2073 | 111.2073 | Using measure description efficiency metrics to adjust loads from RTF/2021P workbooks to consumptions. | Using measure description efficiency metrics to adjust loads from RTF/2021P workbooks to consumptions. | 0 | 0 | NA | NA | 0 | 0 | 0 | 0 | 0 | 0 | 0 | Baseline is equal to efficient case | Baseline is equal to efficient case | Baseline is equal to efficient case | 0 | 0 | No applicable non-energy benefits | No applicable non-energy benefits | 100% | Equipment 100% technically feasible within end use | System | System
Thurston CountySingle FamilyWater Heat GT 55 Gal4Existing | Thurston CountySingle FamilyWater Heat GT 55 GalExisting | Thurston County | Single Family | Water Heat GT 55 Gal | 4 | ENERGY STAR Condensing Water Heater > 55 GAL - EF 0.77 | Existing | Water Heater - ENERGY STAR Condensing | ENERGY STAR Condensing Water Heater > 55 GAL - EF 0.77 | Federal Standard 2015 Condensing Water Heater > 55 GAL - EF 0.74 | per Home | 13 | Based on RTF workbook ResGasWH_v1_2 | 153.6415 | 147.6554 | Using measure description efficiency metrics to adjust loads from RTF/2021P workbooks to consumptions. | Using measure description efficiency metrics to adjust loads from RTF/2021P workbooks to consumptions. | 0 | 0 | NA | NA | 985.5502 | 960.201 | 0 | 1041.0297 | 965.6137 | 0 | 0 | Technical Support Document - Residential Water Heaters, Direct Heating Equipment, and Pooler Heaters. November 2009; calculated by linear interpolation | Technical Support Document - Residential Water Heaters, Direct Heating Equipment, and Pooler Heaters. November 2009; calculated by linear interpolation | Assuming no incremental O&M cost | 0 | 2.8714 | PSE NEI data | No applicable non-energy benefits | 100% | Equipment 100% technically feasible within end use | System | System
Thurston CountySingle FamilyWater Heat GT 55 Gal4New | Thurston CountySingle FamilyWater Heat GT 55 GalNew | Thurston County | Single Family | Water Heat GT 55 Gal | 4 | ENERGY STAR Condensing Water Heater > 55 GAL - EF 0.77 | New | Water Heater - ENERGY STAR Condensing | ENERGY STAR Condensing Water Heater > 55 GAL - EF 0.77 | Federal Standard 2015 Condensing Water Heater > 55 GAL - EF 0.74 | per Home | 13 | Based on RTF workbook ResGasWH_v1_2 | 153.6415 | 147.6554 | Using measure description efficiency metrics to adjust loads from RTF/2021P workbooks to consumptions. | Using measure description efficiency metrics to adjust loads from RTF/2021P workbooks to consumptions. | 0 | 0 | NA | NA | 985.5502 | 960.201 | 0 | 1041.0297 | 965.6137 | 0 | 0 | Technical Support Document - Residential Water Heaters, Direct Heating Equipment, and Pooler Heaters. November 2009; calculated by linear interpolation | Technical Support Document - Residential Water Heaters, Direct Heating Equipment, and Pooler Heaters. November 2009; calculated by linear interpolation | Assuming no incremental O&M cost | 0 | 2.8714 | PSE NEI data | No applicable non-energy benefits | 100% | Equipment 100% technically feasible within end use | System | System
Thurston CountySingle Family - Highly ImpactedWater Heat GT 55 Gal4Existing | Thurston CountySingle Family - Highly ImpactedWater Heat GT 55 GalExisting | Thurston County | Single Family - Highly Impacted | Water Heat GT 55 Gal | 4 | ENERGY STAR Condensing Water Heater > 55 GAL - EF 0.77 | Existing | Water Heater - ENERGY STAR Condensing | ENERGY STAR Condensing Water Heater > 55 GAL - EF 0.77 | Federal Standard 2015 Condensing Water Heater > 55 GAL - EF 0.74 | per Home | 13 | Based on RTF workbook ResGasWH_v1_2 | 134.228 | 128.9983 | Using measure description efficiency metrics to adjust loads from RTF/2021P workbooks to consumptions. | Using measure description efficiency metrics to adjust loads from RTF/2021P workbooks to consumptions. | 0 | 0 | NA | NA | 985.5502 | 960.201 | 0 | 1041.0297 | 965.6137 | 0 | 0 | Technical Support Document - Residential Water Heaters, Direct Heating Equipment, and Pooler Heaters. November 2009; calculated by linear interpolation | Technical Support Document - Residential Water Heaters, Direct Heating Equipment, and Pooler Heaters. November 2009; calculated by linear interpolation | Assuming no incremental O&M cost | 0 | 0.55918 | PSE NEI data | No applicable non-energy benefits | 100% | Equipment 100% technically feasible within end use | System | System
Thurston CountySingle Family - Highly ImpactedWater Heat GT 55 Gal4New | Thurston CountySingle Family - Highly ImpactedWater Heat GT 55 GalNew | Thurston County | Single Family - Highly Impacted | Water Heat GT 55 Gal | 4 | ENERGY STAR Condensing Water Heater > 55 GAL - EF 0.77 | New | Water Heater - ENERGY STAR Condensing | ENERGY STAR Condensing Water Heater > 55 GAL - EF 0.77 | Federal Standard 2015 Condensing Water Heater > 55 GAL - EF 0.74 | per Home | 13 | Based on RTF workbook ResGasWH_v1_2 | 134.228 | 128.9983 | Using measure description efficiency metrics to adjust loads from RTF/2021P workbooks to consumptions. | Using measure description efficiency metrics to adjust loads from RTF/2021P workbooks to consumptions. | 0 | 0 | NA | NA | 985.5502 | 960.201 | 0 | 1041.0297 | 965.6137 | 0 | 0 | Technical Support Document - Residential Water Heaters, Direct Heating Equipment, and Pooler Heaters. November 2009; calculated by linear interpolation | Technical Support Document - Residential Water Heaters, Direct Heating Equipment, and Pooler Heaters. November 2009; calculated by linear interpolation | Assuming no incremental O&M cost | 0 | 0.55918 | PSE NEI data | No applicable non-energy benefits | 100% | Equipment 100% technically feasible within end use | System | System
Thurston CountyMultifamilyWater Heat GT 55 Gal4Existing | Thurston CountyMultifamilyWater Heat GT 55 GalExisting | Thurston County | Multifamily | Water Heat GT 55 Gal | 4 | ENERGY STAR Condensing Water Heater > 55 GAL - EF 0.77 | Existing | Water Heater - ENERGY STAR Condensing | ENERGY STAR Condensing Water Heater > 55 GAL - EF 0.77 | Federal Standard 2015 Condensing Water Heater > 55 GAL - EF 0.74 | per Home | 13 | Based on RTF workbook ResGasWH_v1_2 | 109.1193 | 104.8679 | Using measure description efficiency metrics to adjust loads from RTF/2021P workbooks to consumptions. | Using measure description efficiency metrics to adjust loads from RTF/2021P workbooks to consumptions. | 0 | 0 | NA | NA | 985.5502 | 960.201 | 0 | 1041.0297 | 965.6137 | 0 | 0 | Technical Support Document - Residential Water Heaters, Direct Heating Equipment, and Pooler Heaters. November 2009; calculated by linear interpolation | Technical Support Document - Residential Water Heaters, Direct Heating Equipment, and Pooler Heaters. November 2009; calculated by linear interpolation | Assuming no incremental O&M cost | 0 | 2.0393 | PSE NEI data | No applicable non-energy benefits | 100% | Equipment 100% technically feasible within end use | System | System
Thurston CountyMultifamilyWater Heat GT 55 Gal4New | Thurston CountyMultifamilyWater Heat GT 55 GalNew | Thurston County | Multifamily | Water Heat GT 55 Gal | 4 | ENERGY STAR Condensing Water Heater > 55 GAL - EF 0.77 | New | Water Heater - ENERGY STAR Condensing | ENERGY STAR Condensing Water Heater > 55 GAL - EF 0.77 | Federal Standard 2015 Condensing Water Heater > 55 GAL - EF 0.74 | per Home | 13 | Based on RTF workbook ResGasWH_v1_2 | 109.1193 | 104.8679 | Using measure description efficiency metrics to adjust loads from RTF/2021P workbooks to consumptions. | Using measure description efficiency metrics to adjust loads from RTF/2021P workbooks to consumptions. | 0 | 0 | NA | NA | 985.5502 | 960.201 | 0 | 1041.0297 | 965.6137 | 0 | 0 | Technical Support Document - Residential Water Heaters, Direct Heating Equipment, and Pooler Heaters. November 2009; calculated by linear interpolation | Technical Support Document - Residential Water Heaters, Direct Heating Equipment, and Pooler Heaters. November 2009; calculated by linear interpolation | Assuming no incremental O&M cost | 0 | 2.0393 | PSE NEI data | No applicable non-energy benefits | 100% | Equipment 100% technically feasible within end use | System | System
Thurston CountyMultifamily - Highly ImpactedWater Heat GT 55 Gal4Existing | Thurston CountyMultifamily - Highly ImpactedWater Heat GT 55 GalExisting | Thurston County | Multifamily - Highly Impacted | Water Heat GT 55 Gal | 4 | ENERGY STAR Condensing Water Heater > 55 GAL - EF 0.77 | Existing | Water Heater - ENERGY STAR Condensing | ENERGY STAR Condensing Water Heater > 55 GAL - EF 0.77 | Federal Standard 2015 Condensing Water Heater > 55 GAL - EF 0.74 | per Home | 13 | Based on RTF workbook ResGasWH_v1_2 | 122.8421 | 118.0561 | Using measure description efficiency metrics to adjust loads from RTF/2021P workbooks to consumptions. | Using measure description efficiency metrics to adjust loads from RTF/2021P workbooks to consumptions. | 0 | 0 | NA | NA | 985.5502 | 960.201 | 0 | 1041.0297 | 965.6137 | 0 | 0 | Technical Support Document - Residential Water Heaters, Direct Heating Equipment, and Pooler Heaters. November 2009; calculated by linear interpolation | Technical Support Document - Residential Water Heaters, Direct Heating Equipment, and Pooler Heaters. November 2009; calculated by linear interpolation | Assuming no incremental O&M cost | 0 | 0.51175 | PSE NEI data | No applicable non-energy benefits | 100% | Equipment 100% technically feasible within end use | System | System
Thurston CountyMultifamily - Highly ImpactedWater Heat GT 55 Gal4New | Thurston CountyMultifamily - Highly ImpactedWater Heat GT 55 GalNew | Thurston County | Multifamily - Highly Impacted | Water Heat GT 55 Gal | 4 | ENERGY STAR Condensing Water Heater > 55 GAL - EF 0.77 | New | Water Heater - ENERGY STAR Condensing | ENERGY STAR Condensing Water Heater > 55 GAL - EF 0.77 | Federal Standard 2015 Condensing Water Heater > 55 GAL - EF 0.74 | per Home | 13 | Based on RTF workbook ResGasWH_v1_2 | 122.8421 | 118.0561 | Using measure description efficiency metrics to adjust loads from RTF/2021P workbooks to consumptions. | Using measure description efficiency metrics to adjust loads from RTF/2021P workbooks to consumptions. | 0 | 0 | NA | NA | 985.5502 | 960.201 | 0 | 1041.0297 | 965.6137 | 0 | 0 | Technical Support Document - Residential Water Heaters, Direct Heating Equipment, and Pooler Heaters. November 2009; calculated by linear interpolation | Technical Support Document - Residential Water Heaters, Direct Heating Equipment, and Pooler Heaters. November 2009; calculated by linear interpolation | Assuming no incremental O&M cost | 0 | 0.51175 | PSE NEI data | No applicable non-energy benefits | 100% | Equipment 100% technically feasible within end use | System | System
Thurston CountyManufacturedWater Heat GT 55 Gal4Existing | Thurston CountyManufacturedWater Heat GT 55 GalExisting | Thurston County | Manufactured | Water Heat GT 55 Gal | 4 | ENERGY STAR Condensing Water Heater > 55 GAL - EF 0.77 | Existing | Water Heater - ENERGY STAR Condensing | ENERGY STAR Condensing Water Heater > 55 GAL - EF 0.77 | Federal Standard 2015 Condensing Water Heater > 55 GAL - EF 0.74 | per Home | 13 | Based on RTF workbook ResGasWH_v1_2 | 136.1937 | 130.8875 | Using measure description efficiency metrics to adjust loads from RTF/2021P workbooks to consumptions. | Using measure description efficiency metrics to adjust loads from RTF/2021P workbooks to consumptions. | 0 | 0 | NA | NA | 985.5502 | 960.201 | 0 | 1041.0297 | 965.6137 | 0 | 0 | Technical Support Document - Residential Water Heaters, Direct Heating Equipment, and Pooler Heaters. November 2009; calculated by linear interpolation | Technical Support Document - Residential Water Heaters, Direct Heating Equipment, and Pooler Heaters. November 2009; calculated by linear interpolation | Assuming no incremental O&M cost | 0 | 2.5453 | PSE NEI data | No applicable non-energy benefits | 100% | Equipment 100% technically feasible within end use | System | System
Thurston CountyManufacturedWater Heat GT 55 Gal4New | Thurston CountyManufacturedWater Heat GT 55 GalNew | Thurston County | Manufactured | Water Heat GT 55 Gal | 4 | ENERGY STAR Condensing Water Heater > 55 GAL - EF 0.77 | New | Water Heater - ENERGY STAR Condensing | ENERGY STAR Condensing Water Heater > 55 GAL - EF 0.77 | Federal Standard 2015 Condensing Water Heater > 55 GAL - EF 0.74 | per Home | 13 | Based on RTF workbook ResGasWH_v1_2 | 136.1937 | 130.8875 | Using measure description efficiency metrics to adjust loads from RTF/2021P workbooks to consumptions. | Using measure description efficiency metrics to adjust loads from RTF/2021P workbooks to consumptions. | 0 | 0 | NA | NA | 985.5502 | 960.201 | 0 | 1041.0297 | 965.6137 | 0 | 0 | Technical Support Document - Residential Water Heaters, Direct Heating Equipment, and Pooler Heaters. November 2009; calculated by linear interpolation | Technical Support Document - Residential Water Heaters, Direct Heating Equipment, and Pooler Heaters. November 2009; calculated by linear interpolation | Assuming no incremental O&M cost | 0 | 2.5453 | PSE NEI data | No applicable non-energy benefits | 100% | Equipment 100% technically feasible within end use | System | System
Thurston CountyManufactured - Highly ImpactedWater Heat GT 55 Gal4Existing | Thurston CountyManufactured - Highly ImpactedWater Heat GT 55 GalExisting | Thurston County | Manufactured - Highly Impacted | Water Heat GT 55 Gal | 4 | ENERGY STAR Condensing Water Heater > 55 GAL - EF 0.77 | Existing | Water Heater - ENERGY STAR Condensing | ENERGY STAR Condensing Water Heater > 55 GAL - EF 0.77 | Federal Standard 2015 Condensing Water Heater > 55 GAL - EF 0.74 | per Home | 13 | Based on RTF workbook ResGasWH_v1_2 | 116.1222 | 111.598 | Using measure description efficiency metrics to adjust loads from RTF/2021P workbooks to consumptions. | Using measure description efficiency metrics to adjust loads from RTF/2021P workbooks to consumptions. | 0 | 0 | NA | NA | 985.5502 | 960.201 | 0 | 1041.0297 | 965.6137 | 0 | 0 | Technical Support Document - Residential Water Heaters, Direct Heating Equipment, and Pooler Heaters. November 2009; calculated by linear interpolation | Technical Support Document - Residential Water Heaters, Direct Heating Equipment, and Pooler Heaters. November 2009; calculated by linear interpolation | Assuming no incremental O&M cost | 0 | 0.48375 | PSE NEI data | No applicable non-energy benefits | 100% | Equipment 100% technically feasible within end use | System | System
Thurston CountyManufactured - Highly ImpactedWater Heat GT 55 Gal4New | Thurston CountyManufactured - Highly ImpactedWater Heat GT 55 GalNew | Thurston County | Manufactured - Highly Impacted | Water Heat GT 55 Gal | 4 | ENERGY STAR Condensing Water Heater > 55 GAL - EF 0.77 | New | Water Heater - ENERGY STAR Condensing | ENERGY STAR Condensing Water Heater > 55 GAL - EF 0.77 | Federal Standard 2015 Condensing Water Heater > 55 GAL - EF 0.74 | per Home | 13 | Based on RTF workbook ResGasWH_v1_2 | 116.1222 | 111.598 | Using measure description efficiency metrics to adjust loads from RTF/2021P workbooks to consumptions. | Using measure description efficiency metrics to adjust loads from RTF/2021P workbooks to consumptions. | 0 | 0 | NA | NA | 985.5502 | 960.201 | 0 | 1041.0297 | 965.6137 | 0 | 0 | Technical Support Document - Residential Water Heaters, Direct Heating Equipment, and Pooler Heaters. November 2009; calculated by linear interpolation | Technical Support Document - Residential Water Heaters, Direct Heating Equipment, and Pooler Heaters. November 2009; calculated by linear interpolation | Assuming no incremental O&M cost | 0 | 0.48375 | PSE NEI data | No applicable non-energy benefits | 100% | Equipment 100% technically feasible within end use | System | System
Thurston CountySingle FamilyWater Heat GT 55 Gal5Existing | Thurston CountySingle FamilyWater Heat GT 55 GalExisting | Thurston County | Single Family | Water Heat GT 55 Gal | 5 | Condensing Water Heater > 55 GAL - EF 0.85 | Existing | Water Heater - Condensing | Condensing Water Heater > 55 GAL - EF 0.85 | Federal Standard 2015 Condensing Water Heater > 55 GAL - EF 0.74 | per Home | 13 | Based on RTF workbook ResGasWH_v1_2 | 153.6415 | 133.7585 | Using measure description efficiency metrics to adjust loads from RTF/2021P workbooks to consumptions. | Using measure description efficiency metrics to adjust loads from RTF/2021P workbooks to consumptions. | 0 | 0 | NA | NA | 985.5502 | 960.201 | 0 | 1740.7333 | 980.0474 | 0 | 0 | Technical Support Document - Residential Water Heaters, Direct Heating Equipment, and Pooler Heaters. November 2009, various retail prices from internet price research; calculated by linear interpolation | Technical Support Document - Residential Water Heaters, Direct Heating Equipment, and Pooler Heaters. November 2009; calculated by linear interpolation | Assuming no incremental O&M cost | 0 | 9.5375 | PSE NEI data | No applicable non-energy benefits | 100% | Equipment 100% technically feasible within end use | System | System
Thurston CountySingle FamilyWater Heat GT 55 Gal5New | Thurston CountySingle FamilyWater Heat GT 55 GalNew | Thurston County | Single Family | Water Heat GT 55 Gal | 5 | Condensing Water Heater > 55 GAL - EF 0.85 | New | Water Heater - Condensing | Condensing Water Heater > 55 GAL - EF 0.85 | Federal Standard 2015 Condensing Water Heater > 55 GAL - EF 0.74 | per Home | 13 | Based on RTF workbook ResGasWH_v1_2 | 153.6415 | 133.7585 | Using measure description efficiency metrics to adjust loads from RTF/2021P workbooks to consumptions. | Using measure description efficiency metrics to adjust loads from RTF/2021P workbooks to consumptions. | 0 | 0 | NA | NA | 985.5502 | 960.201 | 0 | 1740.7333 | 980.0474 | 0 | 0 | Technical Support Document - Residential Water Heaters, Direct Heating Equipment, and Pooler Heaters. November 2009, various retail prices from internet price research; calculated by linear interpolation | Technical Support Document - Residential Water Heaters, Direct Heating Equipment, and Pooler Heaters. November 2009; calculated by linear interpolation | Assuming no incremental O&M cost | 0 | 9.5375 | PSE NEI data | No applicable non-energy benefits | 100% | Equipment 100% technically feasible within end use | System | System
Thurston CountySingle Family - Highly ImpactedWater Heat GT 55 Gal5Existing | Thurston CountySingle Family - Highly ImpactedWater Heat GT 55 GalExisting | Thurston County | Single Family - Highly Impacted | Water Heat GT 55 Gal | 5 | Condensing Water Heater > 55 GAL - EF 0.85 | Existing | Water Heater - Condensing | Condensing Water Heater > 55 GAL - EF 0.85 | Federal Standard 2015 Condensing Water Heater > 55 GAL - EF 0.74 | per Home | 13 | Based on RTF workbook ResGasWH_v1_2 | 134.228 | 116.8573 | Using measure description efficiency metrics to adjust loads from RTF/2021P workbooks to consumptions. | Using measure description efficiency metrics to adjust loads from RTF/2021P workbooks to consumptions. | 0 | 0 | NA | NA | 985.5502 | 960.201 | 0 | 1740.7333 | 980.0474 | 0 | 0 | Technical Support Document - Residential Water Heaters, Direct Heating Equipment, and Pooler Heaters. November 2009, various retail prices from internet price research; calculated by linear interpolation | Technical Support Document - Residential Water Heaters, Direct Heating Equipment, and Pooler Heaters. November 2009; calculated by linear interpolation | Assuming no incremental O&M cost | 0 | 1.8574 | PSE NEI data | No applicable non-energy benefits | 100% | Equipment 100% technically feasible within end use | System | System
Thurston CountySingle Family - Highly ImpactedWater Heat GT 55 Gal5New | Thurston CountySingle Family - Highly ImpactedWater Heat GT 55 GalNew | Thurston County | Single Family - Highly Impacted | Water Heat GT 55 Gal | 5 | Condensing Water Heater > 55 GAL - EF 0.85 | New | Water Heater - Condensing | Condensing Water Heater > 55 GAL - EF 0.85 | Federal Standard 2015 Condensing Water Heater > 55 GAL - EF 0.74 | per Home | 13 | Based on RTF workbook ResGasWH_v1_2 | 134.228 | 116.8573 | Using measure description efficiency metrics to adjust loads from RTF/2021P workbooks to consumptions. | Using measure description efficiency metrics to adjust loads from RTF/2021P workbooks to consumptions. | 0 | 0 | NA | NA | 985.5502 | 960.201 | 0 | 1740.7333 | 980.0474 | 0 | 0 | Technical Support Document - Residential Water Heaters, Direct Heating Equipment, and Pooler Heaters. November 2009, various retail prices from internet price research; calculated by linear interpolation | Technical Support Document - Residential Water Heaters, Direct Heating Equipment, and Pooler Heaters. November 2009; calculated by linear interpolation | Assuming no incremental O&M cost | 0 | 1.8574 | PSE NEI data | No applicable non-energy benefits | 100% | Equipment 100% technically feasible within end use | System | System
Thurston CountyMultifamilyWater Heat GT 55 Gal5Existing | Thurston CountyMultifamilyWater Heat GT 55 GalExisting | Thurston County | Multifamily | Water Heat GT 55 Gal | 5 | Condensing Water Heater > 55 GAL - EF 0.85 | Existing | Water Heater - Condensing | Condensing Water Heater > 55 GAL - EF 0.85 | Federal Standard 2015 Condensing Water Heater > 55 GAL - EF 0.74 | per Home | 13 | Based on RTF workbook ResGasWH_v1_2 | 109.1193 | 94.998 | Using measure description efficiency metrics to adjust loads from RTF/2021P workbooks to consumptions. | Using measure description efficiency metrics to adjust loads from RTF/2021P workbooks to consumptions. | 0 | 0 | NA | NA | 985.5502 | 960.201 | 0 | 1740.7333 | 980.0474 | 0 | 0 | Technical Support Document - Residential Water Heaters, Direct Heating Equipment, and Pooler Heaters. November 2009, various retail prices from internet price research; calculated by linear interpolation | Technical Support Document - Residential Water Heaters, Direct Heating Equipment, and Pooler Heaters. November 2009; calculated by linear interpolation | Assuming no incremental O&M cost | 0 | 6.7737 | PSE NEI data | No applicable non-energy benefits | 100% | Equipment 100% technically feasible within end use | System | System
Thurston CountyMultifamilyWater Heat GT 55 Gal5New | Thurston CountyMultifamilyWater Heat GT 55 GalNew | Thurston County | Multifamily | Water Heat GT 55 Gal | 5 | Condensing Water Heater > 55 GAL - EF 0.85 | New | Water Heater - Condensing | Condensing Water Heater > 55 GAL - EF 0.85 | Federal Standard 2015 Condensing Water Heater > 55 GAL - EF 0.74 | per Home | 13 | Based on RTF workbook ResGasWH_v1_2 | 109.1193 | 94.998 | Using measure description efficiency metrics to adjust loads from RTF/2021P workbooks to consumptions. | Using measure description efficiency metrics to adjust loads from RTF/2021P workbooks to consumptions. | 0 | 0 | NA | NA | 985.5502 | 960.201 | 0 | 1740.7333 | 980.0474 | 0 | 0 | Technical Support Document - Residential Water Heaters, Direct Heating Equipment, and Pooler Heaters. November 2009, various retail prices from internet price research; calculated by linear interpolation | Technical Support Document - Residential Water Heaters, Direct Heating Equipment, and Pooler Heaters. November 2009; calculated by linear interpolation | Assuming no incremental O&M cost | 0 | 6.7737 | PSE NEI data | No applicable non-energy benefits | 100% | Equipment 100% technically feasible within end use | System | System
Thurston CountyMultifamily - Highly ImpactedWater Heat GT 55 Gal5Existing | Thurston CountyMultifamily - Highly ImpactedWater Heat GT 55 GalExisting | Thurston County | Multifamily - Highly Impacted | Water Heat GT 55 Gal | 5 | Condensing Water Heater > 55 GAL - EF 0.85 | Existing | Water Heater - Condensing | Condensing Water Heater > 55 GAL - EF 0.85 | Federal Standard 2015 Condensing Water Heater > 55 GAL - EF 0.74 | per Home | 13 | Based on RTF workbook ResGasWH_v1_2 | 122.8421 | 106.9449 | Using measure description efficiency metrics to adjust loads from RTF/2021P workbooks to consumptions. | Using measure description efficiency metrics to adjust loads from RTF/2021P workbooks to consumptions. | 0 | 0 | NA | NA | 985.5502 | 960.201 | 0 | 1740.7333 | 980.0474 | 0 | 0 | Technical Support Document - Residential Water Heaters, Direct Heating Equipment, and Pooler Heaters. November 2009, various retail prices from internet price research; calculated by linear interpolation | Technical Support Document - Residential Water Heaters, Direct Heating Equipment, and Pooler Heaters. November 2009; calculated by linear interpolation | Assuming no incremental O&M cost | 0 | 1.6998 | PSE NEI data | No applicable non-energy benefits | 100% | Equipment 100% technically feasible within end use | System | System
Thurston CountyMultifamily - Highly ImpactedWater Heat GT 55 Gal5New | Thurston CountyMultifamily - Highly ImpactedWater Heat GT 55 GalNew | Thurston County | Multifamily - Highly Impacted | Water Heat GT 55 Gal | 5 | Condensing Water Heater > 55 GAL - EF 0.85 | New | Water Heater - Condensing | Condensing Water Heater > 55 GAL - EF 0.85 | Federal Standard 2015 Condensing Water Heater > 55 GAL - EF 0.74 | per Home | 13 | Based on RTF workbook ResGasWH_v1_2 | 122.8421 | 106.9449 | Using measure description efficiency metrics to adjust loads from RTF/2021P workbooks to consumptions. | Using measure description efficiency metrics to adjust loads from RTF/2021P workbooks to consumptions. | 0 | 0 | NA | NA | 985.5502 | 960.201 | 0 | 1740.7333 | 980.0474 | 0 | 0 | Technical Support Document - Residential Water Heaters, Direct Heating Equipment, and Pooler Heaters. November 2009, various retail prices from internet price research; calculated by linear interpolation | Technical Support Document - Residential Water Heaters, Direct Heating Equipment, and Pooler Heaters. November 2009; calculated by linear interpolation | Assuming no incremental O&M cost | 0 | 1.6998 | PSE NEI data | No applicable non-energy benefits | 100% | Equipment 100% technically feasible within end use | System | System
Thurston CountyManufacturedWater Heat GT 55 Gal5Existing | Thurston CountyManufacturedWater Heat GT 55 GalExisting | Thurston County | Manufactured | Water Heat GT 55 Gal | 5 | Condensing Water Heater > 55 GAL - EF 0.85 | Existing | Water Heater - Condensing | Condensing Water Heater > 55 GAL - EF 0.85 | Federal Standard 2015 Condensing Water Heater > 55 GAL - EF 0.74 | per Home | 13 | Based on RTF workbook ResGasWH_v1_2 | 136.1937 | 118.5687 | Using measure description efficiency metrics to adjust loads from RTF/2021P workbooks to consumptions. | Using measure description efficiency metrics to adjust loads from RTF/2021P workbooks to consumptions. | 0 | 0 | NA | NA | 985.5502 | 960.201 | 0 | 1740.7333 | 980.0474 | 0 | 0 | Technical Support Document - Residential Water Heaters, Direct Heating Equipment, and Pooler Heaters. November 2009, various retail prices from internet price research; calculated by linear interpolation | Technical Support Document - Residential Water Heaters, Direct Heating Equipment, and Pooler Heaters. November 2009; calculated by linear interpolation | Assuming no incremental O&M cost | 0 | 8.4544 | PSE NEI data | No applicable non-energy benefits | 100% | Equipment 100% technically feasible within end use | System | System
Thurston CountyManufacturedWater Heat GT 55 Gal5New | Thurston CountyManufacturedWater Heat GT 55 GalNew | Thurston County | Manufactured | Water Heat GT 55 Gal | 5 | Condensing Water Heater > 55 GAL - EF 0.85 | New | Water Heater - Condensing | Condensing Water Heater > 55 GAL - EF 0.85 | Federal Standard 2015 Condensing Water Heater > 55 GAL - EF 0.74 | per Home | 13 | Based on RTF workbook ResGasWH_v1_2 | 136.1937 | 118.5687 | Using measure description efficiency metrics to adjust loads from RTF/2021P workbooks to consumptions. | Using measure description efficiency metrics to adjust loads from RTF/2021P workbooks to consumptions. | 0 | 0 | NA | NA | 985.5502 | 960.201 | 0 | 1740.7333 | 980.0474 | 0 | 0 | Technical Support Document - Residential Water Heaters, Direct Heating Equipment, and Pooler Heaters. November 2009, various retail prices from internet price research; calculated by linear interpolation | Technical Support Document - Residential Water Heaters, Direct Heating Equipment, and Pooler Heaters. November 2009; calculated by linear interpolation | Assuming no incremental O&M cost | 0 | 8.4544 | PSE NEI data | No applicable non-energy benefits | 100% | Equipment 100% technically feasible within end use | System | System
Thurston CountyManufactured - Highly ImpactedWater Heat GT 55 Gal5Existing | Thurston CountyManufactured - Highly ImpactedWater Heat GT 55 GalExisting | Thurston County | Manufactured - Highly Impacted | Water Heat GT 55 Gal | 5 | Condensing Water Heater > 55 GAL - EF 0.85 | Existing | Water Heater - Condensing | Condensing Water Heater > 55 GAL - EF 0.85 | Federal Standard 2015 Condensing Water Heater > 55 GAL - EF 0.74 | per Home | 13 | Based on RTF workbook ResGasWH_v1_2 | 116.1222 | 101.0947 | Using measure description efficiency metrics to adjust loads from RTF/2021P workbooks to consumptions. | Using measure description efficiency metrics to adjust loads from RTF/2021P workbooks to consumptions. | 0 | 0 | NA | NA | 985.5502 | 960.201 | 0 | 1740.7333 | 980.0474 | 0 | 0 | Technical Support Document - Residential Water Heaters, Direct Heating Equipment, and Pooler Heaters. November 2009, various retail prices from internet price research; calculated by linear interpolation | Technical Support Document - Residential Water Heaters, Direct Heating Equipment, and Pooler Heaters. November 2009; calculated by linear interpolation | Assuming no incremental O&M cost | 0 | 1.6068 | PSE NEI data | No applicable non-energy benefits | 100% | Equipment 100% technically feasible within end use | System | System
Thurston CountyManufactured - Highly ImpactedWater Heat GT 55 Gal5New | Thurston CountyManufactured - Highly ImpactedWater Heat GT 55 GalNew | Thurston County | Manufactured - Highly Impacted | Water Heat GT 55 Gal | 5 | Condensing Water Heater > 55 GAL - EF 0.85 | New | Water Heater - Condensing | Condensing Water Heater > 55 GAL - EF 0.85 | Federal Standard 2015 Condensing Water Heater > 55 GAL - EF 0.74 | per Home | 13 | Based on RTF workbook ResGasWH_v1_2 | 116.1222 | 101.0947 | Using measure description efficiency metrics to adjust loads from RTF/2021P workbooks to consumptions. | Using measure description efficiency metrics to adjust loads from RTF/2021P workbooks to consumptions. | 0 | 0 | NA | NA | 985.5502 | 960.201 | 0 | 1740.7333 | 980.0474 | 0 | 0 | Technical Support Document - Residential Water Heaters, Direct Heating Equipment, and Pooler Heaters. November 2009, various retail prices from internet price research; calculated by linear interpolation | Technical Support Document - Residential Water Heaters, Direct Heating Equipment, and Pooler Heaters. November 2009; calculated by linear interpolation | Assuming no incremental O&M cost | 0 | 1.6068 | PSE NEI data | No applicable non-energy benefits | 100% | Equipment 100% technically feasible within end use | System | System
Thurston CountySingle FamilyWater Heat GT 55 Gal6Existing | Thurston CountySingle FamilyWater Heat GT 55 GalExisting | Thurston County | Single Family | Water Heat GT 55 Gal | 6 | ENERGY STAR Tankless Water Heater > 55 GAL - EF 0.90 | Existing | Water Heater - ENERGY STAR Tankless | ENERGY STAR Tankless Water Heater > 55 GAL - EF 0.90 | Federal Standard 2015 Condensing Water Heater > 55 GAL - EF 0.74 | per Home | 20 | Based on RTF workbook ResGasWH_v1_2 | 153.6415 | 126.3274 | Using measure description efficiency metrics to adjust loads from RTF/2021P workbooks to consumptions. | Using measure description efficiency metrics to adjust loads from RTF/2021P workbooks to consumptions. | 0 | 0 | NA | NA | 985.5502 | 960.201 | 0 | 2135.7217 | 1129.6809 | 0 | 0 | Technical Support Document - Residential Water Heaters, Direct Heating Equipment, and Pooler Heaters. November 2009, various retail prices from internet price research; calculated by linear interpolation | Technical Support Document - Residential Water Heaters, Direct Heating Equipment, and Pooler Heaters. November 2009. | Assuming no incremental O&M cost | 0 | 7.2976 | PSE NEI data | No applicable non-energy benefits | 100% | Equipment 100% technically feasible within end use | System | System
Thurston CountySingle FamilyWater Heat GT 55 Gal6New | Thurston CountySingle FamilyWater Heat GT 55 GalNew | Thurston County | Single Family | Water Heat GT 55 Gal | 6 | ENERGY STAR Tankless Water Heater > 55 GAL - EF 0.90 | New | Water Heater - ENERGY STAR Tankless | ENERGY STAR Tankless Water Heater > 55 GAL - EF 0.90 | Federal Standard 2015 Condensing Water Heater > 55 GAL - EF 0.74 | per Home | 20 | Based on RTF workbook ResGasWH_v1_2 | 153.6415 | 126.3274 | Using measure description efficiency metrics to adjust loads from RTF/2021P workbooks to consumptions. | Using measure description efficiency metrics to adjust loads from RTF/2021P workbooks to consumptions. | 0 | 0 | NA | NA | 985.5502 | 960.201 | 0 | 2135.7217 | 1129.6809 | 0 | 0 | Technical Support Document - Residential Water Heaters, Direct Heating Equipment, and Pooler Heaters. November 2009, various retail prices from internet price research; calculated by linear interpolation | Technical Support Document - Residential Water Heaters, Direct Heating Equipment, and Pooler Heaters. November 2009. | Assuming no incremental O&M cost | 0 | 7.2976 | PSE NEI data | No applicable non-energy benefits | 100% | Equipment 100% technically feasible within end use | System | System
Thurston CountySingle Family - Highly ImpactedWater Heat GT 55 Gal6Existing | Thurston CountySingle Family - Highly ImpactedWater Heat GT 55 GalExisting | Thurston County | Single Family - Highly Impacted | Water Heat GT 55 Gal | 6 | ENERGY STAR Tankless Water Heater > 55 GAL - EF 0.90 | Existing | Water Heater - ENERGY STAR Tankless | ENERGY STAR Tankless Water Heater > 55 GAL - EF 0.90 | Federal Standard 2015 Condensing Water Heater > 55 GAL - EF 0.74 | per Home | 20 | Based on RTF workbook ResGasWH_v1_2 | 134.228 | 110.3652 | Using measure description efficiency metrics to adjust loads from RTF/2021P workbooks to consumptions. | Using measure description efficiency metrics to adjust loads from RTF/2021P workbooks to consumptions. | 0 | 0 | NA | NA | 985.5502 | 960.201 | 0 | 2135.7217 | 1129.6809 | 0 | 0 | Technical Support Document - Residential Water Heaters, Direct Heating Equipment, and Pooler Heaters. November 2009, various retail prices from internet price research; calculated by linear interpolation | Technical Support Document - Residential Water Heaters, Direct Heating Equipment, and Pooler Heaters. November 2009. | Assuming no incremental O&M cost | 0 | 8.2502 | PSE NEI data | No applicable non-energy benefits | 100% | Equipment 100% technically feasible within end use | System | System
Thurston CountySingle Family - Highly ImpactedWater Heat GT 55 Gal6New | Thurston CountySingle Family - Highly ImpactedWater Heat GT 55 GalNew | Thurston County | Single Family - Highly Impacted | Water Heat GT 55 Gal | 6 | ENERGY STAR Tankless Water Heater > 55 GAL - EF 0.90 | New | Water Heater - ENERGY STAR Tankless | ENERGY STAR Tankless Water Heater > 55 GAL - EF 0.90 | Federal Standard 2015 Condensing Water Heater > 55 GAL - EF 0.74 | per Home | 20 | Based on RTF workbook ResGasWH_v1_2 | 134.228 | 110.3652 | Using measure description efficiency metrics to adjust loads from RTF/2021P workbooks to consumptions. | Using measure description efficiency metrics to adjust loads from RTF/2021P workbooks to consumptions. | 0 | 0 | NA | NA | 985.5502 | 960.201 | 0 | 2135.7217 | 1129.6809 | 0 | 0 | Technical Support Document - Residential Water Heaters, Direct Heating Equipment, and Pooler Heaters. November 2009, various retail prices from internet price research; calculated by linear interpolation | Technical Support Document - Residential Water Heaters, Direct Heating Equipment, and Pooler Heaters. November 2009. | Assuming no incremental O&M cost | 0 | 8.2502 | PSE NEI data | No applicable non-energy benefits | 100% | Equipment 100% technically feasible within end use | System | System
Thurston CountyMultifamilyWater Heat GT 55 Gal6Existing | Thurston CountyMultifamilyWater Heat GT 55 GalExisting | Thurston County | Multifamily | Water Heat GT 55 Gal | 6 | ENERGY STAR Tankless Water Heater > 55 GAL - EF 0.90 | Existing | Water Heater - ENERGY STAR Tankless | ENERGY STAR Tankless Water Heater > 55 GAL - EF 0.90 | Federal Standard 2015 Condensing Water Heater > 55 GAL - EF 0.74 | per Home | 20 | Based on RTF workbook ResGasWH_v1_2 | 109.1193 | 89.7203 | Using measure description efficiency metrics to adjust loads from RTF/2021P workbooks to consumptions. | Using measure description efficiency metrics to adjust loads from RTF/2021P workbooks to consumptions. | 0 | 0 | NA | NA | 985.5502 | 960.201 | 0 | 2135.7217 | 1129.6809 | 0 | 0 | Technical Support Document - Residential Water Heaters, Direct Heating Equipment, and Pooler Heaters. November 2009, various retail prices from internet price research; calculated by linear interpolation | Technical Support Document - Residential Water Heaters, Direct Heating Equipment, and Pooler Heaters. November 2009. | Assuming no incremental O&M cost | 0 | 5.1829 | PSE NEI data | No applicable non-energy benefits | 100% | Equipment 100% technically feasible within end use | System | System
Thurston CountyMultifamilyWater Heat GT 55 Gal6New | Thurston CountyMultifamilyWater Heat GT 55 GalNew | Thurston County | Multifamily | Water Heat GT 55 Gal | 6 | ENERGY STAR Tankless Water Heater > 55 GAL - EF 0.90 | New | Water Heater - ENERGY STAR Tankless | ENERGY STAR Tankless Water Heater > 55 GAL - EF 0.90 | Federal Standard 2015 Condensing Water Heater > 55 GAL - EF 0.74 | per Home | 20 | Based on RTF workbook ResGasWH_v1_2 | 109.1193 | 89.7203 | Using measure description efficiency metrics to adjust loads from RTF/2021P workbooks to consumptions. | Using measure description efficiency metrics to adjust loads from RTF/2021P workbooks to consumptions. | 0 | 0 | NA | NA | 985.5502 | 960.201 | 0 | 2135.7217 | 1129.6809 | 0 | 0 | Technical Support Document - Residential Water Heaters, Direct Heating Equipment, and Pooler Heaters. November 2009, various retail prices from internet price research; calculated by linear interpolation | Technical Support Document - Residential Water Heaters, Direct Heating Equipment, and Pooler Heaters. November 2009. | Assuming no incremental O&M cost | 0 | 5.1829 | PSE NEI data | No applicable non-energy benefits | 100% | Equipment 100% technically feasible within end use | System | System
Thurston CountyMultifamily - Highly ImpactedWater Heat GT 55 Gal6Existing | Thurston CountyMultifamily - Highly ImpactedWater Heat GT 55 GalExisting | Thurston County | Multifamily - Highly Impacted | Water Heat GT 55 Gal | 6 | ENERGY STAR Tankless Water Heater > 55 GAL - EF 0.90 | Existing | Water Heater - ENERGY STAR Tankless | ENERGY STAR Tankless Water Heater > 55 GAL - EF 0.90 | Federal Standard 2015 Condensing Water Heater > 55 GAL - EF 0.74 | per Home | 20 | Based on RTF workbook ResGasWH_v1_2 | 122.8421 | 101.0035 | Using measure description efficiency metrics to adjust loads from RTF/2021P workbooks to consumptions. | Using measure description efficiency metrics to adjust loads from RTF/2021P workbooks to consumptions. | 0 | 0 | NA | NA | 985.5502 | 960.201 | 0 | 2135.7217 | 1129.6809 | 0 | 0 | Technical Support Document - Residential Water Heaters, Direct Heating Equipment, and Pooler Heaters. November 2009, various retail prices from internet price research; calculated by linear interpolation | Technical Support Document - Residential Water Heaters, Direct Heating Equipment, and Pooler Heaters. November 2009. | Assuming no incremental O&M cost | 0 | 2.1405 | PSE NEI data | No applicable non-energy benefits | 100% | Equipment 100% technically feasible within end use | System | System
Thurston CountyMultifamily - Highly ImpactedWater Heat GT 55 Gal6New | Thurston CountyMultifamily - Highly ImpactedWater Heat GT 55 GalNew | Thurston County | Multifamily - Highly Impacted | Water Heat GT 55 Gal | 6 | ENERGY STAR Tankless Water Heater > 55 GAL - EF 0.90 | New | Water Heater - ENERGY STAR Tankless | ENERGY STAR Tankless Water Heater > 55 GAL - EF 0.90 | Federal Standard 2015 Condensing Water Heater > 55 GAL - EF 0.74 | per Home | 20 | Based on RTF workbook ResGasWH_v1_2 | 122.8421 | 101.0035 | Using measure description efficiency metrics to adjust loads from RTF/2021P workbooks to consumptions. | Using measure description efficiency metrics to adjust loads from RTF/2021P workbooks to consumptions. | 0 | 0 | NA | NA | 985.5502 | 960.201 | 0 | 2135.7217 | 1129.6809 | 0 | 0 | Technical Support Document - Residential Water Heaters, Direct Heating Equipment, and Pooler Heaters. November 2009, various retail prices from internet price research; calculated by linear interpolation | Technical Support Document - Residential Water Heaters, Direct Heating Equipment, and Pooler Heaters. November 2009. | Assuming no incremental O&M cost | 0 | 2.1405 | PSE NEI data | No applicable non-energy benefits | 100% | Equipment 100% technically feasible within end use | System | System
Thurston CountyManufacturedWater Heat GT 55 Gal6Existing | Thurston CountyManufacturedWater Heat GT 55 GalExisting | Thurston County | Manufactured | Water Heat GT 55 Gal | 6 | ENERGY STAR Tankless Water Heater > 55 GAL - EF 0.90 | Existing | Water Heater - ENERGY STAR Tankless | ENERGY STAR Tankless Water Heater > 55 GAL - EF 0.90 | Federal Standard 2015 Condensing Water Heater > 55 GAL - EF 0.74 | per Home | 20 | Based on RTF workbook ResGasWH_v1_2 | 136.1937 | 111.9815 | Using measure description efficiency metrics to adjust loads from RTF/2021P workbooks to consumptions. | Using measure description efficiency metrics to adjust loads from RTF/2021P workbooks to consumptions. | 0 | 0 | NA | NA | 985.5502 | 960.201 | 0 | 2135.7217 | 1129.6809 | 0 | 0 | Technical Support Document - Residential Water Heaters, Direct Heating Equipment, and Pooler Heaters. November 2009, various retail prices from internet price research; calculated by linear interpolation | Technical Support Document - Residential Water Heaters, Direct Heating Equipment, and Pooler Heaters. November 2009. | Assuming no incremental O&M cost | 0 | 6.4688 | PSE NEI data | No applicable non-energy benefits | 100% | Equipment 100% technically feasible within end use | System | System
Thurston CountyManufacturedWater Heat GT 55 Gal6New | Thurston CountyManufacturedWater Heat GT 55 GalNew | Thurston County | Manufactured | Water Heat GT 55 Gal | 6 | ENERGY STAR Tankless Water Heater > 55 GAL - EF 0.90 | New | Water Heater - ENERGY STAR Tankless | ENERGY STAR Tankless Water Heater > 55 GAL - EF 0.90 | Federal Standard 2015 Condensing Water Heater > 55 GAL - EF 0.74 | per Home | 20 | Based on RTF workbook ResGasWH_v1_2 | 136.1937 | 111.9815 | Using measure description efficiency metrics to adjust loads from RTF/2021P workbooks to consumptions. | Using measure description efficiency metrics to adjust loads from RTF/2021P workbooks to consumptions. | 0 | 0 | NA | NA | 985.5502 | 960.201 | 0 | 2135.7217 | 1129.6809 | 0 | 0 | Technical Support Document - Residential Water Heaters, Direct Heating Equipment, and Pooler Heaters. November 2009, various retail prices from internet price research; calculated by linear interpolation | Technical Support Document - Residential Water Heaters, Direct Heating Equipment, and Pooler Heaters. November 2009. | Assuming no incremental O&M cost | 0 | 6.4688 | PSE NEI data | No applicable non-energy benefits | 100% | Equipment 100% technically feasible within end use | System | System
Thurston CountyManufactured - Highly ImpactedWater Heat GT 55 Gal6Existing | Thurston CountyManufactured - Highly ImpactedWater Heat GT 55 GalExisting | Thurston County | Manufactured - Highly Impacted | Water Heat GT 55 Gal | 6 | ENERGY STAR Tankless Water Heater > 55 GAL - EF 0.90 | Existing | Water Heater - ENERGY STAR Tankless | ENERGY STAR Tankless Water Heater > 55 GAL - EF 0.90 | Federal Standard 2015 Condensing Water Heater > 55 GAL - EF 0.74 | per Home | 20 | Based on RTF workbook ResGasWH_v1_2 | 116.1222 | 95.4783 | Using measure description efficiency metrics to adjust loads from RTF/2021P workbooks to consumptions. | Using measure description efficiency metrics to adjust loads from RTF/2021P workbooks to consumptions. | 0 | 0 | NA | NA | 985.5502 | 960.201 | 0 | 2135.7217 | 1129.6809 | 0 | 0 | Technical Support Document - Residential Water Heaters, Direct Heating Equipment, and Pooler Heaters. November 2009, various retail prices from internet price research; calculated by linear interpolation | Technical Support Document - Residential Water Heaters, Direct Heating Equipment, and Pooler Heaters. November 2009. | Assuming no incremental O&M cost | 0 | 2.0234 | PSE NEI data | No applicable non-energy benefits | 100% | Equipment 100% technically feasible within end use | System | System
Thurston CountyManufactured - Highly ImpactedWater Heat GT 55 Gal6New | Thurston CountyManufactured - Highly ImpactedWater Heat GT 55 GalNew | Thurston County | Manufactured - Highly Impacted | Water Heat GT 55 Gal | 6 | ENERGY STAR Tankless Water Heater > 55 GAL - EF 0.90 | New | Water Heater - ENERGY STAR Tankless | ENERGY STAR Tankless Water Heater > 55 GAL - EF 0.90 | Federal Standard 2015 Condensing Water Heater > 55 GAL - EF 0.74 | per Home | 20 | Based on RTF workbook ResGasWH_v1_2 | 116.1222 | 95.4783 | Using measure description efficiency metrics to adjust loads from RTF/2021P workbooks to consumptions. | Using measure description efficiency metrics to adjust loads from RTF/2021P workbooks to consumptions. | 0 | 0 | NA | NA | 985.5502 | 960.201 | 0 | 2135.7217 | 1129.6809 | 0 | 0 | Technical Support Document - Residential Water Heaters, Direct Heating Equipment, and Pooler Heaters. November 2009, various retail prices from internet price research; calculated by linear interpolation | Technical Support Document - Residential Water Heaters, Direct Heating Equipment, and Pooler Heaters. November 2009. | Assuming no incremental O&M cost | 0 | 2.0234 | PSE NEI data | No applicable non-energy benefits | 100% | Equipment 100% technically feasible within end use | System | System

## Retrofit Measure Inputs
[7 empty] | C&S Start Year | C&S Stop Year | Savings Units Number per Building | per Home | Early Replacement Flag | Stacking Flag | Measure EUL (Years) | Measure EUL Source | Primary Fuel Savings | End Use Percent | Primary Fuel Measure Source | Secondary Fuel Savings (in Therms) | Secondary Fuel Measure Source | 0 | Cost Type (Full or Incremental) | Baseline Equipment Cost | Baseline Labor Cost | 0 | Total Incremental Cost | 0 | Incremental O&M Cost | 0 | Baseline Equipment Cost Source | Measure Equipment Cost Source | Measure Competition Group | Competition Group Maximum Technical Feasibility | Applicability | Measure Share | 1 | Annual Water Benefits ($) | Other Benefits ($) | Type of Other Benefit | Other Benefits Source | System | System
Region | Segment | End Use | Construction Vintage | Measure Name | Measure Description | Base Equipment | C&S Start Year | C&S End Year | Number of Units | Cost Unit Description | Early Replacement Flag | Stacking Flag | Effective Useful Life | Effective Useful Life Source | Annual Primary Fuel Site Energy Savings / Unit | End Use Savings % | Primary Fuel Measure Savings Source | Annual Secondary Fuel Site Energy Savings / Unit | Secondary Fuel Measure Savings Source | Primary Fuel Secondary End Use Energy Savings / Unit | Cost Type | Baseline Equipment Cost / Unit | Baseline Labor Cost / Unit | Baseline Annual O&M Cost / Unit | Measure Equipment Cost / Unit | Measure Labor Cost / Unit | Measure Annual O&M Cost / Unit | Utility Incentives / Unit | Baseline Cost Source | Measure Cost Source | Measure Competition Group | Competition Group Maximum Technical Feasibility | Technical Feasibility | Percent Incomplete | Interaction Adjustment | Annual Water Benefits $ / Unit | Annual Other Non-Energy Benefits $ / Unit | Other Non-Energy Benefits Description | Non-Energy Benefits Source | Primary Fuel Load Shape Name | Secondary Fuel Load Shape Name
King County | Single Family | Water Heat LE 55 Gal | Existing | Thermostatic Restrictor Valve - Gas WH | Site hot water energy | 0 | 2024 | 2050 | 1.844 | per Home | 0 | 0 | 10 | RTF measure workbook ThermostaticShowerRestrictionValve_v4_2, for the measure Thermostatic Restrictor Valve - Gas WH | 2.6383 | 1.458% | RTF measure workbook ThermostaticShowerRestrictionValve_v4_2, for the measure Thermostatic Restrictor Valve - Gas WH | 1.5026 | RTF measure workbook ThermostaticShowerRestrictionValve_v4_2, for the measure Thermostatic Restrictor Valve - Gas WH | 0 | Full | 0 | 0 | 0 | 46.1509 | 0 | 0 | 0 | See 'Measure Equipment Cost Source' | RTF measure workbook ThermostaticShowerRestrictionValve_v4_2, for the measure Thermostatic Restrictor Valve - Gas WH | AA | 100% | 94.05% | 100% | 1 | 0 | 0 | See source workbook for details. Includes PSE NEI data where applicable. | RTF measure workbook ThermostaticShowerRestrictionValve_v4_2, for the measure Thermostatic Restrictor Valve - Gas WH | System | System
King County | Single Family | Water Heat LE 55 Gal | New | Thermostatic Restrictor Valve - Gas WH | Site hot water energy | 0 | 2024 | 2050 | 1.844 | per Home | 0 | 0 | 10 | RTF measure workbook ThermostaticShowerRestrictionValve_v4_2, for the measure Thermostatic Restrictor Valve - Gas WH | 2.5435 | 1.458% | RTF measure workbook ThermostaticShowerRestrictionValve_v4_2, for the measure Thermostatic Restrictor Valve - Gas WH | 1.5026 | RTF measure workbook ThermostaticShowerRestrictionValve_v4_2, for the measure Thermostatic Restrictor Valve - Gas WH | 0 | Full | 0 | 0 | 0 | 46.1509 | 0 | 0 | 0 | See 'Measure Equipment Cost Source' | RTF measure workbook ThermostaticShowerRestrictionValve_v4_2, for the measure Thermostatic Restrictor Valve - Gas WH | AA | 100% | 94.05% | 100% | 1 | 0 | 0 | See source workbook for details. Includes PSE NEI data where applicable. | RTF measure workbook ThermostaticShowerRestrictionValve_v4_2, for the measure Thermostatic Restrictor Valve - Gas WH | System | System
King County | Single Family - Highly Impacted | Water Heat LE 55 Gal | Existing | Thermostatic Restrictor Valve - Gas WH | Site hot water energy | 0 | 2024 | 2050 | 1.3265 | per Home | 0 | 0 | 10 | RTF measure workbook ThermostaticShowerRestrictionValve_v4_2, for the measure Thermostatic Restrictor Valve - Gas WH | 1.8979 | 1.201% | RTF measure workbook ThermostaticShowerRestrictionValve_v4_2, for the measure Thermostatic Restrictor Valve - Gas WH | 1.0809 | RTF measure workbook ThermostaticShowerRestrictionValve_v4_2, for the measure Thermostatic Restrictor Valve - Gas WH | 0 | Full | 0 | 0 | 0 | 33.1979 | 0 | 0 | 0 | See 'Measure Equipment Cost Source' | RTF measure workbook ThermostaticShowerRestrictionValve_v4_2, for the measure Thermostatic Restrictor Valve - Gas WH | AA | 100% | 94.05% | 100% | 1 | 0 | 0 | See source workbook for details. Includes PSE NEI data where applicable. | RTF measure workbook ThermostaticShowerRestrictionValve_v4_2, for the measure Thermostatic Restrictor Valve - Gas WH | System | System
King County | Single Family - Highly Impacted | Water Heat LE 55 Gal | New | Thermostatic Restrictor Valve - Gas WH | Site hot water energy | 0 | 2024 | 2050 | 1.3265 | per Home | 0 | 0 | 10 | RTF measure workbook ThermostaticShowerRestrictionValve_v4_2, for the measure Thermostatic Restrictor Valve - Gas WH | 1.8296 | 1.201% | RTF measure workbook ThermostaticShowerRestrictionValve_v4_2, for the measure Thermostatic Restrictor Valve - Gas WH | 1.0809 | RTF measure workbook ThermostaticShowerRestrictionValve_v4_2, for the measure Thermostatic Restrictor Valve - Gas WH | 0 | Full | 0 | 0 | 0 | 33.1979 | 0 | 0 | 0 | See 'Measure Equipment Cost Source' | RTF measure workbook ThermostaticShowerRestrictionValve_v4_2, for the measure Thermostatic Restrictor Valve - Gas WH | AA | 100% | 94.05% | 100% | 1 | 0 | 0 | See source workbook for details. Includes PSE NEI data where applicable. | RTF measure workbook ThermostaticShowerRestrictionValve_v4_2, for the measure Thermostatic Restrictor Valve - Gas WH | System | System
King County | Multifamily | Water Heat LE 55 Gal | Existing | Thermostatic Restrictor Valve - Gas WH | Site hot water energy | 0 | 2024 | 2050 | 1.2402 | per Home | 0 | 0 | 10 | RTF measure workbook ThermostaticShowerRestrictionValve_v4_2, for the measure Thermostatic Restrictor Valve - Gas WH | 1.7745 | 1.381% | RTF measure workbook ThermostaticShowerRestrictionValve_v4_2, for the measure Thermostatic Restrictor Valve - Gas WH | 1.0106 | RTF measure workbook ThermostaticShowerRestrictionValve_v4_2, for the measure Thermostatic Restrictor Valve - Gas WH | 0 | Full | 0 | 0 | 0 | 31.0397 | 0 | 0 | 0 | See 'Measure Equipment Cost Source' | RTF measure workbook ThermostaticShowerRestrictionValve_v4_2, for the measure Thermostatic Restrictor Valve - Gas WH | AA | 100% | 94.05% | 100% | 1 | 0 | 0 | See source workbook for details. Includes PSE NEI data where applicable. | RTF measure workbook ThermostaticShowerRestrictionValve_v4_2, for the measure Thermostatic Restrictor Valve - Gas WH | System | System
King County | Multifamily | Water Heat LE 55 Gal | New | Thermostatic Restrictor Valve - Gas WH | Site hot water energy | 0 | 2024 | 2050 | 1.2402 | per Home | 0 | 0 | 10 | RTF measure workbook ThermostaticShowerRestrictionValve_v4_2, for the measure Thermostatic Restrictor Valve - Gas WH | 1.7107 | 1.381% | RTF measure workbook ThermostaticShowerRestrictionValve_v4_2, for the measure Thermostatic Restrictor Valve - Gas WH | 1.0106 | RTF measure workbook ThermostaticShowerRestrictionValve_v4_2, for the measure Thermostatic Restrictor Valve - Gas WH | 0 | Full | 0 | 0 | 0 | 31.0397 | 0 | 0 | 0 | See 'Measure Equipment Cost Source' | RTF measure workbook ThermostaticShowerRestrictionValve_v4_2, for the measure Thermostatic Restrictor Valve - Gas WH | AA | 100% | 94.05% | 100% | 1 | 0 | 0 | See source workbook for details. Includes PSE NEI data where applicable. | RTF measure workbook ThermostaticShowerRestrictionValve_v4_2, for the measure Thermostatic Restrictor Valve - Gas WH | System | System
King County | Multifamily - Highly Impacted | Water Heat LE 55 Gal | Existing | Thermostatic Restrictor Valve - Gas WH | Site hot water energy | 0 | 2024 | 2050 | 1.0527 | per Home | 0 | 0 | 10 | RTF measure workbook ThermostaticShowerRestrictionValve_v4_2, for the measure Thermostatic Restrictor Valve - Gas WH | 1.5061 | 1.041% | RTF measure workbook ThermostaticShowerRestrictionValve_v4_2, for the measure Thermostatic Restrictor Valve - Gas WH | 0.85774 | RTF measure workbook ThermostaticShowerRestrictionValve_v4_2, for the measure Thermostatic Restrictor Valve - Gas WH | 0 | Full | 0 | 0 | 0 | 26.3451 | 0 | 0 | 0 | See 'Measure Equipment Cost Source' | RTF measure workbook ThermostaticShowerRestrictionValve_v4_2, for the measure Thermostatic Restrictor Valve - Gas WH | AA | 100% | 94.05% | 100% | 1 | 0 | 0 | See source workbook for details. Includes PSE NEI data where applicable. | RTF measure workbook ThermostaticShowerRestrictionValve_v4_2, for the measure Thermostatic Restrictor Valve - Gas WH | System | System
King County | Multifamily - Highly Impacted | Water Heat LE 55 Gal | New | Thermostatic Restrictor Valve - Gas WH | Site hot water energy | 0 | 2024 | 2050 | 1.0527 | per Home | 0 | 0 | 10 | RTF measure workbook ThermostaticShowerRestrictionValve_v4_2, for the measure Thermostatic Restrictor Valve - Gas WH | 1.4519 | 1.041% | RTF measure workbook ThermostaticShowerRestrictionValve_v4_2, for the measure Thermostatic Restrictor Valve - Gas WH | 0.85774 | RTF measure workbook ThermostaticShowerRestrictionValve_v4_2, for the measure Thermostatic Restrictor Valve - Gas WH | 0 | Full | 0 | 0 | 0 | 26.3451 | 0 | 0 | 0 | See 'Measure Equipment Cost Source' | RTF measure workbook ThermostaticShowerRestrictionValve_v4_2, for the measure Thermostatic Restrictor Valve - Gas WH | AA | 100% | 94.05% | 100% | 1 | 0 | 0 | See source workbook for details. Includes PSE NEI data where applicable. | RTF measure workbook ThermostaticShowerRestrictionValve_v4_2, for the measure Thermostatic Restrictor Valve - Gas WH | System | System
King County | Manufactured | Water Heat LE 55 Gal | Existing | Thermostatic Restrictor Valve - Gas WH | Site hot water energy | 0 | 2024 | 2050 | 1.5344 | per Home | 0 | 0 | 10 | RTF measure workbook ThermostaticShowerRestrictionValve_v4_2, for the measure Thermostatic Restrictor Valve - Gas WH | 2.1953 | 1.369% | RTF measure workbook ThermostaticShowerRestrictionValve_v4_2, for the measure Thermostatic Restrictor Valve - Gas WH | 1.2503 | RTF measure workbook ThermostaticShowerRestrictionValve_v4_2, for the measure Thermostatic Restrictor Valve - Gas WH | 0 | Full | 0 | 0 | 0 | 38.401 | 0 | 0 | 0 | See 'Measure Equipment Cost Source' | RTF measure workbook ThermostaticShowerRestrictionValve_v4_2, for the measure Thermostatic Restrictor Valve - Gas WH | AA | 100% | 94.05% | 100% | 1 | 0 | 0 | See source workbook for details. Includes PSE NEI data where applicable. | RTF measure workbook ThermostaticShowerRestrictionValve_v4_2, for the measure Thermostatic Restrictor Valve - Gas WH | System | System
King County | Manufactured | Water Heat LE 55 Gal | New | Thermostatic Restrictor Valve - Gas WH | Site hot water energy | 0 | 2024 | 2050 | 1.5344 | per Home | 0 | 0 | 10 | RTF measure workbook ThermostaticShowerRestrictionValve_v4_2, for the measure Thermostatic Restrictor Valve - Gas WH | 2.1164 | 1.369% | RTF measure workbook ThermostaticShowerRestrictionValve_v4_2, for the measure Thermostatic Restrictor Valve - Gas WH | 1.2503 | RTF measure workbook ThermostaticShowerRestrictionValve_v4_2, for the measure Thermostatic Restrictor Valve - Gas WH | 0 | Full | 0 | 0 | 0 | 38.401 | 0 | 0 | 0 | See 'Measure Equipment Cost Source' | RTF measure workbook ThermostaticShowerRestrictionValve_v4_2, for the measure Thermostatic Restrictor Valve - Gas WH | AA | 100% | 94.05% | 100% | 1 | 0 | 0 | See source workbook for details. Includes PSE NEI data where applicable. | RTF measure workbook ThermostaticShowerRestrictionValve_v4_2, for the measure Thermostatic Restrictor Valve - Gas WH | System | System
King County | Manufactured - Highly Impacted | Water Heat LE 55 Gal | Existing | Thermostatic Restrictor Valve - Gas WH | Site hot water energy | 0 | 2024 | 2050 | 1.1896 | per Home | 0 | 0 | 10 | RTF measure workbook ThermostaticShowerRestrictionValve_v4_2, for the measure Thermostatic Restrictor Valve - Gas WH | 1.702 | 1.245% | RTF measure workbook ThermostaticShowerRestrictionValve_v4_2, for the measure Thermostatic Restrictor Valve - Gas WH | 0.9693 | RTF measure workbook ThermostaticShowerRestrictionValve_v4_2, for the measure Thermostatic Restrictor Valve - Gas WH | 0 | Full | 0 | 0 | 0 | 29.7717 | 0 | 0 | 0 | See 'Measure Equipment Cost Source' | RTF measure workbook ThermostaticShowerRestrictionValve_v4_2, for the measure Thermostatic Restrictor Valve - Gas WH | AA | 100% | 94.05% | 100% | 1 | 0 | 0 | See source workbook for details. Includes PSE NEI data where applicable. | RTF measure workbook ThermostaticShowerRestrictionValve_v4_2, for the measure Thermostatic Restrictor Valve - Gas WH | System | System
King County | Manufactured - Highly Impacted | Water Heat LE 55 Gal | New | Thermostatic Restrictor Valve - Gas WH | Site hot water energy | 0 | 2024 | 2050 | 1.1896 | per Home | 0 | 0 | 10 | RTF measure workbook ThermostaticShowerRestrictionValve_v4_2, for the measure Thermostatic Restrictor Valve - Gas WH | 1.6408 | 1.245% | RTF measure workbook ThermostaticShowerRestrictionValve_v4_2, for the measure Thermostatic Restrictor Valve - Gas WH | 0.9693 | RTF measure workbook ThermostaticShowerRestrictionValve_v4_2, for the measure Thermostatic Restrictor Valve - Gas WH | 0 | Full | 0 | 0 | 0 | 29.7717 | 0 | 0 | 0 | See 'Measure Equipment Cost Source' | RTF measure workbook ThermostaticShowerRestrictionValve_v4_2, for the measure Thermostatic Restrictor Valve - Gas WH | AA | 100% | 94.05% | 100% | 1 | 0 | 0 | See source workbook for details. Includes PSE NEI data where applicable. | RTF measure workbook ThermostaticShowerRestrictionValve_v4_2, for the measure Thermostatic Restrictor Valve - Gas WH | System | System
King County | Single Family | Water Heat GT 55 Gal | Existing | Thermostatic Restrictor Valve - Gas WH | Site hot water energy | 0 | 2024 | 2050 | 1.844 | per Home | 0 | 0 | 10 | RTF measure workbook ThermostaticShowerRestrictionValve_v4_2, for the measure Thermostatic Restrictor Valve - Gas WH | 2.2403 | 1.458% | RTF measure workbook ThermostaticShowerRestrictionValve_v4_2, for the measure Thermostatic Restrictor Valve - Gas WH | 1.5026 | RTF measure workbook ThermostaticShowerRestrictionValve_v4_2, for the measure Thermostatic Restrictor Valve - Gas WH | 0 | Full | 0 | 0 | 0 | 46.1509 | 0 | 0 | 0 | See 'Measure Equipment Cost Source' | RTF measure workbook ThermostaticShowerRestrictionValve_v4_2, for the measure Thermostatic Restrictor Valve - Gas WH | AA | 100% | 94.05% | 100% | 1 | 0 | 0 | See source workbook for details. Includes PSE NEI data where applicable. | RTF measure workbook ThermostaticShowerRestrictionValve_v4_2, for the measure Thermostatic Restrictor Valve - Gas WH | System | System
King County | Single Family | Water Heat GT 55 Gal | New | Thermostatic Restrictor Valve - Gas WH | Site hot water energy | 0 | 2024 | 2050 | 1.844 | per Home | 0 | 0 | 10 | RTF measure workbook ThermostaticShowerRestrictionValve_v4_2, for the measure Thermostatic Restrictor Valve - Gas WH | 2.2403 | 1.458% | RTF measure workbook ThermostaticShowerRestrictionValve_v4_2, for the measure Thermostatic Restrictor Valve - Gas WH | 1.5026 | RTF measure workbook ThermostaticShowerRestrictionValve_v4_2, for the measure Thermostatic Restrictor Valve - Gas WH | 0 | Full | 0 | 0 | 0 | 46.1509 | 0 | 0 | 0 | See 'Measure Equipment Cost Source' | RTF measure workbook ThermostaticShowerRestrictionValve_v4_2, for the measure Thermostatic Restrictor Valve - Gas WH | AA | 100% | 94.05% | 100% | 1 | 0 | 0 | See source workbook for details. Includes PSE NEI data where applicable. | RTF measure workbook ThermostaticShowerRestrictionValve_v4_2, for the measure Thermostatic Restrictor Valve - Gas WH | System | System
King County | Single Family - Highly Impacted | Water Heat GT 55 Gal | Existing | Thermostatic Restrictor Valve - Gas WH | Site hot water energy | 0 | 2024 | 2050 | 1.3265 | per Home | 0 | 0 | 10 | RTF measure workbook ThermostaticShowerRestrictionValve_v4_2, for the measure Thermostatic Restrictor Valve - Gas WH | 1.6115 | 1.201% | RTF measure workbook ThermostaticShowerRestrictionValve_v4_2, for the measure Thermostatic Restrictor Valve - Gas WH | 1.0809 | RTF measure workbook ThermostaticShowerRestrictionValve_v4_2, for the measure Thermostatic Restrictor Valve - Gas WH | 0 | Full | 0 | 0 | 0 | 33.1979 | 0 | 0 | 0 | See 'Measure Equipment Cost Source' | RTF measure workbook ThermostaticShowerRestrictionValve_v4_2, for the measure Thermostatic Restrictor Valve - Gas WH | AA | 100% | 94.05% | 100% | 1 | 0 | 0 | See source workbook for details. Includes PSE NEI data where applicable. | RTF measure workbook ThermostaticShowerRestrictionValve_v4_2, for the measure Thermostatic Restrictor Valve - Gas WH | System | System
King County | Single Family - Highly Impacted | Water Heat GT 55 Gal | New | Thermostatic Restrictor Valve - Gas WH | Site hot water energy | 0 | 2024 | 2050 | 1.3265 | per Home | 0 | 0 | 10 | RTF measure workbook ThermostaticShowerRestrictionValve_v4_2, for the measure Thermostatic Restrictor Valve - Gas WH | 1.6115 | 1.201% | RTF measure workbook ThermostaticShowerRestrictionValve_v4_2, for the measure Thermostatic Restrictor Valve - Gas WH | 1.0809 | RTF measure workbook ThermostaticShowerRestrictionValve_v4_2, for the measure Thermostatic Restrictor Valve - Gas WH | 0 | Full | 0 | 0 | 0 | 33.1979 | 0 | 0 | 0 | See 'Measure Equipment Cost Source' | RTF measure workbook ThermostaticShowerRestrictionValve_v4_2, for the measure Thermostatic Restrictor Valve - Gas WH | AA | 100% | 94.05% | 100% | 1 | 0 | 0 | See source workbook for details. Includes PSE NEI data where applicable. | RTF measure workbook ThermostaticShowerRestrictionValve_v4_2, for the measure Thermostatic Restrictor Valve - Gas WH | System | System
King County | Multifamily | Water Heat GT 55 Gal | Existing | Thermostatic Restrictor Valve - Gas WH | Site hot water energy | 0 | 2024 | 2050 | 1.2402 | per Home | 0 | 0 | 10 | RTF measure workbook ThermostaticShowerRestrictionValve_v4_2, for the measure Thermostatic Restrictor Valve - Gas WH | 1.5068 | 1.381% | RTF measure workbook ThermostaticShowerRestrictionValve_v4_2, for the measure Thermostatic Restrictor Valve - Gas WH | 1.0106 | RTF measure workbook ThermostaticShowerRestrictionValve_v4_2, for the measure Thermostatic Restrictor Valve - Gas WH | 0 | Full | 0 | 0 | 0 | 31.0397 | 0 | 0 | 0 | See 'Measure Equipment Cost Source' | RTF measure workbook ThermostaticShowerRestrictionValve_v4_2, for the measure Thermostatic Restrictor Valve - Gas WH | AA | 100% | 94.05% | 100% | 1 | 0 | 0 | See source workbook for details. Includes PSE NEI data where applicable. | RTF measure workbook ThermostaticShowerRestrictionValve_v4_2, for the measure Thermostatic Restrictor Valve - Gas WH | System | System
King County | Multifamily | Water Heat GT 55 Gal | New | Thermostatic Restrictor Valve - Gas WH | Site hot water energy | 0 | 2024 | 2050 | 1.2402 | per Home | 0 | 0 | 10 | RTF measure workbook ThermostaticShowerRestrictionValve_v4_2, for the measure Thermostatic Restrictor Valve - Gas WH | 1.5068 | 1.381% | RTF measure workbook ThermostaticShowerRestrictionValve_v4_2, for the measure Thermostatic Restrictor Valve - Gas WH | 1.0106 | RTF measure workbook ThermostaticShowerRestrictionValve_v4_2, for the measure Thermostatic Restrictor Valve - Gas WH | 0 | Full | 0 | 0 | 0 | 31.0397 | 0 | 0 | 0 | See 'Measure Equipment Cost Source' | RTF measure workbook ThermostaticShowerRestrictionValve_v4_2, for the measure Thermostatic Restrictor Valve - Gas WH | AA | 100% | 94.05% | 100% | 1 | 0 | 0 | See source workbook for details. Includes PSE NEI data where applicable. | RTF measure workbook ThermostaticShowerRestrictionValve_v4_2, for the measure Thermostatic Restrictor Valve - Gas WH | System | System
King County | Multifamily - Highly Impacted | Water Heat GT 55 Gal | Existing | Thermostatic Restrictor Valve - Gas WH | Site hot water energy | 0 | 2024 | 2050 | 1.0527 | per Home | 0 | 0 | 10 | RTF measure workbook ThermostaticShowerRestrictionValve_v4_2, for the measure Thermostatic Restrictor Valve - Gas WH | 1.2789 | 1.041% | RTF measure workbook ThermostaticShowerRestrictionValve_v4_2, for the measure Thermostatic Restrictor Valve - Gas WH | 0.85774 | RTF measure workbook ThermostaticShowerRestrictionValve_v4_2, for the measure Thermostatic Restrictor Valve - Gas WH | 0 | Full | 0 | 0 | 0 | 26.3451 | 0 | 0 | 0 | See 'Measure Equipment Cost Source' | RTF measure workbook ThermostaticShowerRestrictionValve_v4_2, for the measure Thermostatic Restrictor Valve - Gas WH | AA | 100% | 94.05% | 100% | 1 | 0 | 0 | See source workbook for details. Includes PSE NEI data where applicable. | RTF measure workbook ThermostaticShowerRestrictionValve_v4_2, for the measure Thermostatic Restrictor Valve - Gas WH | System | System
King County | Multifamily - Highly Impacted | Water Heat GT 55 Gal | New | Thermostatic Restrictor Valve - Gas WH | Site hot water energy | 0 | 2024 | 2050 | 1.0527 | per Home | 0 | 0 | 10 | RTF measure workbook ThermostaticShowerRestrictionValve_v4_2, for the measure Thermostatic Restrictor Valve - Gas WH | 1.2789 | 1.041% | RTF measure workbook ThermostaticShowerRestrictionValve_v4_2, for the measure Thermostatic Restrictor Valve - Gas WH | 0.85774 | RTF measure workbook ThermostaticShowerRestrictionValve_v4_2, for the measure Thermostatic Restrictor Valve - Gas WH | 0 | Full | 0 | 0 | 0 | 26.3451 | 0 | 0 | 0 | See 'Measure Equipment Cost Source' | RTF measure workbook ThermostaticShowerRestrictionValve_v4_2, for the measure Thermostatic Restrictor Valve - Gas WH | AA | 100% | 94.05% | 100% | 1 | 0 | 0 | See source workbook for details. Includes PSE NEI data where applicable. | RTF measure workbook ThermostaticShowerRestrictionValve_v4_2, for the measure Thermostatic Restrictor Valve - Gas WH | System | System
King County | Manufactured | Water Heat GT 55 Gal | Existing | Thermostatic Restrictor Valve - Gas WH | Site hot water energy | 0 | 2024 | 2050 | 1.5344 | per Home | 0 | 0 | 10 | RTF measure workbook ThermostaticShowerRestrictionValve_v4_2, for the measure Thermostatic Restrictor Valve - Gas WH | 1.8641 | 1.369% | RTF measure workbook ThermostaticShowerRestrictionValve_v4_2, for the measure Thermostatic Restrictor Valve - Gas WH | 1.2503 | RTF measure workbook ThermostaticShowerRestrictionValve_v4_2, for the measure Thermostatic Restrictor Valve - Gas WH | 0 | Full | 0 | 0 | 0 | 38.401 | 0 | 0 | 0 | See 'Measure Equipment Cost Source' | RTF measure workbook ThermostaticShowerRestrictionValve_v4_2, for the measure Thermostatic Restrictor Valve - Gas WH | AA | 100% | 94.05% | 100% | 1 | 0 | 0 | See source workbook for details. Includes PSE NEI data where applicable. | RTF measure workbook ThermostaticShowerRestrictionValve_v4_2, for the measure Thermostatic Restrictor Valve - Gas WH | System | System
King County | Manufactured | Water Heat GT 55 Gal | New | Thermostatic Restrictor Valve - Gas WH | Site hot water energy | 0 | 2024 | 2050 | 1.5344 | per Home | 0 | 0 | 10 | RTF measure workbook ThermostaticShowerRestrictionValve_v4_2, for the measure Thermostatic Restrictor Valve - Gas WH | 1.8641 | 1.369% | RTF measure workbook ThermostaticShowerRestrictionValve_v4_2, for the measure Thermostatic Restrictor Valve - Gas WH | 1.2503 | RTF measure workbook ThermostaticShowerRestrictionValve_v4_2, for the measure Thermostatic Restrictor Valve - Gas WH | 0 | Full | 0 | 0 | 0 | 38.401 | 0 | 0 | 0 | See 'Measure Equipment Cost Source' | RTF measure workbook ThermostaticShowerRestrictionValve_v4_2, for the measure Thermostatic Restrictor Valve - Gas WH | AA | 100% | 94.05% | 100% | 1 | 0 | 0 | See source workbook for details. Includes PSE NEI data where applicable. | RTF measure workbook ThermostaticShowerRestrictionValve_v4_2, for the measure Thermostatic Restrictor Valve - Gas WH | System | System
King County | Manufactured - Highly Impacted | Water Heat GT 55 Gal | Existing | Thermostatic Restrictor Valve - Gas WH | Site hot water energy | 0 | 2024 | 2050 | 1.1896 | per Home | 0 | 0 | 10 | RTF measure workbook ThermostaticShowerRestrictionValve_v4_2, for the measure Thermostatic Restrictor Valve - Gas WH | 1.4452 | 1.245% | RTF measure workbook ThermostaticShowerRestrictionValve_v4_2, for the measure Thermostatic Restrictor Valve - Gas WH | 0.9693 | RTF measure workbook ThermostaticShowerRestrictionValve_v4_2, for the measure Thermostatic Restrictor Valve - Gas WH | 0 | Full | 0 | 0 | 0 | 29.7717 | 0 | 0 | 0 | See 'Measure Equipment Cost Source' | RTF measure workbook ThermostaticShowerRestrictionValve_v4_2, for the measure Thermostatic Restrictor Valve - Gas WH | AA | 100% | 94.05% | 100% | 1 | 0 | 0 | See source workbook for details. Includes PSE NEI data where applicable. | RTF measure workbook ThermostaticShowerRestrictionValve_v4_2, for the measure Thermostatic Restrictor Valve - Gas WH | System | System
King County | Manufactured - Highly Impacted | Water Heat GT 55 Gal | New | Thermostatic Restrictor Valve - Gas WH | Site hot water energy | 0 | 2024 | 2050 | 1.1896 | per Home | 0 | 0 | 10 | RTF measure workbook ThermostaticShowerRestrictionValve_v4_2, for the measure Thermostatic Restrictor Valve - Gas WH | 1.4452 | 1.245% | RTF measure workbook ThermostaticShowerRestrictionValve_v4_2, for the measure Thermostatic Restrictor Valve - Gas WH | 0.9693 | RTF measure workbook ThermostaticShowerRestrictionValve_v4_2, for the measure Thermostatic Restrictor Valve - Gas WH | 0 | Full | 0 | 0 | 0 | 29.7717 | 0 | 0 | 0 | See 'Measure Equipment Cost Source' | RTF measure workbook ThermostaticShowerRestrictionValve_v4_2, for the measure Thermostatic Restrictor Valve - Gas WH | AA | 100% | 94.05% | 100% | 1 | 0 | 0 | See source workbook for details. Includes PSE NEI data where applicable. | RTF measure workbook ThermostaticShowerRestrictionValve_v4_2, for the measure Thermostatic Restrictor Valve - Gas WH | System | System
King County | Single Family | Water Heat LE 55 Gal | Existing | Top Load_ENERGY STAR but not CEE+Gas DHW_Electric Dryer | Washer Savings | 0 | 2024 | 2050 | 0.92861 | per Home | 0 | 0 | 14 | NWPPC 2021 Plan measure workbook Res-ClothesWasher-2021P_v2, for the measure Top Load_ENERGY STAR but not CEE+Gas DHW_Electric Dryer | 0.65008 | 0.3593% | NWPPC 2021 Plan measure workbook Res-ClothesWasher-2021P_v2, for the measure Top Load_ENERGY STAR but not CEE+Gas DHW_Electric Dryer | 24.4437 | NWPPC 2021 Plan measure workbook Res-ClothesWasher-2021P_v2, for the measure Top Load_ENERGY STAR but not CEE+Gas DHW_Electric Dryer | 0 | Incremental | 0 | 0 | 0 | 0.010194 | 0 | 0 | 0 | See 'Measure Equipment Cost Source' | NWPPC 2021 Plan measure workbook Res-ClothesWasher-2021P_v2, for the measure Top Load_ENERGY STAR but not CEE+Gas DHW_Electric Dryer |  | 100% | 99% | 23.65% | 1 | 0 | 8.5519 | See source workbook for details. Includes PSE NEI data where applicable. | NWPPC 2021 Plan measure workbook Res-ClothesWasher-2021P_v2, for the measure Top Load_ENERGY STAR but not CEE+Gas DHW_Electric Dryer | System | System
King County | Single Family | Water Heat LE 55 Gal | New | Top Load_ENERGY STAR but not CEE+Gas DHW_Electric Dryer | Washer Savings | 0 | 2024 | 2050 | 0.92861 | per Home | 0 | 0 | 14 | NWPPC 2021 Plan measure workbook Res-ClothesWasher-2021P_v2, for the measure Top Load_ENERGY STAR but not CEE+Gas DHW_Electric Dryer | 0.62671 | 0.3593% | NWPPC 2021 Plan measure workbook Res-ClothesWasher-2021P_v2, for the measure Top Load_ENERGY STAR but not CEE+Gas DHW_Electric Dryer | 24.4437 | NWPPC 2021 Plan measure workbook Res-ClothesWasher-2021P_v2, for the measure Top Load_ENERGY STAR but not CEE+Gas DHW_Electric Dryer | 0 | Incremental | 0 | 0 | 0 | 0.010194 | 0 | 0 | 0 | See 'Measure Equipment Cost Source' | NWPPC 2021 Plan measure workbook Res-ClothesWasher-2021P_v2, for the measure Top Load_ENERGY STAR but not CEE+Gas DHW_Electric Dryer |  | 100% | 99% | 23.65% | 1 | 0 | 8.5519 | See source workbook for details. Includes PSE NEI data where applicable. | NWPPC 2021 Plan measure workbook Res-ClothesWasher-2021P_v2, for the measure Top Load_ENERGY STAR but not CEE+Gas DHW_Electric Dryer | System | System
King County | Single Family - Highly Impacted | Water Heat LE 55 Gal | Existing | Top Load_ENERGY STAR but not CEE+Gas DHW_Electric Dryer | Washer Savings | 0 | 2024 | 2050 | 0.66799 | per Home | 0 | 0 | 14 | NWPPC 2021 Plan measure workbook Res-ClothesWasher-2021P_v2, for the measure Top Load_ENERGY STAR but not CEE+Gas DHW_Electric Dryer | 0.46763 | 0.2958% | NWPPC 2021 Plan measure workbook Res-ClothesWasher-2021P_v2, for the measure Top Load_ENERGY STAR but not CEE+Gas DHW_Electric Dryer | 17.5832 | NWPPC 2021 Plan measure workbook Res-ClothesWasher-2021P_v2, for the measure Top Load_ENERGY STAR but not CEE+Gas DHW_Electric Dryer | 0 | Incremental | 0 | 0 | 0 | 0.0073331 | 0 | 0 | 0 | See 'Measure Equipment Cost Source' | NWPPC 2021 Plan measure workbook Res-ClothesWasher-2021P_v2, for the measure Top Load_ENERGY STAR but not CEE+Gas DHW_Electric Dryer |  | 100% | 99% | 18.14% | 1 | 0 | 6.1517 | See source workbook for details. Includes PSE NEI data where applicable. | NWPPC 2021 Plan measure workbook Res-ClothesWasher-2021P_v2, for the measure Top Load_ENERGY STAR but not CEE+Gas DHW_Electric Dryer | System | System
King County | Single Family - Highly Impacted | Water Heat LE 55 Gal | New | Top Load_ENERGY STAR but not CEE+Gas DHW_Electric Dryer | Washer Savings | 0 | 2024 | 2050 | 0.66799 | per Home | 0 | 0 | 14 | NWPPC 2021 Plan measure workbook Res-ClothesWasher-2021P_v2, for the measure Top Load_ENERGY STAR but not CEE+Gas DHW_Electric Dryer | 0.45081 | 0.2958% | NWPPC 2021 Plan measure workbook Res-ClothesWasher-2021P_v2, for the measure Top Load_ENERGY STAR but not CEE+Gas DHW_Electric Dryer | 17.5832 | NWPPC 2021 Plan measure workbook Res-ClothesWasher-2021P_v2, for the measure Top Load_ENERGY STAR but not CEE+Gas DHW_Electric Dryer | 0 | Incremental | 0 | 0 | 0 | 0.0073331 | 0 | 0 | 0 | See 'Measure Equipment Cost Source' | NWPPC 2021 Plan measure workbook Res-ClothesWasher-2021P_v2, for the measure Top Load_ENERGY STAR but not CEE+Gas DHW_Electric Dryer |  | 100% | 99% | 18.14% | 1 | 0 | 6.1517 | See source workbook for details. Includes PSE NEI data where applicable. | NWPPC 2021 Plan measure workbook Res-ClothesWasher-2021P_v2, for the measure Top Load_ENERGY STAR but not CEE+Gas DHW_Electric Dryer | System | System
King County | Multifamily | Water Heat LE 55 Gal | Existing | Top Load_ENERGY STAR but not CEE+Gas DHW_Electric Dryer | Washer Savings | 0 | 2024 | 2050 | 0.6367 | per Home | 0 | 0 | 14 | NWPPC 2021 Plan measure workbook Res-ClothesWasher-2021P_v2, for the measure Top Load_ENERGY STAR but not CEE+Gas DHW_Electric Dryer | 0.44573 | 0.3468% | NWPPC 2021 Plan measure workbook Res-ClothesWasher-2021P_v2, for the measure Top Load_ENERGY STAR but not CEE+Gas DHW_Electric Dryer | 16.7598 | NWPPC 2021 Plan measure workbook Res-ClothesWasher-2021P_v2, for the measure Top Load_ENERGY STAR but not CEE+Gas DHW_Electric Dryer | 0 | Incremental | 0 | 0 | 0 | 0.0069897 | 0 | 0 | 0 | See 'Measure Equipment Cost Source' | NWPPC 2021 Plan measure workbook Res-ClothesWasher-2021P_v2, for the measure Top Load_ENERGY STAR but not CEE+Gas DHW_Electric Dryer |  | 100% | 99% | 5.408% | 1 | 0 | 5.8636 | See source workbook for details. Includes PSE NEI data where applicable. | NWPPC 2021 Plan measure workbook Res-ClothesWasher-2021P_v2, for the measure Top Load_ENERGY STAR but not CEE+Gas DHW_Electric Dryer | System | System
King County | Multifamily | Water Heat LE 55 Gal | New | Top Load_ENERGY STAR but not CEE+Gas DHW_Electric Dryer | Washer Savings | 0 | 2024 | 2050 | 0.6367 | per Home | 0 | 0 | 14 | NWPPC 2021 Plan measure workbook Res-ClothesWasher-2021P_v2, for the measure Top Load_ENERGY STAR but not CEE+Gas DHW_Electric Dryer | 0.4297 | 0.3468% | NWPPC 2021 Plan measure workbook Res-ClothesWasher-2021P_v2, for the measure Top Load_ENERGY STAR but not CEE+Gas DHW_Electric Dryer | 16.7598 | NWPPC 2021 Plan measure workbook Res-ClothesWasher-2021P_v2, for the measure Top Load_ENERGY STAR but not CEE+Gas DHW_Electric Dryer | 0 | Incremental | 0 | 0 | 0 | 0.0069897 | 0 | 0 | 0 | See 'Measure Equipment Cost Source' | NWPPC 2021 Plan measure workbook Res-ClothesWasher-2021P_v2, for the measure Top Load_ENERGY STAR but not CEE+Gas DHW_Electric Dryer |  | 100% | 99% | 5.408% | 1 | 0 | 5.8636 | See source workbook for details. Includes PSE NEI data where applicable. | NWPPC 2021 Plan measure workbook Res-ClothesWasher-2021P_v2, for the measure Top Load_ENERGY STAR but not CEE+Gas DHW_Electric Dryer | System | System
King County | Multifamily - Highly Impacted | Water Heat LE 55 Gal | Existing | Top Load_ENERGY STAR but not CEE+Gas DHW_Electric Dryer | Washer Savings | 0 | 2024 | 2050 | 0.5404 | per Home | 0 | 0 | 14 | NWPPC 2021 Plan measure workbook Res-ClothesWasher-2021P_v2, for the measure Top Load_ENERGY STAR but not CEE+Gas DHW_Electric Dryer | 0.37831 | 0.2615% | NWPPC 2021 Plan measure workbook Res-ClothesWasher-2021P_v2, for the measure Top Load_ENERGY STAR but not CEE+Gas DHW_Electric Dryer | 14.2249 | NWPPC 2021 Plan measure workbook Res-ClothesWasher-2021P_v2, for the measure Top Load_ENERGY STAR but not CEE+Gas DHW_Electric Dryer | 0 | Incremental | 0 | 0 | 0 | 0.0059325 | 0 | 0 | 0 | See 'Measure Equipment Cost Source' | NWPPC 2021 Plan measure workbook Res-ClothesWasher-2021P_v2, for the measure Top Load_ENERGY STAR but not CEE+Gas DHW_Electric Dryer |  | 100% | 99% | 4.076% | 1 | 0 | 4.9767 | See source workbook for details. Includes PSE NEI data where applicable. | NWPPC 2021 Plan measure workbook Res-ClothesWasher-2021P_v2, for the measure Top Load_ENERGY STAR but not CEE+Gas DHW_Electric Dryer | System | System
King County | Multifamily - Highly Impacted | Water Heat LE 55 Gal | New | Top Load_ENERGY STAR but not CEE+Gas DHW_Electric Dryer | Washer Savings | 0 | 2024 | 2050 | 0.5404 | per Home | 0 | 0 | 14 | NWPPC 2021 Plan measure workbook Res-ClothesWasher-2021P_v2, for the measure Top Load_ENERGY STAR but not CEE+Gas DHW_Electric Dryer | 0.36471 | 0.2615% | NWPPC 2021 Plan measure workbook Res-ClothesWasher-2021P_v2, for the measure Top Load_ENERGY STAR but not CEE+Gas DHW_Electric Dryer | 14.2249 | NWPPC 2021 Plan measure workbook Res-ClothesWasher-2021P_v2, for the measure Top Load_ENERGY STAR but not CEE+Gas DHW_Electric Dryer | 0 | Incremental | 0 | 0 | 0 | 0.0059325 | 0 | 0 | 0 | See 'Measure Equipment Cost Source' | NWPPC 2021 Plan measure workbook Res-ClothesWasher-2021P_v2, for the measure Top Load_ENERGY STAR but not CEE+Gas DHW_Electric Dryer |  | 100% | 99% | 4.076% | 1 | 0 | 4.9767 | See source workbook for details. Includes PSE NEI data where applicable. | NWPPC 2021 Plan measure workbook Res-ClothesWasher-2021P_v2, for the measure Top Load_ENERGY STAR but not CEE+Gas DHW_Electric Dryer | System | System
King County | Manufactured | Water Heat LE 55 Gal | Existing | Top Load_ENERGY STAR but not CEE+Gas DHW_Electric Dryer | Washer Savings | 0 | 2024 | 2050 | 0.87443 | per Home | 0 | 0 | 14 | NWPPC 2021 Plan measure workbook Res-ClothesWasher-2021P_v2, for the measure Top Load_ENERGY STAR but not CEE+Gas DHW_Electric Dryer | 0.61215 | 0.3817% | NWPPC 2021 Plan measure workbook Res-ClothesWasher-2021P_v2, for the measure Top Load_ENERGY STAR but not CEE+Gas DHW_Electric Dryer | 23.0175 | NWPPC 2021 Plan measure workbook Res-ClothesWasher-2021P_v2, for the measure Top Load_ENERGY STAR but not CEE+Gas DHW_Electric Dryer | 0 | Incremental | 0 | 0 | 0 | 0.0095994 | 0 | 0 | 0 | See 'Measure Equipment Cost Source' | NWPPC 2021 Plan measure workbook Res-ClothesWasher-2021P_v2, for the measure Top Load_ENERGY STAR but not CEE+Gas DHW_Electric Dryer |  | 100% | 99% | 6.608% | 1 | 0 | 8.0529 | See source workbook for details. Includes PSE NEI data where applicable. | NWPPC 2021 Plan measure workbook Res-ClothesWasher-2021P_v2, for the measure Top Load_ENERGY STAR but not CEE+Gas DHW_Electric Dryer | System | System
King County | Manufactured | Water Heat LE 55 Gal | New | Top Load_ENERGY STAR but not CEE+Gas DHW_Electric Dryer | Washer Savings | 0 | 2024 | 2050 | 0.87443 | per Home | 0 | 0 | 14 | NWPPC 2021 Plan measure workbook Res-ClothesWasher-2021P_v2, for the measure Top Load_ENERGY STAR but not CEE+Gas DHW_Electric Dryer | 0.59014 | 0.3817% | NWPPC 2021 Plan measure workbook Res-ClothesWasher-2021P_v2, for the measure Top Load_ENERGY STAR but not CEE+Gas DHW_Electric Dryer | 23.0175 | NWPPC 2021 Plan measure workbook Res-ClothesWasher-2021P_v2, for the measure Top Load_ENERGY STAR but not CEE+Gas DHW_Electric Dryer | 0 | Incremental | 0 | 0 | 0 | 0.0095994 | 0 | 0 | 0 | See 'Measure Equipment Cost Source' | NWPPC 2021 Plan measure workbook Res-ClothesWasher-2021P_v2, for the measure Top Load_ENERGY STAR but not CEE+Gas DHW_Electric Dryer |  | 100% | 99% | 6.608% | 1 | 0 | 8.0529 | See source workbook for details. Includes PSE NEI data where applicable. | NWPPC 2021 Plan measure workbook Res-ClothesWasher-2021P_v2, for the measure Top Load_ENERGY STAR but not CEE+Gas DHW_Electric Dryer | System | System
King County | Manufactured - Highly Impacted | Water Heat LE 55 Gal | Existing | Top Load_ENERGY STAR but not CEE+Gas DHW_Electric Dryer | Washer Savings | 0 | 2024 | 2050 | 0.67793 | per Home | 0 | 0 | 14 | NWPPC 2021 Plan measure workbook Res-ClothesWasher-2021P_v2, for the measure Top Load_ENERGY STAR but not CEE+Gas DHW_Electric Dryer | 0.47459 | 0.347% | NWPPC 2021 Plan measure workbook Res-ClothesWasher-2021P_v2, for the measure Top Load_ENERGY STAR but not CEE+Gas DHW_Electric Dryer | 17.8451 | NWPPC 2021 Plan measure workbook Res-ClothesWasher-2021P_v2, for the measure Top Load_ENERGY STAR but not CEE+Gas DHW_Electric Dryer | 0 | Incremental | 0 | 0 | 0 | 0.0074423 | 0 | 0 | 0 | See 'Measure Equipment Cost Source' | NWPPC 2021 Plan measure workbook Res-ClothesWasher-2021P_v2, for the measure Top Load_ENERGY STAR but not CEE+Gas DHW_Electric Dryer |  | 100% | 99% | 2.595% | 1 | 0 | 6.2433 | See source workbook for details. Includes PSE NEI data where applicable. | NWPPC 2021 Plan measure workbook Res-ClothesWasher-2021P_v2, for the measure Top Load_ENERGY STAR but not CEE+Gas DHW_Electric Dryer | System | System
King County | Manufactured - Highly Impacted | Water Heat LE 55 Gal | New | Top Load_ENERGY STAR but not CEE+Gas DHW_Electric Dryer | Washer Savings | 0 | 2024 | 2050 | 0.67793 | per Home | 0 | 0 | 14 | NWPPC 2021 Plan measure workbook Res-ClothesWasher-2021P_v2, for the measure Top Load_ENERGY STAR but not CEE+Gas DHW_Electric Dryer | 0.45753 | 0.347% | NWPPC 2021 Plan measure workbook Res-ClothesWasher-2021P_v2, for the measure Top Load_ENERGY STAR but not CEE+Gas DHW_Electric Dryer | 17.8451 | NWPPC 2021 Plan measure workbook Res-ClothesWasher-2021P_v2, for the measure Top Load_ENERGY STAR but not CEE+Gas DHW_Electric Dryer | 0 | Incremental | 0 | 0 | 0 | 0.0074423 | 0 | 0 | 0 | See 'Measure Equipment Cost Source' | NWPPC 2021 Plan measure workbook Res-ClothesWasher-2021P_v2, for the measure Top Load_ENERGY STAR but not CEE+Gas DHW_Electric Dryer |  | 100% | 99% | 2.595% | 1 | 0 | 6.2433 | See source workbook for details. Includes PSE NEI data where applicable. | NWPPC 2021 Plan measure workbook Res-ClothesWasher-2021P_v2, for the measure Top Load_ENERGY STAR but not CEE+Gas DHW_Electric Dryer | System | System
King County | Single Family | Water Heat GT 55 Gal | Existing | Top Load_ENERGY STAR but not CEE+Gas DHW_Electric Dryer | Washer Savings | 0 | 2024 | 2050 | 0.92861 | per Home | 0 | 0 | 14 | NWPPC 2021 Plan measure workbook Res-ClothesWasher-2021P_v2, for the measure Top Load_ENERGY STAR but not CEE+Gas DHW_Electric Dryer | 0.552 | 0.3593% | NWPPC 2021 Plan measure workbook Res-ClothesWasher-2021P_v2, for the measure Top Load_ENERGY STAR but not CEE+Gas DHW_Electric Dryer | 24.4437 | NWPPC 2021 Plan measure workbook Res-ClothesWasher-2021P_v2, for the measure Top Load_ENERGY STAR but not CEE+Gas DHW_Electric Dryer | 0 | Incremental | 0 | 0 | 0 | 0.010194 | 0 | 0 | 0 | See 'Measure Equipment Cost Source' | NWPPC 2021 Plan measure workbook Res-ClothesWasher-2021P_v2, for the measure Top Load_ENERGY STAR but not CEE+Gas DHW_Electric Dryer |  | 100% | 99% | 23.65% | 1 | 0 | 8.5519 | See source workbook for details. Includes PSE NEI data where applicable. | NWPPC 2021 Plan measure workbook Res-ClothesWasher-2021P_v2, for the measure Top Load_ENERGY STAR but not CEE+Gas DHW_Electric Dryer | System | System
King County | Single Family | Water Heat GT 55 Gal | New | Top Load_ENERGY STAR but not CEE+Gas DHW_Electric Dryer | Washer Savings | 0 | 2024 | 2050 | 0.92861 | per Home | 0 | 0 | 14 | NWPPC 2021 Plan measure workbook Res-ClothesWasher-2021P_v2, for the measure Top Load_ENERGY STAR but not CEE+Gas DHW_Electric Dryer | 0.552 | 0.3593% | NWPPC 2021 Plan measure workbook Res-ClothesWasher-2021P_v2, for the measure Top Load_ENERGY STAR but not CEE+Gas DHW_Electric Dryer | 24.4437 | NWPPC 2021 Plan measure workbook Res-ClothesWasher-2021P_v2, for the measure Top Load_ENERGY STAR but not CEE+Gas DHW_Electric Dryer | 0 | Incremental | 0 | 0 | 0 | 0.010194 | 0 | 0 | 0 | See 'Measure Equipment Cost Source' | NWPPC 2021 Plan measure workbook Res-ClothesWasher-2021P_v2, for the measure Top Load_ENERGY STAR but not CEE+Gas DHW_Electric Dryer |  | 100% | 99% | 23.65% | 1 | 0 | 8.5519 | See source workbook for details. Includes PSE NEI data where applicable. | NWPPC 2021 Plan measure workbook Res-ClothesWasher-2021P_v2, for the measure Top Load_ENERGY STAR but not CEE+Gas DHW_Electric Dryer | System | System
King County | Single Family - Highly Impacted | Water Heat GT 55 Gal | Existing | Top Load_ENERGY STAR but not CEE+Gas DHW_Electric Dryer | Washer Savings | 0 | 2024 | 2050 | 0.66799 | per Home | 0 | 0 | 14 | NWPPC 2021 Plan measure workbook Res-ClothesWasher-2021P_v2, for the measure Top Load_ENERGY STAR but not CEE+Gas DHW_Electric Dryer | 0.39708 | 0.2958% | NWPPC 2021 Plan measure workbook Res-ClothesWasher-2021P_v2, for the measure Top Load_ENERGY STAR but not CEE+Gas DHW_Electric Dryer | 17.5832 | NWPPC 2021 Plan measure workbook Res-ClothesWasher-2021P_v2, for the measure Top Load_ENERGY STAR but not CEE+Gas DHW_Electric Dryer | 0 | Incremental | 0 | 0 | 0 | 0.0073331 | 0 | 0 | 0 | See 'Measure Equipment Cost Source' | NWPPC 2021 Plan measure workbook Res-ClothesWasher-2021P_v2, for the measure Top Load_ENERGY STAR but not CEE+Gas DHW_Electric Dryer |  | 100% | 99% | 18.14% | 1 | 0 | 6.1517 | See source workbook for details. Includes PSE NEI data where applicable. | NWPPC 2021 Plan measure workbook Res-ClothesWasher-2021P_v2, for the measure Top Load_ENERGY STAR but not CEE+Gas DHW_Electric Dryer | System | System
King County | Single Family - Highly Impacted | Water Heat GT 55 Gal | New | Top Load_ENERGY STAR but not CEE+Gas DHW_Electric Dryer | Washer Savings | 0 | 2024 | 2050 | 0.66799 | per Home | 0 | 0 | 14 | NWPPC 2021 Plan measure workbook Res-ClothesWasher-2021P_v2, for the measure Top Load_ENERGY STAR but not CEE+Gas DHW_Electric Dryer | 0.39708 | 0.2958% | NWPPC 2021 Plan measure workbook Res-ClothesWasher-2021P_v2, for the measure Top Load_ENERGY STAR but not CEE+Gas DHW_Electric Dryer | 17.5832 | NWPPC 2021 Plan measure workbook Res-ClothesWasher-2021P_v2, for the measure Top Load_ENERGY STAR but not CEE+Gas DHW_Electric Dryer | 0 | Incremental | 0 | 0 | 0 | 0.0073331 | 0 | 0 | 0 | See 'Measure Equipment Cost Source' | NWPPC 2021 Plan measure workbook Res-ClothesWasher-2021P_v2, for the measure Top Load_ENERGY STAR but not CEE+Gas DHW_Electric Dryer |  | 100% | 99% | 18.14% | 1 | 0 | 6.1517 | See source workbook for details. Includes PSE NEI data where applicable. | NWPPC 2021 Plan measure workbook Res-ClothesWasher-2021P_v2, for the measure Top Load_ENERGY STAR but not CEE+Gas DHW_Electric Dryer | System | System
King County | Multifamily | Water Heat GT 55 Gal | Existing | Top Load_ENERGY STAR but not CEE+Gas DHW_Electric Dryer | Washer Savings | 0 | 2024 | 2050 | 0.6367 | per Home | 0 | 0 | 14 | NWPPC 2021 Plan measure workbook Res-ClothesWasher-2021P_v2, for the measure Top Load_ENERGY STAR but not CEE+Gas DHW_Electric Dryer | 0.37848 | 0.3468% | NWPPC 2021 Plan measure workbook Res-ClothesWasher-2021P_v2, for the measure Top Load_ENERGY STAR but not CEE+Gas DHW_Electric Dryer | 16.7598 | NWPPC 2021 Plan measure workbook Res-ClothesWasher-2021P_v2, for the measure Top Load_ENERGY STAR but not CEE+Gas DHW_Electric Dryer | 0 | Incremental | 0 | 0 | 0 | 0.0069897 | 0 | 0 | 0 | See 'Measure Equipment Cost Source' | NWPPC 2021 Plan measure workbook Res-ClothesWasher-2021P_v2, for the measure Top Load_ENERGY STAR but not CEE+Gas DHW_Electric Dryer |  | 100% | 99% | 5.408% | 1 | 0 | 5.8636 | See source workbook for details. Includes PSE NEI data where applicable. | NWPPC 2021 Plan measure workbook Res-ClothesWasher-2021P_v2, for the measure Top Load_ENERGY STAR but not CEE+Gas DHW_Electric Dryer | System | System
King County | Multifamily | Water Heat GT 55 Gal | New | Top Load_ENERGY STAR but not CEE+Gas DHW_Electric Dryer | Washer Savings | 0 | 2024 | 2050 | 0.6367 | per Home | 0 | 0 | 14 | NWPPC 2021 Plan measure workbook Res-ClothesWasher-2021P_v2, for the measure Top Load_ENERGY STAR but not CEE+Gas DHW_Electric Dryer | 0.37848 | 0.3468% | NWPPC 2021 Plan measure workbook Res-ClothesWasher-2021P_v2, for the measure Top Load_ENERGY STAR but not CEE+Gas DHW_Electric Dryer | 16.7598 | NWPPC 2021 Plan measure workbook Res-ClothesWasher-2021P_v2, for the measure Top Load_ENERGY STAR but not CEE+Gas DHW_Electric Dryer | 0 | Incremental | 0 | 0 | 0 | 0.0069897 | 0 | 0 | 0 | See 'Measure Equipment Cost Source' | NWPPC 2021 Plan measure workbook Res-ClothesWasher-2021P_v2, for the measure Top Load_ENERGY STAR but not CEE+Gas DHW_Electric Dryer |  | 100% | 99% | 5.408% | 1 | 0 | 5.8636 | See source workbook for details. Includes PSE NEI data where applicable. | NWPPC 2021 Plan measure workbook Res-ClothesWasher-2021P_v2, for the measure Top Load_ENERGY STAR but not CEE+Gas DHW_Electric Dryer | System | System
King County | Multifamily - Highly Impacted | Water Heat GT 55 Gal | Existing | Top Load_ENERGY STAR but not CEE+Gas DHW_Electric Dryer | Washer Savings | 0 | 2024 | 2050 | 0.5404 | per Home | 0 | 0 | 14 | NWPPC 2021 Plan measure workbook Res-ClothesWasher-2021P_v2, for the measure Top Load_ENERGY STAR but not CEE+Gas DHW_Electric Dryer | 0.32124 | 0.2615% | NWPPC 2021 Plan measure workbook Res-ClothesWasher-2021P_v2, for the measure Top Load_ENERGY STAR but not CEE+Gas DHW_Electric Dryer | 14.2249 | NWPPC 2021 Plan measure workbook Res-ClothesWasher-2021P_v2, for the measure Top Load_ENERGY STAR but not CEE+Gas DHW_Electric Dryer | 0 | Incremental | 0 | 0 | 0 | 0.0059325 | 0 | 0 | 0 | See 'Measure Equipment Cost Source' | NWPPC 2021 Plan measure workbook Res-ClothesWasher-2021P_v2, for the measure Top Load_ENERGY STAR but not CEE+Gas DHW_Electric Dryer |  | 100% | 99% | 4.076% | 1 | 0 | 4.9767 | See source workbook for details. Includes PSE NEI data where applicable. | NWPPC 2021 Plan measure workbook Res-ClothesWasher-2021P_v2, for the measure Top Load_ENERGY STAR but not CEE+Gas DHW_Electric Dryer | System | System
King County | Multifamily - Highly Impacted | Water Heat GT 55 Gal | New | Top Load_ENERGY STAR but not CEE+Gas DHW_Electric Dryer | Washer Savings | 0 | 2024 | 2050 | 0.5404 | per Home | 0 | 0 | 14 | NWPPC 2021 Plan measure workbook Res-ClothesWasher-2021P_v2, for the measure Top Load_ENERGY STAR but not CEE+Gas DHW_Electric Dryer | 0.32124 | 0.2615% | NWPPC 2021 Plan measure workbook Res-ClothesWasher-2021P_v2, for the measure Top Load_ENERGY STAR but not CEE+Gas DHW_Electric Dryer | 14.2249 | NWPPC 2021 Plan measure workbook Res-ClothesWasher-2021P_v2, for the measure Top Load_ENERGY STAR but not CEE+Gas DHW_Electric Dryer | 0 | Incremental | 0 | 0 | 0 | 0.0059325 | 0 | 0 | 0 | See 'Measure Equipment Cost Source' | NWPPC 2021 Plan measure workbook Res-ClothesWasher-2021P_v2, for the measure Top Load_ENERGY STAR but not CEE+Gas DHW_Electric Dryer |  | 100% | 99% | 4.076% | 1 | 0 | 4.9767 | See source workbook for details. Includes PSE NEI data where applicable. | NWPPC 2021 Plan measure workbook Res-ClothesWasher-2021P_v2, for the measure Top Load_ENERGY STAR but not CEE+Gas DHW_Electric Dryer | System | System
King County | Manufactured | Water Heat GT 55 Gal | Existing | Top Load_ENERGY STAR but not CEE+Gas DHW_Electric Dryer | Washer Savings | 0 | 2024 | 2050 | 0.87443 | per Home | 0 | 0 | 14 | NWPPC 2021 Plan measure workbook Res-ClothesWasher-2021P_v2, for the measure Top Load_ENERGY STAR but not CEE+Gas DHW_Electric Dryer | 0.5198 | 0.3817% | NWPPC 2021 Plan measure workbook Res-ClothesWasher-2021P_v2, for the measure Top Load_ENERGY STAR but not CEE+Gas DHW_Electric Dryer | 23.0175 | NWPPC 2021 Plan measure workbook Res-ClothesWasher-2021P_v2, for the measure Top Load_ENERGY STAR but not CEE+Gas DHW_Electric Dryer | 0 | Incremental | 0 | 0 | 0 | 0.0095994 | 0 | 0 | 0 | See 'Measure Equipment Cost Source' | NWPPC 2021 Plan measure workbook Res-ClothesWasher-2021P_v2, for the measure Top Load_ENERGY STAR but not CEE+Gas DHW_Electric Dryer |  | 100% | 99% | 6.608% | 1 | 0 | 8.0529 | See source workbook for details. Includes PSE NEI data where applicable. | NWPPC 2021 Plan measure workbook Res-ClothesWasher-2021P_v2, for the measure Top Load_ENERGY STAR but not CEE+Gas DHW_Electric Dryer | System | System
King County | Manufactured | Water Heat GT 55 Gal | New | Top Load_ENERGY STAR but not CEE+Gas DHW_Electric Dryer | Washer Savings | 0 | 2024 | 2050 | 0.87443 | per Home | 0 | 0 | 14 | NWPPC 2021 Plan measure workbook Res-ClothesWasher-2021P_v2, for the measure Top Load_ENERGY STAR but not CEE+Gas DHW_Electric Dryer | 0.5198 | 0.3817% | NWPPC 2021 Plan measure workbook Res-ClothesWasher-2021P_v2, for the measure Top Load_ENERGY STAR but not CEE+Gas DHW_Electric Dryer | 23.0175 | NWPPC 2021 Plan measure workbook Res-ClothesWasher-2021P_v2, for the measure Top Load_ENERGY STAR but not CEE+Gas DHW_Electric Dryer | 0 | Incremental | 0 | 0 | 0 | 0.0095994 | 0 | 0 | 0 | See 'Measure Equipment Cost Source' | NWPPC 2021 Plan measure workbook Res-ClothesWasher-2021P_v2, for the measure Top Load_ENERGY STAR but not CEE+Gas DHW_Electric Dryer |  | 100% | 99% | 6.608% | 1 | 0 | 8.0529 | See source workbook for details. Includes PSE NEI data where applicable. | NWPPC 2021 Plan measure workbook Res-ClothesWasher-2021P_v2, for the measure Top Load_ENERGY STAR but not CEE+Gas DHW_Electric Dryer | System | System
King County | Manufactured - Highly Impacted | Water Heat GT 55 Gal | Existing | Top Load_ENERGY STAR but not CEE+Gas DHW_Electric Dryer | Washer Savings | 0 | 2024 | 2050 | 0.67793 | per Home | 0 | 0 | 14 | NWPPC 2021 Plan measure workbook Res-ClothesWasher-2021P_v2, for the measure Top Load_ENERGY STAR but not CEE+Gas DHW_Electric Dryer | 0.40299 | 0.347% | NWPPC 2021 Plan measure workbook Res-ClothesWasher-2021P_v2, for the measure Top Load_ENERGY STAR but not CEE+Gas DHW_Electric Dryer | 17.8451 | NWPPC 2021 Plan measure workbook Res-ClothesWasher-2021P_v2, for the measure Top Load_ENERGY STAR but not CEE+Gas DHW_Electric Dryer | 0 | Incremental | 0 | 0 | 0 | 0.0074423 | 0 | 0 | 0 | See 'Measure Equipment Cost Source' | NWPPC 2021 Plan measure workbook Res-ClothesWasher-2021P_v2, for the measure Top Load_ENERGY STAR but not CEE+Gas DHW_Electric Dryer |  | 100% | 99% | 2.595% | 1 | 0 | 6.2433 | See source workbook for details. Includes PSE NEI data where applicable. | NWPPC 2021 Plan measure workbook Res-ClothesWasher-2021P_v2, for the measure Top Load_ENERGY STAR but not CEE+Gas DHW_Electric Dryer | System | System
King County | Manufactured - Highly Impacted | Water Heat GT 55 Gal | New | Top Load_ENERGY STAR but not CEE+Gas DHW_Electric Dryer | Washer Savings | 0 | 2024 | 2050 | 0.67793 | per Home | 0 | 0 | 14 | NWPPC 2021 Plan measure workbook Res-ClothesWasher-2021P_v2, for the measure Top Load_ENERGY STAR but not CEE+Gas DHW_Electric Dryer | 0.40299 | 0.347% | NWPPC 2021 Plan measure workbook Res-ClothesWasher-2021P_v2, for the measure Top Load_ENERGY STAR but not CEE+Gas DHW_Electric Dryer | 17.8451 | NWPPC 2021 Plan measure workbook Res-ClothesWasher-2021P_v2, for the measure Top Load_ENERGY STAR but not CEE+Gas DHW_Electric Dryer | 0 | Incremental | 0 | 0 | 0 | 0.0074423 | 0 | 0 | 0 | See 'Measure Equipment Cost Source' | NWPPC 2021 Plan measure workbook Res-ClothesWasher-2021P_v2, for the measure Top Load_ENERGY STAR but not CEE+Gas DHW_Electric Dryer |  | 100% | 99% | 2.595% | 1 | 0 | 6.2433 | See source workbook for details. Includes PSE NEI data where applicable. | NWPPC 2021 Plan measure workbook Res-ClothesWasher-2021P_v2, for the measure Top Load_ENERGY STAR but not CEE+Gas DHW_Electric Dryer | System | System
King County | Single Family | Water Heat LE 55 Gal | Existing | Top Load_ENERGY STAR but not CEE+Gas DHW_Gas Dryer | Washer Savings | 0 | 2024 | 2050 | 0.92861 | per Home | 0 | 0 | 14 | NWPPC 2021 Plan measure workbook Res-ClothesWasher-2021P_v2, for the measure Top Load_ENERGY STAR but not CEE+Gas DHW_Gas Dryer | 1.27 | 0.7019% | NWPPC 2021 Plan measure workbook Res-ClothesWasher-2021P_v2, for the measure Top Load_ENERGY STAR but not CEE+Gas DHW_Gas Dryer | 8.2329 | NWPPC 2021 Plan measure workbook Res-ClothesWasher-2021P_v2, for the measure Top Load_ENERGY STAR but not CEE+Gas DHW_Gas Dryer | 0 | Incremental | 0 | 0 | 0 | 0.010194 | 0 | 0 | 0 | See 'Measure Equipment Cost Source' | NWPPC 2021 Plan measure workbook Res-ClothesWasher-2021P_v2, for the measure Top Load_ENERGY STAR but not CEE+Gas DHW_Gas Dryer |  | 100% | 99% | 3.773% | 1 | 0 | 8.5519 | See source workbook for details. Includes PSE NEI data where applicable. | NWPPC 2021 Plan measure workbook Res-ClothesWasher-2021P_v2, for the measure Top Load_ENERGY STAR but not CEE+Gas DHW_Gas Dryer | System | System
King County | Single Family | Water Heat LE 55 Gal | New | Top Load_ENERGY STAR but not CEE+Gas DHW_Gas Dryer | Washer Savings | 0 | 2024 | 2050 | 0.92861 | per Home | 0 | 0 | 14 | NWPPC 2021 Plan measure workbook Res-ClothesWasher-2021P_v2, for the measure Top Load_ENERGY STAR but not CEE+Gas DHW_Gas Dryer | 1.2243 | 0.7019% | NWPPC 2021 Plan measure workbook Res-ClothesWasher-2021P_v2, for the measure Top Load_ENERGY STAR but not CEE+Gas DHW_Gas Dryer | 8.2329 | NWPPC 2021 Plan measure workbook Res-ClothesWasher-2021P_v2, for the measure Top Load_ENERGY STAR but not CEE+Gas DHW_Gas Dryer | 0 | Incremental | 0 | 0 | 0 | 0.010194 | 0 | 0 | 0 | See 'Measure Equipment Cost Source' | NWPPC 2021 Plan measure workbook Res-ClothesWasher-2021P_v2, for the measure Top Load_ENERGY STAR but not CEE+Gas DHW_Gas Dryer |  | 100% | 99% | 3.773% | 1 | 0 | 8.5519 | See source workbook for details. Includes PSE NEI data where applicable. | NWPPC 2021 Plan measure workbook Res-ClothesWasher-2021P_v2, for the measure Top Load_ENERGY STAR but not CEE+Gas DHW_Gas Dryer | System | System
King County | Single Family - Highly Impacted | Water Heat LE 55 Gal | Existing | Top Load_ENERGY STAR but not CEE+Gas DHW_Gas Dryer | Washer Savings | 0 | 2024 | 2050 | 0.66799 | per Home | 0 | 0 | 14 | NWPPC 2021 Plan measure workbook Res-ClothesWasher-2021P_v2, for the measure Top Load_ENERGY STAR but not CEE+Gas DHW_Gas Dryer | 0.91356 | 0.5779% | NWPPC 2021 Plan measure workbook Res-ClothesWasher-2021P_v2, for the measure Top Load_ENERGY STAR but not CEE+Gas DHW_Gas Dryer | 5.9222 | NWPPC 2021 Plan measure workbook Res-ClothesWasher-2021P_v2, for the measure Top Load_ENERGY STAR but not CEE+Gas DHW_Gas Dryer | 0 | Incremental | 0 | 0 | 0 | 0.0073331 | 0 | 0 | 0 | See 'Measure Equipment Cost Source' | NWPPC 2021 Plan measure workbook Res-ClothesWasher-2021P_v2, for the measure Top Load_ENERGY STAR but not CEE+Gas DHW_Gas Dryer |  | 100% | 99% | 2.329% | 1 | 0 | 6.1517 | See source workbook for details. Includes PSE NEI data where applicable. | NWPPC 2021 Plan measure workbook Res-ClothesWasher-2021P_v2, for the measure Top Load_ENERGY STAR but not CEE+Gas DHW_Gas Dryer | System | System
King County | Single Family - Highly Impacted | Water Heat LE 55 Gal | New | Top Load_ENERGY STAR but not CEE+Gas DHW_Gas Dryer | Washer Savings | 0 | 2024 | 2050 | 0.66799 | per Home | 0 | 0 | 14 | NWPPC 2021 Plan measure workbook Res-ClothesWasher-2021P_v2, for the measure Top Load_ENERGY STAR but not CEE+Gas DHW_Gas Dryer | 0.88072 | 0.5779% | NWPPC 2021 Plan measure workbook Res-ClothesWasher-2021P_v2, for the measure Top Load_ENERGY STAR but not CEE+Gas DHW_Gas Dryer | 5.9222 | NWPPC 2021 Plan measure workbook Res-ClothesWasher-2021P_v2, for the measure Top Load_ENERGY STAR but not CEE+Gas DHW_Gas Dryer | 0 | Incremental | 0 | 0 | 0 | 0.0073331 | 0 | 0 | 0 | See 'Measure Equipment Cost Source' | NWPPC 2021 Plan measure workbook Res-ClothesWasher-2021P_v2, for the measure Top Load_ENERGY STAR but not CEE+Gas DHW_Gas Dryer |  | 100% | 99% | 2.329% | 1 | 0 | 6.1517 | See source workbook for details. Includes PSE NEI data where applicable. | NWPPC 2021 Plan measure workbook Res-ClothesWasher-2021P_v2, for the measure Top Load_ENERGY STAR but not CEE+Gas DHW_Gas Dryer | System | System
King County | Multifamily | Water Heat LE 55 Gal | Existing | Top Load_ENERGY STAR but not CEE+Gas DHW_Gas Dryer | Washer Savings | 0 | 2024 | 2050 | 0.6367 | per Home | 0 | 0 | 14 | NWPPC 2021 Plan measure workbook Res-ClothesWasher-2021P_v2, for the measure Top Load_ENERGY STAR but not CEE+Gas DHW_Gas Dryer | 0.87078 | 0.6776% | NWPPC 2021 Plan measure workbook Res-ClothesWasher-2021P_v2, for the measure Top Load_ENERGY STAR but not CEE+Gas DHW_Gas Dryer | 5.6449 | NWPPC 2021 Plan measure workbook Res-ClothesWasher-2021P_v2, for the measure Top Load_ENERGY STAR but not CEE+Gas DHW_Gas Dryer | 0 | Incremental | 0 | 0 | 0 | 0.0069897 | 0 | 0 | 0 | See 'Measure Equipment Cost Source' | NWPPC 2021 Plan measure workbook Res-ClothesWasher-2021P_v2, for the measure Top Load_ENERGY STAR but not CEE+Gas DHW_Gas Dryer |  | 100% | 99% | 0.1057% | 1 | 0 | 5.8636 | See source workbook for details. Includes PSE NEI data where applicable. | NWPPC 2021 Plan measure workbook Res-ClothesWasher-2021P_v2, for the measure Top Load_ENERGY STAR but not CEE+Gas DHW_Gas Dryer | System | System
King County | Multifamily | Water Heat LE 55 Gal | New | Top Load_ENERGY STAR but not CEE+Gas DHW_Gas Dryer | Washer Savings | 0 | 2024 | 2050 | 0.6367 | per Home | 0 | 0 | 14 | NWPPC 2021 Plan measure workbook Res-ClothesWasher-2021P_v2, for the measure Top Load_ENERGY STAR but not CEE+Gas DHW_Gas Dryer | 0.83947 | 0.6776% | NWPPC 2021 Plan measure workbook Res-ClothesWasher-2021P_v2, for the measure Top Load_ENERGY STAR but not CEE+Gas DHW_Gas Dryer | 5.6449 | NWPPC 2021 Plan measure workbook Res-ClothesWasher-2021P_v2, for the measure Top Load_ENERGY STAR but not CEE+Gas DHW_Gas Dryer | 0 | Incremental | 0 | 0 | 0 | 0.0069897 | 0 | 0 | 0 | See 'Measure Equipment Cost Source' | NWPPC 2021 Plan measure workbook Res-ClothesWasher-2021P_v2, for the measure Top Load_ENERGY STAR but not CEE+Gas DHW_Gas Dryer |  | 100% | 99% | 0.1057% | 1 | 0 | 5.8636 | See source workbook for details. Includes PSE NEI data where applicable. | NWPPC 2021 Plan measure workbook Res-ClothesWasher-2021P_v2, for the measure Top Load_ENERGY STAR but not CEE+Gas DHW_Gas Dryer | System | System
King County | Multifamily - Highly Impacted | Water Heat LE 55 Gal | Existing | Top Load_ENERGY STAR but not CEE+Gas DHW_Gas Dryer | Washer Savings | 0 | 2024 | 2050 | 0.5404 | per Home | 0 | 0 | 14 | NWPPC 2021 Plan measure workbook Res-ClothesWasher-2021P_v2, for the measure Top Load_ENERGY STAR but not CEE+Gas DHW_Gas Dryer | 0.73907 | 0.5109% | NWPPC 2021 Plan measure workbook Res-ClothesWasher-2021P_v2, for the measure Top Load_ENERGY STAR but not CEE+Gas DHW_Gas Dryer | 4.7911 | NWPPC 2021 Plan measure workbook Res-ClothesWasher-2021P_v2, for the measure Top Load_ENERGY STAR but not CEE+Gas DHW_Gas Dryer | 0 | Incremental | 0 | 0 | 0 | 0.0059325 | 0 | 0 | 0 | See 'Measure Equipment Cost Source' | NWPPC 2021 Plan measure workbook Res-ClothesWasher-2021P_v2, for the measure Top Load_ENERGY STAR but not CEE+Gas DHW_Gas Dryer |  | 100% | 99% | 0.05979% | 1 | 0 | 4.9767 | See source workbook for details. Includes PSE NEI data where applicable. | NWPPC 2021 Plan measure workbook Res-ClothesWasher-2021P_v2, for the measure Top Load_ENERGY STAR but not CEE+Gas DHW_Gas Dryer | System | System
King County | Multifamily - Highly Impacted | Water Heat LE 55 Gal | New | Top Load_ENERGY STAR but not CEE+Gas DHW_Gas Dryer | Washer Savings | 0 | 2024 | 2050 | 0.5404 | per Home | 0 | 0 | 14 | NWPPC 2021 Plan measure workbook Res-ClothesWasher-2021P_v2, for the measure Top Load_ENERGY STAR but not CEE+Gas DHW_Gas Dryer | 0.7125 | 0.5109% | NWPPC 2021 Plan measure workbook Res-ClothesWasher-2021P_v2, for the measure Top Load_ENERGY STAR but not CEE+Gas DHW_Gas Dryer | 4.7911 | NWPPC 2021 Plan measure workbook Res-ClothesWasher-2021P_v2, for the measure Top Load_ENERGY STAR but not CEE+Gas DHW_Gas Dryer | 0 | Incremental | 0 | 0 | 0 | 0.0059325 | 0 | 0 | 0 | See 'Measure Equipment Cost Source' | NWPPC 2021 Plan measure workbook Res-ClothesWasher-2021P_v2, for the measure Top Load_ENERGY STAR but not CEE+Gas DHW_Gas Dryer |  | 100% | 99% | 0.05979% | 1 | 0 | 4.9767 | See source workbook for details. Includes PSE NEI data where applicable. | NWPPC 2021 Plan measure workbook Res-ClothesWasher-2021P_v2, for the measure Top Load_ENERGY STAR but not CEE+Gas DHW_Gas Dryer | System | System
King County | Manufactured | Water Heat LE 55 Gal | Existing | Top Load_ENERGY STAR but not CEE+Gas DHW_Gas Dryer | Washer Savings | 0 | 2024 | 2050 | 0.87443 | per Home | 0 | 0 | 14 | NWPPC 2021 Plan measure workbook Res-ClothesWasher-2021P_v2, for the measure Top Load_ENERGY STAR but not CEE+Gas DHW_Gas Dryer | 1.1959 | 0.7456% | NWPPC 2021 Plan measure workbook Res-ClothesWasher-2021P_v2, for the measure Top Load_ENERGY STAR but not CEE+Gas DHW_Gas Dryer | 7.7526 | NWPPC 2021 Plan measure workbook Res-ClothesWasher-2021P_v2, for the measure Top Load_ENERGY STAR but not CEE+Gas DHW_Gas Dryer | 0 | Incremental | 0 | 0 | 0 | 0.0095994 | 0 | 0 | 0 | See 'Measure Equipment Cost Source' | NWPPC 2021 Plan measure workbook Res-ClothesWasher-2021P_v2, for the measure Top Load_ENERGY STAR but not CEE+Gas DHW_Gas Dryer |  | 100% | 99% | 0.5436% | 1 | 0 | 8.0529 | See source workbook for details. Includes PSE NEI data where applicable. | NWPPC 2021 Plan measure workbook Res-ClothesWasher-2021P_v2, for the measure Top Load_ENERGY STAR but not CEE+Gas DHW_Gas Dryer | System | System
King County | Manufactured | Water Heat LE 55 Gal | New | Top Load_ENERGY STAR but not CEE+Gas DHW_Gas Dryer | Washer Savings | 0 | 2024 | 2050 | 0.87443 | per Home | 0 | 0 | 14 | NWPPC 2021 Plan measure workbook Res-ClothesWasher-2021P_v2, for the measure Top Load_ENERGY STAR but not CEE+Gas DHW_Gas Dryer | 1.1529 | 0.7456% | NWPPC 2021 Plan measure workbook Res-ClothesWasher-2021P_v2, for the measure Top Load_ENERGY STAR but not CEE+Gas DHW_Gas Dryer | 7.7526 | NWPPC 2021 Plan measure workbook Res-ClothesWasher-2021P_v2, for the measure Top Load_ENERGY STAR but not CEE+Gas DHW_Gas Dryer | 0 | Incremental | 0 | 0 | 0 | 0.0095994 | 0 | 0 | 0 | See 'Measure Equipment Cost Source' | NWPPC 2021 Plan measure workbook Res-ClothesWasher-2021P_v2, for the measure Top Load_ENERGY STAR but not CEE+Gas DHW_Gas Dryer |  | 100% | 99% | 0.5436% | 1 | 0 | 8.0529 | See source workbook for details. Includes PSE NEI data where applicable. | NWPPC 2021 Plan measure workbook Res-ClothesWasher-2021P_v2, for the measure Top Load_ENERGY STAR but not CEE+Gas DHW_Gas Dryer | System | System
King County | Manufactured - Highly Impacted | Water Heat LE 55 Gal | Existing | Top Load_ENERGY STAR but not CEE+Gas DHW_Gas Dryer | Washer Savings | 0 | 2024 | 2050 | 0.67793 | per Home | 0 | 0 | 14 | NWPPC 2021 Plan measure workbook Res-ClothesWasher-2021P_v2, for the measure Top Load_ENERGY STAR but not CEE+Gas DHW_Gas Dryer | 0.92717 | 0.678% | NWPPC 2021 Plan measure workbook Res-ClothesWasher-2021P_v2, for the measure Top Load_ENERGY STAR but not CEE+Gas DHW_Gas Dryer | 6.0104 | NWPPC 2021 Plan measure workbook Res-ClothesWasher-2021P_v2, for the measure Top Load_ENERGY STAR but not CEE+Gas DHW_Gas Dryer | 0 | Incremental | 0 | 0 | 0 | 0.0074423 | 0 | 0 | 0 | See 'Measure Equipment Cost Source' | NWPPC 2021 Plan measure workbook Res-ClothesWasher-2021P_v2, for the measure Top Load_ENERGY STAR but not CEE+Gas DHW_Gas Dryer |  | 100% | 99% | 0.02805% | 1 | 0 | 6.2433 | See source workbook for details. Includes PSE NEI data where applicable. | NWPPC 2021 Plan measure workbook Res-ClothesWasher-2021P_v2, for the measure Top Load_ENERGY STAR but not CEE+Gas DHW_Gas Dryer | System | System
King County | Manufactured - Highly Impacted | Water Heat LE 55 Gal | New | Top Load_ENERGY STAR but not CEE+Gas DHW_Gas Dryer | Washer Savings | 0 | 2024 | 2050 | 0.67793 | per Home | 0 | 0 | 14 | NWPPC 2021 Plan measure workbook Res-ClothesWasher-2021P_v2, for the measure Top Load_ENERGY STAR but not CEE+Gas DHW_Gas Dryer | 0.89384 | 0.678% | NWPPC 2021 Plan measure workbook Res-ClothesWasher-2021P_v2, for the measure Top Load_ENERGY STAR but not CEE+Gas DHW_Gas Dryer | 6.0104 | NWPPC 2021 Plan measure workbook Res-ClothesWasher-2021P_v2, for the measure Top Load_ENERGY STAR but not CEE+Gas DHW_Gas Dryer | 0 | Incremental | 0 | 0 | 0 | 0.0074423 | 0 | 0 | 0 | See 'Measure Equipment Cost Source' | NWPPC 2021 Plan measure workbook Res-ClothesWasher-2021P_v2, for the measure Top Load_ENERGY STAR but not CEE+Gas DHW_Gas Dryer |  | 100% | 99% | 0.02805% | 1 | 0 | 6.2433 | See source workbook for details. Includes PSE NEI data where applicable. | NWPPC 2021 Plan measure workbook Res-ClothesWasher-2021P_v2, for the measure Top Load_ENERGY STAR but not CEE+Gas DHW_Gas Dryer | System | System
King County | Single Family | Water Heat GT 55 Gal | Existing | Top Load_ENERGY STAR but not CEE+Gas DHW_Gas Dryer | Washer Savings | 0 | 2024 | 2050 | 0.92861 | per Home | 0 | 0 | 14 | NWPPC 2021 Plan measure workbook Res-ClothesWasher-2021P_v2, for the measure Top Load_ENERGY STAR but not CEE+Gas DHW_Gas Dryer | 1.0784 | 0.7019% | NWPPC 2021 Plan measure workbook Res-ClothesWasher-2021P_v2, for the measure Top Load_ENERGY STAR but not CEE+Gas DHW_Gas Dryer | 8.2329 | NWPPC 2021 Plan measure workbook Res-ClothesWasher-2021P_v2, for the measure Top Load_ENERGY STAR but not CEE+Gas DHW_Gas Dryer | 0 | Incremental | 0 | 0 | 0 | 0.010194 | 0 | 0 | 0 | See 'Measure Equipment Cost Source' | NWPPC 2021 Plan measure workbook Res-ClothesWasher-2021P_v2, for the measure Top Load_ENERGY STAR but not CEE+Gas DHW_Gas Dryer |  | 100% | 99% | 3.773% | 1 | 0 | 8.5519 | See source workbook for details. Includes PSE NEI data where applicable. | NWPPC 2021 Plan measure workbook Res-ClothesWasher-2021P_v2, for the measure Top Load_ENERGY STAR but not CEE+Gas DHW_Gas Dryer | System | System
King County | Single Family | Water Heat GT 55 Gal | New | Top Load_ENERGY STAR but not CEE+Gas DHW_Gas Dryer | Washer Savings | 0 | 2024 | 2050 | 0.92861 | per Home | 0 | 0 | 14 | NWPPC 2021 Plan measure workbook Res-ClothesWasher-2021P_v2, for the measure Top Load_ENERGY STAR but not CEE+Gas DHW_Gas Dryer | 1.0784 | 0.7019% | NWPPC 2021 Plan measure workbook Res-ClothesWasher-2021P_v2, for the measure Top Load_ENERGY STAR but not CEE+Gas DHW_Gas Dryer | 8.2329 | NWPPC 2021 Plan measure workbook Res-ClothesWasher-2021P_v2, for the measure Top Load_ENERGY STAR but not CEE+Gas DHW_Gas Dryer | 0 | Incremental | 0 | 0 | 0 | 0.010194 | 0 | 0 | 0 | See 'Measure Equipment Cost Source' | NWPPC 2021 Plan measure workbook Res-ClothesWasher-2021P_v2, for the measure Top Load_ENERGY STAR but not CEE+Gas DHW_Gas Dryer |  | 100% | 99% | 3.773% | 1 | 0 | 8.5519 | See source workbook for details. Includes PSE NEI data where applicable. | NWPPC 2021 Plan measure workbook Res-ClothesWasher-2021P_v2, for the measure Top Load_ENERGY STAR but not CEE+Gas DHW_Gas Dryer | System | System
King County | Single Family - Highly Impacted | Water Heat GT 55 Gal | Existing | Top Load_ENERGY STAR but not CEE+Gas DHW_Gas Dryer | Washer Savings | 0 | 2024 | 2050 | 0.66799 | per Home | 0 | 0 | 14 | NWPPC 2021 Plan measure workbook Res-ClothesWasher-2021P_v2, for the measure Top Load_ENERGY STAR but not CEE+Gas DHW_Gas Dryer | 0.77573 | 0.5779% | NWPPC 2021 Plan measure workbook Res-ClothesWasher-2021P_v2, for the measure Top Load_ENERGY STAR but not CEE+Gas DHW_Gas Dryer | 5.9222 | NWPPC 2021 Plan measure workbook Res-ClothesWasher-2021P_v2, for the measure Top Load_ENERGY STAR but not CEE+Gas DHW_Gas Dryer | 0 | Incremental | 0 | 0 | 0 | 0.0073331 | 0 | 0 | 0 | See 'Measure Equipment Cost Source' | NWPPC 2021 Plan measure workbook Res-ClothesWasher-2021P_v2, for the measure Top Load_ENERGY STAR but not CEE+Gas DHW_Gas Dryer |  | 100% | 99% | 2.329% | 1 | 0 | 6.1517 | See source workbook for details. Includes PSE NEI data where applicable. | NWPPC 2021 Plan measure workbook Res-ClothesWasher-2021P_v2, for the measure Top Load_ENERGY STAR but not CEE+Gas DHW_Gas Dryer | System | System
King County | Single Family - Highly Impacted | Water Heat GT 55 Gal | New | Top Load_ENERGY STAR but not CEE+Gas DHW_Gas Dryer | Washer Savings | 0 | 2024 | 2050 | 0.66799 | per Home | 0 | 0 | 14 | NWPPC 2021 Plan measure workbook Res-ClothesWasher-2021P_v2, for the measure Top Load_ENERGY STAR but not CEE+Gas DHW_Gas Dryer | 0.77573 | 0.5779% | NWPPC 2021 Plan measure workbook Res-ClothesWasher-2021P_v2, for the measure Top Load_ENERGY STAR but not CEE+Gas DHW_Gas Dryer | 5.9222 | NWPPC 2021 Plan measure workbook Res-ClothesWasher-2021P_v2, for the measure Top Load_ENERGY STAR but not CEE+Gas DHW_Gas Dryer | 0 | Incremental | 0 | 0 | 0 | 0.0073331 | 0 | 0 | 0 | See 'Measure Equipment Cost Source' | NWPPC 2021 Plan measure workbook Res-ClothesWasher-2021P_v2, for the measure Top Load_ENERGY STAR but not CEE+Gas DHW_Gas Dryer |  | 100% | 99% | 2.329% | 1 | 0 | 6.1517 | See source workbook for details. Includes PSE NEI data where applicable. | NWPPC 2021 Plan measure workbook Res-ClothesWasher-2021P_v2, for the measure Top Load_ENERGY STAR but not CEE+Gas DHW_Gas Dryer | System | System
King County | Multifamily | Water Heat GT 55 Gal | Existing | Top Load_ENERGY STAR but not CEE+Gas DHW_Gas Dryer | Washer Savings | 0 | 2024 | 2050 | 0.6367 | per Home | 0 | 0 | 14 | NWPPC 2021 Plan measure workbook Res-ClothesWasher-2021P_v2, for the measure Top Load_ENERGY STAR but not CEE+Gas DHW_Gas Dryer | 0.7394 | 0.6776% | NWPPC 2021 Plan measure workbook Res-ClothesWasher-2021P_v2, for the measure Top Load_ENERGY STAR but not CEE+Gas DHW_Gas Dryer | 5.6449 | NWPPC 2021 Plan measure workbook Res-ClothesWasher-2021P_v2, for the measure Top Load_ENERGY STAR but not CEE+Gas DHW_Gas Dryer | 0 | Incremental | 0 | 0 | 0 | 0.0069897 | 0 | 0 | 0 | See 'Measure Equipment Cost Source' | NWPPC 2021 Plan measure workbook Res-ClothesWasher-2021P_v2, for the measure Top Load_ENERGY STAR but not CEE+Gas DHW_Gas Dryer |  | 100% | 99% | 0.1057% | 1 | 0 | 5.8636 | See source workbook for details. Includes PSE NEI data where applicable. | NWPPC 2021 Plan measure workbook Res-ClothesWasher-2021P_v2, for the measure Top Load_ENERGY STAR but not CEE+Gas DHW_Gas Dryer | System | System
King County | Multifamily | Water Heat GT 55 Gal | New | Top Load_ENERGY STAR but not CEE+Gas DHW_Gas Dryer | Washer Savings | 0 | 2024 | 2050 | 0.6367 | per Home | 0 | 0 | 14 | NWPPC 2021 Plan measure workbook Res-ClothesWasher-2021P_v2, for the measure Top Load_ENERGY STAR but not CEE+Gas DHW_Gas Dryer | 0.7394 | 0.6776% | NWPPC 2021 Plan measure workbook Res-ClothesWasher-2021P_v2, for the measure Top Load_ENERGY STAR but not CEE+Gas DHW_Gas Dryer | 5.6449 | NWPPC 2021 Plan measure workbook Res-ClothesWasher-2021P_v2, for the measure Top Load_ENERGY STAR but not CEE+Gas DHW_Gas Dryer | 0 | Incremental | 0 | 0 | 0 | 0.0069897 | 0 | 0 | 0 | See 'Measure Equipment Cost Source' | NWPPC 2021 Plan measure workbook Res-ClothesWasher-2021P_v2, for the measure Top Load_ENERGY STAR but not CEE+Gas DHW_Gas Dryer |  | 100% | 99% | 0.1057% | 1 | 0 | 5.8636 | See source workbook for details. Includes PSE NEI data where applicable. | NWPPC 2021 Plan measure workbook Res-ClothesWasher-2021P_v2, for the measure Top Load_ENERGY STAR but not CEE+Gas DHW_Gas Dryer | System | System
King County | Multifamily - Highly Impacted | Water Heat GT 55 Gal | Existing | Top Load_ENERGY STAR but not CEE+Gas DHW_Gas Dryer | Washer Savings | 0 | 2024 | 2050 | 0.5404 | per Home | 0 | 0 | 14 | NWPPC 2021 Plan measure workbook Res-ClothesWasher-2021P_v2, for the measure Top Load_ENERGY STAR but not CEE+Gas DHW_Gas Dryer | 0.62757 | 0.5109% | NWPPC 2021 Plan measure workbook Res-ClothesWasher-2021P_v2, for the measure Top Load_ENERGY STAR but not CEE+Gas DHW_Gas Dryer | 4.7911 | NWPPC 2021 Plan measure workbook Res-ClothesWasher-2021P_v2, for the measure Top Load_ENERGY STAR but not CEE+Gas DHW_Gas Dryer | 0 | Incremental | 0 | 0 | 0 | 0.0059325 | 0 | 0 | 0 | See 'Measure Equipment Cost Source' | NWPPC 2021 Plan measure workbook Res-ClothesWasher-2021P_v2, for the measure Top Load_ENERGY STAR but not CEE+Gas DHW_Gas Dryer |  | 100% | 99% | 0.05979% | 1 | 0 | 4.9767 | See source workbook for details. Includes PSE NEI data where applicable. | NWPPC 2021 Plan measure workbook Res-ClothesWasher-2021P_v2, for the measure Top Load_ENERGY STAR but not CEE+Gas DHW_Gas Dryer | System | System
King County | Multifamily - Highly Impacted | Water Heat GT 55 Gal | New | Top Load_ENERGY STAR but not CEE+Gas DHW_Gas Dryer | Washer Savings | 0 | 2024 | 2050 | 0.5404 | per Home | 0 | 0 | 14 | NWPPC 2021 Plan measure workbook Res-ClothesWasher-2021P_v2, for the measure Top Load_ENERGY STAR but not CEE+Gas DHW_Gas Dryer | 0.62757 | 0.5109% | NWPPC 2021 Plan measure workbook Res-ClothesWasher-2021P_v2, for the measure Top Load_ENERGY STAR but not CEE+Gas DHW_Gas Dryer | 4.7911 | NWPPC 2021 Plan measure workbook Res-ClothesWasher-2021P_v2, for the measure Top Load_ENERGY STAR but not CEE+Gas DHW_Gas Dryer | 0 | Incremental | 0 | 0 | 0 | 0.0059325 | 0 | 0 | 0 | See 'Measure Equipment Cost Source' | NWPPC 2021 Plan measure workbook Res-ClothesWasher-2021P_v2, for the measure Top Load_ENERGY STAR but not CEE+Gas DHW_Gas Dryer |  | 100% | 99% | 0.05979% | 1 | 0 | 4.9767 | See source workbook for details. Includes PSE NEI data where applicable. | NWPPC 2021 Plan measure workbook Res-ClothesWasher-2021P_v2, for the measure Top Load_ENERGY STAR but not CEE+Gas DHW_Gas Dryer | System | System
King County | Manufactured | Water Heat GT 55 Gal | Existing | Top Load_ENERGY STAR but not CEE+Gas DHW_Gas Dryer | Washer Savings | 0 | 2024 | 2050 | 0.87443 | per Home | 0 | 0 | 14 | NWPPC 2021 Plan measure workbook Res-ClothesWasher-2021P_v2, for the measure Top Load_ENERGY STAR but not CEE+Gas DHW_Gas Dryer | 1.0155 | 0.7456% | NWPPC 2021 Plan measure workbook Res-ClothesWasher-2021P_v2, for the measure Top Load_ENERGY STAR but not CEE+Gas DHW_Gas Dryer | 7.7526 | NWPPC 2021 Plan measure workbook Res-ClothesWasher-2021P_v2, for the measure Top Load_ENERGY STAR but not CEE+Gas DHW_Gas Dryer | 0 | Incremental | 0 | 0 | 0 | 0.0095994 | 0 | 0 | 0 | See 'Measure Equipment Cost Source' | NWPPC 2021 Plan measure workbook Res-ClothesWasher-2021P_v2, for the measure Top Load_ENERGY STAR but not CEE+Gas DHW_Gas Dryer |  | 100% | 99% | 0.5436% | 1 | 0 | 8.0529 | See source workbook for details. Includes PSE NEI data where applicable. | NWPPC 2021 Plan measure workbook Res-ClothesWasher-2021P_v2, for the measure Top Load_ENERGY STAR but not CEE+Gas DHW_Gas Dryer | System | System
King County | Manufactured | Water Heat GT 55 Gal | New | Top Load_ENERGY STAR but not CEE+Gas DHW_Gas Dryer | Washer Savings | 0 | 2024 | 2050 | 0.87443 | per Home | 0 | 0 | 14 | NWPPC 2021 Plan measure workbook Res-ClothesWasher-2021P_v2, for the measure Top Load_ENERGY STAR but not CEE+Gas DHW_Gas Dryer | 1.0155 | 0.7456% | NWPPC 2021 Plan measure workbook Res-ClothesWasher-2021P_v2, for the measure Top Load_ENERGY STAR but not CEE+Gas DHW_Gas Dryer | 7.7526 | NWPPC 2021 Plan measure workbook Res-ClothesWasher-2021P_v2, for the measure Top Load_ENERGY STAR but not CEE+Gas DHW_Gas Dryer | 0 | Incremental | 0 | 0 | 0 | 0.0095994 | 0 | 0 | 0 | See 'Measure Equipment Cost Source' | NWPPC 2021 Plan measure workbook Res-ClothesWasher-2021P_v2, for the measure Top Load_ENERGY STAR but not CEE+Gas DHW_Gas Dryer |  | 100% | 99% | 0.5436% | 1 | 0 | 8.0529 | See source workbook for details. Includes PSE NEI data where applicable. | NWPPC 2021 Plan measure workbook Res-ClothesWasher-2021P_v2, for the measure Top Load_ENERGY STAR but not CEE+Gas DHW_Gas Dryer | System | System
King County | Manufactured - Highly Impacted | Water Heat GT 55 Gal | Existing | Top Load_ENERGY STAR but not CEE+Gas DHW_Gas Dryer | Washer Savings | 0 | 2024 | 2050 | 0.67793 | per Home | 0 | 0 | 14 | NWPPC 2021 Plan measure workbook Res-ClothesWasher-2021P_v2, for the measure Top Load_ENERGY STAR but not CEE+Gas DHW_Gas Dryer | 0.78729 | 0.678% | NWPPC 2021 Plan measure workbook Res-ClothesWasher-2021P_v2, for the measure Top Load_ENERGY STAR but not CEE+Gas DHW_Gas Dryer | 6.0104 | NWPPC 2021 Plan measure workbook Res-ClothesWasher-2021P_v2, for the measure Top Load_ENERGY STAR but not CEE+Gas DHW_Gas Dryer | 0 | Incremental | 0 | 0 | 0 | 0.0074423 | 0 | 0 | 0 | See 'Measure Equipment Cost Source' | NWPPC 2021 Plan measure workbook Res-ClothesWasher-2021P_v2, for the measure Top Load_ENERGY STAR but not CEE+Gas DHW_Gas Dryer |  | 100% | 99% | 0.02805% | 1 | 0 | 6.2433 | See source workbook for details. Includes PSE NEI data where applicable. | NWPPC 2021 Plan measure workbook Res-ClothesWasher-2021P_v2, for the measure Top Load_ENERGY STAR but not CEE+Gas DHW_Gas Dryer | System | System
King County | Manufactured - Highly Impacted | Water Heat GT 55 Gal | New | Top Load_ENERGY STAR but not CEE+Gas DHW_Gas Dryer | Washer Savings | 0 | 2024 | 2050 | 0.67793 | per Home | 0 | 0 | 14 | NWPPC 2021 Plan measure workbook Res-ClothesWasher-2021P_v2, for the measure Top Load_ENERGY STAR but not CEE+Gas DHW_Gas Dryer | 0.78729 | 0.678% | NWPPC 2021 Plan measure workbook Res-ClothesWasher-2021P_v2, for the measure Top Load_ENERGY STAR but not CEE+Gas DHW_Gas Dryer | 6.0104 | NWPPC 2021 Plan measure workbook Res-ClothesWasher-2021P_v2, for the measure Top Load_ENERGY STAR but not CEE+Gas DHW_Gas Dryer | 0 | Incremental | 0 | 0 | 0 | 0.0074423 | 0 | 0 | 0 | See 'Measure Equipment Cost Source' | NWPPC 2021 Plan measure workbook Res-ClothesWasher-2021P_v2, for the measure Top Load_ENERGY STAR but not CEE+Gas DHW_Gas Dryer |  | 100% | 99% | 0.02805% | 1 | 0 | 6.2433 | See source workbook for details. Includes PSE NEI data where applicable. | NWPPC 2021 Plan measure workbook Res-ClothesWasher-2021P_v2, for the measure Top Load_ENERGY STAR but not CEE+Gas DHW_Gas Dryer | System | System
King County | Single Family | Water Heat LE 55 Gal | Existing | Front Load_CEE Tier 1+Gas DHW_Electric Dryer | Washer Savings | 0 | 2024 | 2050 | 0.92861 | per Home | 0 | 0 | 14 | NWPPC 2021 Plan measure workbook Res-ClothesWasher-2021P_v2, for the measure Front Load_CEE Tier 1+Gas DHW_Electric Dryer | 2.9878 | 1.651% | NWPPC 2021 Plan measure workbook Res-ClothesWasher-2021P_v2, for the measure Front Load_CEE Tier 1+Gas DHW_Electric Dryer | 117.1317 | NWPPC 2021 Plan measure workbook Res-ClothesWasher-2021P_v2, for the measure Front Load_CEE Tier 1+Gas DHW_Electric Dryer | 0 | Incremental | 0 | 0 | 0 | 56.1652 | 0 | 0.010194 | 0 | See 'Measure Equipment Cost Source' | NWPPC 2021 Plan measure workbook Res-ClothesWasher-2021P_v2, for the measure Front Load_CEE Tier 1+Gas DHW_Electric Dryer | U | 100% | 99% | 30.62% | 1 | 0 | 18.3357 | See source workbook for details. Includes PSE NEI data where applicable. | NWPPC 2021 Plan measure workbook Res-ClothesWasher-2021P_v2, for the measure Front Load_CEE Tier 1+Gas DHW_Electric Dryer | System | System
King County | Single Family | Water Heat LE 55 Gal | New | Front Load_CEE Tier 1+Gas DHW_Electric Dryer | Washer Savings | 0 | 2024 | 2050 | 0.92861 | per Home | 0 | 0 | 14 | NWPPC 2021 Plan measure workbook Res-ClothesWasher-2021P_v2, for the measure Front Load_CEE Tier 1+Gas DHW_Electric Dryer | 2.8803 | 1.651% | NWPPC 2021 Plan measure workbook Res-ClothesWasher-2021P_v2, for the measure Front Load_CEE Tier 1+Gas DHW_Electric Dryer | 117.1317 | NWPPC 2021 Plan measure workbook Res-ClothesWasher-2021P_v2, for the measure Front Load_CEE Tier 1+Gas DHW_Electric Dryer | 0 | Incremental | 0 | 0 | 0 | 56.1652 | 0 | 0.010194 | 0 | See 'Measure Equipment Cost Source' | NWPPC 2021 Plan measure workbook Res-ClothesWasher-2021P_v2, for the measure Front Load_CEE Tier 1+Gas DHW_Electric Dryer | U | 100% | 99% | 30.62% | 1 | 0 | 18.3357 | See source workbook for details. Includes PSE NEI data where applicable. | NWPPC 2021 Plan measure workbook Res-ClothesWasher-2021P_v2, for the measure Front Load_CEE Tier 1+Gas DHW_Electric Dryer | System | System
King County | Single Family - Highly Impacted | Water Heat LE 55 Gal | Existing | Front Load_CEE Tier 1+Gas DHW_Electric Dryer | Washer Savings | 0 | 2024 | 2050 | 0.66799 | per Home | 0 | 0 | 14 | NWPPC 2021 Plan measure workbook Res-ClothesWasher-2021P_v2, for the measure Front Load_CEE Tier 1+Gas DHW_Electric Dryer | 2.1492 | 1.36% | NWPPC 2021 Plan measure workbook Res-ClothesWasher-2021P_v2, for the measure Front Load_CEE Tier 1+Gas DHW_Electric Dryer | 84.257 | NWPPC 2021 Plan measure workbook Res-ClothesWasher-2021P_v2, for the measure Front Load_CEE Tier 1+Gas DHW_Electric Dryer | 0 | Incremental | 0 | 0 | 0 | 40.4016 | 0 | 0.0073331 | 0 | See 'Measure Equipment Cost Source' | NWPPC 2021 Plan measure workbook Res-ClothesWasher-2021P_v2, for the measure Front Load_CEE Tier 1+Gas DHW_Electric Dryer | U | 100% | 99% | 23.49% | 1 | 0 | 13.1895 | See source workbook for details. Includes PSE NEI data where applicable. | NWPPC 2021 Plan measure workbook Res-ClothesWasher-2021P_v2, for the measure Front Load_CEE Tier 1+Gas DHW_Electric Dryer | System | System
King County | Single Family - Highly Impacted | Water Heat LE 55 Gal | New | Front Load_CEE Tier 1+Gas DHW_Electric Dryer | Washer Savings | 0 | 2024 | 2050 | 0.66799 | per Home | 0 | 0 | 14 | NWPPC 2021 Plan measure workbook Res-ClothesWasher-2021P_v2, for the measure Front Load_CEE Tier 1+Gas DHW_Electric Dryer | 2.0719 | 1.36% | NWPPC 2021 Plan measure workbook Res-ClothesWasher-2021P_v2, for the measure Front Load_CEE Tier 1+Gas DHW_Electric Dryer | 84.257 | NWPPC 2021 Plan measure workbook Res-ClothesWasher-2021P_v2, for the measure Front Load_CEE Tier 1+Gas DHW_Electric Dryer | 0 | Incremental | 0 | 0 | 0 | 40.4016 | 0 | 0.0073331 | 0 | See 'Measure Equipment Cost Source' | NWPPC 2021 Plan measure workbook Res-ClothesWasher-2021P_v2, for the measure Front Load_CEE Tier 1+Gas DHW_Electric Dryer | U | 100% | 99% | 23.49% | 1 | 0 | 13.1895 | See source workbook for details. Includes PSE NEI data where applicable. | NWPPC 2021 Plan measure workbook Res-ClothesWasher-2021P_v2, for the measure Front Load_CEE Tier 1+Gas DHW_Electric Dryer | System | System
King County | Multifamily | Water Heat LE 55 Gal | Existing | Front Load_CEE Tier 1+Gas DHW_Electric Dryer | Washer Savings | 0 | 2024 | 2050 | 0.6367 | per Home | 0 | 0 | 14 | NWPPC 2021 Plan measure workbook Res-ClothesWasher-2021P_v2, for the measure Front Load_CEE Tier 1+Gas DHW_Electric Dryer | 2.0485 | 1.594% | NWPPC 2021 Plan measure workbook Res-ClothesWasher-2021P_v2, for the measure Front Load_CEE Tier 1+Gas DHW_Electric Dryer | 80.311 | NWPPC 2021 Plan measure workbook Res-ClothesWasher-2021P_v2, for the measure Front Load_CEE Tier 1+Gas DHW_Electric Dryer | 0 | Incremental | 0 | 0 | 0 | 38.5095 | 0 | 0.0069897 | 0 | See 'Measure Equipment Cost Source' | NWPPC 2021 Plan measure workbook Res-ClothesWasher-2021P_v2, for the measure Front Load_CEE Tier 1+Gas DHW_Electric Dryer | U | 100% | 99% | 7.004% | 1 | 0 | 12.5718 | See source workbook for details. Includes PSE NEI data where applicable. | NWPPC 2021 Plan measure workbook Res-ClothesWasher-2021P_v2, for the measure Front Load_CEE Tier 1+Gas DHW_Electric Dryer | System | System
King County | Multifamily | Water Heat LE 55 Gal | New | Front Load_CEE Tier 1+Gas DHW_Electric Dryer | Washer Savings | 0 | 2024 | 2050 | 0.6367 | per Home | 0 | 0 | 14 | NWPPC 2021 Plan measure workbook Res-ClothesWasher-2021P_v2, for the measure Front Load_CEE Tier 1+Gas DHW_Electric Dryer | 1.9749 | 1.594% | NWPPC 2021 Plan measure workbook Res-ClothesWasher-2021P_v2, for the measure Front Load_CEE Tier 1+Gas DHW_Electric Dryer | 80.311 | NWPPC 2021 Plan measure workbook Res-ClothesWasher-2021P_v2, for the measure Front Load_CEE Tier 1+Gas DHW_Electric Dryer | 0 | Incremental | 0 | 0 | 0 | 38.5095 | 0 | 0.0069897 | 0 | See 'Measure Equipment Cost Source' | NWPPC 2021 Plan measure workbook Res-ClothesWasher-2021P_v2, for the measure Front Load_CEE Tier 1+Gas DHW_Electric Dryer | U | 100% | 99% | 7.004% | 1 | 0 | 12.5718 | See source workbook for details. Includes PSE NEI data where applicable. | NWPPC 2021 Plan measure workbook Res-ClothesWasher-2021P_v2, for the measure Front Load_CEE Tier 1+Gas DHW_Electric Dryer | System | System
King County | Multifamily - Highly Impacted | Water Heat LE 55 Gal | Existing | Front Load_CEE Tier 1+Gas DHW_Electric Dryer | Washer Savings | 0 | 2024 | 2050 | 0.5404 | per Home | 0 | 0 | 14 | NWPPC 2021 Plan measure workbook Res-ClothesWasher-2021P_v2, for the measure Front Load_CEE Tier 1+Gas DHW_Electric Dryer | 1.7387 | 1.202% | NWPPC 2021 Plan measure workbook Res-ClothesWasher-2021P_v2, for the measure Front Load_CEE Tier 1+Gas DHW_Electric Dryer | 68.1641 | NWPPC 2021 Plan measure workbook Res-ClothesWasher-2021P_v2, for the measure Front Load_CEE Tier 1+Gas DHW_Electric Dryer | 0 | Incremental | 0 | 0 | 0 | 32.685 | 0 | 0.0059325 | 0 | See 'Measure Equipment Cost Source' | NWPPC 2021 Plan measure workbook Res-ClothesWasher-2021P_v2, for the measure Front Load_CEE Tier 1+Gas DHW_Electric Dryer | U | 100% | 99% | 5.279% | 1 | 0 | 10.6704 | See source workbook for details. Includes PSE NEI data where applicable. | NWPPC 2021 Plan measure workbook Res-ClothesWasher-2021P_v2, for the measure Front Load_CEE Tier 1+Gas DHW_Electric Dryer | System | System
King County | Multifamily - Highly Impacted | Water Heat LE 55 Gal | New | Front Load_CEE Tier 1+Gas DHW_Electric Dryer | Washer Savings | 0 | 2024 | 2050 | 0.5404 | per Home | 0 | 0 | 14 | NWPPC 2021 Plan measure workbook Res-ClothesWasher-2021P_v2, for the measure Front Load_CEE Tier 1+Gas DHW_Electric Dryer | 1.6762 | 1.202% | NWPPC 2021 Plan measure workbook Res-ClothesWasher-2021P_v2, for the measure Front Load_CEE Tier 1+Gas DHW_Electric Dryer | 68.1641 | NWPPC 2021 Plan measure workbook Res-ClothesWasher-2021P_v2, for the measure Front Load_CEE Tier 1+Gas DHW_Electric Dryer | 0 | Incremental | 0 | 0 | 0 | 32.685 | 0 | 0.0059325 | 0 | See 'Measure Equipment Cost Source' | NWPPC 2021 Plan measure workbook Res-ClothesWasher-2021P_v2, for the measure Front Load_CEE Tier 1+Gas DHW_Electric Dryer | U | 100% | 99% | 5.279% | 1 | 0 | 10.6704 | See source workbook for details. Includes PSE NEI data where applicable. | NWPPC 2021 Plan measure workbook Res-ClothesWasher-2021P_v2, for the measure Front Load_CEE Tier 1+Gas DHW_Electric Dryer | System | System
King County | Manufactured | Water Heat LE 55 Gal | Existing | Front Load_CEE Tier 1+Gas DHW_Electric Dryer | Washer Savings | 0 | 2024 | 2050 | 0.87443 | per Home | 0 | 0 | 14 | NWPPC 2021 Plan measure workbook Res-ClothesWasher-2021P_v2, for the measure Front Load_CEE Tier 1+Gas DHW_Electric Dryer | 2.8134 | 1.754% | NWPPC 2021 Plan measure workbook Res-ClothesWasher-2021P_v2, for the measure Front Load_CEE Tier 1+Gas DHW_Electric Dryer | 110.2974 | NWPPC 2021 Plan measure workbook Res-ClothesWasher-2021P_v2, for the measure Front Load_CEE Tier 1+Gas DHW_Electric Dryer | 0 | Incremental | 0 | 0 | 0 | 52.8881 | 0 | 0.0095994 | 0 | See 'Measure Equipment Cost Source' | NWPPC 2021 Plan measure workbook Res-ClothesWasher-2021P_v2, for the measure Front Load_CEE Tier 1+Gas DHW_Electric Dryer | U | 100% | 99% | 8.558% | 1 | 0 | 17.2659 | See source workbook for details. Includes PSE NEI data where applicable. | NWPPC 2021 Plan measure workbook Res-ClothesWasher-2021P_v2, for the measure Front Load_CEE Tier 1+Gas DHW_Electric Dryer | System | System
King County | Manufactured | Water Heat LE 55 Gal | New | Front Load_CEE Tier 1+Gas DHW_Electric Dryer | Washer Savings | 0 | 2024 | 2050 | 0.87443 | per Home | 0 | 0 | 14 | NWPPC 2021 Plan measure workbook Res-ClothesWasher-2021P_v2, for the measure Front Load_CEE Tier 1+Gas DHW_Electric Dryer | 2.7123 | 1.754% | NWPPC 2021 Plan measure workbook Res-ClothesWasher-2021P_v2, for the measure Front Load_CEE Tier 1+Gas DHW_Electric Dryer | 110.2974 | NWPPC 2021 Plan measure workbook Res-ClothesWasher-2021P_v2, for the measure Front Load_CEE Tier 1+Gas DHW_Electric Dryer | 0 | Incremental | 0 | 0 | 0 | 52.8881 | 0 | 0.0095994 | 0 | See 'Measure Equipment Cost Source' | NWPPC 2021 Plan measure workbook Res-ClothesWasher-2021P_v2, for the measure Front Load_CEE Tier 1+Gas DHW_Electric Dryer | U | 100% | 99% | 8.558% | 1 | 0 | 17.2659 | See source workbook for details. Includes PSE NEI data where applicable. | NWPPC 2021 Plan measure workbook Res-ClothesWasher-2021P_v2, for the measure Front Load_CEE Tier 1+Gas DHW_Electric Dryer | System | System
King County | Manufactured - Highly Impacted | Water Heat LE 55 Gal | Existing | Front Load_CEE Tier 1+Gas DHW_Electric Dryer | Washer Savings | 0 | 2024 | 2050 | 0.67793 | per Home | 0 | 0 | 14 | NWPPC 2021 Plan measure workbook Res-ClothesWasher-2021P_v2, for the measure Front Load_CEE Tier 1+Gas DHW_Electric Dryer | 2.1812 | 1.595% | NWPPC 2021 Plan measure workbook Res-ClothesWasher-2021P_v2, for the measure Front Load_CEE Tier 1+Gas DHW_Electric Dryer | 85.5119 | NWPPC 2021 Plan measure workbook Res-ClothesWasher-2021P_v2, for the measure Front Load_CEE Tier 1+Gas DHW_Electric Dryer | 0 | Incremental | 0 | 0 | 0 | 41.0033 | 0 | 0.0074423 | 0 | See 'Measure Equipment Cost Source' | NWPPC 2021 Plan measure workbook Res-ClothesWasher-2021P_v2, for the measure Front Load_CEE Tier 1+Gas DHW_Electric Dryer | U | 100% | 99% | 3.361% | 1 | 0 | 13.386 | See source workbook for details. Includes PSE NEI data where applicable. | NWPPC 2021 Plan measure workbook Res-ClothesWasher-2021P_v2, for the measure Front Load_CEE Tier 1+Gas DHW_Electric Dryer | System | System
King County | Manufactured - Highly Impacted | Water Heat LE 55 Gal | New | Front Load_CEE Tier 1+Gas DHW_Electric Dryer | Washer Savings | 0 | 2024 | 2050 | 0.67793 | per Home | 0 | 0 | 14 | NWPPC 2021 Plan measure workbook Res-ClothesWasher-2021P_v2, for the measure Front Load_CEE Tier 1+Gas DHW_Electric Dryer | 2.1028 | 1.595% | NWPPC 2021 Plan measure workbook Res-ClothesWasher-2021P_v2, for the measure Front Load_CEE Tier 1+Gas DHW_Electric Dryer | 85.5119 | NWPPC 2021 Plan measure workbook Res-ClothesWasher-2021P_v2, for the measure Front Load_CEE Tier 1+Gas DHW_Electric Dryer | 0 | Incremental | 0 | 0 | 0 | 41.0033 | 0 | 0.0074423 | 0 | See 'Measure Equipment Cost Source' | NWPPC 2021 Plan measure workbook Res-ClothesWasher-2021P_v2, for the measure Front Load_CEE Tier 1+Gas DHW_Electric Dryer | U | 100% | 99% | 3.361% | 1 | 0 | 13.386 | See source workbook for details. Includes PSE NEI data where applicable. | NWPPC 2021 Plan measure workbook Res-ClothesWasher-2021P_v2, for the measure Front Load_CEE Tier 1+Gas DHW_Electric Dryer | System | System
King County | Single Family | Water Heat GT 55 Gal | Existing | Front Load_CEE Tier 1+Gas DHW_Electric Dryer | Washer Savings | 0 | 2024 | 2050 | 0.92861 | per Home | 0 | 0 | 14 | NWPPC 2021 Plan measure workbook Res-ClothesWasher-2021P_v2, for the measure Front Load_CEE Tier 1+Gas DHW_Electric Dryer | 2.537 | 1.651% | NWPPC 2021 Plan measure workbook Res-ClothesWasher-2021P_v2, for the measure Front Load_CEE Tier 1+Gas DHW_Electric Dryer | 117.1317 | NWPPC 2021 Plan measure workbook Res-ClothesWasher-2021P_v2, for the measure Front Load_CEE Tier 1+Gas DHW_Electric Dryer | 0 | Incremental | 0 | 0 | 0 | 56.1652 | 0 | 0.010194 | 0 | See 'Measure Equipment Cost Source' | NWPPC 2021 Plan measure workbook Res-ClothesWasher-2021P_v2, for the measure Front Load_CEE Tier 1+Gas DHW_Electric Dryer | U | 100% | 99% | 30.62% | 1 | 0 | 18.3357 | See source workbook for details. Includes PSE NEI data where applicable. | NWPPC 2021 Plan measure workbook Res-ClothesWasher-2021P_v2, for the measure Front Load_CEE Tier 1+Gas DHW_Electric Dryer | System | System
King County | Single Family | Water Heat GT 55 Gal | New | Front Load_CEE Tier 1+Gas DHW_Electric Dryer | Washer Savings | 0 | 2024 | 2050 | 0.92861 | per Home | 0 | 0 | 14 | NWPPC 2021 Plan measure workbook Res-ClothesWasher-2021P_v2, for the measure Front Load_CEE Tier 1+Gas DHW_Electric Dryer | 2.537 | 1.651% | NWPPC 2021 Plan measure workbook Res-ClothesWasher-2021P_v2, for the measure Front Load_CEE Tier 1+Gas DHW_Electric Dryer | 117.1317 | NWPPC 2021 Plan measure workbook Res-ClothesWasher-2021P_v2, for the measure Front Load_CEE Tier 1+Gas DHW_Electric Dryer | 0 | Incremental | 0 | 0 | 0 | 56.1652 | 0 | 0.010194 | 0 | See 'Measure Equipment Cost Source' | NWPPC 2021 Plan measure workbook Res-ClothesWasher-2021P_v2, for the measure Front Load_CEE Tier 1+Gas DHW_Electric Dryer | U | 100% | 99% | 30.62% | 1 | 0 | 18.3357 | See source workbook for details. Includes PSE NEI data where applicable. | NWPPC 2021 Plan measure workbook Res-ClothesWasher-2021P_v2, for the measure Front Load_CEE Tier 1+Gas DHW_Electric Dryer | System | System
King County | Single Family - Highly Impacted | Water Heat GT 55 Gal | Existing | Front Load_CEE Tier 1+Gas DHW_Electric Dryer | Washer Savings | 0 | 2024 | 2050 | 0.66799 | per Home | 0 | 0 | 14 | NWPPC 2021 Plan measure workbook Res-ClothesWasher-2021P_v2, for the measure Front Load_CEE Tier 1+Gas DHW_Electric Dryer | 1.825 | 1.36% | NWPPC 2021 Plan measure workbook Res-ClothesWasher-2021P_v2, for the measure Front Load_CEE Tier 1+Gas DHW_Electric Dryer | 84.257 | NWPPC 2021 Plan measure workbook Res-ClothesWasher-2021P_v2, for the measure Front Load_CEE Tier 1+Gas DHW_Electric Dryer | 0 | Incremental | 0 | 0 | 0 | 40.4016 | 0 | 0.0073331 | 0 | See 'Measure Equipment Cost Source' | NWPPC 2021 Plan measure workbook Res-ClothesWasher-2021P_v2, for the measure Front Load_CEE Tier 1+Gas DHW_Electric Dryer | U | 100% | 99% | 23.49% | 1 | 0 | 13.1895 | See source workbook for details. Includes PSE NEI data where applicable. | NWPPC 2021 Plan measure workbook Res-ClothesWasher-2021P_v2, for the measure Front Load_CEE Tier 1+Gas DHW_Electric Dryer | System | System
King County | Single Family - Highly Impacted | Water Heat GT 55 Gal | New | Front Load_CEE Tier 1+Gas DHW_Electric Dryer | Washer Savings | 0 | 2024 | 2050 | 0.66799 | per Home | 0 | 0 | 14 | NWPPC 2021 Plan measure workbook Res-ClothesWasher-2021P_v2, for the measure Front Load_CEE Tier 1+Gas DHW_Electric Dryer | 1.825 | 1.36% | NWPPC 2021 Plan measure workbook Res-ClothesWasher-2021P_v2, for the measure Front Load_CEE Tier 1+Gas DHW_Electric Dryer | 84.257 | NWPPC 2021 Plan measure workbook Res-ClothesWasher-2021P_v2, for the measure Front Load_CEE Tier 1+Gas DHW_Electric Dryer | 0 | Incremental | 0 | 0 | 0 | 40.4016 | 0 | 0.0073331 | 0 | See 'Measure Equipment Cost Source' | NWPPC 2021 Plan measure workbook Res-ClothesWasher-2021P_v2, for the measure Front Load_CEE Tier 1+Gas DHW_Electric Dryer | U | 100% | 99% | 23.49% | 1 | 0 | 13.1895 | See source workbook for details. Includes PSE NEI data where applicable. | NWPPC 2021 Plan measure workbook Res-ClothesWasher-2021P_v2, for the measure Front Load_CEE Tier 1+Gas DHW_Electric Dryer | System | System
King County | Multifamily | Water Heat GT 55 Gal | Existing | Front Load_CEE Tier 1+Gas DHW_Electric Dryer | Washer Savings | 0 | 2024 | 2050 | 0.6367 | per Home | 0 | 0 | 14 | NWPPC 2021 Plan measure workbook Res-ClothesWasher-2021P_v2, for the measure Front Load_CEE Tier 1+Gas DHW_Electric Dryer | 1.7395 | 1.594% | NWPPC 2021 Plan measure workbook Res-ClothesWasher-2021P_v2, for the measure Front Load_CEE Tier 1+Gas DHW_Electric Dryer | 80.311 | NWPPC 2021 Plan measure workbook Res-ClothesWasher-2021P_v2, for the measure Front Load_CEE Tier 1+Gas DHW_Electric Dryer | 0 | Incremental | 0 | 0 | 0 | 38.5095 | 0 | 0.0069897 | 0 | See 'Measure Equipment Cost Source' | NWPPC 2021 Plan measure workbook Res-ClothesWasher-2021P_v2, for the measure Front Load_CEE Tier 1+Gas DHW_Electric Dryer | U | 100% | 99% | 7.004% | 1 | 0 | 12.5718 | See source workbook for details. Includes PSE NEI data where applicable. | NWPPC 2021 Plan measure workbook Res-ClothesWasher-2021P_v2, for the measure Front Load_CEE Tier 1+Gas DHW_Electric Dryer | System | System
King County | Multifamily | Water Heat GT 55 Gal | New | Front Load_CEE Tier 1+Gas DHW_Electric Dryer | Washer Savings | 0 | 2024 | 2050 | 0.6367 | per Home | 0 | 0 | 14 | NWPPC 2021 Plan measure workbook Res-ClothesWasher-2021P_v2, for the measure Front Load_CEE Tier 1+Gas DHW_Electric Dryer | 1.7395 | 1.594% | NWPPC 2021 Plan measure workbook Res-ClothesWasher-2021P_v2, for the measure Front Load_CEE Tier 1+Gas DHW_Electric Dryer | 80.311 | NWPPC 2021 Plan measure workbook Res-ClothesWasher-2021P_v2, for the measure Front Load_CEE Tier 1+Gas DHW_Electric Dryer | 0 | Incremental | 0 | 0 | 0 | 38.5095 | 0 | 0.0069897 | 0 | See 'Measure Equipment Cost Source' | NWPPC 2021 Plan measure workbook Res-ClothesWasher-2021P_v2, for the measure Front Load_CEE Tier 1+Gas DHW_Electric Dryer | U | 100% | 99% | 7.004% | 1 | 0 | 12.5718 | See source workbook for details. Includes PSE NEI data where applicable. | NWPPC 2021 Plan measure workbook Res-ClothesWasher-2021P_v2, for the measure Front Load_CEE Tier 1+Gas DHW_Electric Dryer | System | System
King County | Multifamily - Highly Impacted | Water Heat GT 55 Gal | Existing | Front Load_CEE Tier 1+Gas DHW_Electric Dryer | Washer Savings | 0 | 2024 | 2050 | 0.5404 | per Home | 0 | 0 | 14 | NWPPC 2021 Plan measure workbook Res-ClothesWasher-2021P_v2, for the measure Front Load_CEE Tier 1+Gas DHW_Electric Dryer | 1.4764 | 1.202% | NWPPC 2021 Plan measure workbook Res-ClothesWasher-2021P_v2, for the measure Front Load_CEE Tier 1+Gas DHW_Electric Dryer | 68.1641 | NWPPC 2021 Plan measure workbook Res-ClothesWasher-2021P_v2, for the measure Front Load_CEE Tier 1+Gas DHW_Electric Dryer | 0 | Incremental | 0 | 0 | 0 | 32.685 | 0 | 0.0059325 | 0 | See 'Measure Equipment Cost Source' | NWPPC 2021 Plan measure workbook Res-ClothesWasher-2021P_v2, for the measure Front Load_CEE Tier 1+Gas DHW_Electric Dryer | U | 100% | 99% | 5.279% | 1 | 0 | 10.6704 | See source workbook for details. Includes PSE NEI data where applicable. | NWPPC 2021 Plan measure workbook Res-ClothesWasher-2021P_v2, for the measure Front Load_CEE Tier 1+Gas DHW_Electric Dryer | System | System
King County | Multifamily - Highly Impacted | Water Heat GT 55 Gal | New | Front Load_CEE Tier 1+Gas DHW_Electric Dryer | Washer Savings | 0 | 2024 | 2050 | 0.5404 | per Home | 0 | 0 | 14 | NWPPC 2021 Plan measure workbook Res-ClothesWasher-2021P_v2, for the measure Front Load_CEE Tier 1+Gas DHW_Electric Dryer | 1.4764 | 1.202% | NWPPC 2021 Plan measure workbook Res-ClothesWasher-2021P_v2, for the measure Front Load_CEE Tier 1+Gas DHW_Electric Dryer | 68.1641 | NWPPC 2021 Plan measure workbook Res-ClothesWasher-2021P_v2, for the measure Front Load_CEE Tier 1+Gas DHW_Electric Dryer | 0 | Incremental | 0 | 0 | 0 | 32.685 | 0 | 0.0059325 | 0 | See 'Measure Equipment Cost Source' | NWPPC 2021 Plan measure workbook Res-ClothesWasher-2021P_v2, for the measure Front Load_CEE Tier 1+Gas DHW_Electric Dryer | U | 100% | 99% | 5.279% | 1 | 0 | 10.6704 | See source workbook for details. Includes PSE NEI data where applicable. | NWPPC 2021 Plan measure workbook Res-ClothesWasher-2021P_v2, for the measure Front Load_CEE Tier 1+Gas DHW_Electric Dryer | System | System
King County | Manufactured | Water Heat GT 55 Gal | Existing | Front Load_CEE Tier 1+Gas DHW_Electric Dryer | Washer Savings | 0 | 2024 | 2050 | 0.87443 | per Home | 0 | 0 | 14 | NWPPC 2021 Plan measure workbook Res-ClothesWasher-2021P_v2, for the measure Front Load_CEE Tier 1+Gas DHW_Electric Dryer | 2.389 | 1.754% | NWPPC 2021 Plan measure workbook Res-ClothesWasher-2021P_v2, for the measure Front Load_CEE Tier 1+Gas DHW_Electric Dryer | 110.2974 | NWPPC 2021 Plan measure workbook Res-ClothesWasher-2021P_v2, for the measure Front Load_CEE Tier 1+Gas DHW_Electric Dryer | 0 | Incremental | 0 | 0 | 0 | 52.8881 | 0 | 0.0095994 | 0 | See 'Measure Equipment Cost Source' | NWPPC 2021 Plan measure workbook Res-ClothesWasher-2021P_v2, for the measure Front Load_CEE Tier 1+Gas DHW_Electric Dryer | U | 100% | 99% | 8.558% | 1 | 0 | 17.2659 | See source workbook for details. Includes PSE NEI data where applicable. | NWPPC 2021 Plan measure workbook Res-ClothesWasher-2021P_v2, for the measure Front Load_CEE Tier 1+Gas DHW_Electric Dryer | System | System
King County | Manufactured | Water Heat GT 55 Gal | New | Front Load_CEE Tier 1+Gas DHW_Electric Dryer | Washer Savings | 0 | 2024 | 2050 | 0.87443 | per Home | 0 | 0 | 14 | NWPPC 2021 Plan measure workbook Res-ClothesWasher-2021P_v2, for the measure Front Load_CEE Tier 1+Gas DHW_Electric Dryer | 2.389 | 1.754% | NWPPC 2021 Plan measure workbook Res-ClothesWasher-2021P_v2, for the measure Front Load_CEE Tier 1+Gas DHW_Electric Dryer | 110.2974 | NWPPC 2021 Plan measure workbook Res-ClothesWasher-2021P_v2, for the measure Front Load_CEE Tier 1+Gas DHW_Electric Dryer | 0 | Incremental | 0 | 0 | 0 | 52.8881 | 0 | 0.0095994 | 0 | See 'Measure Equipment Cost Source' | NWPPC 2021 Plan measure workbook Res-ClothesWasher-2021P_v2, for the measure Front Load_CEE Tier 1+Gas DHW_Electric Dryer | U | 100% | 99% | 8.558% | 1 | 0 | 17.2659 | See source workbook for details. Includes PSE NEI data where applicable. | NWPPC 2021 Plan measure workbook Res-ClothesWasher-2021P_v2, for the measure Front Load_CEE Tier 1+Gas DHW_Electric Dryer | System | System
King County | Manufactured - Highly Impacted | Water Heat GT 55 Gal | Existing | Front Load_CEE Tier 1+Gas DHW_Electric Dryer | Washer Savings | 0 | 2024 | 2050 | 0.67793 | per Home | 0 | 0 | 14 | NWPPC 2021 Plan measure workbook Res-ClothesWasher-2021P_v2, for the measure Front Load_CEE Tier 1+Gas DHW_Electric Dryer | 1.8521 | 1.595% | NWPPC 2021 Plan measure workbook Res-ClothesWasher-2021P_v2, for the measure Front Load_CEE Tier 1+Gas DHW_Electric Dryer | 85.5119 | NWPPC 2021 Plan measure workbook Res-ClothesWasher-2021P_v2, for the measure Front Load_CEE Tier 1+Gas DHW_Electric Dryer | 0 | Incremental | 0 | 0 | 0 | 41.0033 | 0 | 0.0074423 | 0 | See 'Measure Equipment Cost Source' | NWPPC 2021 Plan measure workbook Res-ClothesWasher-2021P_v2, for the measure Front Load_CEE Tier 1+Gas DHW_Electric Dryer | U | 100% | 99% | 3.361% | 1 | 0 | 13.386 | See source workbook for details. Includes PSE NEI data where applicable. | NWPPC 2021 Plan measure workbook Res-ClothesWasher-2021P_v2, for the measure Front Load_CEE Tier 1+Gas DHW_Electric Dryer | System | System
King County | Manufactured - Highly Impacted | Water Heat GT 55 Gal | New | Front Load_CEE Tier 1+Gas DHW_Electric Dryer | Washer Savings | 0 | 2024 | 2050 | 0.67793 | per Home | 0 | 0 | 14 | NWPPC 2021 Plan measure workbook Res-ClothesWasher-2021P_v2, for the measure Front Load_CEE Tier 1+Gas DHW_Electric Dryer | 1.8521 | 1.595% | NWPPC 2021 Plan measure workbook Res-ClothesWasher-2021P_v2, for the measure Front Load_CEE Tier 1+Gas DHW_Electric Dryer | 85.5119 | NWPPC 2021 Plan measure workbook Res-ClothesWasher-2021P_v2, for the measure Front Load_CEE Tier 1+Gas DHW_Electric Dryer | 0 | Incremental | 0 | 0 | 0 | 41.0033 | 0 | 0.0074423 | 0 | See 'Measure Equipment Cost Source' | NWPPC 2021 Plan measure workbook Res-ClothesWasher-2021P_v2, for the measure Front Load_CEE Tier 1+Gas DHW_Electric Dryer | U | 100% | 99% | 3.361% | 1 | 0 | 13.386 | See source workbook for details. Includes PSE NEI data where applicable. | NWPPC 2021 Plan measure workbook Res-ClothesWasher-2021P_v2, for the measure Front Load_CEE Tier 1+Gas DHW_Electric Dryer | System | System
King County | Single Family | Water Heat LE 55 Gal | Existing | Front Load_CEE Tier 1+Gas DHW_Gas Dryer | Washer Savings | 0 | 2024 | 2050 | 0.92861 | per Home | 0 | 0 | 14 | NWPPC 2021 Plan measure workbook Res-ClothesWasher-2021P_v2, for the measure Front Load_CEE Tier 1+Gas DHW_Gas Dryer | 7.947 | 4.392% | NWPPC 2021 Plan measure workbook Res-ClothesWasher-2021P_v2, for the measure Front Load_CEE Tier 1+Gas DHW_Gas Dryer | -12.5512 | NWPPC 2021 Plan measure workbook Res-ClothesWasher-2021P_v2, for the measure Front Load_CEE Tier 1+Gas DHW_Gas Dryer | 0 | Incremental | 0 | 0 | 0 | 56.1652 | 0 | 0.010194 | 0 | See 'Measure Equipment Cost Source' | NWPPC 2021 Plan measure workbook Res-ClothesWasher-2021P_v2, for the measure Front Load_CEE Tier 1+Gas DHW_Gas Dryer | V | 100% | 99% | 4.886% | 1 | 0 | 18.3357 | See source workbook for details. Includes PSE NEI data where applicable. | NWPPC 2021 Plan measure workbook Res-ClothesWasher-2021P_v2, for the measure Front Load_CEE Tier 1+Gas DHW_Gas Dryer | System | System
King County | Single Family | Water Heat LE 55 Gal | New | Front Load_CEE Tier 1+Gas DHW_Gas Dryer | Washer Savings | 0 | 2024 | 2050 | 0.92861 | per Home | 0 | 0 | 14 | NWPPC 2021 Plan measure workbook Res-ClothesWasher-2021P_v2, for the measure Front Load_CEE Tier 1+Gas DHW_Gas Dryer | 7.6613 | 4.392% | NWPPC 2021 Plan measure workbook Res-ClothesWasher-2021P_v2, for the measure Front Load_CEE Tier 1+Gas DHW_Gas Dryer | -12.5512 | NWPPC 2021 Plan measure workbook Res-ClothesWasher-2021P_v2, for the measure Front Load_CEE Tier 1+Gas DHW_Gas Dryer | 0 | Incremental | 0 | 0 | 0 | 56.1652 | 0 | 0.010194 | 0 | See 'Measure Equipment Cost Source' | NWPPC 2021 Plan measure workbook Res-ClothesWasher-2021P_v2, for the measure Front Load_CEE Tier 1+Gas DHW_Gas Dryer | V | 100% | 99% | 4.886% | 1 | 0 | 18.3357 | See source workbook for details. Includes PSE NEI data where applicable. | NWPPC 2021 Plan measure workbook Res-ClothesWasher-2021P_v2, for the measure Front Load_CEE Tier 1+Gas DHW_Gas Dryer | System | System
King County | Single Family - Highly Impacted | Water Heat LE 55 Gal | Existing | Front Load_CEE Tier 1+Gas DHW_Gas Dryer | Washer Savings | 0 | 2024 | 2050 | 0.66799 | per Home | 0 | 0 | 14 | NWPPC 2021 Plan measure workbook Res-ClothesWasher-2021P_v2, for the measure Front Load_CEE Tier 1+Gas DHW_Gas Dryer | 5.7166 | 3.616% | NWPPC 2021 Plan measure workbook Res-ClothesWasher-2021P_v2, for the measure Front Load_CEE Tier 1+Gas DHW_Gas Dryer | -9.0285 | NWPPC 2021 Plan measure workbook Res-ClothesWasher-2021P_v2, for the measure Front Load_CEE Tier 1+Gas DHW_Gas Dryer | 0 | Incremental | 0 | 0 | 0 | 40.4016 | 0 | 0.0073331 | 0 | See 'Measure Equipment Cost Source' | NWPPC 2021 Plan measure workbook Res-ClothesWasher-2021P_v2, for the measure Front Load_CEE Tier 1+Gas DHW_Gas Dryer | V | 100% | 99% | 3.016% | 1 | 0 | 13.1895 | See source workbook for details. Includes PSE NEI data where applicable. | NWPPC 2021 Plan measure workbook Res-ClothesWasher-2021P_v2, for the measure Front Load_CEE Tier 1+Gas DHW_Gas Dryer | System | System
King County | Single Family - Highly Impacted | Water Heat LE 55 Gal | New | Front Load_CEE Tier 1+Gas DHW_Gas Dryer | Washer Savings | 0 | 2024 | 2050 | 0.66799 | per Home | 0 | 0 | 14 | NWPPC 2021 Plan measure workbook Res-ClothesWasher-2021P_v2, for the measure Front Load_CEE Tier 1+Gas DHW_Gas Dryer | 5.5111 | 3.616% | NWPPC 2021 Plan measure workbook Res-ClothesWasher-2021P_v2, for the measure Front Load_CEE Tier 1+Gas DHW_Gas Dryer | -9.0285 | NWPPC 2021 Plan measure workbook Res-ClothesWasher-2021P_v2, for the measure Front Load_CEE Tier 1+Gas DHW_Gas Dryer | 0 | Incremental | 0 | 0 | 0 | 40.4016 | 0 | 0.0073331 | 0 | See 'Measure Equipment Cost Source' | NWPPC 2021 Plan measure workbook Res-ClothesWasher-2021P_v2, for the measure Front Load_CEE Tier 1+Gas DHW_Gas Dryer | V | 100% | 99% | 3.016% | 1 | 0 | 13.1895 | See source workbook for details. Includes PSE NEI data where applicable. | NWPPC 2021 Plan measure workbook Res-ClothesWasher-2021P_v2, for the measure Front Load_CEE Tier 1+Gas DHW_Gas Dryer | System | System
King County | Multifamily | Water Heat LE 55 Gal | Existing | Front Load_CEE Tier 1+Gas DHW_Gas Dryer | Washer Savings | 0 | 2024 | 2050 | 0.6367 | per Home | 0 | 0 | 14 | NWPPC 2021 Plan measure workbook Res-ClothesWasher-2021P_v2, for the measure Front Load_CEE Tier 1+Gas DHW_Gas Dryer | 5.4489 | 4.24% | NWPPC 2021 Plan measure workbook Res-ClothesWasher-2021P_v2, for the measure Front Load_CEE Tier 1+Gas DHW_Gas Dryer | -8.6057 | NWPPC 2021 Plan measure workbook Res-ClothesWasher-2021P_v2, for the measure Front Load_CEE Tier 1+Gas DHW_Gas Dryer | 0 | Incremental | 0 | 0 | 0 | 38.5095 | 0 | 0.0069897 | 0 | See 'Measure Equipment Cost Source' | NWPPC 2021 Plan measure workbook Res-ClothesWasher-2021P_v2, for the measure Front Load_CEE Tier 1+Gas DHW_Gas Dryer | V | 100% | 99% | 0.1369% | 1 | 0 | 12.5718 | See source workbook for details. Includes PSE NEI data where applicable. | NWPPC 2021 Plan measure workbook Res-ClothesWasher-2021P_v2, for the measure Front Load_CEE Tier 1+Gas DHW_Gas Dryer | System | System
King County | Multifamily | Water Heat LE 55 Gal | New | Front Load_CEE Tier 1+Gas DHW_Gas Dryer | Washer Savings | 0 | 2024 | 2050 | 0.6367 | per Home | 0 | 0 | 14 | NWPPC 2021 Plan measure workbook Res-ClothesWasher-2021P_v2, for the measure Front Load_CEE Tier 1+Gas DHW_Gas Dryer | 5.253 | 4.24% | NWPPC 2021 Plan measure workbook Res-ClothesWasher-2021P_v2, for the measure Front Load_CEE Tier 1+Gas DHW_Gas Dryer | -8.6057 | NWPPC 2021 Plan measure workbook Res-ClothesWasher-2021P_v2, for the measure Front Load_CEE Tier 1+Gas DHW_Gas Dryer | 0 | Incremental | 0 | 0 | 0 | 38.5095 | 0 | 0.0069897 | 0 | See 'Measure Equipment Cost Source' | NWPPC 2021 Plan measure workbook Res-ClothesWasher-2021P_v2, for the measure Front Load_CEE Tier 1+Gas DHW_Gas Dryer | V | 100% | 99% | 0.1369% | 1 | 0 | 12.5718 | See source workbook for details. Includes PSE NEI data where applicable. | NWPPC 2021 Plan measure workbook Res-ClothesWasher-2021P_v2, for the measure Front Load_CEE Tier 1+Gas DHW_Gas Dryer | System | System
King County | Multifamily - Highly Impacted | Water Heat LE 55 Gal | Existing | Front Load_CEE Tier 1+Gas DHW_Gas Dryer | Washer Savings | 0 | 2024 | 2050 | 0.5404 | per Home | 0 | 0 | 14 | NWPPC 2021 Plan measure workbook Res-ClothesWasher-2021P_v2, for the measure Front Load_CEE Tier 1+Gas DHW_Gas Dryer | 4.6247 | 3.197% | NWPPC 2021 Plan measure workbook Res-ClothesWasher-2021P_v2, for the measure Front Load_CEE Tier 1+Gas DHW_Gas Dryer | -7.3041 | NWPPC 2021 Plan measure workbook Res-ClothesWasher-2021P_v2, for the measure Front Load_CEE Tier 1+Gas DHW_Gas Dryer | 0 | Incremental | 0 | 0 | 0 | 32.685 | 0 | 0.0059325 | 0 | See 'Measure Equipment Cost Source' | NWPPC 2021 Plan measure workbook Res-ClothesWasher-2021P_v2, for the measure Front Load_CEE Tier 1+Gas DHW_Gas Dryer | V | 100% | 99% | 0.07744% | 1 | 0 | 10.6704 | See source workbook for details. Includes PSE NEI data where applicable. | NWPPC 2021 Plan measure workbook Res-ClothesWasher-2021P_v2, for the measure Front Load_CEE Tier 1+Gas DHW_Gas Dryer | System | System
King County | Multifamily - Highly Impacted | Water Heat LE 55 Gal | New | Front Load_CEE Tier 1+Gas DHW_Gas Dryer | Washer Savings | 0 | 2024 | 2050 | 0.5404 | per Home | 0 | 0 | 14 | NWPPC 2021 Plan measure workbook Res-ClothesWasher-2021P_v2, for the measure Front Load_CEE Tier 1+Gas DHW_Gas Dryer | 4.4585 | 3.197% | NWPPC 2021 Plan measure workbook Res-ClothesWasher-2021P_v2, for the measure Front Load_CEE Tier 1+Gas DHW_Gas Dryer | -7.3041 | NWPPC 2021 Plan measure workbook Res-ClothesWasher-2021P_v2, for the measure Front Load_CEE Tier 1+Gas DHW_Gas Dryer | 0 | Incremental | 0 | 0 | 0 | 32.685 | 0 | 0.0059325 | 0 | See 'Measure Equipment Cost Source' | NWPPC 2021 Plan measure workbook Res-ClothesWasher-2021P_v2, for the measure Front Load_CEE Tier 1+Gas DHW_Gas Dryer | V | 100% | 99% | 0.07744% | 1 | 0 | 10.6704 | See source workbook for details. Includes PSE NEI data where applicable. | NWPPC 2021 Plan measure workbook Res-ClothesWasher-2021P_v2, for the measure Front Load_CEE Tier 1+Gas DHW_Gas Dryer | System | System
King County | Manufactured | Water Heat LE 55 Gal | Existing | Front Load_CEE Tier 1+Gas DHW_Gas Dryer | Washer Savings | 0 | 2024 | 2050 | 0.87443 | per Home | 0 | 0 | 14 | NWPPC 2021 Plan measure workbook Res-ClothesWasher-2021P_v2, for the measure Front Load_CEE Tier 1+Gas DHW_Gas Dryer | 7.4833 | 4.666% | NWPPC 2021 Plan measure workbook Res-ClothesWasher-2021P_v2, for the measure Front Load_CEE Tier 1+Gas DHW_Gas Dryer | -11.8189 | NWPPC 2021 Plan measure workbook Res-ClothesWasher-2021P_v2, for the measure Front Load_CEE Tier 1+Gas DHW_Gas Dryer | 0 | Incremental | 0 | 0 | 0 | 52.8881 | 0 | 0.0095994 | 0 | See 'Measure Equipment Cost Source' | NWPPC 2021 Plan measure workbook Res-ClothesWasher-2021P_v2, for the measure Front Load_CEE Tier 1+Gas DHW_Gas Dryer | V | 100% | 99% | 0.7039% | 1 | 0 | 17.2659 | See source workbook for details. Includes PSE NEI data where applicable. | NWPPC 2021 Plan measure workbook Res-ClothesWasher-2021P_v2, for the measure Front Load_CEE Tier 1+Gas DHW_Gas Dryer | System | System
King County | Manufactured | Water Heat LE 55 Gal | New | Front Load_CEE Tier 1+Gas DHW_Gas Dryer | Washer Savings | 0 | 2024 | 2050 | 0.87443 | per Home | 0 | 0 | 14 | NWPPC 2021 Plan measure workbook Res-ClothesWasher-2021P_v2, for the measure Front Load_CEE Tier 1+Gas DHW_Gas Dryer | 7.2143 | 4.666% | NWPPC 2021 Plan measure workbook Res-ClothesWasher-2021P_v2, for the measure Front Load_CEE Tier 1+Gas DHW_Gas Dryer | -11.8189 | NWPPC 2021 Plan measure workbook Res-ClothesWasher-2021P_v2, for the measure Front Load_CEE Tier 1+Gas DHW_Gas Dryer | 0 | Incremental | 0 | 0 | 0 | 52.8881 | 0 | 0.0095994 | 0 | See 'Measure Equipment Cost Source' | NWPPC 2021 Plan measure workbook Res-ClothesWasher-2021P_v2, for the measure Front Load_CEE Tier 1+Gas DHW_Gas Dryer | V | 100% | 99% | 0.7039% | 1 | 0 | 17.2659 | See source workbook for details. Includes PSE NEI data where applicable. | NWPPC 2021 Plan measure workbook Res-ClothesWasher-2021P_v2, for the measure Front Load_CEE Tier 1+Gas DHW_Gas Dryer | System | System
King County | Manufactured - Highly Impacted | Water Heat LE 55 Gal | Existing | Front Load_CEE Tier 1+Gas DHW_Gas Dryer | Washer Savings | 0 | 2024 | 2050 | 0.67793 | per Home | 0 | 0 | 14 | NWPPC 2021 Plan measure workbook Res-ClothesWasher-2021P_v2, for the measure Front Load_CEE Tier 1+Gas DHW_Gas Dryer | 5.8017 | 4.242% | NWPPC 2021 Plan measure workbook Res-ClothesWasher-2021P_v2, for the measure Front Load_CEE Tier 1+Gas DHW_Gas Dryer | -9.163 | NWPPC 2021 Plan measure workbook Res-ClothesWasher-2021P_v2, for the measure Front Load_CEE Tier 1+Gas DHW_Gas Dryer | 0 | Incremental | 0 | 0 | 0 | 41.0033 | 0 | 0.0074423 | 0 | See 'Measure Equipment Cost Source' | NWPPC 2021 Plan measure workbook Res-ClothesWasher-2021P_v2, for the measure Front Load_CEE Tier 1+Gas DHW_Gas Dryer | V | 100% | 99% | 0.03633% | 1 | 0 | 13.386 | See source workbook for details. Includes PSE NEI data where applicable. | NWPPC 2021 Plan measure workbook Res-ClothesWasher-2021P_v2, for the measure Front Load_CEE Tier 1+Gas DHW_Gas Dryer | System | System
King County | Manufactured - Highly Impacted | Water Heat LE 55 Gal | New | Front Load_CEE Tier 1+Gas DHW_Gas Dryer | Washer Savings | 0 | 2024 | 2050 | 0.67793 | per Home | 0 | 0 | 14 | NWPPC 2021 Plan measure workbook Res-ClothesWasher-2021P_v2, for the measure Front Load_CEE Tier 1+Gas DHW_Gas Dryer | 5.5931 | 4.242% | NWPPC 2021 Plan measure workbook Res-ClothesWasher-2021P_v2, for the measure Front Load_CEE Tier 1+Gas DHW_Gas Dryer | -9.163 | NWPPC 2021 Plan measure workbook Res-ClothesWasher-2021P_v2, for the measure Front Load_CEE Tier 1+Gas DHW_Gas Dryer | 0 | Incremental | 0 | 0 | 0 | 41.0033 | 0 | 0.0074423 | 0 | See 'Measure Equipment Cost Source' | NWPPC 2021 Plan measure workbook Res-ClothesWasher-2021P_v2, for the measure Front Load_CEE Tier 1+Gas DHW_Gas Dryer | V | 100% | 99% | 0.03633% | 1 | 0 | 13.386 | See source workbook for details. Includes PSE NEI data where applicable. | NWPPC 2021 Plan measure workbook Res-ClothesWasher-2021P_v2, for the measure Front Load_CEE Tier 1+Gas DHW_Gas Dryer | System | System
King County | Single Family | Water Heat GT 55 Gal | Existing | Front Load_CEE Tier 1+Gas DHW_Gas Dryer | Washer Savings | 0 | 2024 | 2050 | 0.92861 | per Home | 0 | 0 | 14 | NWPPC 2021 Plan measure workbook Res-ClothesWasher-2021P_v2, for the measure Front Load_CEE Tier 1+Gas DHW_Gas Dryer | 6.7481 | 4.392% | NWPPC 2021 Plan measure workbook Res-ClothesWasher-2021P_v2, for the measure Front Load_CEE Tier 1+Gas DHW_Gas Dryer | -12.5512 | NWPPC 2021 Plan measure workbook Res-ClothesWasher-2021P_v2, for the measure Front Load_CEE Tier 1+Gas DHW_Gas Dryer | 0 | Incremental | 0 | 0 | 0 | 56.1652 | 0 | 0.010194 | 0 | See 'Measure Equipment Cost Source' | NWPPC 2021 Plan measure workbook Res-ClothesWasher-2021P_v2, for the measure Front Load_CEE Tier 1+Gas DHW_Gas Dryer | V | 100% | 99% | 4.886% | 1 | 0 | 18.3357 | See source workbook for details. Includes PSE NEI data where applicable. | NWPPC 2021 Plan measure workbook Res-ClothesWasher-2021P_v2, for the measure Front Load_CEE Tier 1+Gas DHW_Gas Dryer | System | System
King County | Single Family | Water Heat GT 55 Gal | New | Front Load_CEE Tier 1+Gas DHW_Gas Dryer | Washer Savings | 0 | 2024 | 2050 | 0.92861 | per Home | 0 | 0 | 14 | NWPPC 2021 Plan measure workbook Res-ClothesWasher-2021P_v2, for the measure Front Load_CEE Tier 1+Gas DHW_Gas Dryer | 6.7481 | 4.392% | NWPPC 2021 Plan measure workbook Res-ClothesWasher-2021P_v2, for the measure Front Load_CEE Tier 1+Gas DHW_Gas Dryer | -12.5512 | NWPPC 2021 Plan measure workbook Res-ClothesWasher-2021P_v2, for the measure Front Load_CEE Tier 1+Gas DHW_Gas Dryer | 0 | Incremental | 0 | 0 | 0 | 56.1652 | 0 | 0.010194 | 0 | See 'Measure Equipment Cost Source' | NWPPC 2021 Plan measure workbook Res-ClothesWasher-2021P_v2, for the measure Front Load_CEE Tier 1+Gas DHW_Gas Dryer | V | 100% | 99% | 4.886% | 1 | 0 | 18.3357 | See source workbook for details. Includes PSE NEI data where applicable. | NWPPC 2021 Plan measure workbook Res-ClothesWasher-2021P_v2, for the measure Front Load_CEE Tier 1+Gas DHW_Gas Dryer | System | System
King County | Single Family - Highly Impacted | Water Heat GT 55 Gal | Existing | Front Load_CEE Tier 1+Gas DHW_Gas Dryer | Washer Savings | 0 | 2024 | 2050 | 0.66799 | per Home | 0 | 0 | 14 | NWPPC 2021 Plan measure workbook Res-ClothesWasher-2021P_v2, for the measure Front Load_CEE Tier 1+Gas DHW_Gas Dryer | 4.8541 | 3.616% | NWPPC 2021 Plan measure workbook Res-ClothesWasher-2021P_v2, for the measure Front Load_CEE Tier 1+Gas DHW_Gas Dryer | -9.0285 | NWPPC 2021 Plan measure workbook Res-ClothesWasher-2021P_v2, for the measure Front Load_CEE Tier 1+Gas DHW_Gas Dryer | 0 | Incremental | 0 | 0 | 0 | 40.4016 | 0 | 0.0073331 | 0 | See 'Measure Equipment Cost Source' | NWPPC 2021 Plan measure workbook Res-ClothesWasher-2021P_v2, for the measure Front Load_CEE Tier 1+Gas DHW_Gas Dryer | V | 100% | 99% | 3.016% | 1 | 0 | 13.1895 | See source workbook for details. Includes PSE NEI data where applicable. | NWPPC 2021 Plan measure workbook Res-ClothesWasher-2021P_v2, for the measure Front Load_CEE Tier 1+Gas DHW_Gas Dryer | System | System
King County | Single Family - Highly Impacted | Water Heat GT 55 Gal | New | Front Load_CEE Tier 1+Gas DHW_Gas Dryer | Washer Savings | 0 | 2024 | 2050 | 0.66799 | per Home | 0 | 0 | 14 | NWPPC 2021 Plan measure workbook Res-ClothesWasher-2021P_v2, for the measure Front Load_CEE Tier 1+Gas DHW_Gas Dryer | 4.8541 | 3.616% | NWPPC 2021 Plan measure workbook Res-ClothesWasher-2021P_v2, for the measure Front Load_CEE Tier 1+Gas DHW_Gas Dryer | -9.0285 | NWPPC 2021 Plan measure workbook Res-ClothesWasher-2021P_v2, for the measure Front Load_CEE Tier 1+Gas DHW_Gas Dryer | 0 | Incremental | 0 | 0 | 0 | 40.4016 | 0 | 0.0073331 | 0 | See 'Measure Equipment Cost Source' | NWPPC 2021 Plan measure workbook Res-ClothesWasher-2021P_v2, for the measure Front Load_CEE Tier 1+Gas DHW_Gas Dryer | V | 100% | 99% | 3.016% | 1 | 0 | 13.1895 | See source workbook for details. Includes PSE NEI data where applicable. | NWPPC 2021 Plan measure workbook Res-ClothesWasher-2021P_v2, for the measure Front Load_CEE Tier 1+Gas DHW_Gas Dryer | System | System
King County | Multifamily | Water Heat GT 55 Gal | Existing | Front Load_CEE Tier 1+Gas DHW_Gas Dryer | Washer Savings | 0 | 2024 | 2050 | 0.6367 | per Home | 0 | 0 | 14 | NWPPC 2021 Plan measure workbook Res-ClothesWasher-2021P_v2, for the measure Front Load_CEE Tier 1+Gas DHW_Gas Dryer | 4.6268 | 4.24% | NWPPC 2021 Plan measure workbook Res-ClothesWasher-2021P_v2, for the measure Front Load_CEE Tier 1+Gas DHW_Gas Dryer | -8.6057 | NWPPC 2021 Plan measure workbook Res-ClothesWasher-2021P_v2, for the measure Front Load_CEE Tier 1+Gas DHW_Gas Dryer | 0 | Incremental | 0 | 0 | 0 | 38.5095 | 0 | 0.0069897 | 0 | See 'Measure Equipment Cost Source' | NWPPC 2021 Plan measure workbook Res-ClothesWasher-2021P_v2, for the measure Front Load_CEE Tier 1+Gas DHW_Gas Dryer | V | 100% | 99% | 0.1369% | 1 | 0 | 12.5718 | See source workbook for details. Includes PSE NEI data where applicable. | NWPPC 2021 Plan measure workbook Res-ClothesWasher-2021P_v2, for the measure Front Load_CEE Tier 1+Gas DHW_Gas Dryer | System | System
King County | Multifamily | Water Heat GT 55 Gal | New | Front Load_CEE Tier 1+Gas DHW_Gas Dryer | Washer Savings | 0 | 2024 | 2050 | 0.6367 | per Home | 0 | 0 | 14 | NWPPC 2021 Plan measure workbook Res-ClothesWasher-2021P_v2, for the measure Front Load_CEE Tier 1+Gas DHW_Gas Dryer | 4.6268 | 4.24% | NWPPC 2021 Plan measure workbook Res-ClothesWasher-2021P_v2, for the measure Front Load_CEE Tier 1+Gas DHW_Gas Dryer | -8.6057 | NWPPC 2021 Plan measure workbook Res-ClothesWasher-2021P_v2, for the measure Front Load_CEE Tier 1+Gas DHW_Gas Dryer | 0 | Incremental | 0 | 0 | 0 | 38.5095 | 0 | 0.0069897 | 0 | See 'Measure Equipment Cost Source' | NWPPC 2021 Plan measure workbook Res-ClothesWasher-2021P_v2, for the measure Front Load_CEE Tier 1+Gas DHW_Gas Dryer | V | 100% | 99% | 0.1369% | 1 | 0 | 12.5718 | See source workbook for details. Includes PSE NEI data where applicable. | NWPPC 2021 Plan measure workbook Res-ClothesWasher-2021P_v2, for the measure Front Load_CEE Tier 1+Gas DHW_Gas Dryer | System | System
King County | Multifamily - Highly Impacted | Water Heat GT 55 Gal | Existing | Front Load_CEE Tier 1+Gas DHW_Gas Dryer | Washer Savings | 0 | 2024 | 2050 | 0.5404 | per Home | 0 | 0 | 14 | NWPPC 2021 Plan measure workbook Res-ClothesWasher-2021P_v2, for the measure Front Load_CEE Tier 1+Gas DHW_Gas Dryer | 3.927 | 3.197% | NWPPC 2021 Plan measure workbook Res-ClothesWasher-2021P_v2, for the measure Front Load_CEE Tier 1+Gas DHW_Gas Dryer | -7.3041 | NWPPC 2021 Plan measure workbook Res-ClothesWasher-2021P_v2, for the measure Front Load_CEE Tier 1+Gas DHW_Gas Dryer | 0 | Incremental | 0 | 0 | 0 | 32.685 | 0 | 0.0059325 | 0 | See 'Measure Equipment Cost Source' | NWPPC 2021 Plan measure workbook Res-ClothesWasher-2021P_v2, for the measure Front Load_CEE Tier 1+Gas DHW_Gas Dryer | V | 100% | 99% | 0.07744% | 1 | 0 | 10.6704 | See source workbook for details. Includes PSE NEI data where applicable. | NWPPC 2021 Plan measure workbook Res-ClothesWasher-2021P_v2, for the measure Front Load_CEE Tier 1+Gas DHW_Gas Dryer | System | System
King County | Multifamily - Highly Impacted | Water Heat GT 55 Gal | New | Front Load_CEE Tier 1+Gas DHW_Gas Dryer | Washer Savings | 0 | 2024 | 2050 | 0.5404 | per Home | 0 | 0 | 14 | NWPPC 2021 Plan measure workbook Res-ClothesWasher-2021P_v2, for the measure Front Load_CEE Tier 1+Gas DHW_Gas Dryer | 3.927 | 3.197% | NWPPC 2021 Plan measure workbook Res-ClothesWasher-2021P_v2, for the measure Front Load_CEE Tier 1+Gas DHW_Gas Dryer | -7.3041 | NWPPC 2021 Plan measure workbook Res-ClothesWasher-2021P_v2, for the measure Front Load_CEE Tier 1+Gas DHW_Gas Dryer | 0 | Incremental | 0 | 0 | 0 | 32.685 | 0 | 0.0059325 | 0 | See 'Measure Equipment Cost Source' | NWPPC 2021 Plan measure workbook Res-ClothesWasher-2021P_v2, for the measure Front Load_CEE Tier 1+Gas DHW_Gas Dryer | V | 100% | 99% | 0.07744% | 1 | 0 | 10.6704 | See source workbook for details. Includes PSE NEI data where applicable. | NWPPC 2021 Plan measure workbook Res-ClothesWasher-2021P_v2, for the measure Front Load_CEE Tier 1+Gas DHW_Gas Dryer | System | System
King County | Manufactured | Water Heat GT 55 Gal | Existing | Front Load_CEE Tier 1+Gas DHW_Gas Dryer | Washer Savings | 0 | 2024 | 2050 | 0.87443 | per Home | 0 | 0 | 14 | NWPPC 2021 Plan measure workbook Res-ClothesWasher-2021P_v2, for the measure Front Load_CEE Tier 1+Gas DHW_Gas Dryer | 6.3543 | 4.666% | NWPPC 2021 Plan measure workbook Res-ClothesWasher-2021P_v2, for the measure Front Load_CEE Tier 1+Gas DHW_Gas Dryer | -11.8189 | NWPPC 2021 Plan measure workbook Res-ClothesWasher-2021P_v2, for the measure Front Load_CEE Tier 1+Gas DHW_Gas Dryer | 0 | Incremental | 0 | 0 | 0 | 52.8881 | 0 | 0.0095994 | 0 | See 'Measure Equipment Cost Source' | NWPPC 2021 Plan measure workbook Res-ClothesWasher-2021P_v2, for the measure Front Load_CEE Tier 1+Gas DHW_Gas Dryer | V | 100% | 99% | 0.7039% | 1 | 0 | 17.2659 | See source workbook for details. Includes PSE NEI data where applicable. | NWPPC 2021 Plan measure workbook Res-ClothesWasher-2021P_v2, for the measure Front Load_CEE Tier 1+Gas DHW_Gas Dryer | System | System
King County | Manufactured | Water Heat GT 55 Gal | New | Front Load_CEE Tier 1+Gas DHW_Gas Dryer | Washer Savings | 0 | 2024 | 2050 | 0.87443 | per Home | 0 | 0 | 14 | NWPPC 2021 Plan measure workbook Res-ClothesWasher-2021P_v2, for the measure Front Load_CEE Tier 1+Gas DHW_Gas Dryer | 6.3543 | 4.666% | NWPPC 2021 Plan measure workbook Res-ClothesWasher-2021P_v2, for the measure Front Load_CEE Tier 1+Gas DHW_Gas Dryer | -11.8189 | NWPPC 2021 Plan measure workbook Res-ClothesWasher-2021P_v2, for the measure Front Load_CEE Tier 1+Gas DHW_Gas Dryer | 0 | Incremental | 0 | 0 | 0 | 52.8881 | 0 | 0.0095994 | 0 | See 'Measure Equipment Cost Source' | NWPPC 2021 Plan measure workbook Res-ClothesWasher-2021P_v2, for the measure Front Load_CEE Tier 1+Gas DHW_Gas Dryer | V | 100% | 99% | 0.7039% | 1 | 0 | 17.2659 | See source workbook for details. Includes PSE NEI data where applicable. | NWPPC 2021 Plan measure workbook Res-ClothesWasher-2021P_v2, for the measure Front Load_CEE Tier 1+Gas DHW_Gas Dryer | System | System
King County | Manufactured - Highly Impacted | Water Heat GT 55 Gal | Existing | Front Load_CEE Tier 1+Gas DHW_Gas Dryer | Washer Savings | 0 | 2024 | 2050 | 0.67793 | per Home | 0 | 0 | 14 | NWPPC 2021 Plan measure workbook Res-ClothesWasher-2021P_v2, for the measure Front Load_CEE Tier 1+Gas DHW_Gas Dryer | 4.9264 | 4.242% | NWPPC 2021 Plan measure workbook Res-ClothesWasher-2021P_v2, for the measure Front Load_CEE Tier 1+Gas DHW_Gas Dryer | -9.163 | NWPPC 2021 Plan measure workbook Res-ClothesWasher-2021P_v2, for the measure Front Load_CEE Tier 1+Gas DHW_Gas Dryer | 0 | Incremental | 0 | 0 | 0 | 41.0033 | 0 | 0.0074423 | 0 | See 'Measure Equipment Cost Source' | NWPPC 2021 Plan measure workbook Res-ClothesWasher-2021P_v2, for the measure Front Load_CEE Tier 1+Gas DHW_Gas Dryer | V | 100% | 99% | 0.03633% | 1 | 0 | 13.386 | See source workbook for details. Includes PSE NEI data where applicable. | NWPPC 2021 Plan measure workbook Res-ClothesWasher-2021P_v2, for the measure Front Load_CEE Tier 1+Gas DHW_Gas Dryer | System | System
King County | Manufactured - Highly Impacted | Water Heat GT 55 Gal | New | Front Load_CEE Tier 1+Gas DHW_Gas Dryer | Washer Savings | 0 | 2024 | 2050 | 0.67793 | per Home | 0 | 0 | 14 | NWPPC 2021 Plan measure workbook Res-ClothesWasher-2021P_v2, for the measure Front Load_CEE Tier 1+Gas DHW_Gas Dryer | 4.9264 | 4.242% | NWPPC 2021 Plan measure workbook Res-ClothesWasher-2021P_v2, for the measure Front Load_CEE Tier 1+Gas DHW_Gas Dryer | -9.163 | NWPPC 2021 Plan measure workbook Res-ClothesWasher-2021P_v2, for the measure Front Load_CEE Tier 1+Gas DHW_Gas Dryer | 0 | Incremental | 0 | 0 | 0 | 41.0033 | 0 | 0.0074423 | 0 | See 'Measure Equipment Cost Source' | NWPPC 2021 Plan measure workbook Res-ClothesWasher-2021P_v2, for the measure Front Load_CEE Tier 1+Gas DHW_Gas Dryer | V | 100% | 99% | 0.03633% | 1 | 0 | 13.386 | See source workbook for details. Includes PSE NEI data where applicable. | NWPPC 2021 Plan measure workbook Res-ClothesWasher-2021P_v2, for the measure Front Load_CEE Tier 1+Gas DHW_Gas Dryer | System | System
King County | Single Family | Water Heat LE 55 Gal | Existing | Front Load_CEE Tier 2+Gas DHW_Electric Dryer | Washer Savings | 0 | 2024 | 2050 | 0.92861 | per Home | 0 | 0 | 14 | NWPPC 2021 Plan measure workbook Res-ClothesWasher-2021P_v2, for the measure Front Load_CEE Tier 2+Gas DHW_Electric Dryer | 3.6191 | 2% | NWPPC 2021 Plan measure workbook Res-ClothesWasher-2021P_v2, for the measure Front Load_CEE Tier 2+Gas DHW_Electric Dryer | 145.7239 | NWPPC 2021 Plan measure workbook Res-ClothesWasher-2021P_v2, for the measure Front Load_CEE Tier 2+Gas DHW_Electric Dryer | 0 | Incremental | 0 | 0 | 0 | 81.1955 | 0 | 0.010194 | 0 | See 'Measure Equipment Cost Source' | NWPPC 2021 Plan measure workbook Res-ClothesWasher-2021P_v2, for the measure Front Load_CEE Tier 2+Gas DHW_Electric Dryer | U | 100% | 99% | 30.62% | 1 | 0 | 20.9505 | See source workbook for details. Includes PSE NEI data where applicable. | NWPPC 2021 Plan measure workbook Res-ClothesWasher-2021P_v2, for the measure Front Load_CEE Tier 2+Gas DHW_Electric Dryer | System | System
King County | Single Family | Water Heat LE 55 Gal | New | Front Load_CEE Tier 2+Gas DHW_Electric Dryer | Washer Savings | 0 | 2024 | 2050 | 0.92861 | per Home | 0 | 0 | 14 | NWPPC 2021 Plan measure workbook Res-ClothesWasher-2021P_v2, for the measure Front Load_CEE Tier 2+Gas DHW_Electric Dryer | 3.489 | 2% | NWPPC 2021 Plan measure workbook Res-ClothesWasher-2021P_v2, for the measure Front Load_CEE Tier 2+Gas DHW_Electric Dryer | 145.7239 | NWPPC 2021 Plan measure workbook Res-ClothesWasher-2021P_v2, for the measure Front Load_CEE Tier 2+Gas DHW_Electric Dryer | 0 | Incremental | 0 | 0 | 0 | 81.1955 | 0 | 0.010194 | 0 | See 'Measure Equipment Cost Source' | NWPPC 2021 Plan measure workbook Res-ClothesWasher-2021P_v2, for the measure Front Load_CEE Tier 2+Gas DHW_Electric Dryer | U | 100% | 99% | 30.62% | 1 | 0 | 20.9505 | See source workbook for details. Includes PSE NEI data where applicable. | NWPPC 2021 Plan measure workbook Res-ClothesWasher-2021P_v2, for the measure Front Load_CEE Tier 2+Gas DHW_Electric Dryer | System | System
King County | Single Family - Highly Impacted | Water Heat LE 55 Gal | Existing | Front Load_CEE Tier 2+Gas DHW_Electric Dryer | Washer Savings | 0 | 2024 | 2050 | 0.66799 | per Home | 0 | 0 | 14 | NWPPC 2021 Plan measure workbook Res-ClothesWasher-2021P_v2, for the measure Front Load_CEE Tier 2+Gas DHW_Electric Dryer | 2.6033 | 1.647% | NWPPC 2021 Plan measure workbook Res-ClothesWasher-2021P_v2, for the measure Front Load_CEE Tier 2+Gas DHW_Electric Dryer | 104.8244 | NWPPC 2021 Plan measure workbook Res-ClothesWasher-2021P_v2, for the measure Front Load_CEE Tier 2+Gas DHW_Electric Dryer | 0 | Incremental | 0 | 0 | 0 | 58.4068 | 0 | 0.0073331 | 0 | See 'Measure Equipment Cost Source' | NWPPC 2021 Plan measure workbook Res-ClothesWasher-2021P_v2, for the measure Front Load_CEE Tier 2+Gas DHW_Electric Dryer | U | 100% | 99% | 23.49% | 1 | 0 | 15.0704 | See source workbook for details. Includes PSE NEI data where applicable. | NWPPC 2021 Plan measure workbook Res-ClothesWasher-2021P_v2, for the measure Front Load_CEE Tier 2+Gas DHW_Electric Dryer | System | System
King County | Single Family - Highly Impacted | Water Heat LE 55 Gal | New | Front Load_CEE Tier 2+Gas DHW_Electric Dryer | Washer Savings | 0 | 2024 | 2050 | 0.66799 | per Home | 0 | 0 | 14 | NWPPC 2021 Plan measure workbook Res-ClothesWasher-2021P_v2, for the measure Front Load_CEE Tier 2+Gas DHW_Electric Dryer | 2.5097 | 1.647% | NWPPC 2021 Plan measure workbook Res-ClothesWasher-2021P_v2, for the measure Front Load_CEE Tier 2+Gas DHW_Electric Dryer | 104.8244 | NWPPC 2021 Plan measure workbook Res-ClothesWasher-2021P_v2, for the measure Front Load_CEE Tier 2+Gas DHW_Electric Dryer | 0 | Incremental | 0 | 0 | 0 | 58.4068 | 0 | 0.0073331 | 0 | See 'Measure Equipment Cost Source' | NWPPC 2021 Plan measure workbook Res-ClothesWasher-2021P_v2, for the measure Front Load_CEE Tier 2+Gas DHW_Electric Dryer | U | 100% | 99% | 23.49% | 1 | 0 | 15.0704 | See source workbook for details. Includes PSE NEI data where applicable. | NWPPC 2021 Plan measure workbook Res-ClothesWasher-2021P_v2, for the measure Front Load_CEE Tier 2+Gas DHW_Electric Dryer | System | System
King County | Multifamily | Water Heat LE 55 Gal | Existing | Front Load_CEE Tier 2+Gas DHW_Electric Dryer | Washer Savings | 0 | 2024 | 2050 | 0.6367 | per Home | 0 | 0 | 14 | NWPPC 2021 Plan measure workbook Res-ClothesWasher-2021P_v2, for the measure Front Load_CEE Tier 2+Gas DHW_Electric Dryer | 2.4814 | 1.931% | NWPPC 2021 Plan measure workbook Res-ClothesWasher-2021P_v2, for the measure Front Load_CEE Tier 2+Gas DHW_Electric Dryer | 99.9151 | NWPPC 2021 Plan measure workbook Res-ClothesWasher-2021P_v2, for the measure Front Load_CEE Tier 2+Gas DHW_Electric Dryer | 0 | Incremental | 0 | 0 | 0 | 55.6714 | 0 | 0.0069897 | 0 | See 'Measure Equipment Cost Source' | NWPPC 2021 Plan measure workbook Res-ClothesWasher-2021P_v2, for the measure Front Load_CEE Tier 2+Gas DHW_Electric Dryer | U | 100% | 99% | 7.004% | 1 | 0 | 14.3646 | See source workbook for details. Includes PSE NEI data where applicable. | NWPPC 2021 Plan measure workbook Res-ClothesWasher-2021P_v2, for the measure Front Load_CEE Tier 2+Gas DHW_Electric Dryer | System | System
King County | Multifamily | Water Heat LE 55 Gal | New | Front Load_CEE Tier 2+Gas DHW_Electric Dryer | Washer Savings | 0 | 2024 | 2050 | 0.6367 | per Home | 0 | 0 | 14 | NWPPC 2021 Plan measure workbook Res-ClothesWasher-2021P_v2, for the measure Front Load_CEE Tier 2+Gas DHW_Electric Dryer | 2.3922 | 1.931% | NWPPC 2021 Plan measure workbook Res-ClothesWasher-2021P_v2, for the measure Front Load_CEE Tier 2+Gas DHW_Electric Dryer | 99.9151 | NWPPC 2021 Plan measure workbook Res-ClothesWasher-2021P_v2, for the measure Front Load_CEE Tier 2+Gas DHW_Electric Dryer | 0 | Incremental | 0 | 0 | 0 | 55.6714 | 0 | 0.0069897 | 0 | See 'Measure Equipment Cost Source' | NWPPC 2021 Plan measure workbook Res-ClothesWasher-2021P_v2, for the measure Front Load_CEE Tier 2+Gas DHW_Electric Dryer | U | 100% | 99% | 7.004% | 1 | 0 | 14.3646 | See source workbook for details. Includes PSE NEI data where applicable. | NWPPC 2021 Plan measure workbook Res-ClothesWasher-2021P_v2, for the measure Front Load_CEE Tier 2+Gas DHW_Electric Dryer | System | System
King County | Multifamily - Highly Impacted | Water Heat LE 55 Gal | Existing | Front Load_CEE Tier 2+Gas DHW_Electric Dryer | Washer Savings | 0 | 2024 | 2050 | 0.5404 | per Home | 0 | 0 | 14 | NWPPC 2021 Plan measure workbook Res-ClothesWasher-2021P_v2, for the measure Front Load_CEE Tier 2+Gas DHW_Electric Dryer | 2.1061 | 1.456% | NWPPC 2021 Plan measure workbook Res-ClothesWasher-2021P_v2, for the measure Front Load_CEE Tier 2+Gas DHW_Electric Dryer | 84.8033 | NWPPC 2021 Plan measure workbook Res-ClothesWasher-2021P_v2, for the measure Front Load_CEE Tier 2+Gas DHW_Electric Dryer | 0 | Incremental | 0 | 0 | 0 | 47.2513 | 0 | 0.0059325 | 0 | See 'Measure Equipment Cost Source' | NWPPC 2021 Plan measure workbook Res-ClothesWasher-2021P_v2, for the measure Front Load_CEE Tier 2+Gas DHW_Electric Dryer | U | 100% | 99% | 5.279% | 1 | 0 | 12.192 | See source workbook for details. Includes PSE NEI data where applicable. | NWPPC 2021 Plan measure workbook Res-ClothesWasher-2021P_v2, for the measure Front Load_CEE Tier 2+Gas DHW_Electric Dryer | System | System
King County | Multifamily - Highly Impacted | Water Heat LE 55 Gal | New | Front Load_CEE Tier 2+Gas DHW_Electric Dryer | Washer Savings | 0 | 2024 | 2050 | 0.5404 | per Home | 0 | 0 | 14 | NWPPC 2021 Plan measure workbook Res-ClothesWasher-2021P_v2, for the measure Front Load_CEE Tier 2+Gas DHW_Electric Dryer | 2.0304 | 1.456% | NWPPC 2021 Plan measure workbook Res-ClothesWasher-2021P_v2, for the measure Front Load_CEE Tier 2+Gas DHW_Electric Dryer | 84.8033 | NWPPC 2021 Plan measure workbook Res-ClothesWasher-2021P_v2, for the measure Front Load_CEE Tier 2+Gas DHW_Electric Dryer | 0 | Incremental | 0 | 0 | 0 | 47.2513 | 0 | 0.0059325 | 0 | See 'Measure Equipment Cost Source' | NWPPC 2021 Plan measure workbook Res-ClothesWasher-2021P_v2, for the measure Front Load_CEE Tier 2+Gas DHW_Electric Dryer | U | 100% | 99% | 5.279% | 1 | 0 | 12.192 | See source workbook for details. Includes PSE NEI data where applicable. | NWPPC 2021 Plan measure workbook Res-ClothesWasher-2021P_v2, for the measure Front Load_CEE Tier 2+Gas DHW_Electric Dryer | System | System
King County | Manufactured | Water Heat LE 55 Gal | Existing | Front Load_CEE Tier 2+Gas DHW_Electric Dryer | Washer Savings | 0 | 2024 | 2050 | 0.87443 | per Home | 0 | 0 | 14 | NWPPC 2021 Plan measure workbook Res-ClothesWasher-2021P_v2, for the measure Front Load_CEE Tier 2+Gas DHW_Electric Dryer | 3.4079 | 2.125% | NWPPC 2021 Plan measure workbook Res-ClothesWasher-2021P_v2, for the measure Front Load_CEE Tier 2+Gas DHW_Electric Dryer | 137.2214 | NWPPC 2021 Plan measure workbook Res-ClothesWasher-2021P_v2, for the measure Front Load_CEE Tier 2+Gas DHW_Electric Dryer | 0 | Incremental | 0 | 0 | 0 | 76.458 | 0 | 0.0095994 | 0 | See 'Measure Equipment Cost Source' | NWPPC 2021 Plan measure workbook Res-ClothesWasher-2021P_v2, for the measure Front Load_CEE Tier 2+Gas DHW_Electric Dryer | U | 100% | 99% | 8.558% | 1 | 0 | 19.7281 | See source workbook for details. Includes PSE NEI data where applicable. | NWPPC 2021 Plan measure workbook Res-ClothesWasher-2021P_v2, for the measure Front Load_CEE Tier 2+Gas DHW_Electric Dryer | System | System
King County | Manufactured | Water Heat LE 55 Gal | New | Front Load_CEE Tier 2+Gas DHW_Electric Dryer | Washer Savings | 0 | 2024 | 2050 | 0.87443 | per Home | 0 | 0 | 14 | NWPPC 2021 Plan measure workbook Res-ClothesWasher-2021P_v2, for the measure Front Load_CEE Tier 2+Gas DHW_Electric Dryer | 3.2854 | 2.125% | NWPPC 2021 Plan measure workbook Res-ClothesWasher-2021P_v2, for the measure Front Load_CEE Tier 2+Gas DHW_Electric Dryer | 137.2214 | NWPPC 2021 Plan measure workbook Res-ClothesWasher-2021P_v2, for the measure Front Load_CEE Tier 2+Gas DHW_Electric Dryer | 0 | Incremental | 0 | 0 | 0 | 76.458 | 0 | 0.0095994 | 0 | See 'Measure Equipment Cost Source' | NWPPC 2021 Plan measure workbook Res-ClothesWasher-2021P_v2, for the measure Front Load_CEE Tier 2+Gas DHW_Electric Dryer | U | 100% | 99% | 8.558% | 1 | 0 | 19.7281 | See source workbook for details. Includes PSE NEI data where applicable. | NWPPC 2021 Plan measure workbook Res-ClothesWasher-2021P_v2, for the measure Front Load_CEE Tier 2+Gas DHW_Electric Dryer | System | System
King County | Manufactured - Highly Impacted | Water Heat LE 55 Gal | Existing | Front Load_CEE Tier 2+Gas DHW_Electric Dryer | Washer Savings | 0 | 2024 | 2050 | 0.67793 | per Home | 0 | 0 | 14 | NWPPC 2021 Plan measure workbook Res-ClothesWasher-2021P_v2, for the measure Front Load_CEE Tier 2+Gas DHW_Electric Dryer | 2.6421 | 1.932% | NWPPC 2021 Plan measure workbook Res-ClothesWasher-2021P_v2, for the measure Front Load_CEE Tier 2+Gas DHW_Electric Dryer | 106.3857 | NWPPC 2021 Plan measure workbook Res-ClothesWasher-2021P_v2, for the measure Front Load_CEE Tier 2+Gas DHW_Electric Dryer | 0 | Incremental | 0 | 0 | 0 | 59.2767 | 0 | 0.0074423 | 0 | See 'Measure Equipment Cost Source' | NWPPC 2021 Plan measure workbook Res-ClothesWasher-2021P_v2, for the measure Front Load_CEE Tier 2+Gas DHW_Electric Dryer | U | 100% | 99% | 3.361% | 1 | 0 | 15.2949 | See source workbook for details. Includes PSE NEI data where applicable. | NWPPC 2021 Plan measure workbook Res-ClothesWasher-2021P_v2, for the measure Front Load_CEE Tier 2+Gas DHW_Electric Dryer | System | System
King County | Manufactured - Highly Impacted | Water Heat LE 55 Gal | New | Front Load_CEE Tier 2+Gas DHW_Electric Dryer | Washer Savings | 0 | 2024 | 2050 | 0.67793 | per Home | 0 | 0 | 14 | NWPPC 2021 Plan measure workbook Res-ClothesWasher-2021P_v2, for the measure Front Load_CEE Tier 2+Gas DHW_Electric Dryer | 2.5471 | 1.932% | NWPPC 2021 Plan measure workbook Res-ClothesWasher-2021P_v2, for the measure Front Load_CEE Tier 2+Gas DHW_Electric Dryer | 106.3857 | NWPPC 2021 Plan measure workbook Res-ClothesWasher-2021P_v2, for the measure Front Load_CEE Tier 2+Gas DHW_Electric Dryer | 0 | Incremental | 0 | 0 | 0 | 59.2767 | 0 | 0.0074423 | 0 | See 'Measure Equipment Cost Source' | NWPPC 2021 Plan measure workbook Res-ClothesWasher-2021P_v2, for the measure Front Load_CEE Tier 2+Gas DHW_Electric Dryer | U | 100% | 99% | 3.361% | 1 | 0 | 15.2949 | See source workbook for details. Includes PSE NEI data where applicable. | NWPPC 2021 Plan measure workbook Res-ClothesWasher-2021P_v2, for the measure Front Load_CEE Tier 2+Gas DHW_Electric Dryer | System | System
King County | Single Family | Water Heat GT 55 Gal | Existing | Front Load_CEE Tier 2+Gas DHW_Electric Dryer | Washer Savings | 0 | 2024 | 2050 | 0.92861 | per Home | 0 | 0 | 14 | NWPPC 2021 Plan measure workbook Res-ClothesWasher-2021P_v2, for the measure Front Load_CEE Tier 2+Gas DHW_Electric Dryer | 3.0731 | 2% | NWPPC 2021 Plan measure workbook Res-ClothesWasher-2021P_v2, for the measure Front Load_CEE Tier 2+Gas DHW_Electric Dryer | 145.7239 | NWPPC 2021 Plan measure workbook Res-ClothesWasher-2021P_v2, for the measure Front Load_CEE Tier 2+Gas DHW_Electric Dryer | 0 | Incremental | 0 | 0 | 0 | 81.1955 | 0 | 0.010194 | 0 | See 'Measure Equipment Cost Source' | NWPPC 2021 Plan measure workbook Res-ClothesWasher-2021P_v2, for the measure Front Load_CEE Tier 2+Gas DHW_Electric Dryer | U | 100% | 99% | 30.62% | 1 | 0 | 20.9505 | See source workbook for details. Includes PSE NEI data where applicable. | NWPPC 2021 Plan measure workbook Res-ClothesWasher-2021P_v2, for the measure Front Load_CEE Tier 2+Gas DHW_Electric Dryer | System | System
King County | Single Family | Water Heat GT 55 Gal | New | Front Load_CEE Tier 2+Gas DHW_Electric Dryer | Washer Savings | 0 | 2024 | 2050 | 0.92861 | per Home | 0 | 0 | 14 | NWPPC 2021 Plan measure workbook Res-ClothesWasher-2021P_v2, for the measure Front Load_CEE Tier 2+Gas DHW_Electric Dryer | 3.0731 | 2% | NWPPC 2021 Plan measure workbook Res-ClothesWasher-2021P_v2, for the measure Front Load_CEE Tier 2+Gas DHW_Electric Dryer | 145.7239 | NWPPC 2021 Plan measure workbook Res-ClothesWasher-2021P_v2, for the measure Front Load_CEE Tier 2+Gas DHW_Electric Dryer | 0 | Incremental | 0 | 0 | 0 | 81.1955 | 0 | 0.010194 | 0 | See 'Measure Equipment Cost Source' | NWPPC 2021 Plan measure workbook Res-ClothesWasher-2021P_v2, for the measure Front Load_CEE Tier 2+Gas DHW_Electric Dryer | U | 100% | 99% | 30.62% | 1 | 0 | 20.9505 | See source workbook for details. Includes PSE NEI data where applicable. | NWPPC 2021 Plan measure workbook Res-ClothesWasher-2021P_v2, for the measure Front Load_CEE Tier 2+Gas DHW_Electric Dryer | System | System
King County | Single Family - Highly Impacted | Water Heat GT 55 Gal | Existing | Front Load_CEE Tier 2+Gas DHW_Electric Dryer | Washer Savings | 0 | 2024 | 2050 | 0.66799 | per Home | 0 | 0 | 14 | NWPPC 2021 Plan measure workbook Res-ClothesWasher-2021P_v2, for the measure Front Load_CEE Tier 2+Gas DHW_Electric Dryer | 2.2106 | 1.647% | NWPPC 2021 Plan measure workbook Res-ClothesWasher-2021P_v2, for the measure Front Load_CEE Tier 2+Gas DHW_Electric Dryer | 104.8244 | NWPPC 2021 Plan measure workbook Res-ClothesWasher-2021P_v2, for the measure Front Load_CEE Tier 2+Gas DHW_Electric Dryer | 0 | Incremental | 0 | 0 | 0 | 58.4068 | 0 | 0.0073331 | 0 | See 'Measure Equipment Cost Source' | NWPPC 2021 Plan measure workbook Res-ClothesWasher-2021P_v2, for the measure Front Load_CEE Tier 2+Gas DHW_Electric Dryer | U | 100% | 99% | 23.49% | 1 | 0 | 15.0704 | See source workbook for details. Includes PSE NEI data where applicable. | NWPPC 2021 Plan measure workbook Res-ClothesWasher-2021P_v2, for the measure Front Load_CEE Tier 2+Gas DHW_Electric Dryer | System | System
King County | Single Family - Highly Impacted | Water Heat GT 55 Gal | New | Front Load_CEE Tier 2+Gas DHW_Electric Dryer | Washer Savings | 0 | 2024 | 2050 | 0.66799 | per Home | 0 | 0 | 14 | NWPPC 2021 Plan measure workbook Res-ClothesWasher-2021P_v2, for the measure Front Load_CEE Tier 2+Gas DHW_Electric Dryer | 2.2106 | 1.647% | NWPPC 2021 Plan measure workbook Res-ClothesWasher-2021P_v2, for the measure Front Load_CEE Tier 2+Gas DHW_Electric Dryer | 104.8244 | NWPPC 2021 Plan measure workbook Res-ClothesWasher-2021P_v2, for the measure Front Load_CEE Tier 2+Gas DHW_Electric Dryer | 0 | Incremental | 0 | 0 | 0 | 58.4068 | 0 | 0.0073331 | 0 | See 'Measure Equipment Cost Source' | NWPPC 2021 Plan measure workbook Res-ClothesWasher-2021P_v2, for the measure Front Load_CEE Tier 2+Gas DHW_Electric Dryer | U | 100% | 99% | 23.49% | 1 | 0 | 15.0704 | See source workbook for details. Includes PSE NEI data where applicable. | NWPPC 2021 Plan measure workbook Res-ClothesWasher-2021P_v2, for the measure Front Load_CEE Tier 2+Gas DHW_Electric Dryer | System | System
King County | Multifamily | Water Heat GT 55 Gal | Existing | Front Load_CEE Tier 2+Gas DHW_Electric Dryer | Washer Savings | 0 | 2024 | 2050 | 0.6367 | per Home | 0 | 0 | 14 | NWPPC 2021 Plan measure workbook Res-ClothesWasher-2021P_v2, for the measure Front Load_CEE Tier 2+Gas DHW_Electric Dryer | 2.1071 | 1.931% | NWPPC 2021 Plan measure workbook Res-ClothesWasher-2021P_v2, for the measure Front Load_CEE Tier 2+Gas DHW_Electric Dryer | 99.9151 | NWPPC 2021 Plan measure workbook Res-ClothesWasher-2021P_v2, for the measure Front Load_CEE Tier 2+Gas DHW_Electric Dryer | 0 | Incremental | 0 | 0 | 0 | 55.6714 | 0 | 0.0069897 | 0 | See 'Measure Equipment Cost Source' | NWPPC 2021 Plan measure workbook Res-ClothesWasher-2021P_v2, for the measure Front Load_CEE Tier 2+Gas DHW_Electric Dryer | U | 100% | 99% | 7.004% | 1 | 0 | 14.3646 | See source workbook for details. Includes PSE NEI data where applicable. | NWPPC 2021 Plan measure workbook Res-ClothesWasher-2021P_v2, for the measure Front Load_CEE Tier 2+Gas DHW_Electric Dryer | System | System
King County | Multifamily | Water Heat GT 55 Gal | New | Front Load_CEE Tier 2+Gas DHW_Electric Dryer | Washer Savings | 0 | 2024 | 2050 | 0.6367 | per Home | 0 | 0 | 14 | NWPPC 2021 Plan measure workbook Res-ClothesWasher-2021P_v2, for the measure Front Load_CEE Tier 2+Gas DHW_Electric Dryer | 2.1071 | 1.931% | NWPPC 2021 Plan measure workbook Res-ClothesWasher-2021P_v2, for the measure Front Load_CEE Tier 2+Gas DHW_Electric Dryer | 99.9151 | NWPPC 2021 Plan measure workbook Res-ClothesWasher-2021P_v2, for the measure Front Load_CEE Tier 2+Gas DHW_Electric Dryer | 0 | Incremental | 0 | 0 | 0 | 55.6714 | 0 | 0.0069897 | 0 | See 'Measure Equipment Cost Source' | NWPPC 2021 Plan measure workbook Res-ClothesWasher-2021P_v2, for the measure Front Load_CEE Tier 2+Gas DHW_Electric Dryer | U | 100% | 99% | 7.004% | 1 | 0 | 14.3646 | See source workbook for details. Includes PSE NEI data where applicable. | NWPPC 2021 Plan measure workbook Res-ClothesWasher-2021P_v2, for the measure Front Load_CEE Tier 2+Gas DHW_Electric Dryer | System | System
King County | Multifamily - Highly Impacted | Water Heat GT 55 Gal | Existing | Front Load_CEE Tier 2+Gas DHW_Electric Dryer | Washer Savings | 0 | 2024 | 2050 | 0.5404 | per Home | 0 | 0 | 14 | NWPPC 2021 Plan measure workbook Res-ClothesWasher-2021P_v2, for the measure Front Load_CEE Tier 2+Gas DHW_Electric Dryer | 1.7884 | 1.456% | NWPPC 2021 Plan measure workbook Res-ClothesWasher-2021P_v2, for the measure Front Load_CEE Tier 2+Gas DHW_Electric Dryer | 84.8033 | NWPPC 2021 Plan measure workbook Res-ClothesWasher-2021P_v2, for the measure Front Load_CEE Tier 2+Gas DHW_Electric Dryer | 0 | Incremental | 0 | 0 | 0 | 47.2513 | 0 | 0.0059325 | 0 | See 'Measure Equipment Cost Source' | NWPPC 2021 Plan measure workbook Res-ClothesWasher-2021P_v2, for the measure Front Load_CEE Tier 2+Gas DHW_Electric Dryer | U | 100% | 99% | 5.279% | 1 | 0 | 12.192 | See source workbook for details. Includes PSE NEI data where applicable. | NWPPC 2021 Plan measure workbook Res-ClothesWasher-2021P_v2, for the measure Front Load_CEE Tier 2+Gas DHW_Electric Dryer | System | System
King County | Multifamily - Highly Impacted | Water Heat GT 55 Gal | New | Front Load_CEE Tier 2+Gas DHW_Electric Dryer | Washer Savings | 0 | 2024 | 2050 | 0.5404 | per Home | 0 | 0 | 14 | NWPPC 2021 Plan measure workbook Res-ClothesWasher-2021P_v2, for the measure Front Load_CEE Tier 2+Gas DHW_Electric Dryer | 1.7884 | 1.456% | NWPPC 2021 Plan measure workbook Res-ClothesWasher-2021P_v2, for the measure Front Load_CEE Tier 2+Gas DHW_Electric Dryer | 84.8033 | NWPPC 2021 Plan measure workbook Res-ClothesWasher-2021P_v2, for the measure Front Load_CEE Tier 2+Gas DHW_Electric Dryer | 0 | Incremental | 0 | 0 | 0 | 47.2513 | 0 | 0.0059325 | 0 | See 'Measure Equipment Cost Source' | NWPPC 2021 Plan measure workbook Res-ClothesWasher-2021P_v2, for the measure Front Load_CEE Tier 2+Gas DHW_Electric Dryer | U | 100% | 99% | 5.279% | 1 | 0 | 12.192 | See source workbook for details. Includes PSE NEI data where applicable. | NWPPC 2021 Plan measure workbook Res-ClothesWasher-2021P_v2, for the measure Front Load_CEE Tier 2+Gas DHW_Electric Dryer | System | System
King County | Manufactured | Water Heat GT 55 Gal | Existing | Front Load_CEE Tier 2+Gas DHW_Electric Dryer | Washer Savings | 0 | 2024 | 2050 | 0.87443 | per Home | 0 | 0 | 14 | NWPPC 2021 Plan measure workbook Res-ClothesWasher-2021P_v2, for the measure Front Load_CEE Tier 2+Gas DHW_Electric Dryer | 2.8938 | 2.125% | NWPPC 2021 Plan measure workbook Res-ClothesWasher-2021P_v2, for the measure Front Load_CEE Tier 2+Gas DHW_Electric Dryer | 137.2214 | NWPPC 2021 Plan measure workbook Res-ClothesWasher-2021P_v2, for the measure Front Load_CEE Tier 2+Gas DHW_Electric Dryer | 0 | Incremental | 0 | 0 | 0 | 76.458 | 0 | 0.0095994 | 0 | See 'Measure Equipment Cost Source' | NWPPC 2021 Plan measure workbook Res-ClothesWasher-2021P_v2, for the measure Front Load_CEE Tier 2+Gas DHW_Electric Dryer | U | 100% | 99% | 8.558% | 1 | 0 | 19.7281 | See source workbook for details. Includes PSE NEI data where applicable. | NWPPC 2021 Plan measure workbook Res-ClothesWasher-2021P_v2, for the measure Front Load_CEE Tier 2+Gas DHW_Electric Dryer | System | System
King County | Manufactured | Water Heat GT 55 Gal | New | Front Load_CEE Tier 2+Gas DHW_Electric Dryer | Washer Savings | 0 | 2024 | 2050 | 0.87443 | per Home | 0 | 0 | 14 | NWPPC 2021 Plan measure workbook Res-ClothesWasher-2021P_v2, for the measure Front Load_CEE Tier 2+Gas DHW_Electric Dryer | 2.8938 | 2.125% | NWPPC 2021 Plan measure workbook Res-ClothesWasher-2021P_v2, for the measure Front Load_CEE Tier 2+Gas DHW_Electric Dryer | 137.2214 | NWPPC 2021 Plan measure workbook Res-ClothesWasher-2021P_v2, for the measure Front Load_CEE Tier 2+Gas DHW_Electric Dryer | 0 | Incremental | 0 | 0 | 0 | 76.458 | 0 | 0.0095994 | 0 | See 'Measure Equipment Cost Source' | NWPPC 2021 Plan measure workbook Res-ClothesWasher-2021P_v2, for the measure Front Load_CEE Tier 2+Gas DHW_Electric Dryer | U | 100% | 99% | 8.558% | 1 | 0 | 19.7281 | See source workbook for details. Includes PSE NEI data where applicable. | NWPPC 2021 Plan measure workbook Res-ClothesWasher-2021P_v2, for the measure Front Load_CEE Tier 2+Gas DHW_Electric Dryer | System | System
King County | Manufactured - Highly Impacted | Water Heat GT 55 Gal | Existing | Front Load_CEE Tier 2+Gas DHW_Electric Dryer | Washer Savings | 0 | 2024 | 2050 | 0.67793 | per Home | 0 | 0 | 14 | NWPPC 2021 Plan measure workbook Res-ClothesWasher-2021P_v2, for the measure Front Load_CEE Tier 2+Gas DHW_Electric Dryer | 2.2435 | 1.932% | NWPPC 2021 Plan measure workbook Res-ClothesWasher-2021P_v2, for the measure Front Load_CEE Tier 2+Gas DHW_Electric Dryer | 106.3857 | NWPPC 2021 Plan measure workbook Res-ClothesWasher-2021P_v2, for the measure Front Load_CEE Tier 2+Gas DHW_Electric Dryer | 0 | Incremental | 0 | 0 | 0 | 59.2767 | 0 | 0.0074423 | 0 | See 'Measure Equipment Cost Source' | NWPPC 2021 Plan measure workbook Res-ClothesWasher-2021P_v2, for the measure Front Load_CEE Tier 2+Gas DHW_Electric Dryer | U | 100% | 99% | 3.361% | 1 | 0 | 15.2949 | See source workbook for details. Includes PSE NEI data where applicable. | NWPPC 2021 Plan measure workbook Res-ClothesWasher-2021P_v2, for the measure Front Load_CEE Tier 2+Gas DHW_Electric Dryer | System | System
King County | Manufactured - Highly Impacted | Water Heat GT 55 Gal | New | Front Load_CEE Tier 2+Gas DHW_Electric Dryer | Washer Savings | 0 | 2024 | 2050 | 0.67793 | per Home | 0 | 0 | 14 | NWPPC 2021 Plan measure workbook Res-ClothesWasher-2021P_v2, for the measure Front Load_CEE Tier 2+Gas DHW_Electric Dryer | 2.2435 | 1.932% | NWPPC 2021 Plan measure workbook Res-ClothesWasher-2021P_v2, for the measure Front Load_CEE Tier 2+Gas DHW_Electric Dryer | 106.3857 | NWPPC 2021 Plan measure workbook Res-ClothesWasher-2021P_v2, for the measure Front Load_CEE Tier 2+Gas DHW_Electric Dryer | 0 | Incremental | 0 | 0 | 0 | 59.2767 | 0 | 0.0074423 | 0 | See 'Measure Equipment Cost Source' | NWPPC 2021 Plan measure workbook Res-ClothesWasher-2021P_v2, for the measure Front Load_CEE Tier 2+Gas DHW_Electric Dryer | U | 100% | 99% | 3.361% | 1 | 0 | 15.2949 | See source workbook for details. Includes PSE NEI data where applicable. | NWPPC 2021 Plan measure workbook Res-ClothesWasher-2021P_v2, for the measure Front Load_CEE Tier 2+Gas DHW_Electric Dryer | System | System
King County | Single Family | Water Heat LE 55 Gal | Existing | Front Load_CEE Tier 2+Gas DHW_Gas Dryer | Washer Savings | 0 | 2024 | 2050 | 0.92861 | per Home | 0 | 0 | 14 | NWPPC 2021 Plan measure workbook Res-ClothesWasher-2021P_v2, for the measure Front Load_CEE Tier 2+Gas DHW_Gas Dryer | 9.6497 | 5.333% | NWPPC 2021 Plan measure workbook Res-ClothesWasher-2021P_v2, for the measure Front Load_CEE Tier 2+Gas DHW_Gas Dryer | -11.9744 | NWPPC 2021 Plan measure workbook Res-ClothesWasher-2021P_v2, for the measure Front Load_CEE Tier 2+Gas DHW_Gas Dryer | 0 | Incremental | 0 | 0 | 0 | 81.1955 | 0 | 0.010194 | 0 | See 'Measure Equipment Cost Source' | NWPPC 2021 Plan measure workbook Res-ClothesWasher-2021P_v2, for the measure Front Load_CEE Tier 2+Gas DHW_Gas Dryer | V | 100% | 99% | 4.886% | 1 | 0 | 20.9505 | See source workbook for details. Includes PSE NEI data where applicable. | NWPPC 2021 Plan measure workbook Res-ClothesWasher-2021P_v2, for the measure Front Load_CEE Tier 2+Gas DHW_Gas Dryer | System | System
King County | Single Family | Water Heat LE 55 Gal | New | Front Load_CEE Tier 2+Gas DHW_Gas Dryer | Washer Savings | 0 | 2024 | 2050 | 0.92861 | per Home | 0 | 0 | 14 | NWPPC 2021 Plan measure workbook Res-ClothesWasher-2021P_v2, for the measure Front Load_CEE Tier 2+Gas DHW_Gas Dryer | 9.3028 | 5.333% | NWPPC 2021 Plan measure workbook Res-ClothesWasher-2021P_v2, for the measure Front Load_CEE Tier 2+Gas DHW_Gas Dryer | -11.9744 | NWPPC 2021 Plan measure workbook Res-ClothesWasher-2021P_v2, for the measure Front Load_CEE Tier 2+Gas DHW_Gas Dryer | 0 | Incremental | 0 | 0 | 0 | 81.1955 | 0 | 0.010194 | 0 | See 'Measure Equipment Cost Source' | NWPPC 2021 Plan measure workbook Res-ClothesWasher-2021P_v2, for the measure Front Load_CEE Tier 2+Gas DHW_Gas Dryer | V | 100% | 99% | 4.886% | 1 | 0 | 20.9505 | See source workbook for details. Includes PSE NEI data where applicable. | NWPPC 2021 Plan measure workbook Res-ClothesWasher-2021P_v2, for the measure Front Load_CEE Tier 2+Gas DHW_Gas Dryer | System | System
King County | Single Family - Highly Impacted | Water Heat LE 55 Gal | Existing | Front Load_CEE Tier 2+Gas DHW_Gas Dryer | Washer Savings | 0 | 2024 | 2050 | 0.66799 | per Home | 0 | 0 | 14 | NWPPC 2021 Plan measure workbook Res-ClothesWasher-2021P_v2, for the measure Front Load_CEE Tier 2+Gas DHW_Gas Dryer | 6.9414 | 4.391% | NWPPC 2021 Plan measure workbook Res-ClothesWasher-2021P_v2, for the measure Front Load_CEE Tier 2+Gas DHW_Gas Dryer | -8.6136 | NWPPC 2021 Plan measure workbook Res-ClothesWasher-2021P_v2, for the measure Front Load_CEE Tier 2+Gas DHW_Gas Dryer | 0 | Incremental | 0 | 0 | 0 | 58.4068 | 0 | 0.0073331 | 0 | See 'Measure Equipment Cost Source' | NWPPC 2021 Plan measure workbook Res-ClothesWasher-2021P_v2, for the measure Front Load_CEE Tier 2+Gas DHW_Gas Dryer | V | 100% | 99% | 3.016% | 1 | 0 | 15.0704 | See source workbook for details. Includes PSE NEI data where applicable. | NWPPC 2021 Plan measure workbook Res-ClothesWasher-2021P_v2, for the measure Front Load_CEE Tier 2+Gas DHW_Gas Dryer | System | System
King County | Single Family - Highly Impacted | Water Heat LE 55 Gal | New | Front Load_CEE Tier 2+Gas DHW_Gas Dryer | Washer Savings | 0 | 2024 | 2050 | 0.66799 | per Home | 0 | 0 | 14 | NWPPC 2021 Plan measure workbook Res-ClothesWasher-2021P_v2, for the measure Front Load_CEE Tier 2+Gas DHW_Gas Dryer | 6.6918 | 4.391% | NWPPC 2021 Plan measure workbook Res-ClothesWasher-2021P_v2, for the measure Front Load_CEE Tier 2+Gas DHW_Gas Dryer | -8.6136 | NWPPC 2021 Plan measure workbook Res-ClothesWasher-2021P_v2, for the measure Front Load_CEE Tier 2+Gas DHW_Gas Dryer | 0 | Incremental | 0 | 0 | 0 | 58.4068 | 0 | 0.0073331 | 0 | See 'Measure Equipment Cost Source' | NWPPC 2021 Plan measure workbook Res-ClothesWasher-2021P_v2, for the measure Front Load_CEE Tier 2+Gas DHW_Gas Dryer | V | 100% | 99% | 3.016% | 1 | 0 | 15.0704 | See source workbook for details. Includes PSE NEI data where applicable. | NWPPC 2021 Plan measure workbook Res-ClothesWasher-2021P_v2, for the measure Front Load_CEE Tier 2+Gas DHW_Gas Dryer | System | System
King County | Multifamily | Water Heat LE 55 Gal | Existing | Front Load_CEE Tier 2+Gas DHW_Gas Dryer | Washer Savings | 0 | 2024 | 2050 | 0.6367 | per Home | 0 | 0 | 14 | NWPPC 2021 Plan measure workbook Res-ClothesWasher-2021P_v2, for the measure Front Load_CEE Tier 2+Gas DHW_Gas Dryer | 6.6163 | 5.149% | NWPPC 2021 Plan measure workbook Res-ClothesWasher-2021P_v2, for the measure Front Load_CEE Tier 2+Gas DHW_Gas Dryer | -8.2102 | NWPPC 2021 Plan measure workbook Res-ClothesWasher-2021P_v2, for the measure Front Load_CEE Tier 2+Gas DHW_Gas Dryer | 0 | Incremental | 0 | 0 | 0 | 55.6714 | 0 | 0.0069897 | 0 | See 'Measure Equipment Cost Source' | NWPPC 2021 Plan measure workbook Res-ClothesWasher-2021P_v2, for the measure Front Load_CEE Tier 2+Gas DHW_Gas Dryer | V | 100% | 99% | 0.1369% | 1 | 0 | 14.3646 | See source workbook for details. Includes PSE NEI data where applicable. | NWPPC 2021 Plan measure workbook Res-ClothesWasher-2021P_v2, for the measure Front Load_CEE Tier 2+Gas DHW_Gas Dryer | System | System
King County | Multifamily | Water Heat LE 55 Gal | New | Front Load_CEE Tier 2+Gas DHW_Gas Dryer | Washer Savings | 0 | 2024 | 2050 | 0.6367 | per Home | 0 | 0 | 14 | NWPPC 2021 Plan measure workbook Res-ClothesWasher-2021P_v2, for the measure Front Load_CEE Tier 2+Gas DHW_Gas Dryer | 6.3784 | 5.149% | NWPPC 2021 Plan measure workbook Res-ClothesWasher-2021P_v2, for the measure Front Load_CEE Tier 2+Gas DHW_Gas Dryer | -8.2102 | NWPPC 2021 Plan measure workbook Res-ClothesWasher-2021P_v2, for the measure Front Load_CEE Tier 2+Gas DHW_Gas Dryer | 0 | Incremental | 0 | 0 | 0 | 55.6714 | 0 | 0.0069897 | 0 | See 'Measure Equipment Cost Source' | NWPPC 2021 Plan measure workbook Res-ClothesWasher-2021P_v2, for the measure Front Load_CEE Tier 2+Gas DHW_Gas Dryer | V | 100% | 99% | 0.1369% | 1 | 0 | 14.3646 | See source workbook for details. Includes PSE NEI data where applicable. | NWPPC 2021 Plan measure workbook Res-ClothesWasher-2021P_v2, for the measure Front Load_CEE Tier 2+Gas DHW_Gas Dryer | System | System
King County | Multifamily - Highly Impacted | Water Heat LE 55 Gal | Existing | Front Load_CEE Tier 2+Gas DHW_Gas Dryer | Washer Savings | 0 | 2024 | 2050 | 0.5404 | per Home | 0 | 0 | 14 | NWPPC 2021 Plan measure workbook Res-ClothesWasher-2021P_v2, for the measure Front Load_CEE Tier 2+Gas DHW_Gas Dryer | 5.6156 | 3.882% | NWPPC 2021 Plan measure workbook Res-ClothesWasher-2021P_v2, for the measure Front Load_CEE Tier 2+Gas DHW_Gas Dryer | -6.9684 | NWPPC 2021 Plan measure workbook Res-ClothesWasher-2021P_v2, for the measure Front Load_CEE Tier 2+Gas DHW_Gas Dryer | 0 | Incremental | 0 | 0 | 0 | 47.2513 | 0 | 0.0059325 | 0 | See 'Measure Equipment Cost Source' | NWPPC 2021 Plan measure workbook Res-ClothesWasher-2021P_v2, for the measure Front Load_CEE Tier 2+Gas DHW_Gas Dryer | V | 100% | 99% | 0.07744% | 1 | 0 | 12.192 | See source workbook for details. Includes PSE NEI data where applicable. | NWPPC 2021 Plan measure workbook Res-ClothesWasher-2021P_v2, for the measure Front Load_CEE Tier 2+Gas DHW_Gas Dryer | System | System
King County | Multifamily - Highly Impacted | Water Heat LE 55 Gal | New | Front Load_CEE Tier 2+Gas DHW_Gas Dryer | Washer Savings | 0 | 2024 | 2050 | 0.5404 | per Home | 0 | 0 | 14 | NWPPC 2021 Plan measure workbook Res-ClothesWasher-2021P_v2, for the measure Front Load_CEE Tier 2+Gas DHW_Gas Dryer | 5.4137 | 3.882% | NWPPC 2021 Plan measure workbook Res-ClothesWasher-2021P_v2, for the measure Front Load_CEE Tier 2+Gas DHW_Gas Dryer | -6.9684 | NWPPC 2021 Plan measure workbook Res-ClothesWasher-2021P_v2, for the measure Front Load_CEE Tier 2+Gas DHW_Gas Dryer | 0 | Incremental | 0 | 0 | 0 | 47.2513 | 0 | 0.0059325 | 0 | See 'Measure Equipment Cost Source' | NWPPC 2021 Plan measure workbook Res-ClothesWasher-2021P_v2, for the measure Front Load_CEE Tier 2+Gas DHW_Gas Dryer | V | 100% | 99% | 0.07744% | 1 | 0 | 12.192 | See source workbook for details. Includes PSE NEI data where applicable. | NWPPC 2021 Plan measure workbook Res-ClothesWasher-2021P_v2, for the measure Front Load_CEE Tier 2+Gas DHW_Gas Dryer | System | System
King County | Manufactured | Water Heat LE 55 Gal | Existing | Front Load_CEE Tier 2+Gas DHW_Gas Dryer | Washer Savings | 0 | 2024 | 2050 | 0.87443 | per Home | 0 | 0 | 14 | NWPPC 2021 Plan measure workbook Res-ClothesWasher-2021P_v2, for the measure Front Load_CEE Tier 2+Gas DHW_Gas Dryer | 9.0867 | 5.665% | NWPPC 2021 Plan measure workbook Res-ClothesWasher-2021P_v2, for the measure Front Load_CEE Tier 2+Gas DHW_Gas Dryer | -11.2757 | NWPPC 2021 Plan measure workbook Res-ClothesWasher-2021P_v2, for the measure Front Load_CEE Tier 2+Gas DHW_Gas Dryer | 0 | Incremental | 0 | 0 | 0 | 76.458 | 0 | 0.0095994 | 0 | See 'Measure Equipment Cost Source' | NWPPC 2021 Plan measure workbook Res-ClothesWasher-2021P_v2, for the measure Front Load_CEE Tier 2+Gas DHW_Gas Dryer | V | 100% | 99% | 0.7039% | 1 | 0 | 19.7281 | See source workbook for details. Includes PSE NEI data where applicable. | NWPPC 2021 Plan measure workbook Res-ClothesWasher-2021P_v2, for the measure Front Load_CEE Tier 2+Gas DHW_Gas Dryer | System | System
King County | Manufactured | Water Heat LE 55 Gal | New | Front Load_CEE Tier 2+Gas DHW_Gas Dryer | Washer Savings | 0 | 2024 | 2050 | 0.87443 | per Home | 0 | 0 | 14 | NWPPC 2021 Plan measure workbook Res-ClothesWasher-2021P_v2, for the measure Front Load_CEE Tier 2+Gas DHW_Gas Dryer | 8.76 | 5.665% | NWPPC 2021 Plan measure workbook Res-ClothesWasher-2021P_v2, for the measure Front Load_CEE Tier 2+Gas DHW_Gas Dryer | -11.2757 | NWPPC 2021 Plan measure workbook Res-ClothesWasher-2021P_v2, for the measure Front Load_CEE Tier 2+Gas DHW_Gas Dryer | 0 | Incremental | 0 | 0 | 0 | 76.458 | 0 | 0.0095994 | 0 | See 'Measure Equipment Cost Source' | NWPPC 2021 Plan measure workbook Res-ClothesWasher-2021P_v2, for the measure Front Load_CEE Tier 2+Gas DHW_Gas Dryer | V | 100% | 99% | 0.7039% | 1 | 0 | 19.7281 | See source workbook for details. Includes PSE NEI data where applicable. | NWPPC 2021 Plan measure workbook Res-ClothesWasher-2021P_v2, for the measure Front Load_CEE Tier 2+Gas DHW_Gas Dryer | System | System
King County | Manufactured - Highly Impacted | Water Heat LE 55 Gal | Existing | Front Load_CEE Tier 2+Gas DHW_Gas Dryer | Washer Savings | 0 | 2024 | 2050 | 0.67793 | per Home | 0 | 0 | 14 | NWPPC 2021 Plan measure workbook Res-ClothesWasher-2021P_v2, for the measure Front Load_CEE Tier 2+Gas DHW_Gas Dryer | 7.0448 | 5.151% | NWPPC 2021 Plan measure workbook Res-ClothesWasher-2021P_v2, for the measure Front Load_CEE Tier 2+Gas DHW_Gas Dryer | -8.7419 | NWPPC 2021 Plan measure workbook Res-ClothesWasher-2021P_v2, for the measure Front Load_CEE Tier 2+Gas DHW_Gas Dryer | 0 | Incremental | 0 | 0 | 0 | 59.2767 | 0 | 0.0074423 | 0 | See 'Measure Equipment Cost Source' | NWPPC 2021 Plan measure workbook Res-ClothesWasher-2021P_v2, for the measure Front Load_CEE Tier 2+Gas DHW_Gas Dryer | V | 100% | 99% | 0.03633% | 1 | 0 | 15.2949 | See source workbook for details. Includes PSE NEI data where applicable. | NWPPC 2021 Plan measure workbook Res-ClothesWasher-2021P_v2, for the measure Front Load_CEE Tier 2+Gas DHW_Gas Dryer | System | System
King County | Manufactured - Highly Impacted | Water Heat LE 55 Gal | New | Front Load_CEE Tier 2+Gas DHW_Gas Dryer | Washer Savings | 0 | 2024 | 2050 | 0.67793 | per Home | 0 | 0 | 14 | NWPPC 2021 Plan measure workbook Res-ClothesWasher-2021P_v2, for the measure Front Load_CEE Tier 2+Gas DHW_Gas Dryer | 6.7915 | 5.151% | NWPPC 2021 Plan measure workbook Res-ClothesWasher-2021P_v2, for the measure Front Load_CEE Tier 2+Gas DHW_Gas Dryer | -8.7419 | NWPPC 2021 Plan measure workbook Res-ClothesWasher-2021P_v2, for the measure Front Load_CEE Tier 2+Gas DHW_Gas Dryer | 0 | Incremental | 0 | 0 | 0 | 59.2767 | 0 | 0.0074423 | 0 | See 'Measure Equipment Cost Source' | NWPPC 2021 Plan measure workbook Res-ClothesWasher-2021P_v2, for the measure Front Load_CEE Tier 2+Gas DHW_Gas Dryer | V | 100% | 99% | 0.03633% | 1 | 0 | 15.2949 | See source workbook for details. Includes PSE NEI data where applicable. | NWPPC 2021 Plan measure workbook Res-ClothesWasher-2021P_v2, for the measure Front Load_CEE Tier 2+Gas DHW_Gas Dryer | System | System
King County | Single Family | Water Heat GT 55 Gal | Existing | Front Load_CEE Tier 2+Gas DHW_Gas Dryer | Washer Savings | 0 | 2024 | 2050 | 0.92861 | per Home | 0 | 0 | 14 | NWPPC 2021 Plan measure workbook Res-ClothesWasher-2021P_v2, for the measure Front Load_CEE Tier 2+Gas DHW_Gas Dryer | 8.1939 | 5.333% | NWPPC 2021 Plan measure workbook Res-ClothesWasher-2021P_v2, for the measure Front Load_CEE Tier 2+Gas DHW_Gas Dryer | -11.9744 | NWPPC 2021 Plan measure workbook Res-ClothesWasher-2021P_v2, for the measure Front Load_CEE Tier 2+Gas DHW_Gas Dryer | 0 | Incremental | 0 | 0 | 0 | 81.1955 | 0 | 0.010194 | 0 | See 'Measure Equipment Cost Source' | NWPPC 2021 Plan measure workbook Res-ClothesWasher-2021P_v2, for the measure Front Load_CEE Tier 2+Gas DHW_Gas Dryer | V | 100% | 99% | 4.886% | 1 | 0 | 20.9505 | See source workbook for details. Includes PSE NEI data where applicable. | NWPPC 2021 Plan measure workbook Res-ClothesWasher-2021P_v2, for the measure Front Load_CEE Tier 2+Gas DHW_Gas Dryer | System | System
King County | Single Family | Water Heat GT 55 Gal | New | Front Load_CEE Tier 2+Gas DHW_Gas Dryer | Washer Savings | 0 | 2024 | 2050 | 0.92861 | per Home | 0 | 0 | 14 | NWPPC 2021 Plan measure workbook Res-ClothesWasher-2021P_v2, for the measure Front Load_CEE Tier 2+Gas DHW_Gas Dryer | 8.1939 | 5.333% | NWPPC 2021 Plan measure workbook Res-ClothesWasher-2021P_v2, for the measure Front Load_CEE Tier 2+Gas DHW_Gas Dryer | -11.9744 | NWPPC 2021 Plan measure workbook Res-ClothesWasher-2021P_v2, for the measure Front Load_CEE Tier 2+Gas DHW_Gas Dryer | 0 | Incremental | 0 | 0 | 0 | 81.1955 | 0 | 0.010194 | 0 | See 'Measure Equipment Cost Source' | NWPPC 2021 Plan measure workbook Res-ClothesWasher-2021P_v2, for the measure Front Load_CEE Tier 2+Gas DHW_Gas Dryer | V | 100% | 99% | 4.886% | 1 | 0 | 20.9505 | See source workbook for details. Includes PSE NEI data where applicable. | NWPPC 2021 Plan measure workbook Res-ClothesWasher-2021P_v2, for the measure Front Load_CEE Tier 2+Gas DHW_Gas Dryer | System | System
King County | Single Family - Highly Impacted | Water Heat GT 55 Gal | Existing | Front Load_CEE Tier 2+Gas DHW_Gas Dryer | Washer Savings | 0 | 2024 | 2050 | 0.66799 | per Home | 0 | 0 | 14 | NWPPC 2021 Plan measure workbook Res-ClothesWasher-2021P_v2, for the measure Front Load_CEE Tier 2+Gas DHW_Gas Dryer | 5.8942 | 4.391% | NWPPC 2021 Plan measure workbook Res-ClothesWasher-2021P_v2, for the measure Front Load_CEE Tier 2+Gas DHW_Gas Dryer | -8.6136 | NWPPC 2021 Plan measure workbook Res-ClothesWasher-2021P_v2, for the measure Front Load_CEE Tier 2+Gas DHW_Gas Dryer | 0 | Incremental | 0 | 0 | 0 | 58.4068 | 0 | 0.0073331 | 0 | See 'Measure Equipment Cost Source' | NWPPC 2021 Plan measure workbook Res-ClothesWasher-2021P_v2, for the measure Front Load_CEE Tier 2+Gas DHW_Gas Dryer | V | 100% | 99% | 3.016% | 1 | 0 | 15.0704 | See source workbook for details. Includes PSE NEI data where applicable. | NWPPC 2021 Plan measure workbook Res-ClothesWasher-2021P_v2, for the measure Front Load_CEE Tier 2+Gas DHW_Gas Dryer | System | System
King County | Single Family - Highly Impacted | Water Heat GT 55 Gal | New | Front Load_CEE Tier 2+Gas DHW_Gas Dryer | Washer Savings | 0 | 2024 | 2050 | 0.66799 | per Home | 0 | 0 | 14 | NWPPC 2021 Plan measure workbook Res-ClothesWasher-2021P_v2, for the measure Front Load_CEE Tier 2+Gas DHW_Gas Dryer | 5.8942 | 4.391% | NWPPC 2021 Plan measure workbook Res-ClothesWasher-2021P_v2, for the measure Front Load_CEE Tier 2+Gas DHW_Gas Dryer | -8.6136 | NWPPC 2021 Plan measure workbook Res-ClothesWasher-2021P_v2, for the measure Front Load_CEE Tier 2+Gas DHW_Gas Dryer | 0 | Incremental | 0 | 0 | 0 | 58.4068 | 0 | 0.0073331 | 0 | See 'Measure Equipment Cost Source' | NWPPC 2021 Plan measure workbook Res-ClothesWasher-2021P_v2, for the measure Front Load_CEE Tier 2+Gas DHW_Gas Dryer | V | 100% | 99% | 3.016% | 1 | 0 | 15.0704 | See source workbook for details. Includes PSE NEI data where applicable. | NWPPC 2021 Plan measure workbook Res-ClothesWasher-2021P_v2, for the measure Front Load_CEE Tier 2+Gas DHW_Gas Dryer | System | System
King County | Multifamily | Water Heat GT 55 Gal | Existing | Front Load_CEE Tier 2+Gas DHW_Gas Dryer | Washer Savings | 0 | 2024 | 2050 | 0.6367 | per Home | 0 | 0 | 14 | NWPPC 2021 Plan measure workbook Res-ClothesWasher-2021P_v2, for the measure Front Load_CEE Tier 2+Gas DHW_Gas Dryer | 5.6181 | 5.149% | NWPPC 2021 Plan measure workbook Res-ClothesWasher-2021P_v2, for the measure Front Load_CEE Tier 2+Gas DHW_Gas Dryer | -8.2102 | NWPPC 2021 Plan measure workbook Res-ClothesWasher-2021P_v2, for the measure Front Load_CEE Tier 2+Gas DHW_Gas Dryer | 0 | Incremental | 0 | 0 | 0 | 55.6714 | 0 | 0.0069897 | 0 | See 'Measure Equipment Cost Source' | NWPPC 2021 Plan measure workbook Res-ClothesWasher-2021P_v2, for the measure Front Load_CEE Tier 2+Gas DHW_Gas Dryer | V | 100% | 99% | 0.1369% | 1 | 0 | 14.3646 | See source workbook for details. Includes PSE NEI data where applicable. | NWPPC 2021 Plan measure workbook Res-ClothesWasher-2021P_v2, for the measure Front Load_CEE Tier 2+Gas DHW_Gas Dryer | System | System
King County | Multifamily | Water Heat GT 55 Gal | New | Front Load_CEE Tier 2+Gas DHW_Gas Dryer | Washer Savings | 0 | 2024 | 2050 | 0.6367 | per Home | 0 | 0 | 14 | NWPPC 2021 Plan measure workbook Res-ClothesWasher-2021P_v2, for the measure Front Load_CEE Tier 2+Gas DHW_Gas Dryer | 5.6181 | 5.149% | NWPPC 2021 Plan measure workbook Res-ClothesWasher-2021P_v2, for the measure Front Load_CEE Tier 2+Gas DHW_Gas Dryer | -8.2102 | NWPPC 2021 Plan measure workbook Res-ClothesWasher-2021P_v2, for the measure Front Load_CEE Tier 2+Gas DHW_Gas Dryer | 0 | Incremental | 0 | 0 | 0 | 55.6714 | 0 | 0.0069897 | 0 | See 'Measure Equipment Cost Source' | NWPPC 2021 Plan measure workbook Res-ClothesWasher-2021P_v2, for the measure Front Load_CEE Tier 2+Gas DHW_Gas Dryer | V | 100% | 99% | 0.1369% | 1 | 0 | 14.3646 | See source workbook for details. Includes PSE NEI data where applicable. | NWPPC 2021 Plan measure workbook Res-ClothesWasher-2021P_v2, for the measure Front Load_CEE Tier 2+Gas DHW_Gas Dryer | System | System
King County | Multifamily - Highly Impacted | Water Heat GT 55 Gal | Existing | Front Load_CEE Tier 2+Gas DHW_Gas Dryer | Washer Savings | 0 | 2024 | 2050 | 0.5404 | per Home | 0 | 0 | 14 | NWPPC 2021 Plan measure workbook Res-ClothesWasher-2021P_v2, for the measure Front Load_CEE Tier 2+Gas DHW_Gas Dryer | 4.7684 | 3.882% | NWPPC 2021 Plan measure workbook Res-ClothesWasher-2021P_v2, for the measure Front Load_CEE Tier 2+Gas DHW_Gas Dryer | -6.9684 | NWPPC 2021 Plan measure workbook Res-ClothesWasher-2021P_v2, for the measure Front Load_CEE Tier 2+Gas DHW_Gas Dryer | 0 | Incremental | 0 | 0 | 0 | 47.2513 | 0 | 0.0059325 | 0 | See 'Measure Equipment Cost Source' | NWPPC 2021 Plan measure workbook Res-ClothesWasher-2021P_v2, for the measure Front Load_CEE Tier 2+Gas DHW_Gas Dryer | V | 100% | 99% | 0.07744% | 1 | 0 | 12.192 | See source workbook for details. Includes PSE NEI data where applicable. | NWPPC 2021 Plan measure workbook Res-ClothesWasher-2021P_v2, for the measure Front Load_CEE Tier 2+Gas DHW_Gas Dryer | System | System
King County | Multifamily - Highly Impacted | Water Heat GT 55 Gal | New | Front Load_CEE Tier 2+Gas DHW_Gas Dryer | Washer Savings | 0 | 2024 | 2050 | 0.5404 | per Home | 0 | 0 | 14 | NWPPC 2021 Plan measure workbook Res-ClothesWasher-2021P_v2, for the measure Front Load_CEE Tier 2+Gas DHW_Gas Dryer | 4.7684 | 3.882% | NWPPC 2021 Plan measure workbook Res-ClothesWasher-2021P_v2, for the measure Front Load_CEE Tier 2+Gas DHW_Gas Dryer | -6.9684 | NWPPC 2021 Plan measure workbook Res-ClothesWasher-2021P_v2, for the measure Front Load_CEE Tier 2+Gas DHW_Gas Dryer | 0 | Incremental | 0 | 0 | 0 | 47.2513 | 0 | 0.0059325 | 0 | See 'Measure Equipment Cost Source' | NWPPC 2021 Plan measure workbook Res-ClothesWasher-2021P_v2, for the measure Front Load_CEE Tier 2+Gas DHW_Gas Dryer | V | 100% | 99% | 0.07744% | 1 | 0 | 12.192 | See source workbook for details. Includes PSE NEI data where applicable. | NWPPC 2021 Plan measure workbook Res-ClothesWasher-2021P_v2, for the measure Front Load_CEE Tier 2+Gas DHW_Gas Dryer | System | System
King County | Manufactured | Water Heat GT 55 Gal | Existing | Front Load_CEE Tier 2+Gas DHW_Gas Dryer | Washer Savings | 0 | 2024 | 2050 | 0.87443 | per Home | 0 | 0 | 14 | NWPPC 2021 Plan measure workbook Res-ClothesWasher-2021P_v2, for the measure Front Load_CEE Tier 2+Gas DHW_Gas Dryer | 7.7158 | 5.665% | NWPPC 2021 Plan measure workbook Res-ClothesWasher-2021P_v2, for the measure Front Load_CEE Tier 2+Gas DHW_Gas Dryer | -11.2757 | NWPPC 2021 Plan measure workbook Res-ClothesWasher-2021P_v2, for the measure Front Load_CEE Tier 2+Gas DHW_Gas Dryer | 0 | Incremental | 0 | 0 | 0 | 76.458 | 0 | 0.0095994 | 0 | See 'Measure Equipment Cost Source' | NWPPC 2021 Plan measure workbook Res-ClothesWasher-2021P_v2, for the measure Front Load_CEE Tier 2+Gas DHW_Gas Dryer | V | 100% | 99% | 0.7039% | 1 | 0 | 19.7281 | See source workbook for details. Includes PSE NEI data where applicable. | NWPPC 2021 Plan measure workbook Res-ClothesWasher-2021P_v2, for the measure Front Load_CEE Tier 2+Gas DHW_Gas Dryer | System | System
King County | Manufactured | Water Heat GT 55 Gal | New | Front Load_CEE Tier 2+Gas DHW_Gas Dryer | Washer Savings | 0 | 2024 | 2050 | 0.87443 | per Home | 0 | 0 | 14 | NWPPC 2021 Plan measure workbook Res-ClothesWasher-2021P_v2, for the measure Front Load_CEE Tier 2+Gas DHW_Gas Dryer | 7.7158 | 5.665% | NWPPC 2021 Plan measure workbook Res-ClothesWasher-2021P_v2, for the measure Front Load_CEE Tier 2+Gas DHW_Gas Dryer | -11.2757 | NWPPC 2021 Plan measure workbook Res-ClothesWasher-2021P_v2, for the measure Front Load_CEE Tier 2+Gas DHW_Gas Dryer | 0 | Incremental | 0 | 0 | 0 | 76.458 | 0 | 0.0095994 | 0 | See 'Measure Equipment Cost Source' | NWPPC 2021 Plan measure workbook Res-ClothesWasher-2021P_v2, for the measure Front Load_CEE Tier 2+Gas DHW_Gas Dryer | V | 100% | 99% | 0.7039% | 1 | 0 | 19.7281 | See source workbook for details. Includes PSE NEI data where applicable. | NWPPC 2021 Plan measure workbook Res-ClothesWasher-2021P_v2, for the measure Front Load_CEE Tier 2+Gas DHW_Gas Dryer | System | System
King County | Manufactured - Highly Impacted | Water Heat GT 55 Gal | Existing | Front Load_CEE Tier 2+Gas DHW_Gas Dryer | Washer Savings | 0 | 2024 | 2050 | 0.67793 | per Home | 0 | 0 | 14 | NWPPC 2021 Plan measure workbook Res-ClothesWasher-2021P_v2, for the measure Front Load_CEE Tier 2+Gas DHW_Gas Dryer | 5.9819 | 5.151% | NWPPC 2021 Plan measure workbook Res-ClothesWasher-2021P_v2, for the measure Front Load_CEE Tier 2+Gas DHW_Gas Dryer | -8.7419 | NWPPC 2021 Plan measure workbook Res-ClothesWasher-2021P_v2, for the measure Front Load_CEE Tier 2+Gas DHW_Gas Dryer | 0 | Incremental | 0 | 0 | 0 | 59.2767 | 0 | 0.0074423 | 0 | See 'Measure Equipment Cost Source' | NWPPC 2021 Plan measure workbook Res-ClothesWasher-2021P_v2, for the measure Front Load_CEE Tier 2+Gas DHW_Gas Dryer | V | 100% | 99% | 0.03633% | 1 | 0 | 15.2949 | See source workbook for details. Includes PSE NEI data where applicable. | NWPPC 2021 Plan measure workbook Res-ClothesWasher-2021P_v2, for the measure Front Load_CEE Tier 2+Gas DHW_Gas Dryer | System | System
King County | Manufactured - Highly Impacted | Water Heat GT 55 Gal | New | Front Load_CEE Tier 2+Gas DHW_Gas Dryer | Washer Savings | 0 | 2024 | 2050 | 0.67793 | per Home | 0 | 0 | 14 | NWPPC 2021 Plan measure workbook Res-ClothesWasher-2021P_v2, for the measure Front Load_CEE Tier 2+Gas DHW_Gas Dryer | 5.9819 | 5.151% | NWPPC 2021 Plan measure workbook Res-ClothesWasher-2021P_v2, for the measure Front Load_CEE Tier 2+Gas DHW_Gas Dryer | -8.7419 | NWPPC 2021 Plan measure workbook Res-ClothesWasher-2021P_v2, for the measure Front Load_CEE Tier 2+Gas DHW_Gas Dryer | 0 | Incremental | 0 | 0 | 0 | 59.2767 | 0 | 0.0074423 | 0 | See 'Measure Equipment Cost Source' | NWPPC 2021 Plan measure workbook Res-ClothesWasher-2021P_v2, for the measure Front Load_CEE Tier 2+Gas DHW_Gas Dryer | V | 100% | 99% | 0.03633% | 1 | 0 | 15.2949 | See source workbook for details. Includes PSE NEI data where applicable. | NWPPC 2021 Plan measure workbook Res-ClothesWasher-2021P_v2, for the measure Front Load_CEE Tier 2+Gas DHW_Gas Dryer | System | System
King County | Multifamily | Heat Central Gas Boiler | Existing | Insulated Door_R2.5 - R5_HZ1_Gas | Heating Energy | 0 | 2024 | 2050 | 19.0004 | per Home | 0 | 1 | 45 | RTF measure workbook ResMFWeatherization_v4_3, for the measure Insulated Door_R2.5 - R5_HZ1_Gas | 2.6417 | 0.6197% | RTF measure workbook ResMFWeatherization_v4_3, for the measure Insulated Door_R2.5 - R5_HZ1_Gas | 0 | RTF measure workbook ResMFWeatherization_v4_3, for the measure Insulated Door_R2.5 - R5_HZ1_Gas | 0 | Incremental | 0 | 0 | 0 | 392.1706 | 0 | 0 | 0 | See 'Measure Equipment Cost Source' | RTF measure workbook ResMFWeatherization_v4_3, for the measure Insulated Door_R2.5 - R5_HZ1_Gas | E | 100% | 9.337% | 100% | 1 | 0 | 0 | See source workbook for details. Includes PSE NEI data where applicable. | RTF measure workbook ResMFWeatherization_v4_3, for the measure Insulated Door_R2.5 - R5_HZ1_Gas | System | System
King County | Multifamily - Highly Impacted | Heat Central Gas Boiler | Existing | Insulated Door_R2.5 - R5_HZ1_Gas | Heating Energy | 0 | 2024 | 2050 | 16.1266 | per Home | 0 | 1 | 45 | RTF measure workbook ResMFWeatherization_v4_3, for the measure Insulated Door_R2.5 - R5_HZ1_Gas | 2.2421 | 0.6197% | RTF measure workbook ResMFWeatherization_v4_3, for the measure Insulated Door_R2.5 - R5_HZ1_Gas | 0 | RTF measure workbook ResMFWeatherization_v4_3, for the measure Insulated Door_R2.5 - R5_HZ1_Gas | 0 | Incremental | 0 | 0 | 0 | 332.8559 | 0 | 0 | 0 | See 'Measure Equipment Cost Source' | RTF measure workbook ResMFWeatherization_v4_3, for the measure Insulated Door_R2.5 - R5_HZ1_Gas | E | 100% | 9.337% | 100% | 1 | 0 | 0 | See source workbook for details. Includes PSE NEI data where applicable. | RTF measure workbook ResMFWeatherization_v4_3, for the measure Insulated Door_R2.5 - R5_HZ1_Gas | System | System
King County | Multifamily | Heat Central Gas Furnace | Existing | Insulated Door_R2.5 - R5_HZ1_Gas | Heating Energy | 0 | 2024 | 2050 | 19.0004 | per Home | 0 | 1 | 45 | RTF measure workbook ResMFWeatherization_v4_3, for the measure Insulated Door_R2.5 - R5_HZ1_Gas | 1.9482 | 0.6197% | RTF measure workbook ResMFWeatherization_v4_3, for the measure Insulated Door_R2.5 - R5_HZ1_Gas | 0 | RTF measure workbook ResMFWeatherization_v4_3, for the measure Insulated Door_R2.5 - R5_HZ1_Gas | 0 | Incremental | 0 | 0 | 0 | 392.1706 | 0 | 0 | 0 | See 'Measure Equipment Cost Source' | RTF measure workbook ResMFWeatherization_v4_3, for the measure Insulated Door_R2.5 - R5_HZ1_Gas | E | 100% | 9.337% | 100% | 1 | 0 | 0 | See source workbook for details. Includes PSE NEI data where applicable. | RTF measure workbook ResMFWeatherization_v4_3, for the measure Insulated Door_R2.5 - R5_HZ1_Gas | System | System
King County | Multifamily - Highly Impacted | Heat Central Gas Furnace | Existing | Insulated Door_R2.5 - R5_HZ1_Gas | Heating Energy | 0 | 2024 | 2050 | 16.1266 | per Home | 0 | 1 | 45 | RTF measure workbook ResMFWeatherization_v4_3, for the measure Insulated Door_R2.5 - R5_HZ1_Gas | 1.6535 | 0.6197% | RTF measure workbook ResMFWeatherization_v4_3, for the measure Insulated Door_R2.5 - R5_HZ1_Gas | 0 | RTF measure workbook ResMFWeatherization_v4_3, for the measure Insulated Door_R2.5 - R5_HZ1_Gas | 0 | Incremental | 0 | 0 | 0 | 332.8559 | 0 | 0 | 0 | See 'Measure Equipment Cost Source' | RTF measure workbook ResMFWeatherization_v4_3, for the measure Insulated Door_R2.5 - R5_HZ1_Gas | E | 100% | 9.337% | 100% | 1 | 0 | 0 | See source workbook for details. Includes PSE NEI data where applicable. | RTF measure workbook ResMFWeatherization_v4_3, for the measure Insulated Door_R2.5 - R5_HZ1_Gas | System | System
King County | Multifamily | Heat Room Gas | Existing | Insulated Door_R2.5 - R5_HZ1_Gas | Heating Energy | 0 | 2024 | 2050 | 19.0004 | per Home | 0 | 1 | 45 | RTF measure workbook ResMFWeatherization_v4_3, for the measure Insulated Door_R2.5 - R5_HZ1_Gas | 1.9986 | 0.6197% | RTF measure workbook ResMFWeatherization_v4_3, for the measure Insulated Door_R2.5 - R5_HZ1_Gas | 0 | RTF measure workbook ResMFWeatherization_v4_3, for the measure Insulated Door_R2.5 - R5_HZ1_Gas | 0 | Incremental | 0 | 0 | 0 | 392.1706 | 0 | 0 | 0 | See 'Measure Equipment Cost Source' | RTF measure workbook ResMFWeatherization_v4_3, for the measure Insulated Door_R2.5 - R5_HZ1_Gas | E | 100% | 9.337% | 100% | 1 | 0 | 0 | See source workbook for details. Includes PSE NEI data where applicable. | RTF measure workbook ResMFWeatherization_v4_3, for the measure Insulated Door_R2.5 - R5_HZ1_Gas | System | System
King County | Multifamily - Highly Impacted | Heat Room Gas | Existing | Insulated Door_R2.5 - R5_HZ1_Gas | Heating Energy | 0 | 2024 | 2050 | 16.1266 | per Home | 0 | 1 | 45 | RTF measure workbook ResMFWeatherization_v4_3, for the measure Insulated Door_R2.5 - R5_HZ1_Gas | 1.6964 | 0.6197% | RTF measure workbook ResMFWeatherization_v4_3, for the measure Insulated Door_R2.5 - R5_HZ1_Gas | 0 | RTF measure workbook ResMFWeatherization_v4_3, for the measure Insulated Door_R2.5 - R5_HZ1_Gas | 0 | Incremental | 0 | 0 | 0 | 332.8559 | 0 | 0 | 0 | See 'Measure Equipment Cost Source' | RTF measure workbook ResMFWeatherization_v4_3, for the measure Insulated Door_R2.5 - R5_HZ1_Gas | E | 100% | 9.337% | 100% | 1 | 0 | 0 | See source workbook for details. Includes PSE NEI data where applicable. | RTF measure workbook ResMFWeatherization_v4_3, for the measure Insulated Door_R2.5 - R5_HZ1_Gas | System | System
King County | Single Family | Water Heat LE 55 Gal | Existing | ENERGY STAR Dishwasher | Dishwasher | 0 | 2024 | 2050 | 0.81824 | per Home | 0 | 0 | 15 | NWPPC 2021 Plan measure workbook Res-Dishwasher-2021P_v2_gas, for the measure ENERGY STAR Dishwasher | 1.6492 | 0.9115% | NWPPC 2021 Plan measure workbook Res-Dishwasher-2021P_v2_gas, for the measure ENERGY STAR Dishwasher | 0.61133 | NWPPC 2021 Plan measure workbook Res-Dishwasher-2021P_v2_gas, for the measure ENERGY STAR Dishwasher | 0 | Incremental | 0 | 0 | 0 | 49.9748 | 0 | 0 | 0 | See 'Measure Equipment Cost Source' | NWPPC 2021 Plan measure workbook Res-Dishwasher-2021P_v2_gas, for the measure ENERGY STAR Dishwasher |  | 100% | 9.9% | 100% | 1 | 0 | 2.1741 | See source workbook for details. Includes PSE NEI data where applicable. | NWPPC 2021 Plan measure workbook Res-Dishwasher-2021P_v2_gas, for the measure ENERGY STAR Dishwasher | System | System
King County | Single Family | Water Heat LE 55 Gal | New | ENERGY STAR Dishwasher | Dishwasher | 0 | 2024 | 2050 | 0.81824 | per Home | 0 | 0 | 15 | NWPPC 2021 Plan measure workbook Res-Dishwasher-2021P_v2_gas, for the measure ENERGY STAR Dishwasher | 1.5899 | 0.9115% | NWPPC 2021 Plan measure workbook Res-Dishwasher-2021P_v2_gas, for the measure ENERGY STAR Dishwasher | 0.61133 | NWPPC 2021 Plan measure workbook Res-Dishwasher-2021P_v2_gas, for the measure ENERGY STAR Dishwasher | 0 | Incremental | 0 | 0 | 0 | 49.9748 | 0 | 0 | 0 | See 'Measure Equipment Cost Source' | NWPPC 2021 Plan measure workbook Res-Dishwasher-2021P_v2_gas, for the measure ENERGY STAR Dishwasher |  | 100% | 9.9% | 100% | 1 | 0 | 2.1741 | See source workbook for details. Includes PSE NEI data where applicable. | NWPPC 2021 Plan measure workbook Res-Dishwasher-2021P_v2_gas, for the measure ENERGY STAR Dishwasher | System | System
King County | Single Family | Water Heat GT 55 Gal | Existing | ENERGY STAR Dishwasher | Dishwasher | 0 | 2024 | 2050 | 0.81824 | per Home | 0 | 0 | 15 | NWPPC 2021 Plan measure workbook Res-Dishwasher-2021P_v2_gas, for the measure ENERGY STAR Dishwasher | 1.4004 | 0.9115% | NWPPC 2021 Plan measure workbook Res-Dishwasher-2021P_v2_gas, for the measure ENERGY STAR Dishwasher | 0.61133 | NWPPC 2021 Plan measure workbook Res-Dishwasher-2021P_v2_gas, for the measure ENERGY STAR Dishwasher | 0 | Incremental | 0 | 0 | 0 | 49.9748 | 0 | 0 | 0 | See 'Measure Equipment Cost Source' | NWPPC 2021 Plan measure workbook Res-Dishwasher-2021P_v2_gas, for the measure ENERGY STAR Dishwasher |  | 100% | 9.9% | 100% | 1 | 0 | 2.1741 | See source workbook for details. Includes PSE NEI data where applicable. | NWPPC 2021 Plan measure workbook Res-Dishwasher-2021P_v2_gas, for the measure ENERGY STAR Dishwasher | System | System
King County | Single Family | Water Heat GT 55 Gal | New | ENERGY STAR Dishwasher | Dishwasher | 0 | 2024 | 2050 | 0.81824 | per Home | 0 | 0 | 15 | NWPPC 2021 Plan measure workbook Res-Dishwasher-2021P_v2_gas, for the measure ENERGY STAR Dishwasher | 1.4004 | 0.9115% | NWPPC 2021 Plan measure workbook Res-Dishwasher-2021P_v2_gas, for the measure ENERGY STAR Dishwasher | 0.61133 | NWPPC 2021 Plan measure workbook Res-Dishwasher-2021P_v2_gas, for the measure ENERGY STAR Dishwasher | 0 | Incremental | 0 | 0 | 0 | 49.9748 | 0 | 0 | 0 | See 'Measure Equipment Cost Source' | NWPPC 2021 Plan measure workbook Res-Dishwasher-2021P_v2_gas, for the measure ENERGY STAR Dishwasher |  | 100% | 9.9% | 100% | 1 | 0 | 2.1741 | See source workbook for details. Includes PSE NEI data where applicable. | NWPPC 2021 Plan measure workbook Res-Dishwasher-2021P_v2_gas, for the measure ENERGY STAR Dishwasher | System | System
King County | Single Family - Highly Impacted | Water Heat LE 55 Gal | Existing | ENERGY STAR Dishwasher | Dishwasher | 0 | 2024 | 2050 | 0.81824 | per Home | 0 | 0 | 15 | NWPPC 2021 Plan measure workbook Res-Dishwasher-2021P_v2_gas, for the measure ENERGY STAR Dishwasher | 1.4408 | 0.9115% | NWPPC 2021 Plan measure workbook Res-Dishwasher-2021P_v2_gas, for the measure ENERGY STAR Dishwasher | 0.61133 | NWPPC 2021 Plan measure workbook Res-Dishwasher-2021P_v2_gas, for the measure ENERGY STAR Dishwasher | 0 | Incremental | 0 | 0 | 0 | 49.9748 | 0 | 0 | 0 | See 'Measure Equipment Cost Source' | NWPPC 2021 Plan measure workbook Res-Dishwasher-2021P_v2_gas, for the measure ENERGY STAR Dishwasher |  | 100% | 9.9% | 100% | 1 | 0 | 2.1741 | See source workbook for details. Includes PSE NEI data where applicable. | NWPPC 2021 Plan measure workbook Res-Dishwasher-2021P_v2_gas, for the measure ENERGY STAR Dishwasher | System | System
King County | Single Family - Highly Impacted | Water Heat LE 55 Gal | New | ENERGY STAR Dishwasher | Dishwasher | 0 | 2024 | 2050 | 0.81824 | per Home | 0 | 0 | 15 | NWPPC 2021 Plan measure workbook Res-Dishwasher-2021P_v2_gas, for the measure ENERGY STAR Dishwasher | 1.389 | 0.9115% | NWPPC 2021 Plan measure workbook Res-Dishwasher-2021P_v2_gas, for the measure ENERGY STAR Dishwasher | 0.61133 | NWPPC 2021 Plan measure workbook Res-Dishwasher-2021P_v2_gas, for the measure ENERGY STAR Dishwasher | 0 | Incremental | 0 | 0 | 0 | 49.9748 | 0 | 0 | 0 | See 'Measure Equipment Cost Source' | NWPPC 2021 Plan measure workbook Res-Dishwasher-2021P_v2_gas, for the measure ENERGY STAR Dishwasher |  | 100% | 9.9% | 100% | 1 | 0 | 2.1741 | See source workbook for details. Includes PSE NEI data where applicable. | NWPPC 2021 Plan measure workbook Res-Dishwasher-2021P_v2_gas, for the measure ENERGY STAR Dishwasher | System | System
King County | Single Family - Highly Impacted | Water Heat GT 55 Gal | Existing | ENERGY STAR Dishwasher | Dishwasher | 0 | 2024 | 2050 | 0.81824 | per Home | 0 | 0 | 15 | NWPPC 2021 Plan measure workbook Res-Dishwasher-2021P_v2_gas, for the measure ENERGY STAR Dishwasher | 1.2234 | 0.9115% | NWPPC 2021 Plan measure workbook Res-Dishwasher-2021P_v2_gas, for the measure ENERGY STAR Dishwasher | 0.61133 | NWPPC 2021 Plan measure workbook Res-Dishwasher-2021P_v2_gas, for the measure ENERGY STAR Dishwasher | 0 | Incremental | 0 | 0 | 0 | 49.9748 | 0 | 0 | 0 | See 'Measure Equipment Cost Source' | NWPPC 2021 Plan measure workbook Res-Dishwasher-2021P_v2_gas, for the measure ENERGY STAR Dishwasher |  | 100% | 9.9% | 100% | 1 | 0 | 2.1741 | See source workbook for details. Includes PSE NEI data where applicable. | NWPPC 2021 Plan measure workbook Res-Dishwasher-2021P_v2_gas, for the measure ENERGY STAR Dishwasher | System | System
King County | Single Family - Highly Impacted | Water Heat GT 55 Gal | New | ENERGY STAR Dishwasher | Dishwasher | 0 | 2024 | 2050 | 0.81824 | per Home | 0 | 0 | 15 | NWPPC 2021 Plan measure workbook Res-Dishwasher-2021P_v2_gas, for the measure ENERGY STAR Dishwasher | 1.2234 | 0.9115% | NWPPC 2021 Plan measure workbook Res-Dishwasher-2021P_v2_gas, for the measure ENERGY STAR Dishwasher | 0.61133 | NWPPC 2021 Plan measure workbook Res-Dishwasher-2021P_v2_gas, for the measure ENERGY STAR Dishwasher | 0 | Incremental | 0 | 0 | 0 | 49.9748 | 0 | 0 | 0 | See 'Measure Equipment Cost Source' | NWPPC 2021 Plan measure workbook Res-Dishwasher-2021P_v2_gas, for the measure ENERGY STAR Dishwasher |  | 100% | 9.9% | 100% | 1 | 0 | 2.1741 | See source workbook for details. Includes PSE NEI data where applicable. | NWPPC 2021 Plan measure workbook Res-Dishwasher-2021P_v2_gas, for the measure ENERGY STAR Dishwasher | System | System
King County | Multifamily | Water Heat LE 55 Gal | Existing | ENERGY STAR Dishwasher | Dishwasher | 0 | 2024 | 2050 | 0.70661 | per Home | 0 | 0 | 15 | NWPPC 2021 Plan measure workbook Res-Dishwasher-2021P_v2_gas, for the measure ENERGY STAR Dishwasher | 1.0115 | 0.7871% | NWPPC 2021 Plan measure workbook Res-Dishwasher-2021P_v2_gas, for the measure ENERGY STAR Dishwasher | 0.52793 | NWPPC 2021 Plan measure workbook Res-Dishwasher-2021P_v2_gas, for the measure ENERGY STAR Dishwasher | 0 | Incremental | 0 | 0 | 0 | 43.1569 | 0 | 0 | 0 | See 'Measure Equipment Cost Source' | NWPPC 2021 Plan measure workbook Res-Dishwasher-2021P_v2_gas, for the measure ENERGY STAR Dishwasher |  | 100% | 9.9% | 100% | 1 | 0 | 1.8775 | See source workbook for details. Includes PSE NEI data where applicable. | NWPPC 2021 Plan measure workbook Res-Dishwasher-2021P_v2_gas, for the measure ENERGY STAR Dishwasher | System | System
King County | Multifamily | Water Heat LE 55 Gal | New | ENERGY STAR Dishwasher | Dishwasher | 0 | 2024 | 2050 | 0.70661 | per Home | 0 | 0 | 15 | NWPPC 2021 Plan measure workbook Res-Dishwasher-2021P_v2_gas, for the measure ENERGY STAR Dishwasher | 0.97513 | 0.7871% | NWPPC 2021 Plan measure workbook Res-Dishwasher-2021P_v2_gas, for the measure ENERGY STAR Dishwasher | 0.52793 | NWPPC 2021 Plan measure workbook Res-Dishwasher-2021P_v2_gas, for the measure ENERGY STAR Dishwasher | 0 | Incremental | 0 | 0 | 0 | 43.1569 | 0 | 0 | 0 | See 'Measure Equipment Cost Source' | NWPPC 2021 Plan measure workbook Res-Dishwasher-2021P_v2_gas, for the measure ENERGY STAR Dishwasher |  | 100% | 9.9% | 100% | 1 | 0 | 1.8775 | See source workbook for details. Includes PSE NEI data where applicable. | NWPPC 2021 Plan measure workbook Res-Dishwasher-2021P_v2_gas, for the measure ENERGY STAR Dishwasher | System | System
King County | Multifamily | Water Heat GT 55 Gal | Existing | ENERGY STAR Dishwasher | Dishwasher | 0 | 2024 | 2050 | 0.70661 | per Home | 0 | 0 | 15 | NWPPC 2021 Plan measure workbook Res-Dishwasher-2021P_v2_gas, for the measure ENERGY STAR Dishwasher | 0.85889 | 0.7871% | NWPPC 2021 Plan measure workbook Res-Dishwasher-2021P_v2_gas, for the measure ENERGY STAR Dishwasher | 0.52793 | NWPPC 2021 Plan measure workbook Res-Dishwasher-2021P_v2_gas, for the measure ENERGY STAR Dishwasher | 0 | Incremental | 0 | 0 | 0 | 43.1569 | 0 | 0 | 0 | See 'Measure Equipment Cost Source' | NWPPC 2021 Plan measure workbook Res-Dishwasher-2021P_v2_gas, for the measure ENERGY STAR Dishwasher |  | 100% | 9.9% | 100% | 1 | 0 | 1.8775 | See source workbook for details. Includes PSE NEI data where applicable. | NWPPC 2021 Plan measure workbook Res-Dishwasher-2021P_v2_gas, for the measure ENERGY STAR Dishwasher | System | System
King County | Multifamily | Water Heat GT 55 Gal | New | ENERGY STAR Dishwasher | Dishwasher | 0 | 2024 | 2050 | 0.70661 | per Home | 0 | 0 | 15 | NWPPC 2021 Plan measure workbook Res-Dishwasher-2021P_v2_gas, for the measure ENERGY STAR Dishwasher | 0.85889 | 0.7871% | NWPPC 2021 Plan measure workbook Res-Dishwasher-2021P_v2_gas, for the measure ENERGY STAR Dishwasher | 0.52793 | NWPPC 2021 Plan measure workbook Res-Dishwasher-2021P_v2_gas, for the measure ENERGY STAR Dishwasher | 0 | Incremental | 0 | 0 | 0 | 43.1569 | 0 | 0 | 0 | See 'Measure Equipment Cost Source' | NWPPC 2021 Plan measure workbook Res-Dishwasher-2021P_v2_gas, for the measure ENERGY STAR Dishwasher |  | 100% | 9.9% | 100% | 1 | 0 | 1.8775 | See source workbook for details. Includes PSE NEI data where applicable. | NWPPC 2021 Plan measure workbook Res-Dishwasher-2021P_v2_gas, for the measure ENERGY STAR Dishwasher | System | System
King County | Multifamily - Highly Impacted | Water Heat LE 55 Gal | Existing | ENERGY STAR Dishwasher | Dishwasher | 0 | 2024 | 2050 | 0.70661 | per Home | 0 | 0 | 15 | NWPPC 2021 Plan measure workbook Res-Dishwasher-2021P_v2_gas, for the measure ENERGY STAR Dishwasher | 1.1387 | 0.7871% | NWPPC 2021 Plan measure workbook Res-Dishwasher-2021P_v2_gas, for the measure ENERGY STAR Dishwasher | 0.52793 | NWPPC 2021 Plan measure workbook Res-Dishwasher-2021P_v2_gas, for the measure ENERGY STAR Dishwasher | 0 | Incremental | 0 | 0 | 0 | 43.1569 | 0 | 0 | 0 | See 'Measure Equipment Cost Source' | NWPPC 2021 Plan measure workbook Res-Dishwasher-2021P_v2_gas, for the measure ENERGY STAR Dishwasher |  | 100% | 9.9% | 100% | 1 | 0 | 1.8775 | See source workbook for details. Includes PSE NEI data where applicable. | NWPPC 2021 Plan measure workbook Res-Dishwasher-2021P_v2_gas, for the measure ENERGY STAR Dishwasher | System | System
King County | Multifamily - Highly Impacted | Water Heat LE 55 Gal | New | ENERGY STAR Dishwasher | Dishwasher | 0 | 2024 | 2050 | 0.70661 | per Home | 0 | 0 | 15 | NWPPC 2021 Plan measure workbook Res-Dishwasher-2021P_v2_gas, for the measure ENERGY STAR Dishwasher | 1.0978 | 0.7871% | NWPPC 2021 Plan measure workbook Res-Dishwasher-2021P_v2_gas, for the measure ENERGY STAR Dishwasher | 0.52793 | NWPPC 2021 Plan measure workbook Res-Dishwasher-2021P_v2_gas, for the measure ENERGY STAR Dishwasher | 0 | Incremental | 0 | 0 | 0 | 43.1569 | 0 | 0 | 0 | See 'Measure Equipment Cost Source' | NWPPC 2021 Plan measure workbook Res-Dishwasher-2021P_v2_gas, for the measure ENERGY STAR Dishwasher |  | 100% | 9.9% | 100% | 1 | 0 | 1.8775 | See source workbook for details. Includes PSE NEI data where applicable. | NWPPC 2021 Plan measure workbook Res-Dishwasher-2021P_v2_gas, for the measure ENERGY STAR Dishwasher | System | System
King County | Multifamily - Highly Impacted | Water Heat GT 55 Gal | Existing | ENERGY STAR Dishwasher | Dishwasher | 0 | 2024 | 2050 | 0.70661 | per Home | 0 | 0 | 15 | NWPPC 2021 Plan measure workbook Res-Dishwasher-2021P_v2_gas, for the measure ENERGY STAR Dishwasher | 0.9669 | 0.7871% | NWPPC 2021 Plan measure workbook Res-Dishwasher-2021P_v2_gas, for the measure ENERGY STAR Dishwasher | 0.52793 | NWPPC 2021 Plan measure workbook Res-Dishwasher-2021P_v2_gas, for the measure ENERGY STAR Dishwasher | 0 | Incremental | 0 | 0 | 0 | 43.1569 | 0 | 0 | 0 | See 'Measure Equipment Cost Source' | NWPPC 2021 Plan measure workbook Res-Dishwasher-2021P_v2_gas, for the measure ENERGY STAR Dishwasher |  | 100% | 9.9% | 100% | 1 | 0 | 1.8775 | See source workbook for details. Includes PSE NEI data where applicable. | NWPPC 2021 Plan measure workbook Res-Dishwasher-2021P_v2_gas, for the measure ENERGY STAR Dishwasher | System | System
King County | Multifamily - Highly Impacted | Water Heat GT 55 Gal | New | ENERGY STAR Dishwasher | Dishwasher | 0 | 2024 | 2050 | 0.70661 | per Home | 0 | 0 | 15 | NWPPC 2021 Plan measure workbook Res-Dishwasher-2021P_v2_gas, for the measure ENERGY STAR Dishwasher | 0.9669 | 0.7871% | NWPPC 2021 Plan measure workbook Res-Dishwasher-2021P_v2_gas, for the measure ENERGY STAR Dishwasher | 0.52793 | NWPPC 2021 Plan measure workbook Res-Dishwasher-2021P_v2_gas, for the measure ENERGY STAR Dishwasher | 0 | Incremental | 0 | 0 | 0 | 43.1569 | 0 | 0 | 0 | See 'Measure Equipment Cost Source' | NWPPC 2021 Plan measure workbook Res-Dishwasher-2021P_v2_gas, for the measure ENERGY STAR Dishwasher |  | 100% | 9.9% | 100% | 1 | 0 | 1.8775 | See source workbook for details. Includes PSE NEI data where applicable. | NWPPC 2021 Plan measure workbook Res-Dishwasher-2021P_v2_gas, for the measure ENERGY STAR Dishwasher | System | System
King County | Manufactured | Water Heat LE 55 Gal | Existing | ENERGY STAR Dishwasher | Dishwasher | 0 | 2024 | 2050 | 0.59716 | per Home | 0 | 0 | 15 | NWPPC 2021 Plan measure workbook Res-Dishwasher-2021P_v2_gas, for the measure ENERGY STAR Dishwasher | 1.0669 | 0.6652% | NWPPC 2021 Plan measure workbook Res-Dishwasher-2021P_v2_gas, for the measure ENERGY STAR Dishwasher | 0.44615 | NWPPC 2021 Plan measure workbook Res-Dishwasher-2021P_v2_gas, for the measure ENERGY STAR Dishwasher | 0 | Incremental | 0 | 0 | 0 | 36.4721 | 0 | 0 | 0 | See 'Measure Equipment Cost Source' | NWPPC 2021 Plan measure workbook Res-Dishwasher-2021P_v2_gas, for the measure ENERGY STAR Dishwasher |  | 100% | 9.9% | 100% | 1 | 0 | 1.5867 | See source workbook for details. Includes PSE NEI data where applicable. | NWPPC 2021 Plan measure workbook Res-Dishwasher-2021P_v2_gas, for the measure ENERGY STAR Dishwasher | System | System
King County | Manufactured | Water Heat LE 55 Gal | New | ENERGY STAR Dishwasher | Dishwasher | 0 | 2024 | 2050 | 0.59716 | per Home | 0 | 0 | 15 | NWPPC 2021 Plan measure workbook Res-Dishwasher-2021P_v2_gas, for the measure ENERGY STAR Dishwasher | 1.0286 | 0.6652% | NWPPC 2021 Plan measure workbook Res-Dishwasher-2021P_v2_gas, for the measure ENERGY STAR Dishwasher | 0.44615 | NWPPC 2021 Plan measure workbook Res-Dishwasher-2021P_v2_gas, for the measure ENERGY STAR Dishwasher | 0 | Incremental | 0 | 0 | 0 | 36.4721 | 0 | 0 | 0 | See 'Measure Equipment Cost Source' | NWPPC 2021 Plan measure workbook Res-Dishwasher-2021P_v2_gas, for the measure ENERGY STAR Dishwasher |  | 100% | 9.9% | 100% | 1 | 0 | 1.5867 | See source workbook for details. Includes PSE NEI data where applicable. | NWPPC 2021 Plan measure workbook Res-Dishwasher-2021P_v2_gas, for the measure ENERGY STAR Dishwasher | System | System
King County | Manufactured | Water Heat GT 55 Gal | Existing | ENERGY STAR Dishwasher | Dishwasher | 0 | 2024 | 2050 | 0.59716 | per Home | 0 | 0 | 15 | NWPPC 2021 Plan measure workbook Res-Dishwasher-2021P_v2_gas, for the measure ENERGY STAR Dishwasher | 0.90595 | 0.6652% | NWPPC 2021 Plan measure workbook Res-Dishwasher-2021P_v2_gas, for the measure ENERGY STAR Dishwasher | 0.44615 | NWPPC 2021 Plan measure workbook Res-Dishwasher-2021P_v2_gas, for the measure ENERGY STAR Dishwasher | 0 | Incremental | 0 | 0 | 0 | 36.4721 | 0 | 0 | 0 | See 'Measure Equipment Cost Source' | NWPPC 2021 Plan measure workbook Res-Dishwasher-2021P_v2_gas, for the measure ENERGY STAR Dishwasher |  | 100% | 9.9% | 100% | 1 | 0 | 1.5867 | See source workbook for details. Includes PSE NEI data where applicable. | NWPPC 2021 Plan measure workbook Res-Dishwasher-2021P_v2_gas, for the measure ENERGY STAR Dishwasher | System | System
King County | Manufactured | Water Heat GT 55 Gal | New | ENERGY STAR Dishwasher | Dishwasher | 0 | 2024 | 2050 | 0.59716 | per Home | 0 | 0 | 15 | NWPPC 2021 Plan measure workbook Res-Dishwasher-2021P_v2_gas, for the measure ENERGY STAR Dishwasher | 0.90595 | 0.6652% | NWPPC 2021 Plan measure workbook Res-Dishwasher-2021P_v2_gas, for the measure ENERGY STAR Dishwasher | 0.44615 | NWPPC 2021 Plan measure workbook Res-Dishwasher-2021P_v2_gas, for the measure ENERGY STAR Dishwasher | 0 | Incremental | 0 | 0 | 0 | 36.4721 | 0 | 0 | 0 | See 'Measure Equipment Cost Source' | NWPPC 2021 Plan measure workbook Res-Dishwasher-2021P_v2_gas, for the measure ENERGY STAR Dishwasher |  | 100% | 9.9% | 100% | 1 | 0 | 1.5867 | See source workbook for details. Includes PSE NEI data where applicable. | NWPPC 2021 Plan measure workbook Res-Dishwasher-2021P_v2_gas, for the measure ENERGY STAR Dishwasher | System | System
King County | Manufactured - Highly Impacted | Water Heat LE 55 Gal | Existing | ENERGY STAR Dishwasher | Dishwasher | 0 | 2024 | 2050 | 0.59716 | per Home | 0 | 0 | 15 | NWPPC 2021 Plan measure workbook Res-Dishwasher-2021P_v2_gas, for the measure ENERGY STAR Dishwasher | 0.90968 | 0.6652% | NWPPC 2021 Plan measure workbook Res-Dishwasher-2021P_v2_gas, for the measure ENERGY STAR Dishwasher | 0.44615 | NWPPC 2021 Plan measure workbook Res-Dishwasher-2021P_v2_gas, for the measure ENERGY STAR Dishwasher | 0 | Incremental | 0 | 0 | 0 | 36.4721 | 0 | 0 | 0 | See 'Measure Equipment Cost Source' | NWPPC 2021 Plan measure workbook Res-Dishwasher-2021P_v2_gas, for the measure ENERGY STAR Dishwasher |  | 100% | 9.9% | 100% | 1 | 0 | 1.5867 | See source workbook for details. Includes PSE NEI data where applicable. | NWPPC 2021 Plan measure workbook Res-Dishwasher-2021P_v2_gas, for the measure ENERGY STAR Dishwasher | System | System
King County | Manufactured - Highly Impacted | Water Heat LE 55 Gal | New | ENERGY STAR Dishwasher | Dishwasher | 0 | 2024 | 2050 | 0.59716 | per Home | 0 | 0 | 15 | NWPPC 2021 Plan measure workbook Res-Dishwasher-2021P_v2_gas, for the measure ENERGY STAR Dishwasher | 0.87697 | 0.6652% | NWPPC 2021 Plan measure workbook Res-Dishwasher-2021P_v2_gas, for the measure ENERGY STAR Dishwasher | 0.44615 | NWPPC 2021 Plan measure workbook Res-Dishwasher-2021P_v2_gas, for the measure ENERGY STAR Dishwasher | 0 | Incremental | 0 | 0 | 0 | 36.4721 | 0 | 0 | 0 | See 'Measure Equipment Cost Source' | NWPPC 2021 Plan measure workbook Res-Dishwasher-2021P_v2_gas, for the measure ENERGY STAR Dishwasher |  | 100% | 9.9% | 100% | 1 | 0 | 1.5867 | See source workbook for details. Includes PSE NEI data where applicable. | NWPPC 2021 Plan measure workbook Res-Dishwasher-2021P_v2_gas, for the measure ENERGY STAR Dishwasher | System | System
King County | Manufactured - Highly Impacted | Water Heat GT 55 Gal | Existing | ENERGY STAR Dishwasher | Dishwasher | 0 | 2024 | 2050 | 0.59716 | per Home | 0 | 0 | 15 | NWPPC 2021 Plan measure workbook Res-Dishwasher-2021P_v2_gas, for the measure ENERGY STAR Dishwasher | 0.77243 | 0.6652% | NWPPC 2021 Plan measure workbook Res-Dishwasher-2021P_v2_gas, for the measure ENERGY STAR Dishwasher | 0.44615 | NWPPC 2021 Plan measure workbook Res-Dishwasher-2021P_v2_gas, for the measure ENERGY STAR Dishwasher | 0 | Incremental | 0 | 0 | 0 | 36.4721 | 0 | 0 | 0 | See 'Measure Equipment Cost Source' | NWPPC 2021 Plan measure workbook Res-Dishwasher-2021P_v2_gas, for the measure ENERGY STAR Dishwasher |  | 100% | 9.9% | 100% | 1 | 0 | 1.5867 | See source workbook for details. Includes PSE NEI data where applicable. | NWPPC 2021 Plan measure workbook Res-Dishwasher-2021P_v2_gas, for the measure ENERGY STAR Dishwasher | System | System
King County | Manufactured - Highly Impacted | Water Heat GT 55 Gal | New | ENERGY STAR Dishwasher | Dishwasher | 0 | 2024 | 2050 | 0.59716 | per Home | 0 | 0 | 15 | NWPPC 2021 Plan measure workbook Res-Dishwasher-2021P_v2_gas, for the measure ENERGY STAR Dishwasher | 0.77243 | 0.6652% | NWPPC 2021 Plan measure workbook Res-Dishwasher-2021P_v2_gas, for the measure ENERGY STAR Dishwasher | 0.44615 | NWPPC 2021 Plan measure workbook Res-Dishwasher-2021P_v2_gas, for the measure ENERGY STAR Dishwasher | 0 | Incremental | 0 | 0 | 0 | 36.4721 | 0 | 0 | 0 | See 'Measure Equipment Cost Source' | NWPPC 2021 Plan measure workbook Res-Dishwasher-2021P_v2_gas, for the measure ENERGY STAR Dishwasher |  | 100% | 9.9% | 100% | 1 | 0 | 1.5867 | See source workbook for details. Includes PSE NEI data where applicable. | NWPPC 2021 Plan measure workbook Res-Dishwasher-2021P_v2_gas, for the measure ENERGY STAR Dishwasher | System | System
King County | Single Family | Heat Central Gas Boiler | Existing | Boiler - Controls | Boiler Reset Controls | No Boiler Control | 2024 | 2050 | 1 | per Home | 0 | 1 | 5 | WI Focus on Energy 2021TRM. 2021. Boiler Control, Outside Air Temperature Reset/Cutout Control measure. Page 130. | 51.7157 | 8% | calculated based on WI Focus on Energy 2019 TRM | 0 | calculated based on WI Focus on Energy 2019 TRM | 0 | Full | 0 | 0 | 0 | 820.2497 | 0 | 0 | 0 | Existing conditions, assuming no cost | 2022 Illinois Statewide Technical Reference Manual for Energy Efficiency Version 10.0 Volume 3: Residential Measures Boiler Reset Controls page 169. Referencing Nexant. Questar DSM Market Characterization Report. August 9, 2006. |  | 100% | 40% | 100% | 1 | 0 | 0 | No applicable non-energy benefitsIncludes PSE NEI data where applicable. | No applicable non-energy benefits | System | System
King County | Single Family - Highly Impacted | Heat Central Gas Boiler | Existing | Boiler - Controls | Boiler Reset Controls | No Boiler Control | 2024 | 2050 | 1 | per Home | 0 | 1 | 5 | WI Focus on Energy 2021TRM. 2021. Boiler Control, Outside Air Temperature Reset/Cutout Control measure. Page 130. | 37.2009 | 8% | calculated based on WI Focus on Energy 2019 TRM | 0 | calculated based on WI Focus on Energy 2019 TRM | 0 | Full | 0 | 0 | 0 | 820.2497 | 0 | 0 | 0 | Existing conditions, assuming no cost | 2022 Illinois Statewide Technical Reference Manual for Energy Efficiency Version 10.0 Volume 3: Residential Measures Boiler Reset Controls page 169. Referencing Nexant. Questar DSM Market Characterization Report. August 9, 2006. |  | 100% | 40% | 100% | 1 | 0 | 0 | No applicable non-energy benefitsIncludes PSE NEI data where applicable. | No applicable non-energy benefits | System | System
King County | Multifamily | Heat Central Gas Boiler | Existing | Boiler - Controls | Boiler Reset Controls | No Boiler Control | 2024 | 2050 | 1 | per Home | 0 | 1 | 5 | WI Focus on Energy 2021TRM. 2021. Boiler Control, Outside Air Temperature Reset/Cutout Control measure. Page 130. | 34.1036 | 8% | calculated based on WI Focus on Energy 2019 TRM | 0 | calculated based on WI Focus on Energy 2019 TRM | 0 | Full | 0 | 0 | 0 | 820.2497 | 0 | 0 | 0 | Existing conditions, assuming no cost | 2022 Illinois Statewide Technical Reference Manual for Energy Efficiency Version 10.0 Volume 3: Residential Measures Boiler Reset Controls page 169. Referencing Nexant. Questar DSM Market Characterization Report. August 9, 2006. |  | 100% | 40% | 100% | 1 | 0 | 0 | No applicable non-energy benefitsIncludes PSE NEI data where applicable. | No applicable non-energy benefits | System | System
King County | Multifamily - Highly Impacted | Heat Central Gas Boiler | Existing | Boiler - Controls | Boiler Reset Controls | No Boiler Control | 2024 | 2050 | 1 | per Home | 0 | 1 | 5 | WI Focus on Energy 2021TRM. 2021. Boiler Control, Outside Air Temperature Reset/Cutout Control measure. Page 130. | 28.9455 | 8% | calculated based on WI Focus on Energy 2019 TRM | 0 | calculated based on WI Focus on Energy 2019 TRM | 0 | Full | 0 | 0 | 0 | 820.2497 | 0 | 0 | 0 | Existing conditions, assuming no cost | 2022 Illinois Statewide Technical Reference Manual for Energy Efficiency Version 10.0 Volume 3: Residential Measures Boiler Reset Controls page 169. Referencing Nexant. Questar DSM Market Characterization Report. August 9, 2006. |  | 100% | 40% | 100% | 1 | 0 | 0 | No applicable non-energy benefitsIncludes PSE NEI data where applicable. | No applicable non-energy benefits | System | System
King County | Manufactured | Heat Central Gas Boiler | Existing | Boiler - Controls | Boiler Reset Controls | No Boiler Control | 2024 | 2050 | 1 | per Home | 0 | 1 | 5 | WI Focus on Energy 2021TRM. 2021. Boiler Control, Outside Air Temperature Reset/Cutout Control measure. Page 130. | 46.697 | 8% | calculated based on WI Focus on Energy 2019 TRM | 0 | calculated based on WI Focus on Energy 2019 TRM | 0 | Full | 0 | 0 | 0 | 820.2497 | 0 | 0 | 0 | Existing conditions, assuming no cost | 2022 Illinois Statewide Technical Reference Manual for Energy Efficiency Version 10.0 Volume 3: Residential Measures Boiler Reset Controls page 169. Referencing Nexant. Questar DSM Market Characterization Report. August 9, 2006. |  | 100% | 40% | 100% | 1 | 0 | 0 | No applicable non-energy benefitsIncludes PSE NEI data where applicable. | No applicable non-energy benefits | System | System
King County | Manufactured - Highly Impacted | Heat Central Gas Boiler | Existing | Boiler - Controls | Boiler Reset Controls | No Boiler Control | 2024 | 2050 | 1 | per Home | 0 | 1 | 5 | WI Focus on Energy 2021TRM. 2021. Boiler Control, Outside Air Temperature Reset/Cutout Control measure. Page 130. | 36.2035 | 8% | calculated based on WI Focus on Energy 2019 TRM | 0 | calculated based on WI Focus on Energy 2019 TRM | 0 | Full | 0 | 0 | 0 | 820.2497 | 0 | 0 | 0 | Existing conditions, assuming no cost | 2022 Illinois Statewide Technical Reference Manual for Energy Efficiency Version 10.0 Volume 3: Residential Measures Boiler Reset Controls page 169. Referencing Nexant. Questar DSM Market Characterization Report. August 9, 2006. |  | 100% | 40% | 100% | 1 | 0 | 0 | No applicable non-energy benefitsIncludes PSE NEI data where applicable. | No applicable non-energy benefits | System | System
King County | Single Family | Heat Central Gas Boiler | Existing | Tune-up - Boiler | Boiler with Tune-up | Boiler with no Tune-up | 2024 | 2050 | 1 | per Home | 0 | 1 | 2 | WI Focus on Energy 2020 TRM. Boiler Tune-Up, Single Family. Page 845. | 10.3431 | 1.6% | WI Focus on Energy 2020 TRM. Boiler Tune-Up, Single Family. Page 845. | 0 | WI Focus on Energy 2020 TRM. Boiler Tune-Up, Single Family. Page 845. | 0 | Full | 0 | 0 | 0 | 158.5451 | 0 | 0 | 0 | Existing conditions, assuming no cost | Measure costs are labor costs |  | 100% | 34.32% | 100% | 1 | 0 | 0 | No applicable non-energy benefitsIncludes PSE NEI data where applicable. | No applicable non-energy benefits | System | System
King County | Single Family - Highly Impacted | Heat Central Gas Boiler | Existing | Tune-up - Boiler | Boiler with Tune-up | Boiler with no Tune-up | 2024 | 2050 | 1 | per Home | 0 | 1 | 2 | WI Focus on Energy 2020 TRM. Boiler Tune-Up, Single Family. Page 845. | 7.4402 | 1.6% | WI Focus on Energy 2020 TRM. Boiler Tune-Up, Single Family. Page 845. | 0 | WI Focus on Energy 2020 TRM. Boiler Tune-Up, Single Family. Page 845. | 0 | Full | 0 | 0 | 0 | 158.5451 | 0 | 0 | 0 | Existing conditions, assuming no cost | Measure costs are labor costs |  | 100% | 39.77% | 100% | 1 | 0 | 0 | No applicable non-energy benefitsIncludes PSE NEI data where applicable. | No applicable non-energy benefits | System | System
King County | Multifamily | Heat Central Gas Boiler | Existing | Tune-up - Boiler | Boiler with Tune-up | Boiler with no Tune-up | 2024 | 2050 | 1 | per Home | 0 | 1 | 2 | WI Focus on Energy 2020 TRM. Boiler Tune-Up, Single Family. Page 845. | 6.8207 | 1.6% | WI Focus on Energy 2020 TRM. Boiler Tune-Up, Single Family. Page 845. | 0 | WI Focus on Energy 2020 TRM. Boiler Tune-Up, Single Family. Page 845. | 0 | Full | 0 | 0 | 0 | 158.5451 | 0 | 0 | 0 | Existing conditions, assuming no cost | Measure costs are labor costs |  | 100% | 43.85% | 100% | 1 | 0 | 0 | No applicable non-energy benefitsIncludes PSE NEI data where applicable. | No applicable non-energy benefits | System | System
King County | Multifamily - Highly Impacted | Heat Central Gas Boiler | Existing | Tune-up - Boiler | Boiler with Tune-up | Boiler with no Tune-up | 2024 | 2050 | 1 | per Home | 0 | 1 | 2 | WI Focus on Energy 2020 TRM. Boiler Tune-Up, Single Family. Page 845. | 5.7891 | 1.6% | WI Focus on Energy 2020 TRM. Boiler Tune-Up, Single Family. Page 845. | 0 | WI Focus on Energy 2020 TRM. Boiler Tune-Up, Single Family. Page 845. | 0 | Full | 0 | 0 | 0 | 158.5451 | 0 | 0 | 0 | Existing conditions, assuming no cost | Measure costs are labor costs |  | 100% | 59.38% | 100% | 1 | 0 | 0 | No applicable non-energy benefitsIncludes PSE NEI data where applicable. | No applicable non-energy benefits | System | System
King County | Manufactured | Heat Central Gas Boiler | Existing | Tune-up - Boiler | Boiler with Tune-up | Boiler with no Tune-up | 2024 | 2050 | 1 | per Home | 0 | 1 | 2 | WI Focus on Energy 2020 TRM. Boiler Tune-Up, Single Family. Page 845. | 9.3394 | 1.6% | WI Focus on Energy 2020 TRM. Boiler Tune-Up, Single Family. Page 845. | 0 | WI Focus on Energy 2020 TRM. Boiler Tune-Up, Single Family. Page 845. | 0 | Full | 0 | 0 | 0 | 158.5451 | 0 | 0 | 0 | Existing conditions, assuming no cost | Measure costs are labor costs |  | 100% | 47.5% | 100% | 1 | 0 | 0 | No applicable non-energy benefitsIncludes PSE NEI data where applicable. | No applicable non-energy benefits | System | System
King County | Manufactured - Highly Impacted | Heat Central Gas Boiler | Existing | Tune-up - Boiler | Boiler with Tune-up | Boiler with no Tune-up | 2024 | 2050 | 1 | per Home | 0 | 1 | 2 | WI Focus on Energy 2020 TRM. Boiler Tune-Up, Single Family. Page 845. | 7.2407 | 1.6% | WI Focus on Energy 2020 TRM. Boiler Tune-Up, Single Family. Page 845. | 0 | WI Focus on Energy 2020 TRM. Boiler Tune-Up, Single Family. Page 845. | 0 | Full | 0 | 0 | 0 | 158.5451 | 0 | 0 | 0 | Existing conditions, assuming no cost | Measure costs are labor costs |  | 100% | 47.5% | 100% | 1 | 0 | 0 | No applicable non-energy benefitsIncludes PSE NEI data where applicable. | No applicable non-energy benefits | System | System
King County | Single Family | Heat Central Gas Furnace | Existing | Tune-up - Furnace (Gas) | Furnace with Tune-up | Furnace with no Tune-up | 2024 | 2050 | 1 | per Home | 0 | 1 | 2 | WI Focus on Energy 2020 TRM. Furnace Tune-Up, Single Family. Page 960. | 7.6277 | 1.6% | WI Focus on Energy 2020 TRM. Furnace Tune-Up, Single Family. Page 960. | 0 | WI Focus on Energy 2020 TRM. Furnace Tune-Up, Single Family. Page 960. | 0 | Full | 0 | 0 | 0 | 158.5451 | 0 | 0 | 0 | Existing conditions, assuming no cost | Measure costs are labor costs |  | 100% | 34.32% | 100% | 1 | 0 | 0 | No applicable non-energy benefitsIncludes PSE NEI data where applicable. | No applicable non-energy benefits | System | System
King County | Single Family - Highly Impacted | Heat Central Gas Furnace | Existing | Tune-up - Furnace (Gas) | Furnace with Tune-up | Furnace with no Tune-up | 2024 | 2050 | 1 | per Home | 0 | 1 | 2 | WI Focus on Energy 2020 TRM. Furnace Tune-Up, Single Family. Page 960. | 5.4869 | 1.6% | WI Focus on Energy 2020 TRM. Furnace Tune-Up, Single Family. Page 960. | 0 | WI Focus on Energy 2020 TRM. Furnace Tune-Up, Single Family. Page 960. | 0 | Full | 0 | 0 | 0 | 158.5451 | 0 | 0 | 0 | Existing conditions, assuming no cost | Measure costs are labor costs |  | 100% | 39.77% | 100% | 1 | 0 | 0 | No applicable non-energy benefitsIncludes PSE NEI data where applicable. | No applicable non-energy benefits | System | System
King County | Multifamily | Heat Central Gas Furnace | Existing | Tune-up - Furnace (Gas) | Furnace with Tune-up | Furnace with no Tune-up | 2024 | 2050 | 1 | per Home | 0 | 1 | 2 | WI Focus on Energy 2020 TRM. Furnace Tune-Up, Single Family. Page 960. | 5.03 | 1.6% | WI Focus on Energy 2020 TRM. Furnace Tune-Up, Single Family. Page 960. | 0 | WI Focus on Energy 2020 TRM. Furnace Tune-Up, Single Family. Page 960. | 0 | Full | 0 | 0 | 0 | 158.5451 | 0 | 0 | 0 | Existing conditions, assuming no cost | Measure costs are labor costs |  | 100% | 43.85% | 100% | 1 | 0 | 0 | No applicable non-energy benefitsIncludes PSE NEI data where applicable. | No applicable non-energy benefits | System | System
King County | Multifamily - Highly Impacted | Heat Central Gas Furnace | Existing | Tune-up - Furnace (Gas) | Furnace with Tune-up | Furnace with no Tune-up | 2024 | 2050 | 1 | per Home | 0 | 1 | 2 | WI Focus on Energy 2020 TRM. Furnace Tune-Up, Single Family. Page 960. | 4.2692 | 1.6% | WI Focus on Energy 2020 TRM. Furnace Tune-Up, Single Family. Page 960. | 0 | WI Focus on Energy 2020 TRM. Furnace Tune-Up, Single Family. Page 960. | 0 | Full | 0 | 0 | 0 | 158.5451 | 0 | 0 | 0 | Existing conditions, assuming no cost | Measure costs are labor costs |  | 100% | 59.38% | 100% | 1 | 0 | 0 | No applicable non-energy benefitsIncludes PSE NEI data where applicable. | No applicable non-energy benefits | System | System
King County | Manufactured | Heat Central Gas Furnace | Existing | Tune-up - Furnace (Gas) | Furnace with Tune-up | Furnace with no Tune-up | 2024 | 2050 | 1 | per Home | 0 | 1 | 2 | WI Focus on Energy 2020 TRM. Furnace Tune-Up, Single Family. Page 960. | 6.8875 | 1.6% | WI Focus on Energy 2020 TRM. Furnace Tune-Up, Single Family. Page 960. | 0 | WI Focus on Energy 2020 TRM. Furnace Tune-Up, Single Family. Page 960. | 0 | Full | 0 | 0 | 0 | 158.5451 | 0 | 0 | 0 | Existing conditions, assuming no cost | Measure costs are labor costs |  | 100% | 47.5% | 100% | 1 | 0 | 0 | No applicable non-energy benefitsIncludes PSE NEI data where applicable. | No applicable non-energy benefits | System | System
King County | Manufactured - Highly Impacted | Heat Central Gas Furnace | Existing | Tune-up - Furnace (Gas) | Furnace with Tune-up | Furnace with no Tune-up | 2024 | 2050 | 1 | per Home | 0 | 1 | 2 | WI Focus on Energy 2020 TRM. Furnace Tune-Up, Single Family. Page 960. | 5.3397 | 1.6% | WI Focus on Energy 2020 TRM. Furnace Tune-Up, Single Family. Page 960. | 0 | WI Focus on Energy 2020 TRM. Furnace Tune-Up, Single Family. Page 960. | 0 | Full | 0 | 0 | 0 | 158.5451 | 0 | 0 | 0 | Existing conditions, assuming no cost | Measure costs are labor costs |  | 100% | 47.5% | 100% | 1 | 0 | 0 | No applicable non-energy benefitsIncludes PSE NEI data where applicable. | No applicable non-energy benefits | System | System
King County | Single Family | Water Heat LE 55 Gal | Existing | Water Heater Tank Wrap | Add R-10 Tank Wrap | No Tank Wrap | 2024 | 2050 | 1 | per Home | 0 | 1 | 7 | IA TRM Version 6 | 4.1018 | 2.267% | IA TRM Version 6: Residential Water Heater Wrap; RTFStandardInformationWorkbook_v4_5 | 0 | IA TRM Version 6: Residential Water Heater Wrap; RTFStandardInformationWorkbook_v4_5 | 0 | Full | 0 | 0 | 0 | 59.2054 | 0 | 0 | 0 | IA TRM Version 6: Residential Water Heater Wrap | IA TRM Version 6: Residential Water Heater Wrap |  | 100% | 49.89% | 100% | 1 | 0 | 0 | No applicable non-energy benefitsIncludes PSE NEI data where applicable. | No applicable non-energy benefits | System | System
King County | Single Family | Water Heat LE 55 Gal | New | Water Heater Tank Wrap | Add R-10 Tank Wrap | No Tank Wrap | 2024 | 2050 | 1 | per Home | 0 | 1 | 7 | IA TRM Version 6 | 4.1018 | 2.351% | IA TRM Version 6: Residential Water Heater Wrap; RTFStandardInformationWorkbook_v4_5 | 0 | IA TRM Version 6: Residential Water Heater Wrap; RTFStandardInformationWorkbook_v4_5 | 0 | Full | 0 | 0 | 0 | 59.2054 | 0 | 0 | 0 | IA TRM Version 6: Residential Water Heater Wrap | IA TRM Version 6: Residential Water Heater Wrap |  | 100% | 49.89% | 100% | 1 | 0 | 0 | No applicable non-energy benefitsIncludes PSE NEI data where applicable. | No applicable non-energy benefits | System | System
King County | Single Family | Water Heat GT 55 Gal | Existing | Water Heater Tank Wrap | Add R-10 Tank Wrap | No Tank Wrap | 2024 | 2050 | 1 | per Home | 0 | 1 | 7 | IA TRM Version 6 | 4.2268 | 2.751% | IA TRM Version 6: Residential Water Heater Wrap; RTFStandardInformationWorkbook_v4_5 | 0 | IA TRM Version 6: Residential Water Heater Wrap; RTFStandardInformationWorkbook_v4_5 | 0 | Full | 0 | 0 | 0 | 59.2054 | 0 | 0 | 0 | IA TRM Version 6: Residential Water Heater Wrap | IA TRM Version 6: Residential Water Heater Wrap |  | 100% | 49.89% | 100% | 1 | 0 | 0 | No applicable non-energy benefitsIncludes PSE NEI data where applicable. | No applicable non-energy benefits | System | System
King County | Single Family | Water Heat GT 55 Gal | New | Water Heater Tank Wrap | Add R-10 Tank Wrap | No Tank Wrap | 2024 | 2050 | 1 | per Home | 0 | 1 | 7 | IA TRM Version 6 | 4.2268 | 2.751% | IA TRM Version 6: Residential Water Heater Wrap; RTFStandardInformationWorkbook_v4_5 | 0 | IA TRM Version 6: Residential Water Heater Wrap; RTFStandardInformationWorkbook_v4_5 | 0 | Full | 0 | 0 | 0 | 59.2054 | 0 | 0 | 0 | IA TRM Version 6: Residential Water Heater Wrap | IA TRM Version 6: Residential Water Heater Wrap |  | 100% | 49.89% | 100% | 1 | 0 | 0 | No applicable non-energy benefitsIncludes PSE NEI data where applicable. | No applicable non-energy benefits | System | System
King County | Single Family - Highly Impacted | Water Heat LE 55 Gal | Existing | Water Heater Tank Wrap | Add R-10 Tank Wrap | No Tank Wrap | 2024 | 2050 | 1 | per Home | 0 | 1 | 7 | IA TRM Version 6 | 4.1018 | 2.595% | IA TRM Version 6: Residential Water Heater Wrap; RTFStandardInformationWorkbook_v4_5 | 0 | IA TRM Version 6: Residential Water Heater Wrap; RTFStandardInformationWorkbook_v4_5 | 0 | Full | 0 | 0 | 0 | 59.2054 | 0 | 0 | 0 | IA TRM Version 6: Residential Water Heater Wrap | IA TRM Version 6: Residential Water Heater Wrap |  | 100% | 53.72% | 100% | 1 | 0 | 0 | No applicable non-energy benefitsIncludes PSE NEI data where applicable. | No applicable non-energy benefits | System | System
King County | Single Family - Highly Impacted | Water Heat LE 55 Gal | New | Water Heater Tank Wrap | Add R-10 Tank Wrap | No Tank Wrap | 2024 | 2050 | 1 | per Home | 0 | 1 | 7 | IA TRM Version 6 | 4.1018 | 2.692% | IA TRM Version 6: Residential Water Heater Wrap; RTFStandardInformationWorkbook_v4_5 | 0 | IA TRM Version 6: Residential Water Heater Wrap; RTFStandardInformationWorkbook_v4_5 | 0 | Full | 0 | 0 | 0 | 59.2054 | 0 | 0 | 0 | IA TRM Version 6: Residential Water Heater Wrap | IA TRM Version 6: Residential Water Heater Wrap |  | 100% | 53.72% | 100% | 1 | 0 | 0 | No applicable non-energy benefitsIncludes PSE NEI data where applicable. | No applicable non-energy benefits | System | System
King County | Single Family - Highly Impacted | Water Heat GT 55 Gal | Existing | Water Heater Tank Wrap | Add R-10 Tank Wrap | No Tank Wrap | 2024 | 2050 | 1 | per Home | 0 | 1 | 7 | IA TRM Version 6 | 4.2268 | 3.149% | IA TRM Version 6: Residential Water Heater Wrap; RTFStandardInformationWorkbook_v4_5 | 0 | IA TRM Version 6: Residential Water Heater Wrap; RTFStandardInformationWorkbook_v4_5 | 0 | Full | 0 | 0 | 0 | 59.2054 | 0 | 0 | 0 | IA TRM Version 6: Residential Water Heater Wrap | IA TRM Version 6: Residential Water Heater Wrap |  | 100% | 53.72% | 100% | 1 | 0 | 0 | No applicable non-energy benefitsIncludes PSE NEI data where applicable. | No applicable non-energy benefits | System | System
King County | Single Family - Highly Impacted | Water Heat GT 55 Gal | New | Water Heater Tank Wrap | Add R-10 Tank Wrap | No Tank Wrap | 2024 | 2050 | 1 | per Home | 0 | 1 | 7 | IA TRM Version 6 | 4.2268 | 3.149% | IA TRM Version 6: Residential Water Heater Wrap; RTFStandardInformationWorkbook_v4_5 | 0 | IA TRM Version 6: Residential Water Heater Wrap; RTFStandardInformationWorkbook_v4_5 | 0 | Full | 0 | 0 | 0 | 59.2054 | 0 | 0 | 0 | IA TRM Version 6: Residential Water Heater Wrap | IA TRM Version 6: Residential Water Heater Wrap |  | 100% | 53.72% | 100% | 1 | 0 | 0 | No applicable non-energy benefitsIncludes PSE NEI data where applicable. | No applicable non-energy benefits | System | System
King County | Multifamily | Water Heat LE 55 Gal | Existing | Water Heater Tank Wrap | Add R-10 Tank Wrap | No Tank Wrap | 2024 | 2050 | 1 | per Home | 0 | 1 | 7 | IA TRM Version 6 | 4.1018 | 3.192% | IA TRM Version 6: Residential Water Heater Wrap; RTFStandardInformationWorkbook_v4_5 | 0 | IA TRM Version 6: Residential Water Heater Wrap; RTFStandardInformationWorkbook_v4_5 | 0 | Full | 0 | 0 | 0 | 59.2054 | 0 | 0 | 0 | IA TRM Version 6: Residential Water Heater Wrap | IA TRM Version 6: Residential Water Heater Wrap |  | 100% | 48.72% | 100% | 1 | 0 | 0 | No applicable non-energy benefitsIncludes PSE NEI data where applicable. | No applicable non-energy benefits | System | System
King County | Multifamily | Water Heat LE 55 Gal | New | Water Heater Tank Wrap | Add R-10 Tank Wrap | No Tank Wrap | 2024 | 2050 | 1 | per Home | 0 | 1 | 7 | IA TRM Version 6 | 4.1018 | 3.311% | IA TRM Version 6: Residential Water Heater Wrap; RTFStandardInformationWorkbook_v4_5 | 0 | IA TRM Version 6: Residential Water Heater Wrap; RTFStandardInformationWorkbook_v4_5 | 0 | Full | 0 | 0 | 0 | 59.2054 | 0 | 0 | 0 | IA TRM Version 6: Residential Water Heater Wrap | IA TRM Version 6: Residential Water Heater Wrap |  | 100% | 48.72% | 100% | 1 | 0 | 0 | No applicable non-energy benefitsIncludes PSE NEI data where applicable. | No applicable non-energy benefits | System | System
King County | Multifamily | Water Heat GT 55 Gal | Existing | Water Heater Tank Wrap | Add R-10 Tank Wrap | No Tank Wrap | 2024 | 2050 | 1 | per Home | 0 | 1 | 7 | IA TRM Version 6 | 4.2268 | 3.874% | IA TRM Version 6: Residential Water Heater Wrap; RTFStandardInformationWorkbook_v4_5 | 0 | IA TRM Version 6: Residential Water Heater Wrap; RTFStandardInformationWorkbook_v4_5 | 0 | Full | 0 | 0 | 0 | 59.2054 | 0 | 0 | 0 | IA TRM Version 6: Residential Water Heater Wrap | IA TRM Version 6: Residential Water Heater Wrap |  | 100% | 48.72% | 100% | 1 | 0 | 0 | No applicable non-energy benefitsIncludes PSE NEI data where applicable. | No applicable non-energy benefits | System | System
King County | Multifamily | Water Heat GT 55 Gal | New | Water Heater Tank Wrap | Add R-10 Tank Wrap | No Tank Wrap | 2024 | 2050 | 1 | per Home | 0 | 1 | 7 | IA TRM Version 6 | 4.2268 | 3.874% | IA TRM Version 6: Residential Water Heater Wrap; RTFStandardInformationWorkbook_v4_5 | 0 | IA TRM Version 6: Residential Water Heater Wrap; RTFStandardInformationWorkbook_v4_5 | 0 | Full | 0 | 0 | 0 | 59.2054 | 0 | 0 | 0 | IA TRM Version 6: Residential Water Heater Wrap | IA TRM Version 6: Residential Water Heater Wrap |  | 100% | 48.72% | 100% | 1 | 0 | 0 | No applicable non-energy benefitsIncludes PSE NEI data where applicable. | No applicable non-energy benefits | System | System
King County | Multifamily - Highly Impacted | Water Heat LE 55 Gal | Existing | Water Heater Tank Wrap | Add R-10 Tank Wrap | No Tank Wrap | 2024 | 2050 | 1 | per Home | 0 | 1 | 7 | IA TRM Version 6 | 4.1018 | 2.835% | IA TRM Version 6: Residential Water Heater Wrap; RTFStandardInformationWorkbook_v4_5 | 0 | IA TRM Version 6: Residential Water Heater Wrap; RTFStandardInformationWorkbook_v4_5 | 0 | Full | 0 | 0 | 0 | 59.2054 | 0 | 0 | 0 | IA TRM Version 6: Residential Water Heater Wrap | IA TRM Version 6: Residential Water Heater Wrap |  | 100% | 23.75% | 100% | 1 | 0 | 0 | No applicable non-energy benefitsIncludes PSE NEI data where applicable. | No applicable non-energy benefits | System | System
King County | Multifamily - Highly Impacted | Water Heat LE 55 Gal | New | Water Heater Tank Wrap | Add R-10 Tank Wrap | No Tank Wrap | 2024 | 2050 | 1 | per Home | 0 | 1 | 7 | IA TRM Version 6 | 4.1018 | 2.941% | IA TRM Version 6: Residential Water Heater Wrap; RTFStandardInformationWorkbook_v4_5 | 0 | IA TRM Version 6: Residential Water Heater Wrap; RTFStandardInformationWorkbook_v4_5 | 0 | Full | 0 | 0 | 0 | 59.2054 | 0 | 0 | 0 | IA TRM Version 6: Residential Water Heater Wrap | IA TRM Version 6: Residential Water Heater Wrap |  | 100% | 23.75% | 100% | 1 | 0 | 0 | No applicable non-energy benefitsIncludes PSE NEI data where applicable. | No applicable non-energy benefits | System | System
King County | Multifamily - Highly Impacted | Water Heat GT 55 Gal | Existing | Water Heater Tank Wrap | Add R-10 Tank Wrap | No Tank Wrap | 2024 | 2050 | 1 | per Home | 0 | 1 | 7 | IA TRM Version 6 | 4.2268 | 3.441% | IA TRM Version 6: Residential Water Heater Wrap; RTFStandardInformationWorkbook_v4_5 | 0 | IA TRM Version 6: Residential Water Heater Wrap; RTFStandardInformationWorkbook_v4_5 | 0 | Full | 0 | 0 | 0 | 59.2054 | 0 | 0 | 0 | IA TRM Version 6: Residential Water Heater Wrap | IA TRM Version 6: Residential Water Heater Wrap |  | 100% | 23.75% | 100% | 1 | 0 | 0 | No applicable non-energy benefitsIncludes PSE NEI data where applicable. | No applicable non-energy benefits | System | System
King County | Multifamily - Highly Impacted | Water Heat GT 55 Gal | New | Water Heater Tank Wrap | Add R-10 Tank Wrap | No Tank Wrap | 2024 | 2050 | 1 | per Home | 0 | 1 | 7 | IA TRM Version 6 | 4.2268 | 3.441% | IA TRM Version 6: Residential Water Heater Wrap; RTFStandardInformationWorkbook_v4_5 | 0 | IA TRM Version 6: Residential Water Heater Wrap; RTFStandardInformationWorkbook_v4_5 | 0 | Full | 0 | 0 | 0 | 59.2054 | 0 | 0 | 0 | IA TRM Version 6: Residential Water Heater Wrap | IA TRM Version 6: Residential Water Heater Wrap |  | 100% | 23.75% | 100% | 1 | 0 | 0 | No applicable non-energy benefitsIncludes PSE NEI data where applicable. | No applicable non-energy benefits | System | System
King County | Manufactured | Water Heat LE 55 Gal | Existing | Water Heater Tank Wrap | Add R-10 Tank Wrap | No Tank Wrap | 2024 | 2050 | 1 | per Home | 0 | 1 | 7 | IA TRM Version 6 | 4.1018 | 2.557% | IA TRM Version 6: Residential Water Heater Wrap; RTFStandardInformationWorkbook_v4_5 | 0 | IA TRM Version 6: Residential Water Heater Wrap; RTFStandardInformationWorkbook_v4_5 | 0 | Full | 0 | 0 | 0 | 59.2054 | 0 | 0 | 0 | IA TRM Version 6: Residential Water Heater Wrap | IA TRM Version 6: Residential Water Heater Wrap |  | 100% | 44.71% | 100% | 1 | 0 | 0 | No applicable non-energy benefitsIncludes PSE NEI data where applicable. | No applicable non-energy benefits | System | System
King County | Manufactured | Water Heat LE 55 Gal | New | Water Heater Tank Wrap | Add R-10 Tank Wrap | No Tank Wrap | 2024 | 2050 | 1 | per Home | 0 | 1 | 7 | IA TRM Version 6 | 4.1018 | 2.653% | IA TRM Version 6: Residential Water Heater Wrap; RTFStandardInformationWorkbook_v4_5 | 0 | IA TRM Version 6: Residential Water Heater Wrap; RTFStandardInformationWorkbook_v4_5 | 0 | Full | 0 | 0 | 0 | 59.2054 | 0 | 0 | 0 | IA TRM Version 6: Residential Water Heater Wrap | IA TRM Version 6: Residential Water Heater Wrap |  | 100% | 44.71% | 100% | 1 | 0 | 0 | No applicable non-energy benefitsIncludes PSE NEI data where applicable. | No applicable non-energy benefits | System | System
King County | Manufactured | Water Heat GT 55 Gal | Existing | Water Heater Tank Wrap | Add R-10 Tank Wrap | No Tank Wrap | 2024 | 2050 | 1 | per Home | 0 | 1 | 7 | IA TRM Version 6 | 4.2268 | 3.104% | IA TRM Version 6: Residential Water Heater Wrap; RTFStandardInformationWorkbook_v4_5 | 0 | IA TRM Version 6: Residential Water Heater Wrap; RTFStandardInformationWorkbook_v4_5 | 0 | Full | 0 | 0 | 0 | 59.2054 | 0 | 0 | 0 | IA TRM Version 6: Residential Water Heater Wrap | IA TRM Version 6: Residential Water Heater Wrap |  | 100% | 44.71% | 100% | 1 | 0 | 0 | No applicable non-energy benefitsIncludes PSE NEI data where applicable. | No applicable non-energy benefits | System | System
King County | Manufactured | Water Heat GT 55 Gal | New | Water Heater Tank Wrap | Add R-10 Tank Wrap | No Tank Wrap | 2024 | 2050 | 1 | per Home | 0 | 1 | 7 | IA TRM Version 6 | 4.2268 | 3.104% | IA TRM Version 6: Residential Water Heater Wrap; RTFStandardInformationWorkbook_v4_5 | 0 | IA TRM Version 6: Residential Water Heater Wrap; RTFStandardInformationWorkbook_v4_5 | 0 | Full | 0 | 0 | 0 | 59.2054 | 0 | 0 | 0 | IA TRM Version 6: Residential Water Heater Wrap | IA TRM Version 6: Residential Water Heater Wrap |  | 100% | 44.71% | 100% | 1 | 0 | 0 | No applicable non-energy benefitsIncludes PSE NEI data where applicable. | No applicable non-energy benefits | System | System
King County | Manufactured - Highly Impacted | Water Heat LE 55 Gal | Existing | Water Heater Tank Wrap | Add R-10 Tank Wrap | No Tank Wrap | 2024 | 2050 | 1 | per Home | 0 | 1 | 7 | IA TRM Version 6 | 4.1018 | 2.999% | IA TRM Version 6: Residential Water Heater Wrap; RTFStandardInformationWorkbook_v4_5 | 0 | IA TRM Version 6: Residential Water Heater Wrap; RTFStandardInformationWorkbook_v4_5 | 0 | Full | 0 | 0 | 0 | 59.2054 | 0 | 0 | 0 | IA TRM Version 6: Residential Water Heater Wrap | IA TRM Version 6: Residential Water Heater Wrap |  | 100% | 44.71% | 100% | 1 | 0 | 0 | No applicable non-energy benefitsIncludes PSE NEI data where applicable. | No applicable non-energy benefits | System | System
King County | Manufactured - Highly Impacted | Water Heat LE 55 Gal | New | Water Heater Tank Wrap | Add R-10 Tank Wrap | No Tank Wrap | 2024 | 2050 | 1 | per Home | 0 | 1 | 7 | IA TRM Version 6 | 4.1018 | 3.111% | IA TRM Version 6: Residential Water Heater Wrap; RTFStandardInformationWorkbook_v4_5 | 0 | IA TRM Version 6: Residential Water Heater Wrap; RTFStandardInformationWorkbook_v4_5 | 0 | Full | 0 | 0 | 0 | 59.2054 | 0 | 0 | 0 | IA TRM Version 6: Residential Water Heater Wrap | IA TRM Version 6: Residential Water Heater Wrap |  | 100% | 44.71% | 100% | 1 | 0 | 0 | No applicable non-energy benefitsIncludes PSE NEI data where applicable. | No applicable non-energy benefits | System | System
King County | Manufactured - Highly Impacted | Water Heat GT 55 Gal | Existing | Water Heater Tank Wrap | Add R-10 Tank Wrap | No Tank Wrap | 2024 | 2050 | 1 | per Home | 0 | 1 | 7 | IA TRM Version 6 | 4.2268 | 3.64% | IA TRM Version 6: Residential Water Heater Wrap; RTFStandardInformationWorkbook_v4_5 | 0 | IA TRM Version 6: Residential Water Heater Wrap; RTFStandardInformationWorkbook_v4_5 | 0 | Full | 0 | 0 | 0 | 59.2054 | 0 | 0 | 0 | IA TRM Version 6: Residential Water Heater Wrap | IA TRM Version 6: Residential Water Heater Wrap |  | 100% | 44.71% | 100% | 1 | 0 | 0 | No applicable non-energy benefitsIncludes PSE NEI data where applicable. | No applicable non-energy benefits | System | System
King County | Manufactured - Highly Impacted | Water Heat GT 55 Gal | New | Water Heater Tank Wrap | Add R-10 Tank Wrap | No Tank Wrap | 2024 | 2050 | 1 | per Home | 0 | 1 | 7 | IA TRM Version 6 | 4.2268 | 3.64% | IA TRM Version 6: Residential Water Heater Wrap; RTFStandardInformationWorkbook_v4_5 | 0 | IA TRM Version 6: Residential Water Heater Wrap; RTFStandardInformationWorkbook_v4_5 | 0 | Full | 0 | 0 | 0 | 59.2054 | 0 | 0 | 0 | IA TRM Version 6: Residential Water Heater Wrap | IA TRM Version 6: Residential Water Heater Wrap |  | 100% | 44.71% | 100% | 1 | 0 | 0 | No applicable non-energy benefitsIncludes PSE NEI data where applicable. | No applicable non-energy benefits | System | System
King County | Single Family | Heat Central Gas Boiler | Existing | Door Air Sealing - Door Sweeps and Weather Stripping | Add Door Sweeps and Weather Stripping | No Door Sweeps and Weather Stripping | 2024 | 2050 | 2.111 | per Home | 0 | 1 | 5 | ResDoorSweep_v1_1 (assuming same EUL for weatherstrip; engineering judgement) | 16.3744 | 2.533% | RTF ResDoorSweep_v1_1; PA TRM 2021 | 8.5555 | RTF ResDoorSweep_v1_1; PA TRM 2021 | 0 | Full | 0 | 0 | 0 | 84.0202 | 0 | 0 | 0 | ResDoorSweep_v1_1; RSMeans online | ResDoorSweep_v1_1; RSMeans online |  | 100% | 51.88% | 15% | 1 | 0 | 0.77169 | No applicable non-energy benefitsIncludes PSE NEI data where applicable. | No applicable non-energy benefits | System | System
King County | Single Family | Heat Central Gas Furnace | Existing | Door Air Sealing - Door Sweeps and Weather Stripping | Add Door Sweeps and Weather Stripping | No Door Sweeps and Weather Stripping | 2024 | 2050 | 2.111 | per Home | 0 | 1 | 5 | ResDoorSweep_v1_1 (assuming same EUL for weatherstrip; engineering judgement) | 17.1931 | 3.606% | RTF ResDoorSweep_v1_1; PA TRM 2021 | 23.9595 | RTF ResDoorSweep_v1_1; PA TRM 2021 | 0 | Full | 0 | 0 | 0 | 84.0202 | 0 | 0 | 0 | ResDoorSweep_v1_1; RSMeans online | ResDoorSweep_v1_1; RSMeans online |  | 100% | 51.88% | 15% | 1 | 0 | 0.81027 | No applicable non-energy benefitsIncludes PSE NEI data where applicable. | No applicable non-energy benefits | System | System
King County | Single Family | Heat Room Gas | Existing | Door Air Sealing - Door Sweeps and Weather Stripping | Add Door Sweeps and Weather Stripping | No Door Sweeps and Weather Stripping | 2024 | 2050 | 2.111 | per Home | 0 | 1 | 5 | ResDoorSweep_v1_1 (assuming same EUL for weatherstrip; engineering judgement) | 18.3393 | 3.75% | RTF ResDoorSweep_v1_1; PA TRM 2021 | 8.1878 | RTF ResDoorSweep_v1_1; PA TRM 2021 | 0 | Full | 0 | 0 | 0 | 84.0202 | 0 | 0 | 0 | ResDoorSweep_v1_1; RSMeans online | ResDoorSweep_v1_1; RSMeans online |  | 100% | 51.88% | 15% | 1 | 0 | 0.86429 | No applicable non-energy benefitsIncludes PSE NEI data where applicable. | No applicable non-energy benefits | System | System
King County | Single Family - Highly Impacted | Heat Central Gas Boiler | Existing | Door Air Sealing - Door Sweeps and Weather Stripping | Add Door Sweeps and Weather Stripping | No Door Sweeps and Weather Stripping | 2024 | 2050 | 1.5185 | per Home | 0 | 1 | 5 | ResDoorSweep_v1_1 (assuming same EUL for weatherstrip; engineering judgement) | 11.7787 | 2.533% | RTF ResDoorSweep_v1_1; PA TRM 2021 | 6.1543 | RTF ResDoorSweep_v1_1; PA TRM 2021 | 0 | Full | 0 | 0 | 0 | 60.4387 | 0 | 0 | 0 | ResDoorSweep_v1_1; RSMeans online | ResDoorSweep_v1_1; RSMeans online |  | 100% | 51.88% | 15% | 1 | 0 | 0.77169 | No applicable non-energy benefitsIncludes PSE NEI data where applicable. | No applicable non-energy benefits | System | System
King County | Single Family - Highly Impacted | Heat Central Gas Furnace | Existing | Door Air Sealing - Door Sweeps and Weather Stripping | Add Door Sweeps and Weather Stripping | No Door Sweeps and Weather Stripping | 2024 | 2050 | 1.5185 | per Home | 0 | 1 | 5 | ResDoorSweep_v1_1 (assuming same EUL for weatherstrip; engineering judgement) | 12.3676 | 3.606% | RTF ResDoorSweep_v1_1; PA TRM 2021 | 11.3557 | RTF ResDoorSweep_v1_1; PA TRM 2021 | 0 | Full | 0 | 0 | 0 | 60.4387 | 0 | 0 | 0 | ResDoorSweep_v1_1; RSMeans online | ResDoorSweep_v1_1; RSMeans online |  | 100% | 51.88% | 15% | 1 | 0 | 0.81027 | No applicable non-energy benefitsIncludes PSE NEI data where applicable. | No applicable non-energy benefits | System | System
King County | Single Family - Highly Impacted | Heat Room Gas | Existing | Door Air Sealing - Door Sweeps and Weather Stripping | Add Door Sweeps and Weather Stripping | No Door Sweeps and Weather Stripping | 2024 | 2050 | 1.5185 | per Home | 0 | 1 | 5 | ResDoorSweep_v1_1 (assuming same EUL for weatherstrip; engineering judgement) | 13.1921 | 3.75% | RTF ResDoorSweep_v1_1; PA TRM 2021 | 2.3961 | RTF ResDoorSweep_v1_1; PA TRM 2021 | 0 | Full | 0 | 0 | 0 | 60.4387 | 0 | 0 | 0 | ResDoorSweep_v1_1; RSMeans online | ResDoorSweep_v1_1; RSMeans online |  | 100% | 51.88% | 15% | 1 | 0 | 0.86429 | No applicable non-energy benefitsIncludes PSE NEI data where applicable. | No applicable non-energy benefits | System | System
King County | Multifamily | Heat Central Gas Boiler | Existing | Door Air Sealing - Door Sweeps and Weather Stripping | Add Door Sweeps and Weather Stripping | No Door Sweeps and Weather Stripping | 2024 | 2050 | 0.93215 | per Home | 0 | 1 | 5 | ResDoorSweep_v1_1 (assuming same EUL for weatherstrip; engineering judgement) | 7.2305 | 1.696% | RTF ResDoorSweep_v1_1; PA TRM 2021 | 1.7127 | RTF ResDoorSweep_v1_1; PA TRM 2021 | 0 | Full | 0 | 0 | 0 | 37.101 | 0 | 0 | 0 | ResDoorSweep_v1_1; RSMeans online | ResDoorSweep_v1_1; RSMeans online |  | 100% | 25.94% | 15% | 1 | 0 | 0.77169 | No applicable non-energy benefitsIncludes PSE NEI data where applicable. | No applicable non-energy benefits | System | System
King County | Multifamily | Heat Central Gas Furnace | Existing | Door Air Sealing - Door Sweeps and Weather Stripping | Add Door Sweeps and Weather Stripping | No Door Sweeps and Weather Stripping | 2024 | 2050 | 0.93215 | per Home | 0 | 1 | 5 | ResDoorSweep_v1_1 (assuming same EUL for weatherstrip; engineering judgement) | 7.592 | 2.415% | RTF ResDoorSweep_v1_1; PA TRM 2021 | 13.7895 | RTF ResDoorSweep_v1_1; PA TRM 2021 | 0 | Full | 0 | 0 | 0 | 37.101 | 0 | 0 | 0 | ResDoorSweep_v1_1; RSMeans online | ResDoorSweep_v1_1; RSMeans online |  | 100% | 25.94% | 15% | 1 | 0 | 0.81027 | No applicable non-energy benefitsIncludes PSE NEI data where applicable. | No applicable non-energy benefits | System | System
King County | Multifamily | Heat Room Gas | Existing | Door Air Sealing - Door Sweeps and Weather Stripping | Add Door Sweeps and Weather Stripping | No Door Sweeps and Weather Stripping | 2024 | 2050 | 0.93215 | per Home | 0 | 1 | 5 | ResDoorSweep_v1_1 (assuming same EUL for weatherstrip; engineering judgement) | 8.0981 | 2.511% | RTF ResDoorSweep_v1_1; PA TRM 2021 | 4.0309 | RTF ResDoorSweep_v1_1; PA TRM 2021 | 0 | Full | 0 | 0 | 0 | 37.101 | 0 | 0 | 0 | ResDoorSweep_v1_1; RSMeans online | ResDoorSweep_v1_1; RSMeans online |  | 100% | 25.94% | 15% | 1 | 0 | 0.86429 | No applicable non-energy benefitsIncludes PSE NEI data where applicable. | No applicable non-energy benefits | System | System
King County | Multifamily - Highly Impacted | Heat Central Gas Boiler | Existing | Door Air Sealing - Door Sweeps and Weather Stripping | Add Door Sweeps and Weather Stripping | No Door Sweeps and Weather Stripping | 2024 | 2050 | 0.79116 | per Home | 0 | 1 | 5 | ResDoorSweep_v1_1 (assuming same EUL for weatherstrip; engineering judgement) | 6.1369 | 1.696% | RTF ResDoorSweep_v1_1; PA TRM 2021 | 1.7152 | RTF ResDoorSweep_v1_1; PA TRM 2021 | 0 | Full | 0 | 0 | 0 | 31.4896 | 0 | 0 | 0 | ResDoorSweep_v1_1; RSMeans online | ResDoorSweep_v1_1; RSMeans online |  | 100% | 25.94% | 15% | 1 | 0 | 0.77169 | No applicable non-energy benefitsIncludes PSE NEI data where applicable. | No applicable non-energy benefits | System | System
King County | Multifamily - Highly Impacted | Heat Central Gas Furnace | Existing | Door Air Sealing - Door Sweeps and Weather Stripping | Add Door Sweeps and Weather Stripping | No Door Sweeps and Weather Stripping | 2024 | 2050 | 0.79116 | per Home | 0 | 1 | 5 | ResDoorSweep_v1_1 (assuming same EUL for weatherstrip; engineering judgement) | 6.4437 | 2.415% | RTF ResDoorSweep_v1_1; PA TRM 2021 | 4.3224 | RTF ResDoorSweep_v1_1; PA TRM 2021 | 0 | Full | 0 | 0 | 0 | 31.4896 | 0 | 0 | 0 | ResDoorSweep_v1_1; RSMeans online | ResDoorSweep_v1_1; RSMeans online |  | 100% | 25.94% | 15% | 1 | 0 | 0.81027 | No applicable non-energy benefitsIncludes PSE NEI data where applicable. | No applicable non-energy benefits | System | System
King County | Multifamily - Highly Impacted | Heat Room Gas | Existing | Door Air Sealing - Door Sweeps and Weather Stripping | Add Door Sweeps and Weather Stripping | No Door Sweeps and Weather Stripping | 2024 | 2050 | 0.79116 | per Home | 0 | 1 | 5 | ResDoorSweep_v1_1 (assuming same EUL for weatherstrip; engineering judgement) | 6.8733 | 2.511% | RTF ResDoorSweep_v1_1; PA TRM 2021 | 0.85761 | RTF ResDoorSweep_v1_1; PA TRM 2021 | 0 | Full | 0 | 0 | 0 | 31.4896 | 0 | 0 | 0 | ResDoorSweep_v1_1; RSMeans online | ResDoorSweep_v1_1; RSMeans online |  | 100% | 25.94% | 15% | 1 | 0 | 0.86429 | No applicable non-energy benefitsIncludes PSE NEI data where applicable. | No applicable non-energy benefits | System | System
King County | Manufactured | Heat Central Gas Boiler | Existing | Door Air Sealing - Door Sweeps and Weather Stripping | Add Door Sweeps and Weather Stripping | No Door Sweeps and Weather Stripping | 2024 | 2050 | 1.8323 | per Home | 0 | 1 | 5 | ResDoorSweep_v1_1 (assuming same EUL for weatherstrip; engineering judgement) | 14.213 | 2.435% | RTF ResDoorSweep_v1_1; PA TRM 2021 | 6.8643 | RTF ResDoorSweep_v1_1; PA TRM 2021 | 0 | Full | 0 | 0 | 0 | 72.93 | 0 | 0 | 0 | ResDoorSweep_v1_1; RSMeans online | ResDoorSweep_v1_1; RSMeans online |  | 100% | 31.87% | 15% | 1 | 0 | 0.77169 | No applicable non-energy benefitsIncludes PSE NEI data where applicable. | No applicable non-energy benefits | System | System
King County | Manufactured | Heat Central Gas Furnace | Existing | Door Air Sealing - Door Sweeps and Weather Stripping | Add Door Sweeps and Weather Stripping | No Door Sweeps and Weather Stripping | 2024 | 2050 | 1.8323 | per Home | 0 | 1 | 5 | ResDoorSweep_v1_1 (assuming same EUL for weatherstrip; engineering judgement) | 14.9237 | 3.467% | RTF ResDoorSweep_v1_1; PA TRM 2021 | 21.8203 | RTF ResDoorSweep_v1_1; PA TRM 2021 | 0 | Full | 0 | 0 | 0 | 72.93 | 0 | 0 | 0 | ResDoorSweep_v1_1; RSMeans online | ResDoorSweep_v1_1; RSMeans online |  | 100% | 31.87% | 15% | 1 | 0 | 0.81027 | No applicable non-energy benefitsIncludes PSE NEI data where applicable. | No applicable non-energy benefits | System | System
King County | Manufactured | Heat Room Gas | Existing | Door Air Sealing - Door Sweeps and Weather Stripping | Add Door Sweeps and Weather Stripping | No Door Sweeps and Weather Stripping | 2024 | 2050 | 1.8323 | per Home | 0 | 1 | 5 | ResDoorSweep_v1_1 (assuming same EUL for weatherstrip; engineering judgement) | 15.9186 | 3.605% | RTF ResDoorSweep_v1_1; PA TRM 2021 | 6.392 | RTF ResDoorSweep_v1_1; PA TRM 2021 | 0 | Full | 0 | 0 | 0 | 72.93 | 0 | 0 | 0 | ResDoorSweep_v1_1; RSMeans online | ResDoorSweep_v1_1; RSMeans online |  | 100% | 31.87% | 15% | 1 | 0 | 0.86429 | No applicable non-energy benefitsIncludes PSE NEI data where applicable. | No applicable non-energy benefits | System | System
King County | Manufactured - Highly Impacted | Heat Central Gas Boiler | Existing | Door Air Sealing - Door Sweeps and Weather Stripping | Add Door Sweeps and Weather Stripping | No Door Sweeps and Weather Stripping | 2024 | 2050 | 1.4206 | per Home | 0 | 1 | 5 | ResDoorSweep_v1_1 (assuming same EUL for weatherstrip; engineering judgement) | 11.0192 | 2.435% | RTF ResDoorSweep_v1_1; PA TRM 2021 | 5.3218 | RTF ResDoorSweep_v1_1; PA TRM 2021 | 0 | Full | 0 | 0 | 0 | 56.5415 | 0 | 0 | 0 | ResDoorSweep_v1_1; RSMeans online | ResDoorSweep_v1_1; RSMeans online |  | 100% | 31.87% | 15% | 1 | 0 | 0.77169 | No applicable non-energy benefitsIncludes PSE NEI data where applicable. | No applicable non-energy benefits | System | System
King County | Manufactured - Highly Impacted | Heat Central Gas Furnace | Existing | Door Air Sealing - Door Sweeps and Weather Stripping | Add Door Sweeps and Weather Stripping | No Door Sweeps and Weather Stripping | 2024 | 2050 | 1.4206 | per Home | 0 | 1 | 5 | ResDoorSweep_v1_1 (assuming same EUL for weatherstrip; engineering judgement) | 11.5701 | 3.467% | RTF ResDoorSweep_v1_1; PA TRM 2021 | 15.9085 | RTF ResDoorSweep_v1_1; PA TRM 2021 | 0 | Full | 0 | 0 | 0 | 56.5415 | 0 | 0 | 0 | ResDoorSweep_v1_1; RSMeans online | ResDoorSweep_v1_1; RSMeans online |  | 100% | 31.87% | 15% | 1 | 0 | 0.81027 | No applicable non-energy benefitsIncludes PSE NEI data where applicable. | No applicable non-energy benefits | System | System
King County | Manufactured - Highly Impacted | Heat Room Gas | Existing | Door Air Sealing - Door Sweeps and Weather Stripping | Add Door Sweeps and Weather Stripping | No Door Sweeps and Weather Stripping | 2024 | 2050 | 1.4206 | per Home | 0 | 1 | 5 | ResDoorSweep_v1_1 (assuming same EUL for weatherstrip; engineering judgement) | 12.3415 | 3.605% | RTF ResDoorSweep_v1_1; PA TRM 2021 | 4.9557 | RTF ResDoorSweep_v1_1; PA TRM 2021 | 0 | Full | 0 | 0 | 0 | 56.5415 | 0 | 0 | 0 | ResDoorSweep_v1_1; RSMeans online | ResDoorSweep_v1_1; RSMeans online |  | 100% | 31.87% | 15% | 1 | 0 | 0.86429 | No applicable non-energy benefitsIncludes PSE NEI data where applicable. | No applicable non-energy benefits | System | System
King County | Single Family | Heat Central Gas Boiler | Existing | Steam Trap Repair | Steam Trap Repair | Existing Steam Trap with no Maintenance | 2024 | 2050 | 1 | per Home | 0 | 1 | 6 | New York Standard Approach for Estimating Energy Savings from Energy Efficiency Programs (NY TRM), v9, Appendix P | 43.8959 | 6.79% | NY TRM v9; IA TRM v6 | 0 | NY TRM v9; IA TRM v6 | 0 | Full | 0 | 0 | 0 | 180.6785 | 0 | 0 | 0 | IA TRM v6; IL TRM v10 | IA TRM v6; IL TRM v10 |  | 100% | 10% | 100% | 1 | 0 | 0 | No applicable non-energy benefitsIncludes PSE NEI data where applicable. | No applicable non-energy benefits | System | System
King County | Single Family - Highly Impacted | Heat Central Gas Boiler | Existing | Steam Trap Repair | Steam Trap Repair | Existing Steam Trap with no Maintenance | 2024 | 2050 | 1 | per Home | 0 | 1 | 6 | New York Standard Approach for Estimating Energy Savings from Energy Efficiency Programs (NY TRM), v9, Appendix P | 31.5759 | 6.79% | NY TRM v9; IA TRM v6 | 0 | NY TRM v9; IA TRM v6 | 0 | Full | 0 | 0 | 0 | 180.6785 | 0 | 0 | 0 | IA TRM v6; IL TRM v10 | IA TRM v6; IL TRM v10 |  | 100% | 10% | 100% | 1 | 0 | 0 | No applicable non-energy benefitsIncludes PSE NEI data where applicable. | No applicable non-energy benefits | System | System
King County | Multifamily | Heat Central Gas Boiler | Existing | Steam Trap Repair | Steam Trap Repair | Existing Steam Trap with no Maintenance | 2024 | 2050 | 1 | per Home | 0 | 1 | 6 | New York Standard Approach for Estimating Energy Savings from Energy Efficiency Programs (NY TRM), v9, Appendix P | 28.9469 | 6.79% | NY TRM v9; IA TRM v6 | 0 | NY TRM v9; IA TRM v6 | 0 | Full | 0 | 0 | 0 | 180.6785 | 0 | 0 | 0 | IA TRM v6; IL TRM v10 | IA TRM v6; IL TRM v10 |  | 100% | 10% | 100% | 1 | 0 | 0 | No applicable non-energy benefitsIncludes PSE NEI data where applicable. | No applicable non-energy benefits | System | System
King County | Multifamily - Highly Impacted | Heat Central Gas Boiler | Existing | Steam Trap Repair | Steam Trap Repair | Existing Steam Trap with no Maintenance | 2024 | 2050 | 1 | per Home | 0 | 1 | 6 | New York Standard Approach for Estimating Energy Savings from Energy Efficiency Programs (NY TRM), v9, Appendix P | 24.5688 | 6.79% | NY TRM v9; IA TRM v6 | 0 | NY TRM v9; IA TRM v6 | 0 | Full | 0 | 0 | 0 | 180.6785 | 0 | 0 | 0 | IA TRM v6; IL TRM v10 | IA TRM v6; IL TRM v10 |  | 100% | 10% | 100% | 1 | 0 | 0 | No applicable non-energy benefitsIncludes PSE NEI data where applicable. | No applicable non-energy benefits | System | System
King County | Manufactured | Heat Central Gas Boiler | Existing | Steam Trap Repair | Steam Trap Repair | Existing Steam Trap with no Maintenance | 2024 | 2050 | 1 | per Home | 0 | 1 | 6 | New York Standard Approach for Estimating Energy Savings from Energy Efficiency Programs (NY TRM), v9, Appendix P | 39.6361 | 6.79% | NY TRM v9; IA TRM v6 | 0 | NY TRM v9; IA TRM v6 | 0 | Full | 0 | 0 | 0 | 180.6785 | 0 | 0 | 0 | IA TRM v6; IL TRM v10 | IA TRM v6; IL TRM v10 |  | 100% | 10% | 100% | 1 | 0 | 0 | No applicable non-energy benefitsIncludes PSE NEI data where applicable. | No applicable non-energy benefits | System | System
King County | Manufactured - Highly Impacted | Heat Central Gas Boiler | Existing | Steam Trap Repair | Steam Trap Repair | Existing Steam Trap with no Maintenance | 2024 | 2050 | 1 | per Home | 0 | 1 | 6 | New York Standard Approach for Estimating Energy Savings from Energy Efficiency Programs (NY TRM), v9, Appendix P | 30.7293 | 6.79% | NY TRM v9; IA TRM v6 | 0 | NY TRM v9; IA TRM v6 | 0 | Full | 0 | 0 | 0 | 180.6785 | 0 | 0 | 0 | IA TRM v6; IL TRM v10 | IA TRM v6; IL TRM v10 |  | 100% | 10% | 100% | 1 | 0 | 0 | No applicable non-energy benefitsIncludes PSE NEI data where applicable. | No applicable non-energy benefits | System | System
King County | Single Family | Heat Central Gas Boiler | Existing | Pipe Insulation - Boiler - Code | R-4 Pipe Insulation | Average Existing Pipe Insulation | 2024 | 2050 | 6.4955 | per Home | 0 | 1 | 15 | WI Focus on Energy 2021 TRM. Pipe Insulation, Multifamily. Page 1121. | 32.6981 | 5.058% | Savings methodology based on the WI Focus on Energy 2020 TRM. Pipe Insulation, Multifamily. Page 889. And 3E Plus Simulations https://insulationinstitute.org/tools-resources/free-3e-plus/ | 0 | Savings methodology based on the WI Focus on Energy 2020 TRM. Pipe Insulation, Multifamily. Page 889. And 3E Plus Simulations https://insulationinstitute.org/tools-resources/free-3e-plus/ | 0 | Full | 0 | 0 | 0 | 77.7263 | 0 | 0 | 0 | Full cost, default cost of zero | Based on the WI Focus on Energy 2020 TRM. Pipe Insulation, Multifamily. Page 889. |  | 100% | 10% | 100% | 1 | 0 | 0 | No applicable non-energy benefitsIncludes PSE NEI data where applicable. | No applicable non-energy benefits | System | System
King County | Single Family - Highly Impacted | Heat Central Gas Boiler | Existing | Pipe Insulation - Boiler - Code | R-4 Pipe Insulation | Average Existing Pipe Insulation | 2024 | 2050 | 6.4955 | per Home | 0 | 1 | 15 | WI Focus on Energy 2021 TRM. Pipe Insulation, Multifamily. Page 1121. | 23.5209 | 5.058% | Savings methodology based on the WI Focus on Energy 2020 TRM. Pipe Insulation, Multifamily. Page 889. And 3E Plus Simulations https://insulationinstitute.org/tools-resources/free-3e-plus/ | 0 | Savings methodology based on the WI Focus on Energy 2020 TRM. Pipe Insulation, Multifamily. Page 889. And 3E Plus Simulations https://insulationinstitute.org/tools-resources/free-3e-plus/ | 0 | Full | 0 | 0 | 0 | 77.7263 | 0 | 0 | 0 | Full cost, default cost of zero | Based on the WI Focus on Energy 2020 TRM. Pipe Insulation, Multifamily. Page 889. |  | 100% | 10% | 100% | 1 | 0 | 0 | No applicable non-energy benefitsIncludes PSE NEI data where applicable. | No applicable non-energy benefits | System | System
King County | Multifamily | Heat Central Gas Boiler | Existing | Pipe Insulation - Boiler - Code | R-4 Pipe Insulation | Average Existing Pipe Insulation | 2024 | 2050 | 6.4955 | per Home | 0 | 1 | 15 | WI Focus on Energy 2021 TRM. Pipe Insulation, Multifamily. Page 1121. | 21.5626 | 5.058% | Savings methodology based on the WI Focus on Energy 2020 TRM. Pipe Insulation, Multifamily. Page 889. And 3E Plus Simulations https://insulationinstitute.org/tools-resources/free-3e-plus/ | 0 | Savings methodology based on the WI Focus on Energy 2020 TRM. Pipe Insulation, Multifamily. Page 889. And 3E Plus Simulations https://insulationinstitute.org/tools-resources/free-3e-plus/ | 0 | Full | 0 | 0 | 0 | 77.7263 | 0 | 0 | 0 | Full cost, default cost of zero | Based on the WI Focus on Energy 2020 TRM. Pipe Insulation, Multifamily. Page 889. |  | 100% | 10% | 100% | 1 | 0 | 0 | No applicable non-energy benefitsIncludes PSE NEI data where applicable. | No applicable non-energy benefits | System | System
King County | Multifamily - Highly Impacted | Heat Central Gas Boiler | Existing | Pipe Insulation - Boiler - Code | R-4 Pipe Insulation | Average Existing Pipe Insulation | 2024 | 2050 | 6.4955 | per Home | 0 | 1 | 15 | WI Focus on Energy 2021 TRM. Pipe Insulation, Multifamily. Page 1121. | 18.3013 | 5.058% | Savings methodology based on the WI Focus on Energy 2020 TRM. Pipe Insulation, Multifamily. Page 889. And 3E Plus Simulations https://insulationinstitute.org/tools-resources/free-3e-plus/ | 0 | Savings methodology based on the WI Focus on Energy 2020 TRM. Pipe Insulation, Multifamily. Page 889. And 3E Plus Simulations https://insulationinstitute.org/tools-resources/free-3e-plus/ | 0 | Full | 0 | 0 | 0 | 77.7263 | 0 | 0 | 0 | Full cost, default cost of zero | Based on the WI Focus on Energy 2020 TRM. Pipe Insulation, Multifamily. Page 889. |  | 100% | 10% | 100% | 1 | 0 | 0 | No applicable non-energy benefitsIncludes PSE NEI data where applicable. | No applicable non-energy benefits | System | System
King County | Manufactured | Heat Central Gas Boiler | Existing | Pipe Insulation - Boiler - Code | R-4 Pipe Insulation | Average Existing Pipe Insulation | 2024 | 2050 | 6.4955 | per Home | 0 | 1 | 15 | WI Focus on Energy 2021 TRM. Pipe Insulation, Multifamily. Page 1121. | 29.525 | 5.058% | Savings methodology based on the WI Focus on Energy 2020 TRM. Pipe Insulation, Multifamily. Page 889. And 3E Plus Simulations https://insulationinstitute.org/tools-resources/free-3e-plus/ | 0 | Savings methodology based on the WI Focus on Energy 2020 TRM. Pipe Insulation, Multifamily. Page 889. And 3E Plus Simulations https://insulationinstitute.org/tools-resources/free-3e-plus/ | 0 | Full | 0 | 0 | 0 | 77.7263 | 0 | 0 | 0 | Full cost, default cost of zero | Based on the WI Focus on Energy 2020 TRM. Pipe Insulation, Multifamily. Page 889. |  | 100% | 10% | 100% | 1 | 0 | 0 | No applicable non-energy benefitsIncludes PSE NEI data where applicable. | No applicable non-energy benefits | System | System
King County | Manufactured - Highly Impacted | Heat Central Gas Boiler | Existing | Pipe Insulation - Boiler - Code | R-4 Pipe Insulation | Average Existing Pipe Insulation | 2024 | 2050 | 6.4955 | per Home | 0 | 1 | 15 | WI Focus on Energy 2021 TRM. Pipe Insulation, Multifamily. Page 1121. | 22.8903 | 5.058% | Savings methodology based on the WI Focus on Energy 2020 TRM. Pipe Insulation, Multifamily. Page 889. And 3E Plus Simulations https://insulationinstitute.org/tools-resources/free-3e-plus/ | 0 | Savings methodology based on the WI Focus on Energy 2020 TRM. Pipe Insulation, Multifamily. Page 889. And 3E Plus Simulations https://insulationinstitute.org/tools-resources/free-3e-plus/ | 0 | Full | 0 | 0 | 0 | 77.7263 | 0 | 0 | 0 | Full cost, default cost of zero | Based on the WI Focus on Energy 2020 TRM. Pipe Insulation, Multifamily. Page 889. |  | 100% | 10% | 100% | 1 | 0 | 0 | No applicable non-energy benefitsIncludes PSE NEI data where applicable. | No applicable non-energy benefits | System | System
King County | Single Family | Heat Central Gas Boiler | Existing | Pipe Insulation - Boiler - Above Code | R-8 Pipe Insulation | R-4 Pipe Insulation | 2024 | 2050 | 6.4955 | per Home | 0 | 1 | 15 | WI Focus on Energy 2021 TRM. Pipe Insulation, Multifamily. Page 1121. | 2.5586 | 0.3958% | Savings methodology based on the WI Focus on Energy 2020 TRM. Pipe Insulation, Multifamily. Page 889. And 3E Plus Simulations https://insulationinstitute.org/tools-resources/free-3e-plus/ | 0 | Savings methodology based on the WI Focus on Energy 2020 TRM. Pipe Insulation, Multifamily. Page 889. And 3E Plus Simulations https://insulationinstitute.org/tools-resources/free-3e-plus/ | 0 | Full | 0 | 0 | 0 | 114.9357 | 0 | 0 | 0 | Full cost, default cost of zero | Based on the WI Focus on Energy 2020 TRM. Pipe Insulation, Multifamily. Page 889. |  | 100% | 60% | 100% | 1 | 0 | 0 | No applicable non-energy benefitsIncludes PSE NEI data where applicable. | No applicable non-energy benefits | System | System
King County | Single Family | Heat Central Gas Boiler | New | Pipe Insulation - Boiler - Above Code | R-8 Pipe Insulation | R-4 Pipe Insulation | 2024 | 2050 | 6.4955 | per Home | 0 | 1 | 15 | WI Focus on Energy 2021 TRM. Pipe Insulation, Multifamily. Page 1121. | 1.589 | 0.3958% | Savings methodology based on the WI Focus on Energy 2020 TRM. Pipe Insulation, Multifamily. Page 889. And 3E Plus Simulations https://insulationinstitute.org/tools-resources/free-3e-plus/ | 0 | Savings methodology based on the WI Focus on Energy 2020 TRM. Pipe Insulation, Multifamily. Page 889. And 3E Plus Simulations https://insulationinstitute.org/tools-resources/free-3e-plus/ | 0 | Full | 0 | 0 | 0 | 114.9357 | 0 | 0 | 0 | Full cost, default cost of zero | Based on the WI Focus on Energy 2020 TRM. Pipe Insulation, Multifamily. Page 889. |  | 100% | 60% | 100% | 1 | 0 | 0 | No applicable non-energy benefitsIncludes PSE NEI data where applicable. | No applicable non-energy benefits | System | System
King County | Single Family - Highly Impacted | Heat Central Gas Boiler | Existing | Pipe Insulation - Boiler - Above Code | R-8 Pipe Insulation | R-4 Pipe Insulation | 2024 | 2050 | 6.4955 | per Home | 0 | 1 | 15 | WI Focus on Energy 2021 TRM. Pipe Insulation, Multifamily. Page 1121. | 1.8405 | 0.3958% | Savings methodology based on the WI Focus on Energy 2020 TRM. Pipe Insulation, Multifamily. Page 889. And 3E Plus Simulations https://insulationinstitute.org/tools-resources/free-3e-plus/ | 0 | Savings methodology based on the WI Focus on Energy 2020 TRM. Pipe Insulation, Multifamily. Page 889. And 3E Plus Simulations https://insulationinstitute.org/tools-resources/free-3e-plus/ | 0 | Full | 0 | 0 | 0 | 114.9357 | 0 | 0 | 0 | Full cost, default cost of zero | Based on the WI Focus on Energy 2020 TRM. Pipe Insulation, Multifamily. Page 889. |  | 100% | 60% | 100% | 1 | 0 | 0 | No applicable non-energy benefitsIncludes PSE NEI data where applicable. | No applicable non-energy benefits | System | System
King County | Single Family - Highly Impacted | Heat Central Gas Boiler | New | Pipe Insulation - Boiler - Above Code | R-8 Pipe Insulation | R-4 Pipe Insulation | 2024 | 2050 | 6.4955 | per Home | 0 | 1 | 15 | WI Focus on Energy 2021 TRM. Pipe Insulation, Multifamily. Page 1121. | 1.143 | 0.3958% | Savings methodology based on the WI Focus on Energy 2020 TRM. Pipe Insulation, Multifamily. Page 889. And 3E Plus Simulations https://insulationinstitute.org/tools-resources/free-3e-plus/ | 0 | Savings methodology based on the WI Focus on Energy 2020 TRM. Pipe Insulation, Multifamily. Page 889. And 3E Plus Simulations https://insulationinstitute.org/tools-resources/free-3e-plus/ | 0 | Full | 0 | 0 | 0 | 114.9357 | 0 | 0 | 0 | Full cost, default cost of zero | Based on the WI Focus on Energy 2020 TRM. Pipe Insulation, Multifamily. Page 889. |  | 100% | 60% | 100% | 1 | 0 | 0 | No applicable non-energy benefitsIncludes PSE NEI data where applicable. | No applicable non-energy benefits | System | System
King County | Multifamily | Heat Central Gas Boiler | Existing | Pipe Insulation - Boiler - Above Code | R-8 Pipe Insulation | R-4 Pipe Insulation | 2024 | 2050 | 6.4955 | per Home | 0 | 1 | 15 | WI Focus on Energy 2021 TRM. Pipe Insulation, Multifamily. Page 1121. | 1.6873 | 0.3958% | Savings methodology based on the WI Focus on Energy 2020 TRM. Pipe Insulation, Multifamily. Page 889. And 3E Plus Simulations https://insulationinstitute.org/tools-resources/free-3e-plus/ | 0 | Savings methodology based on the WI Focus on Energy 2020 TRM. Pipe Insulation, Multifamily. Page 889. And 3E Plus Simulations https://insulationinstitute.org/tools-resources/free-3e-plus/ | 0 | Full | 0 | 0 | 0 | 114.9357 | 0 | 0 | 0 | Full cost, default cost of zero | Based on the WI Focus on Energy 2020 TRM. Pipe Insulation, Multifamily. Page 889. |  | 100% | 60% | 100% | 1 | 0 | 0 | No applicable non-energy benefitsIncludes PSE NEI data where applicable. | No applicable non-energy benefits | System | System
King County | Multifamily | Heat Central Gas Boiler | New | Pipe Insulation - Boiler - Above Code | R-8 Pipe Insulation | R-4 Pipe Insulation | 2024 | 2050 | 6.4955 | per Home | 0 | 1 | 15 | WI Focus on Energy 2021 TRM. Pipe Insulation, Multifamily. Page 1121. | 1.0479 | 0.3958% | Savings methodology based on the WI Focus on Energy 2020 TRM. Pipe Insulation, Multifamily. Page 889. And 3E Plus Simulations https://insulationinstitute.org/tools-resources/free-3e-plus/ | 0 | Savings methodology based on the WI Focus on Energy 2020 TRM. Pipe Insulation, Multifamily. Page 889. And 3E Plus Simulations https://insulationinstitute.org/tools-resources/free-3e-plus/ | 0 | Full | 0 | 0 | 0 | 114.9357 | 0 | 0 | 0 | Full cost, default cost of zero | Based on the WI Focus on Energy 2020 TRM. Pipe Insulation, Multifamily. Page 889. |  | 100% | 60% | 100% | 1 | 0 | 0 | No applicable non-energy benefitsIncludes PSE NEI data where applicable. | No applicable non-energy benefits | System | System
King County | Multifamily - Highly Impacted | Heat Central Gas Boiler | Existing | Pipe Insulation - Boiler - Above Code | R-8 Pipe Insulation | R-4 Pipe Insulation | 2024 | 2050 | 6.4955 | per Home | 0 | 1 | 15 | WI Focus on Energy 2021 TRM. Pipe Insulation, Multifamily. Page 1121. | 1.4321 | 0.3958% | Savings methodology based on the WI Focus on Energy 2020 TRM. Pipe Insulation, Multifamily. Page 889. And 3E Plus Simulations https://insulationinstitute.org/tools-resources/free-3e-plus/ | 0 | Savings methodology based on the WI Focus on Energy 2020 TRM. Pipe Insulation, Multifamily. Page 889. And 3E Plus Simulations https://insulationinstitute.org/tools-resources/free-3e-plus/ | 0 | Full | 0 | 0 | 0 | 114.9357 | 0 | 0 | 0 | Full cost, default cost of zero | Based on the WI Focus on Energy 2020 TRM. Pipe Insulation, Multifamily. Page 889. |  | 100% | 60% | 100% | 1 | 0 | 0 | No applicable non-energy benefitsIncludes PSE NEI data where applicable. | No applicable non-energy benefits | System | System
King County | Multifamily - Highly Impacted | Heat Central Gas Boiler | New | Pipe Insulation - Boiler - Above Code | R-8 Pipe Insulation | R-4 Pipe Insulation | 2024 | 2050 | 6.4955 | per Home | 0 | 1 | 15 | WI Focus on Energy 2021 TRM. Pipe Insulation, Multifamily. Page 1121. | 0.88938 | 0.3958% | Savings methodology based on the WI Focus on Energy 2020 TRM. Pipe Insulation, Multifamily. Page 889. And 3E Plus Simulations https://insulationinstitute.org/tools-resources/free-3e-plus/ | 0 | Savings methodology based on the WI Focus on Energy 2020 TRM. Pipe Insulation, Multifamily. Page 889. And 3E Plus Simulations https://insulationinstitute.org/tools-resources/free-3e-plus/ | 0 | Full | 0 | 0 | 0 | 114.9357 | 0 | 0 | 0 | Full cost, default cost of zero | Based on the WI Focus on Energy 2020 TRM. Pipe Insulation, Multifamily. Page 889. |  | 100% | 60% | 100% | 1 | 0 | 0 | No applicable non-energy benefitsIncludes PSE NEI data where applicable. | No applicable non-energy benefits | System | System
King County | Manufactured | Heat Central Gas Boiler | Existing | Pipe Insulation - Boiler - Above Code | R-8 Pipe Insulation | R-4 Pipe Insulation | 2024 | 2050 | 6.4955 | per Home | 0 | 1 | 15 | WI Focus on Energy 2021 TRM. Pipe Insulation, Multifamily. Page 1121. | 2.3103 | 0.3958% | Savings methodology based on the WI Focus on Energy 2020 TRM. Pipe Insulation, Multifamily. Page 889. And 3E Plus Simulations https://insulationinstitute.org/tools-resources/free-3e-plus/ | 0 | Savings methodology based on the WI Focus on Energy 2020 TRM. Pipe Insulation, Multifamily. Page 889. And 3E Plus Simulations https://insulationinstitute.org/tools-resources/free-3e-plus/ | 0 | Full | 0 | 0 | 0 | 114.9357 | 0 | 0 | 0 | Full cost, default cost of zero | Based on the WI Focus on Energy 2020 TRM. Pipe Insulation, Multifamily. Page 889. |  | 100% | 60% | 100% | 1 | 0 | 0 | No applicable non-energy benefitsIncludes PSE NEI data where applicable. | No applicable non-energy benefits | System | System
King County | Manufactured | Heat Central Gas Boiler | New | Pipe Insulation - Boiler - Above Code | R-8 Pipe Insulation | R-4 Pipe Insulation | 2024 | 2050 | 6.4955 | per Home | 0 | 1 | 15 | WI Focus on Energy 2021 TRM. Pipe Insulation, Multifamily. Page 1121. | 1.4348 | 0.3958% | Savings methodology based on the WI Focus on Energy 2020 TRM. Pipe Insulation, Multifamily. Page 889. And 3E Plus Simulations https://insulationinstitute.org/tools-resources/free-3e-plus/ | 0 | Savings methodology based on the WI Focus on Energy 2020 TRM. Pipe Insulation, Multifamily. Page 889. And 3E Plus Simulations https://insulationinstitute.org/tools-resources/free-3e-plus/ | 0 | Full | 0 | 0 | 0 | 114.9357 | 0 | 0 | 0 | Full cost, default cost of zero | Based on the WI Focus on Energy 2020 TRM. Pipe Insulation, Multifamily. Page 889. |  | 100% | 60% | 100% | 1 | 0 | 0 | No applicable non-energy benefitsIncludes PSE NEI data where applicable. | No applicable non-energy benefits | System | System
King County | Manufactured - Highly Impacted | Heat Central Gas Boiler | Existing | Pipe Insulation - Boiler - Above Code | R-8 Pipe Insulation | R-4 Pipe Insulation | 2024 | 2050 | 6.4955 | per Home | 0 | 1 | 15 | WI Focus on Energy 2021 TRM. Pipe Insulation, Multifamily. Page 1121. | 1.7911 | 0.3958% | Savings methodology based on the WI Focus on Energy 2020 TRM. Pipe Insulation, Multifamily. Page 889. And 3E Plus Simulations https://insulationinstitute.org/tools-resources/free-3e-plus/ | 0 | Savings methodology based on the WI Focus on Energy 2020 TRM. Pipe Insulation, Multifamily. Page 889. And 3E Plus Simulations https://insulationinstitute.org/tools-resources/free-3e-plus/ | 0 | Full | 0 | 0 | 0 | 114.9357 | 0 | 0 | 0 | Full cost, default cost of zero | Based on the WI Focus on Energy 2020 TRM. Pipe Insulation, Multifamily. Page 889. |  | 100% | 60% | 100% | 1 | 0 | 0 | No applicable non-energy benefitsIncludes PSE NEI data where applicable. | No applicable non-energy benefits | System | System
King County | Manufactured - Highly Impacted | Heat Central Gas Boiler | New | Pipe Insulation - Boiler - Above Code | R-8 Pipe Insulation | R-4 Pipe Insulation | 2024 | 2050 | 6.4955 | per Home | 0 | 1 | 15 | WI Focus on Energy 2021 TRM. Pipe Insulation, Multifamily. Page 1121. | 1.1124 | 0.3958% | Savings methodology based on the WI Focus on Energy 2020 TRM. Pipe Insulation, Multifamily. Page 889. And 3E Plus Simulations https://insulationinstitute.org/tools-resources/free-3e-plus/ | 0 | Savings methodology based on the WI Focus on Energy 2020 TRM. Pipe Insulation, Multifamily. Page 889. And 3E Plus Simulations https://insulationinstitute.org/tools-resources/free-3e-plus/ | 0 | Full | 0 | 0 | 0 | 114.9357 | 0 | 0 | 0 | Full cost, default cost of zero | Based on the WI Focus on Energy 2020 TRM. Pipe Insulation, Multifamily. Page 889. |  | 100% | 60% | 100% | 1 | 0 | 0 | No applicable non-energy benefitsIncludes PSE NEI data where applicable. | No applicable non-energy benefits | System | System
King County | Multifamily | Heat Central Gas Boiler | Existing | Sealing - Air - Package - MF | Air sealing package: multi-family; gas (duplicates the SIR measure) | 0 | 2024 | 2050 | 1 | per Home | 0 | 1 | 45 | PSE Businss Case: APPROVED_Measure Case_Air Sealing_2022 | 35.3578 | 8.294% | Per Unit Savings from PSE Business Case: APPROVED_Measure Case_Air Sealing_2022. End use ratio of 100% for Heat Central Electric. | 3.7189 | Per Unit Savings from PSE Business Case: APPROVED_Measure Case_Air Sealing_2022. End use ratio of 100% for Heat Central Electric. | 0 | Full | 0 | 0 | 0 | 549 | 0 | 0 | 0 | Existing conditions, assuming no cost | PSE Businss Case: APPROVED_Measure Case_Air Sealing_2022 | A | 100% | 25.94% | 85% | 1 | 0 | 0 | No applicable non-energy benefitsIncludes PSE NEI data where applicable. | No applicable non-energy benefits | System | System
King County | Multifamily | Heat Central Gas Furnace | Existing | Sealing - Air - Package - MF | Air sealing package: multi-family; gas (duplicates the SIR measure) | 0 | 2024 | 2050 | 1 | per Home | 0 | 1 | 45 | PSE Businss Case: APPROVED_Measure Case_Air Sealing_2022 | 26.0751 | 8.294% | Per Unit Savings from PSE Business Case: APPROVED_Measure Case_Air Sealing_2022. Assuming an end use ratio of 90% for Heat Room Electric and applying to the reported PSE Business Case Savings. | 31.808 | Per Unit Savings from PSE Business Case: APPROVED_Measure Case_Air Sealing_2022. Assuming an end use ratio of 90% for Heat Room Electric and applying to the reported PSE Business Case Savings. | 0 | Full | 0 | 0 | 0 | 549 | 0 | 0 | 0 | Existing conditions, assuming no cost | PSE Businss Case: APPROVED_Measure Case_Air Sealing_2022 | A | 100% | 25.94% | 85% | 1 | 0 | 0 | No applicable non-energy benefitsIncludes PSE NEI data where applicable. | No applicable non-energy benefits | System | System
King County | Multifamily | Heat Room Gas | Existing | Sealing - Air - Package - MF | Air sealing package: multi-family; gas (duplicates the SIR measure) | 0 | 2024 | 2050 | 1 | per Home | 0 | 1 | 45 | PSE Businss Case: APPROVED_Measure Case_Air Sealing_2022 | 24.0758 | 7.465% | Per Unit Savings from PSE Business Case: APPROVED_Measure Case_Air Sealing_2022. Using the end use ratio between Heat Central Electric and Heat Pump for the "Duct sealing: home heated with forced-air furnace" measure and applying to the reported PSE Business Case Savings. | 8.9719 | Per Unit Savings from PSE Business Case: APPROVED_Measure Case_Air Sealing_2022. Using the end use ratio between Heat Central Electric and Heat Pump for the "Duct sealing: home heated with forced-air furnace" measure and applying to the reported PSE Business Case Savings. | 0 | Full | 0 | 0 | 0 | 549 | 0 | 0 | 0 | Existing conditions, assuming no cost | PSE Businss Case: APPROVED_Measure Case_Air Sealing_2022 | A | 100% | 25.94% | 85% | 1 | 0 | 0 | No applicable non-energy benefitsIncludes PSE NEI data where applicable. | No applicable non-energy benefits | System | System
King County | Multifamily - Highly Impacted | Heat Central Gas Boiler | Existing | LIW: Sealing - Air - Package - MF - TE | Air sealing package: multi-family; gas (duplicates the SIR measure) | 0 | 2024 | 2050 | 1 | per Home | 0 | 1 | 45 | PSE Businss Case: APPROVED_Measure Case_Air Sealing_2022 | 35.3578 | 9.772% | Per Unit Savings from PSE Business Case: APPROVED_Measure Case_Air Sealing_2022. End use ratio of 100% for Heat Central Electric. | 3.7412 | Per Unit Savings from PSE Business Case: APPROVED_Measure Case_Air Sealing_2022. End use ratio of 100% for Heat Central Electric. | 0 | Full | 0 | 0 | 0 | 549 | 0 | 0 | 0 | Existing conditions, assuming no cost | PSE Businss Case: APPROVED_Measure Case_Air Sealing_2022 | A | 100% | 25.94% | 85% | 1 | 0 | 2.9325 | No applicable non-energy benefitsIncludes PSE NEI data where applicable. | No applicable non-energy benefits | System | System
King County | Multifamily - Highly Impacted | Heat Central Gas Furnace | Existing | LIW: Sealing - Air - Package - MF - TE | Air sealing package: multi-family; gas (duplicates the SIR measure) | 0 | 2024 | 2050 | 1 | per Home | 0 | 1 | 45 | PSE Businss Case: APPROVED_Measure Case_Air Sealing_2022 | 26.0751 | 9.772% | Per Unit Savings from PSE Business Case: APPROVED_Measure Case_Air Sealing_2022. Assuming an end use ratio of 90% for Heat Room Electric and applying to the reported PSE Business Case Savings. | 9.7172 | Per Unit Savings from PSE Business Case: APPROVED_Measure Case_Air Sealing_2022. Assuming an end use ratio of 90% for Heat Room Electric and applying to the reported PSE Business Case Savings. | 0 | Full | 0 | 0 | 0 | 549 | 0 | 0 | 0 | Existing conditions, assuming no cost | PSE Businss Case: APPROVED_Measure Case_Air Sealing_2022 | A | 100% | 25.94% | 85% | 1 | 0 | 2.9325 | No applicable non-energy benefitsIncludes PSE NEI data where applicable. | No applicable non-energy benefits | System | System
King County | Multifamily - Highly Impacted | Heat Room Gas | Existing | LIW: Sealing - Air - Package - MF - TE | Air sealing package: multi-family; gas (duplicates the SIR measure) | 0 | 2024 | 2050 | 1 | per Home | 0 | 1 | 45 | PSE Businss Case: APPROVED_Measure Case_Air Sealing_2022 | 24.0758 | 8.795% | Per Unit Savings from PSE Business Case: APPROVED_Measure Case_Air Sealing_2022. Using the end use ratio between Heat Central Electric and Heat Pump for the "Duct sealing: home heated with forced-air furnace" measure and applying to the reported PSE Business Case Savings. | 1.8706 | Per Unit Savings from PSE Business Case: APPROVED_Measure Case_Air Sealing_2022. Using the end use ratio between Heat Central Electric and Heat Pump for the "Duct sealing: home heated with forced-air furnace" measure and applying to the reported PSE Business Case Savings. | 0 | Full | 0 | 0 | 0 | 549 | 0 | 0 | 0 | Existing conditions, assuming no cost | PSE Businss Case: APPROVED_Measure Case_Air Sealing_2022 | A | 100% | 25.94% | 85% | 1 | 0 | 2.6393 | No applicable non-energy benefitsIncludes PSE NEI data where applicable. | No applicable non-energy benefits | System | System
King County | Single Family | Heat Central Gas Boiler | Existing | Sealing - Air - Attic - GH - SF or DX | Attic air sealing: single family or duplex dwelling heated with natural gas | 0 | 2024 | 2050 | 2082.8421 | per Home | 0 | 1 | 45 | PSE Businss Case: APPROVED_Measure Case_Air Sealing_2022 | 22.5947 | 3.495% | Per Unit Savings from PSE Business Case: APPROVED_Measure Case_Air Sealing_2022. End use ratio of 100% for Heat Central Gas Boiler. | 0 | Per Unit Savings from PSE Business Case: APPROVED_Measure Case_Air Sealing_2022. End use ratio of 100% for Heat Central Gas Boiler. | 0 | Full | 0 | 0 | 0 | 416.5684 | 0 | 0 | 0 | Measure cost represents incremental cost, default cost of zero | PSE Businss Case: APPROVED_Measure Case_Air Sealing_2022 | A | 100% | 51.88% | 85% | 1 | 0 | 0 | No applicable non-energy benefitsIncludes PSE NEI data where applicable. | No applicable non-energy benefits | System | System
King County | Single Family | Heat Central Gas Furnace | Existing | Sealing - Air - Attic - GH - SF or DX | Attic air sealing: single family or duplex dwelling heated with natural gas | 0 | 2024 | 2050 | 2082.8421 | per Home | 0 | 1 | 45 | PSE Businss Case: APPROVED_Measure Case_Air Sealing_2022 | 16.6627 | 3.495% | Per Unit Savings from PSE Business Case: APPROVED_Measure Case_Air Sealing_2022. End use ratio of 100% for Heat Central Gas Furnace. | 0 | Per Unit Savings from PSE Business Case: APPROVED_Measure Case_Air Sealing_2022. End use ratio of 100% for Heat Central Gas Furnace. | 0 | Full | 0 | 0 | 0 | 416.5684 | 0 | 0 | 0 | Measure cost represents incremental cost, default cost of zero | PSE Businss Case: APPROVED_Measure Case_Air Sealing_2022 | A | 100% | 51.88% | 85% | 1 | 0 | 0 | No applicable non-energy benefitsIncludes PSE NEI data where applicable. | No applicable non-energy benefits | System | System
King County | Single Family | Heat Room Gas | Existing | Sealing - Air - Attic - GH - SF or DX | Attic air sealing: single family or duplex dwelling heated with natural gas | 0 | 2024 | 2050 | 2082.8421 | per Home | 0 | 1 | 45 | PSE Businss Case: APPROVED_Measure Case_Air Sealing_2022 | 14.9965 | 3.066% | Per Unit Savings from PSE Business Case: APPROVED_Measure Case_Air Sealing_2022. Assuming an end use ratio of 90% for Heat Room Gas and applying to the reported PSE Business Case Savings. | 0 | Per Unit Savings from PSE Business Case: APPROVED_Measure Case_Air Sealing_2022. Assuming an end use ratio of 90% for Heat Room Gas and applying to the reported PSE Business Case Savings. | 0 | Full | 0 | 0 | 0 | 416.5684 | 0 | 0 | 0 | Measure cost represents incremental cost, default cost of zero | PSE Businss Case: APPROVED_Measure Case_Air Sealing_2022 | A | 100% | 51.88% | 85% | 1 | 0 | 0 | No applicable non-energy benefitsIncludes PSE NEI data where applicable. | No applicable non-energy benefits | System | System
King County | Single Family | Heat Central Gas Furnace | Existing | SFWX: Sealing - Duct - NG | Duct sealing: home heated with natural gas | 0 | 2024 | 2050 | 1 | per Home | 0 | 1 | 20 | PSE Businss Case: APPROVED_Measure Case_Air Sealing_2022 | 40.648 | 8.526% | Per Unit Savings from PSE Business Case: APPROVED_Measure Case_Air Sealing_2022 | 0 | Per Unit Savings from PSE Business Case: APPROVED_Measure Case_Air Sealing_2022 | 0 | Full | 0 | 0 | 0 | 631.58 | 0 | 0 | 0 | Measure cost represents incremental cost, default cost of zero | PSE Businss Case: APPROVED_Measure Case_Air Sealing_2022 | G | 100% | 25.02% | 100% | 1 | 0 | 40.3969 | No applicable non-energy benefitsIncludes PSE NEI data where applicable. | No applicable non-energy benefits | System | System
King County | Manufactured | Heat Central Gas Furnace | Existing | Sealing - Duct - GH - MH | Duct sealing: manufactured home heated with natural gas | 0 | 2024 | 2050 | 1 | per Home | 0 | 1 | 18 | PSE Businss Case: APPROVED_Measure Case_Air Sealing_2022 | 15.168 | 3.524% | Per Unit Savings from PSE Business Case: APPROVED_Measure Case_Air Sealing_2022 | 0 | Per Unit Savings from PSE Business Case: APPROVED_Measure Case_Air Sealing_2022 | 0 | Full | 0 | 0 | 0 | 549 | 0 | 0 | 0 | Measure cost represents incremental cost, default cost of zero | PSE Businss Case: APPROVED_Measure Case_Air Sealing_2022 | G | 100% | 25.02% | 100% | 1 | 0 | 35.9923 | No applicable non-energy benefitsIncludes PSE NEI data where applicable. | No applicable non-energy benefits | System | System
King County | Manufactured - Highly Impacted | Heat Central Gas Furnace | Existing | LIW: Sealing - Duct - MH - TG | Duct sealing: mobile home; natural gas | 0 | 2024 | 2050 | 1 | per Home | 0 | 1 | 18 | PSE Businss Case: APPROVED_Measure Case_Air Sealing_2022 | 15.168 | 4.545% | Per Unit Savings from PSE Business Case: APPROVED_Measure Case_Air Sealing_2022 | 0 | Per Unit Savings from PSE Business Case: APPROVED_Measure Case_Air Sealing_2022 | 0 | Full | 0 | 0 | 0 | 549 | 0 | 0 | 0 | Existing conditions, assuming no cost | PSE Businss Case: APPROVED_Measure Case_Air Sealing_2022 | G | 100% | 25.02% | 100% | 1 | 0 | 7.4 | No applicable non-energy benefitsIncludes PSE NEI data where applicable. | No applicable non-energy benefits | System | System
King County | Single Family - Highly Impacted | Heat Central Gas Furnace | Existing | LIW: Sealing - Duct - SF - TG | Duct sealing: single family; natural gas | 0 | 2024 | 2050 | 1 | per Home | 0 | 1 | 20 | PSE Businss Case: APPROVED_Measure Case_Air Sealing_2022 | 40.64 | 11.85% | Per Unit Savings from PSE Business Case: APPROVED_Measure Case_Air Sealing_2022 | 0 | Per Unit Savings from PSE Business Case: APPROVED_Measure Case_Air Sealing_2022 | 0 | Full | 0 | 0 | 0 | 631.5 | 0 | 0 | 0 | Existing conditions, assuming no cost | PSE Businss Case: APPROVED_Measure Case_Air Sealing_2022 | G | 100% | 25.02% | 100% | 1 | 0 | 24.05 | No applicable non-energy benefitsIncludes PSE NEI data where applicable. | No applicable non-energy benefits | System | System
King County | Single Family - Highly Impacted | Heat Central Gas Boiler | Existing | LIW: Sealing - Air - Prescriptive - SF -TG | Shell sealing: single family prescriptive; gas | 0 | 2024 | 2050 | 1498.2622 | per Home | 0 | 1 | 15 | PSE Businss Case: APPROVED_Measure Case_Air Sealing_2022 | 16.2532 | 3.495% | Per Unit Savings from PSE Business Case: APPROVED_Measure Case_Air Sealing_2022. End use ratio of 100% for Heat Central Gas Boiler. | 0 | Per Unit Savings from PSE Business Case: APPROVED_Measure Case_Air Sealing_2022. End use ratio of 100% for Heat Central Gas Boiler. | 0 | Full | 0 | 0 | 0 | 1977.7061 | 0 | 0 | 0 | Existing conditions, assuming no cost | PSE Businss Case: APPROVED_Measure Case_Air Sealing_2022 | A | 100% | 51.88% | 85% | 1 | 0 | 0.0010692 | No applicable non-energy benefitsIncludes PSE NEI data where applicable. | No applicable non-energy benefits | System | System
King County | Single Family - Highly Impacted | Heat Central Gas Furnace | Existing | LIW: Sealing - Air - Prescriptive - SF -TG | Shell sealing: single family prescriptive; gas | 0 | 2024 | 2050 | 1498.2622 | per Home | 0 | 1 | 15 | PSE Businss Case: APPROVED_Measure Case_Air Sealing_2022 | 11.9861 | 3.495% | Per Unit Savings from PSE Business Case: APPROVED_Measure Case_Air Sealing_2022. End use ratio of 100% for Heat Central Gas Furnace. | 0 | Per Unit Savings from PSE Business Case: APPROVED_Measure Case_Air Sealing_2022. End use ratio of 100% for Heat Central Gas Furnace. | 0 | Full | 0 | 0 | 0 | 1977.7061 | 0 | 0 | 0 | Existing conditions, assuming no cost | PSE Businss Case: APPROVED_Measure Case_Air Sealing_2022 | A | 100% | 51.88% | 85% | 1 | 0 | 0.0010692 | No applicable non-energy benefitsIncludes PSE NEI data where applicable. | No applicable non-energy benefits | System | System
King County | Single Family - Highly Impacted | Heat Room Gas | Existing | LIW: Sealing - Air - Prescriptive - SF -TG | Shell sealing: single family prescriptive; gas | 0 | 2024 | 2050 | 1498.2622 | per Home | 0 | 1 | 15 | PSE Businss Case: APPROVED_Measure Case_Air Sealing_2022 | 10.7875 | 3.066% | Per Unit Savings from PSE Business Case: APPROVED_Measure Case_Air Sealing_2022. Assuming an end use ratio of 90% for Heat Room Gas and applying to the reported PSE Business Case Savings. | 0 | Per Unit Savings from PSE Business Case: APPROVED_Measure Case_Air Sealing_2022. Assuming an end use ratio of 90% for Heat Room Gas and applying to the reported PSE Business Case Savings. | 0 | Full | 0 | 0 | 0 | 1977.7061 | 0 | 0 | 0 | Existing conditions, assuming no cost | PSE Businss Case: APPROVED_Measure Case_Air Sealing_2022 | A | 100% | 51.88% | 85% | 1 | 0 | 0.00096232 | No applicable non-energy benefitsIncludes PSE NEI data where applicable. | No applicable non-energy benefits | System | System
King County | Manufactured | Heat Central Gas Boiler | Existing | Sealing - Air - Prescriptive - MH | Shell sealing: mobile home prescriptive; gas | 0 | 2024 | 2050 | 1549.1708 | per Home | 0 | 1 | 25 | PSE Businss Case: APPROVED_Measure Case_Air Sealing_2022 | 33.6108 | 5.758% | Per Unit Savings from PSE Business Case: APPROVED_Measure Case_Air Sealing_2022. End use ratio of 100% for Heat Central Gas Boiler. | 6.1011 | Per Unit Savings from PSE Business Case: APPROVED_Measure Case_Air Sealing_2022. End use ratio of 100% for Heat Central Gas Boiler. | 0 | Full | 0 | 0 | 0 | 2044.9054 | 0 | 0 | 0 | Existing conditions, assuming no cost | PSE Businss Case: APPROVED_Measure Case_Air Sealing_2022 | A | 100% | 31.87% | 85% | 1 | 0 | 0.03 | No applicable non-energy benefitsIncludes PSE NEI data where applicable. | No applicable non-energy benefits | System | System
King County | Manufactured | Heat Central Gas Furnace | Existing | Sealing - Air - Prescriptive - MH | Shell sealing: mobile home prescriptive; gas | 0 | 2024 | 2050 | 1549.1708 | per Home | 0 | 1 | 25 | PSE Businss Case: APPROVED_Measure Case_Air Sealing_2022 | 24.7867 | 5.758% | Per Unit Savings from PSE Business Case: APPROVED_Measure Case_Air Sealing_2022. End use ratio of 100% for Heat Central Gas Furnace. | 19.7713 | Per Unit Savings from PSE Business Case: APPROVED_Measure Case_Air Sealing_2022. End use ratio of 100% for Heat Central Gas Furnace. | 0 | Full | 0 | 0 | 0 | 2044.9054 | 0 | 0 | 0 | Existing conditions, assuming no cost | PSE Businss Case: APPROVED_Measure Case_Air Sealing_2022 | A | 100% | 31.87% | 85% | 1 | 0 | 0.03 | No applicable non-energy benefitsIncludes PSE NEI data where applicable. | No applicable non-energy benefits | System | System
King County | Manufactured | Heat Room Gas | Existing | Sealing - Air - Prescriptive - MH | Shell sealing: mobile home prescriptive; gas | 0 | 2024 | 2050 | 1549.1708 | per Home | 0 | 1 | 25 | PSE Businss Case: APPROVED_Measure Case_Air Sealing_2022 | 22.3081 | 5.051% | Per Unit Savings from PSE Business Case: APPROVED_Measure Case_Air Sealing_2022. Assuming an end use ratio of 90% for Heat Room Gas and applying to the reported PSE Business Case Savings. | 5.6232 | Per Unit Savings from PSE Business Case: APPROVED_Measure Case_Air Sealing_2022. Assuming an end use ratio of 90% for Heat Room Gas and applying to the reported PSE Business Case Savings. | 0 | Full | 0 | 0 | 0 | 2044.9054 | 0 | 0 | 0 | Existing conditions, assuming no cost | PSE Businss Case: APPROVED_Measure Case_Air Sealing_2022 | A | 100% | 31.87% | 85% | 1 | 0 | 0.03 | No applicable non-energy benefitsIncludes PSE NEI data where applicable. | No applicable non-energy benefits | System | System
King County | Manufactured - Highly Impacted | Heat Central Gas Boiler | Existing | LIW: Sealing - Air - Prescriptive - MH -TG | Shell sealing: mobile home prescriptive; gas | 0 | 2024 | 2050 | 1201.0485 | per Home | 0 | 1 | 25 | PSE Businss Case: APPROVED_Measure Case_Air Sealing_2022 | 26.058 | 5.758% | Per Unit Savings from PSE Business Case: APPROVED_Measure Case_Air Sealing_2022. End use ratio of 100% for Heat Central Gas Boiler. | 0 | Per Unit Savings from PSE Business Case: APPROVED_Measure Case_Air Sealing_2022. End use ratio of 100% for Heat Central Gas Boiler. | 0 | Full | 0 | 0 | 0 | 1381.2058 | 0 | 0 | 0 | Existing conditions, assuming no cost | PSE Businss Case: APPROVED_Measure Case_Air Sealing_2022 | A | 100% | 31.87% | 85% | 1 | 0 | 0.0021385 | No applicable non-energy benefitsIncludes PSE NEI data where applicable. | No applicable non-energy benefits | System | System
King County | Manufactured - Highly Impacted | Heat Central Gas Furnace | Existing | LIW: Sealing - Air - Prescriptive - MH -TG | Shell sealing: mobile home prescriptive; gas | 0 | 2024 | 2050 | 1201.0485 | per Home | 0 | 1 | 25 | PSE Businss Case: APPROVED_Measure Case_Air Sealing_2022 | 19.2168 | 5.758% | Per Unit Savings from PSE Business Case: APPROVED_Measure Case_Air Sealing_2022. End use ratio of 100% for Heat Central Gas Furnace. | 0 | Per Unit Savings from PSE Business Case: APPROVED_Measure Case_Air Sealing_2022. End use ratio of 100% for Heat Central Gas Furnace. | 0 | Full | 0 | 0 | 0 | 1381.2058 | 0 | 0 | 0 | Existing conditions, assuming no cost | PSE Businss Case: APPROVED_Measure Case_Air Sealing_2022 | A | 100% | 31.87% | 85% | 1 | 0 | 0.0021385 | No applicable non-energy benefitsIncludes PSE NEI data where applicable. | No applicable non-energy benefits | System | System
King County | Manufactured - Highly Impacted | Heat Room Gas | Existing | LIW: Sealing - Air - Prescriptive - MH -TG | Shell sealing: mobile home prescriptive; gas | 0 | 2024 | 2050 | 1201.0485 | per Home | 0 | 1 | 25 | PSE Businss Case: APPROVED_Measure Case_Air Sealing_2022 | 17.2951 | 5.051% | Per Unit Savings from PSE Business Case: APPROVED_Measure Case_Air Sealing_2022. Assuming an end use ratio of 90% for Heat Room Gas and applying to the reported PSE Business Case Savings. | 0 | Per Unit Savings from PSE Business Case: APPROVED_Measure Case_Air Sealing_2022. Assuming an end use ratio of 90% for Heat Room Gas and applying to the reported PSE Business Case Savings. | 0 | Full | 0 | 0 | 0 | 1381.2058 | 0 | 0 | 0 | Existing conditions, assuming no cost | PSE Businss Case: APPROVED_Measure Case_Air Sealing_2022 | A | 100% | 31.87% | 85% | 1 | 0 | 0.0019246 | No applicable non-energy benefitsIncludes PSE NEI data where applicable. | No applicable non-energy benefits | System | System
King County | Multifamily | Heat Central Gas Furnace | Existing | Insulation - Duct - R0 to R11 - MF - TG | Duct insulation: R0 to R11; multi-family; natural gas | 0 | 2024 | 2050 | 65.98 | per Home | 0 | 1 | 20 | PSE Businss Case: APPROVED_Measure Case_Insulation_2022 | 10.5568 | 3.358% | Per Unit Savings from PSE Business Case: APPROVED_Measure Case_Insulation_2022 | 0 | Per Unit Savings from PSE Business Case: APPROVED_Measure Case_Insulation_2022 | 0 | Full | 0 | 0 | 0 | 426.2308 | 0 | 0 | 0 | Existing conditions, assuming no cost | PSE Businss Case: APPROVED_Measure Case_Insulation_2022 | F | 100% | 15.01% | 100% | 1 | 0 | 0.01 | No applicable non-energy benefitsIncludes PSE NEI data where applicable. | No applicable non-energy benefits | System | System
King County | Multifamily - Highly Impacted | Heat Central Gas Furnace | Existing | LIW: Insulation - Duct - R0 to R11 - MF - TG | Duct insulation: R0 to R11; multi-family; natural gas | 0 | 2024 | 2050 | 56.0007 | per Home | 0 | 1 | 20 | PSE Businss Case: APPROVED_Measure Case_Insulation_2022 | 8.9601 | 3.358% | Per Unit Savings from PSE Business Case: APPROVED_Measure Case_Insulation_2022 | 0 | Per Unit Savings from PSE Business Case: APPROVED_Measure Case_Insulation_2022 | 0 | Full | 0 | 0 | 0 | 361.7645 | 0 | 0 | 0 | Existing conditions, assuming no cost | PSE Businss Case: APPROVED_Measure Case_Insulation_2022 | F | 100% | 15.01% | 100% | 1 | 0 | 0.01 | No applicable non-energy benefitsIncludes PSE NEI data where applicable. | No applicable non-energy benefits | System | System
King County | Single Family | Heat Central Gas Furnace | Existing | Insulation - Duct - R0 to R11 - SF - TG | Duct insulation: R0 to R11; single family; natural gas | 0 | 2024 | 2050 | 83.4867 | per Home | 0 | 1 | 20 | PSE Businss Case: APPROVED_Measure Case_Insulation_2022 | 13.3579 | 2.802% | Per Unit Savings from PSE Business Case: APPROVED_Measure Case_Insulation_2022 | 0 | Per Unit Savings from PSE Business Case: APPROVED_Measure Case_Insulation_2022 | 0 | Full | 0 | 0 | 0 | 539.3239 | 0 | 0 | 0 | Existing conditions, assuming no cost | PSE Businss Case: APPROVED_Measure Case_Insulation_2022 | F | 100% | 25.02% | 100% | 1 | 0 | 0.5 | No applicable non-energy benefitsIncludes PSE NEI data where applicable. | No applicable non-energy benefits | System | System
King County | Single Family - Highly Impacted | Heat Central Gas Furnace | Existing | LIW: Insulation - Duct - R0 to R11 - SF - TG | Duct insulation: R0 to R11; single family; natural gas | 0 | 2024 | 2050 | 60.0549 | per Home | 0 | 1 | 20 | PSE Businss Case: APPROVED_Measure Case_Insulation_2022 | 9.6088 | 2.802% | Per Unit Savings from PSE Business Case: APPROVED_Measure Case_Insulation_2022 | 0 | Per Unit Savings from PSE Business Case: APPROVED_Measure Case_Insulation_2022 | 0 | Full | 0 | 0 | 0 | 387.9548 | 0 | 0 | 0 | Existing conditions, assuming no cost | PSE Businss Case: APPROVED_Measure Case_Insulation_2022 | F | 100% | 25.02% | 100% | 1 | 0 | 0.5 | No applicable non-energy benefitsIncludes PSE NEI data where applicable. | No applicable non-energy benefits | System | System
King County | Manufactured | Heat Central Gas Boiler | Existing | Insulation - Floor - R11 to R22 - MH | Floor insulation: R11 to R22; mobile home; natural gas | 0 | 2024 | 2050 | 1549.1708 | per Home | 0 | 1 | 25 | PSE Businss Case: APPROVED_Measure Case_Insulation_2022 | 33.2663 | 5.699% | Per Unit Savings from PSE Business Case: APPROVED_Measure Case_Insulation_2022 | 6.6394 | Per Unit Savings from PSE Business Case: APPROVED_Measure Case_Insulation_2022 | 0 | Full | 0 | 0 | 0 | 2850.4742 | 0 | 0 | 0 | Existing conditions, assuming no cost | PSE Businss Case: APPROVED_Measure Case_Insulation_2022 | I | 100% | 8.571% | 37.49% | 1 | 0 | 0.15 | No applicable non-energy benefitsIncludes PSE NEI data where applicable. | No applicable non-energy benefits | System | System
King County | Manufactured | Heat Central Gas Furnace | Existing | Insulation - Floor - R11 to R22 - MH | Floor insulation: R11 to R22; mobile home; natural gas | 0 | 2024 | 2050 | 1549.1708 | per Home | 0 | 1 | 25 | PSE Businss Case: APPROVED_Measure Case_Insulation_2022 | 24.5327 | 5.699% | Per Unit Savings from PSE Business Case: APPROVED_Measure Case_Insulation_2022 | 21.5158 | Per Unit Savings from PSE Business Case: APPROVED_Measure Case_Insulation_2022 | 0 | Full | 0 | 0 | 0 | 2850.4742 | 0 | 0 | 0 | Existing conditions, assuming no cost | PSE Businss Case: APPROVED_Measure Case_Insulation_2022 | I | 100% | 8.571% | 37.49% | 1 | 0 | 0.15 | No applicable non-energy benefitsIncludes PSE NEI data where applicable. | No applicable non-energy benefits | System | System
King County | Manufactured | Heat Room Gas | Existing | Insulation - Floor - R11 to R22 - MH | Floor insulation: R11 to R22; mobile home; natural gas | 0 | 2024 | 2050 | 1549.1708 | per Home | 0 | 1 | 25 | PSE Businss Case: APPROVED_Measure Case_Insulation_2022 | 25.1685 | 5.699% | Per Unit Savings from PSE Business Case: APPROVED_Measure Case_Insulation_2022 | 6.1193 | Per Unit Savings from PSE Business Case: APPROVED_Measure Case_Insulation_2022 | 0 | Full | 0 | 0 | 0 | 2850.4742 | 0 | 0 | 0 | Existing conditions, assuming no cost | PSE Businss Case: APPROVED_Measure Case_Insulation_2022 | I | 100% | 8.571% | 37.49% | 1 | 0 | 0.15 | No applicable non-energy benefitsIncludes PSE NEI data where applicable. | No applicable non-energy benefits | System | System
King County | Manufactured - Highly Impacted | Heat Central Gas Boiler | Existing | LIW: Insulation - Floor - R0 to R22 - MH - TG | Floor insulation: R0 to R22; mobile home; natural gas | 0 | 2024 | 2050 | 1201.0485 | per Home | 0 | 1 | 25 | PSE Businss Case: APPROVED_Measure Case_Insulation_2022 | 52.1159 | 11.52% | Per Unit Savings from PSE Business Case: APPROVED_Measure Case_Insulation_2022. End use ratio of 100% for Heat Central Gas Boiler. | 0 | Per Unit Savings from PSE Business Case: APPROVED_Measure Case_Insulation_2022. End use ratio of 100% for Heat Central Gas Boiler. | 0 | Full | 0 | 0 | 0 | 2846.485 | 0 | 0 | 0 | Existing conditions, assuming no cost | PSE Businss Case: APPROVED_Measure Case_Insulation_2022 | H | 100% | 8.661% | 62.51% | 1 | 0 | 0.15 | No applicable non-energy benefitsIncludes PSE NEI data where applicable. | No applicable non-energy benefits | System | System
King County | Manufactured - Highly Impacted | Heat Central Gas Furnace | Existing | LIW: Insulation - Floor - R0 to R22 - MH - TG | Floor insulation: R0 to R22; mobile home; natural gas | 0 | 2024 | 2050 | 1201.0485 | per Home | 0 | 1 | 25 | PSE Businss Case: APPROVED_Measure Case_Insulation_2022 | 38.4336 | 11.52% | Per Unit Savings from PSE Business Case: APPROVED_Measure Case_Insulation_2022. End use ratio of 100% for Heat Central Gas Furnace. | 0 | Per Unit Savings from PSE Business Case: APPROVED_Measure Case_Insulation_2022. End use ratio of 100% for Heat Central Gas Furnace. | 0 | Full | 0 | 0 | 0 | 2846.485 | 0 | 0 | 0 | Existing conditions, assuming no cost | PSE Businss Case: APPROVED_Measure Case_Insulation_2022 | H | 100% | 8.661% | 62.51% | 1 | 0 | 0.15 | No applicable non-energy benefitsIncludes PSE NEI data where applicable. | No applicable non-energy benefits | System | System
King County | Manufactured - Highly Impacted | Heat Room Gas | Existing | LIW: Insulation - Floor - R0 to R22 - MH - TG | Floor insulation: R0 to R22; mobile home; natural gas | 0 | 2024 | 2050 | 1201.0485 | per Home | 0 | 1 | 25 | PSE Businss Case: APPROVED_Measure Case_Insulation_2022 | 35.4867 | 10.36% | Per Unit Savings from PSE Business Case: APPROVED_Measure Case_Insulation_2022. Assuming an end use ratio of 90% for Heat Room Gas and applying to the reported PSE Business Case Savings. | 0 | Per Unit Savings from PSE Business Case: APPROVED_Measure Case_Insulation_2022. Assuming an end use ratio of 90% for Heat Room Gas and applying to the reported PSE Business Case Savings. | 0 | Full | 0 | 0 | 0 | 2846.485 | 0 | 0 | 0 | Existing conditions, assuming no cost | PSE Businss Case: APPROVED_Measure Case_Insulation_2022 | H | 100% | 8.661% | 62.51% | 1 | 0 | 0.15 | No applicable non-energy benefitsIncludes PSE NEI data where applicable. | No applicable non-energy benefits | System | System
King County | Multifamily - Highly Impacted | Heat Central Gas Boiler | Existing | LIW: Insulation - Floor - R0 to R30 - MF - TG | Floor insulation: R0 to R30; multi-family; natural gas | 0 | 2024 | 2050 | 773.4304 | per Home | 0 | 1 | 45 | PSE Businss Case: APPROVED_Measure Case_Insulation_2022 | 50.3411 | 13.91% | Per Unit Savings from PSE Business Case: APPROVED_Measure Case_Insulation_2022. End use ratio of 100% for Heat Central Gas Boiler. | 0 | Per Unit Savings from PSE Business Case: APPROVED_Measure Case_Insulation_2022. End use ratio of 100% for Heat Central Gas Boiler. | 0 | Full | 0 | 0 | 0 | 1701.5469 | 0 | 0 | 0 | Existing conditions, assuming no cost | PSE Businss Case: APPROVED_Measure Case_Insulation_2022 | J | 100% | 23.08% | 66.69% | 1 | 0 | 0.0043602 | No applicable non-energy benefitsIncludes PSE NEI data where applicable. | No applicable non-energy benefits | System | System
King County | Multifamily - Highly Impacted | Heat Central Gas Furnace | Existing | LIW: Insulation - Floor - R0 to R30 - MF - TG | Floor insulation: R0 to R30; multi-family; natural gas | 0 | 2024 | 2050 | 773.4304 | per Home | 0 | 1 | 45 | PSE Businss Case: APPROVED_Measure Case_Insulation_2022 | 37.1247 | 13.91% | Per Unit Savings from PSE Business Case: APPROVED_Measure Case_Insulation_2022. End use ratio of 100% for Heat Central Gas Furnace. | 0 | Per Unit Savings from PSE Business Case: APPROVED_Measure Case_Insulation_2022. End use ratio of 100% for Heat Central Gas Furnace. | 0 | Full | 0 | 0 | 0 | 1701.5469 | 0 | 0 | 0 | Existing conditions, assuming no cost | PSE Businss Case: APPROVED_Measure Case_Insulation_2022 | J | 100% | 23.08% | 66.69% | 1 | 0 | 0.0043602 | No applicable non-energy benefitsIncludes PSE NEI data where applicable. | No applicable non-energy benefits | System | System
King County | Multifamily - Highly Impacted | Heat Room Gas | Existing | LIW: Insulation - Floor - R0 to R30 - MF - TG | Floor insulation: R0 to R30; multi-family; natural gas | 0 | 2024 | 2050 | 773.4304 | per Home | 0 | 1 | 45 | PSE Businss Case: APPROVED_Measure Case_Insulation_2022 | 33.4122 | 12.21% | Per Unit Savings from PSE Business Case: APPROVED_Measure Case_Insulation_2022. Assuming an end use ratio of 90% for Heat Room Gas and applying to the reported PSE Business Case Savings. | 0 | Per Unit Savings from PSE Business Case: APPROVED_Measure Case_Insulation_2022. Assuming an end use ratio of 90% for Heat Room Gas and applying to the reported PSE Business Case Savings. | 0 | Full | 0 | 0 | 0 | 1701.5469 | 0 | 0 | 0 | Existing conditions, assuming no cost | PSE Businss Case: APPROVED_Measure Case_Insulation_2022 | J | 100% | 23.08% | 66.69% | 1 | 0 | 0.0039242 | No applicable non-energy benefitsIncludes PSE NEI data where applicable. | No applicable non-energy benefits | System | System
King County | Single Family - Highly Impacted | Heat Central Gas Boiler | Existing | LIW: Insulation - Floor - R0 to R30 - SF - TG | Floor insulation: R0 to R30; single family; natural gas | 0 | 2024 | 2050 | 969.9099 | per Home | 0 | 1 | 45 | PSE Businss Case: APPROVED_Measure Case_Insulation_2022 | 31.5648 | 6.788% | Per Unit Savings from PSE Business Case: APPROVED_Measure Case_Insulation_2022. End use ratio of 100% for Heat Central Gas Boiler. | 0 | Per Unit Savings from PSE Business Case: APPROVED_Measure Case_Insulation_2022. End use ratio of 100% for Heat Central Gas Boiler. | 0 | Full | 0 | 0 | 0 | 2075.6071 | 0 | 0 | 0 | Existing conditions, assuming no cost | PSE Businss Case: APPROVED_Measure Case_Insulation_2022 | L | 100% | 6.068% | 100% | 1 | 0 | 0.07634 | No applicable non-energy benefitsIncludes PSE NEI data where applicable. | No applicable non-energy benefits | System | System
King County | Single Family - Highly Impacted | Heat Central Gas Furnace | Existing | LIW: Insulation - Floor - R0 to R30 - SF - TG | Floor insulation: R0 to R30; single family; natural gas | 0 | 2024 | 2050 | 969.9099 | per Home | 0 | 1 | 45 | PSE Businss Case: APPROVED_Measure Case_Insulation_2022 | 23.2778 | 6.788% | Per Unit Savings from PSE Business Case: APPROVED_Measure Case_Insulation_2022. End use ratio of 100% for Heat Central Gas Furnace. | 0 | Per Unit Savings from PSE Business Case: APPROVED_Measure Case_Insulation_2022. End use ratio of 100% for Heat Central Gas Furnace. | 0 | Full | 0 | 0 | 0 | 2075.6071 | 0 | 0 | 0 | Existing conditions, assuming no cost | PSE Businss Case: APPROVED_Measure Case_Insulation_2022 | L | 100% | 6.068% | 100% | 1 | 0 | 0.07634 | No applicable non-energy benefitsIncludes PSE NEI data where applicable. | No applicable non-energy benefits | System | System
King County | Single Family - Highly Impacted | Heat Room Gas | Existing | LIW: Insulation - Floor - R0 to R30 - SF - TG | Floor insulation: R0 to R30; single family; natural gas | 0 | 2024 | 2050 | 969.9099 | per Home | 0 | 1 | 45 | PSE Businss Case: APPROVED_Measure Case_Insulation_2022 | 21.493 | 6.109% | Per Unit Savings from PSE Business Case: APPROVED_Measure Case_Insulation_2022. Assuming an end use ratio of 90% for Heat Room Gas and applying to the reported PSE Business Case Savings. | 0 | Per Unit Savings from PSE Business Case: APPROVED_Measure Case_Insulation_2022. Assuming an end use ratio of 90% for Heat Room Gas and applying to the reported PSE Business Case Savings. | 0 | Full | 0 | 0 | 0 | 2075.6071 | 0 | 0 | 0 | Existing conditions, assuming no cost | PSE Businss Case: APPROVED_Measure Case_Insulation_2022 | L | 100% | 6.068% | 100% | 1 | 0 | 0.068706 | No applicable non-energy benefitsIncludes PSE NEI data where applicable. | No applicable non-energy benefits | System | System
King County | Multifamily - Highly Impacted | Heat Central Gas Boiler | Existing | LIW: Insulation - Wall - R0 to R11 - MF - TG | Wall insulation: R0 to R11; multi-family; natural gas | 0 | 2024 | 2050 | 278.1062 | per Home | 0 | 1 | 45 | PSE Businss Case: APPROVED_Measure Case_Insulation_2022 | 29.8673 | 8.255% | Per Unit Savings from PSE Business Case: APPROVED_Measure Case_Insulation_2022. End use ratio of 100% for Heat Central Gas Boiler. | 0 | Per Unit Savings from PSE Business Case: APPROVED_Measure Case_Insulation_2022. End use ratio of 100% for Heat Central Gas Boiler. | 0 | Full | 0 | 0 | 0 | 611.8336 | 0 | 0 | 0 | Existing conditions, assuming no cost | PSE Businss Case: APPROVED_Measure Case_Insulation_2022 | M | 100% | 7.774% | 100% | 1 | 0 | 0.01 | No applicable non-energy benefitsIncludes PSE NEI data where applicable. | No applicable non-energy benefits | System | System
King County | Multifamily - Highly Impacted | Heat Central Gas Furnace | Existing | LIW: Insulation - Wall - R0 to R11 - MF - TG | Wall insulation: R0 to R11; multi-family; natural gas | 0 | 2024 | 2050 | 278.1062 | per Home | 0 | 1 | 45 | PSE Businss Case: APPROVED_Measure Case_Insulation_2022 | 22.026 | 8.255% | Per Unit Savings from PSE Business Case: APPROVED_Measure Case_Insulation_2022. End use ratio of 100% for Heat Central Gas Furnace. | 0 | Per Unit Savings from PSE Business Case: APPROVED_Measure Case_Insulation_2022. End use ratio of 100% for Heat Central Gas Furnace. | 0 | Full | 0 | 0 | 0 | 611.8336 | 0 | 0 | 0 | Existing conditions, assuming no cost | PSE Businss Case: APPROVED_Measure Case_Insulation_2022 | M | 100% | 7.774% | 100% | 1 | 0 | 0.01 | No applicable non-energy benefitsIncludes PSE NEI data where applicable. | No applicable non-energy benefits | System | System
King County | Multifamily - Highly Impacted | Heat Room Gas | Existing | LIW: Insulation - Wall - R0 to R11 - MF - TG | Wall insulation: R0 to R11; multi-family; natural gas | 0 | 2024 | 2050 | 278.1062 | per Home | 0 | 1 | 45 | PSE Businss Case: APPROVED_Measure Case_Insulation_2022 | 19.8234 | 7.242% | Per Unit Savings from PSE Business Case: APPROVED_Measure Case_Insulation_2022. Assuming an end use ratio of 90% for Heat Room Gas and applying to the reported PSE Business Case Savings. | 0 | Per Unit Savings from PSE Business Case: APPROVED_Measure Case_Insulation_2022. Assuming an end use ratio of 90% for Heat Room Gas and applying to the reported PSE Business Case Savings. | 0 | Full | 0 | 0 | 0 | 611.8336 | 0 | 0 | 0 | Existing conditions, assuming no cost | PSE Businss Case: APPROVED_Measure Case_Insulation_2022 | M | 100% | 7.774% | 100% | 1 | 0 | 0.01 | No applicable non-energy benefitsIncludes PSE NEI data where applicable. | No applicable non-energy benefits | System | System
King County | Manufactured | Heat Central Gas Boiler | Existing | Insulation - Wall - R0 to R11 - MH | Wall insulation: R0 to R11; mobile home; natural gas | 0 | 2024 | 2050 | 551.0331 | per Home | 0 | 1 | 25 | PSE Businss Case: APPROVED_Measure Case_Insulation_2022 | 131.5075 | 22.53% | Per Unit Savings from PSE Business Case: APPROVED_Measure Case_Insulation_2022. End use ratio of 100% for Heat Central Gas Boiler. | 25.3519 | Per Unit Savings from PSE Business Case: APPROVED_Measure Case_Insulation_2022. End use ratio of 100% for Heat Central Gas Boiler. | 0 | Full | 0 | 0 | 0 | 1515.341 | 0 | 0 | 0 | Existing conditions, assuming no cost | PSE Businss Case: APPROVED_Measure Case_Insulation_2022 | M | 100% | 7.774% | 100% | 1 | 0 | 4.81 | No applicable non-energy benefitsIncludes PSE NEI data where applicable. | No applicable non-energy benefits | System | System
King County | Manufactured | Heat Central Gas Furnace | Existing | Insulation - Wall - R0 to R11 - MH | Wall insulation: R0 to R11; mobile home; natural gas | 0 | 2024 | 2050 | 551.0331 | per Home | 0 | 1 | 25 | PSE Businss Case: APPROVED_Measure Case_Insulation_2022 | 96.9818 | 22.53% | Per Unit Savings from PSE Business Case: APPROVED_Measure Case_Insulation_2022. End use ratio of 100% for Heat Central Gas Furnace. | 82.1556 | Per Unit Savings from PSE Business Case: APPROVED_Measure Case_Insulation_2022. End use ratio of 100% for Heat Central Gas Furnace. | 0 | Full | 0 | 0 | 0 | 1515.341 | 0 | 0 | 0 | Existing conditions, assuming no cost | PSE Businss Case: APPROVED_Measure Case_Insulation_2022 | M | 100% | 7.774% | 100% | 1 | 0 | 4.81 | No applicable non-energy benefitsIncludes PSE NEI data where applicable. | No applicable non-energy benefits | System | System
King County | Manufactured | Heat Room Gas | Existing | Insulation - Wall - R0 to R11 - MH | Wall insulation: R0 to R11; mobile home; natural gas | 0 | 2024 | 2050 | 551.0331 | per Home | 0 | 1 | 25 | PSE Businss Case: APPROVED_Measure Case_Insulation_2022 | 87.2836 | 19.76% | Per Unit Savings from PSE Business Case: APPROVED_Measure Case_Insulation_2022. Assuming an end use ratio of 90% for Heat Room Gas and applying to the reported PSE Business Case Savings. | 23.366 | Per Unit Savings from PSE Business Case: APPROVED_Measure Case_Insulation_2022. Assuming an end use ratio of 90% for Heat Room Gas and applying to the reported PSE Business Case Savings. | 0 | Full | 0 | 0 | 0 | 1515.341 | 0 | 0 | 0 | Existing conditions, assuming no cost | PSE Businss Case: APPROVED_Measure Case_Insulation_2022 | M | 100% | 7.774% | 100% | 1 | 0 | 4.81 | No applicable non-energy benefitsIncludes PSE NEI data where applicable. | No applicable non-energy benefits | System | System
King County | Manufactured - Highly Impacted | Heat Central Gas Boiler | Existing | LIW: Insulation - Wall - R0 to R11 - MH - TG | Wall insulation: R0 to R11; mobile home; natural gas | 0 | 2024 | 2050 | 485.1861 | per Home | 0 | 1 | 25 | PSE Businss Case: APPROVED_Measure Case_Insulation_2022 | 115.7927 | 25.59% | Per Unit Savings from PSE Business Case: APPROVED_Measure Case_Insulation_2022. End use ratio of 100% for Heat Central Gas Boiler. | 0 | Per Unit Savings from PSE Business Case: APPROVED_Measure Case_Insulation_2022. End use ratio of 100% for Heat Central Gas Boiler. | 0 | Full | 0 | 0 | 0 | 1334.2617 | 0 | 0 | 0 | Existing conditions, assuming no cost | PSE Businss Case: APPROVED_Measure Case_Insulation_2022 | M | 100% | 7.774% | 100% | 1 | 0 | 1.18 | No applicable non-energy benefitsIncludes PSE NEI data where applicable. | No applicable non-energy benefits | System | System
King County | Manufactured - Highly Impacted | Heat Central Gas Furnace | Existing | LIW: Insulation - Wall - R0 to R11 - MH - TG | Wall insulation: R0 to R11; mobile home; natural gas | 0 | 2024 | 2050 | 485.1861 | per Home | 0 | 1 | 25 | PSE Businss Case: APPROVED_Measure Case_Insulation_2022 | 85.3927 | 25.59% | Per Unit Savings from PSE Business Case: APPROVED_Measure Case_Insulation_2022. End use ratio of 100% for Heat Central Gas Furnace. | 0 | Per Unit Savings from PSE Business Case: APPROVED_Measure Case_Insulation_2022. End use ratio of 100% for Heat Central Gas Furnace. | 0 | Full | 0 | 0 | 0 | 1334.2617 | 0 | 0 | 0 | Existing conditions, assuming no cost | PSE Businss Case: APPROVED_Measure Case_Insulation_2022 | M | 100% | 7.774% | 100% | 1 | 0 | 1.18 | No applicable non-energy benefitsIncludes PSE NEI data where applicable. | No applicable non-energy benefits | System | System
King County | Manufactured - Highly Impacted | Heat Room Gas | Existing | LIW: Insulation - Wall - R0 to R11 - MH - TG | Wall insulation: R0 to R11; mobile home; natural gas | 0 | 2024 | 2050 | 485.1861 | per Home | 0 | 1 | 25 | PSE Businss Case: APPROVED_Measure Case_Insulation_2022 | 76.8535 | 22.45% | Per Unit Savings from PSE Business Case: APPROVED_Measure Case_Insulation_2022. Assuming an end use ratio of 90% for Heat Room Gas and applying to the reported PSE Business Case Savings. | 0 | Per Unit Savings from PSE Business Case: APPROVED_Measure Case_Insulation_2022. Assuming an end use ratio of 90% for Heat Room Gas and applying to the reported PSE Business Case Savings. | 0 | Full | 0 | 0 | 0 | 1334.2617 | 0 | 0 | 0 | Existing conditions, assuming no cost | PSE Businss Case: APPROVED_Measure Case_Insulation_2022 | M | 100% | 7.774% | 100% | 1 | 0 | 1.18 | No applicable non-energy benefitsIncludes PSE NEI data where applicable. | No applicable non-energy benefits | System | System
King County | Single Family - Highly Impacted | Heat Central Gas Boiler | Existing | LIW: Insulation - Wall - R0 to R11 - SF - TG | Wall insulation: R0 to R11; single family; natural gas | 0 | 2024 | 2050 | 1924.3414 | per Home | 0 | 1 | 45 | PSE Businss Case: APPROVED_Measure Case_Insulation_2022 | 146.1269 | 31.42% | Per Unit Savings from PSE Business Case: APPROVED_Measure Case_Insulation_2022. End use ratio of 100% for Heat Central Gas Boiler. | 0 | Per Unit Savings from PSE Business Case: APPROVED_Measure Case_Insulation_2022. End use ratio of 100% for Heat Central Gas Boiler. | 0 | Full | 0 | 0 | 0 | 5291.9388 | 0 | 0 | 0 | Existing conditions, assuming no cost | PSE Businss Case: APPROVED_Measure Case_Insulation_2022 | M | 100% | 6.485% | 100% | 1 | 0 | 0.1 | No applicable non-energy benefitsIncludes PSE NEI data where applicable. | No applicable non-energy benefits | System | System
King County | Single Family - Highly Impacted | Heat Central Gas Furnace | Existing | LIW: Insulation - Wall - R0 to R11 - SF - TG | Wall insulation: R0 to R11; single family; natural gas | 0 | 2024 | 2050 | 1924.3414 | per Home | 0 | 1 | 45 | PSE Businss Case: APPROVED_Measure Case_Insulation_2022 | 107.7631 | 31.42% | Per Unit Savings from PSE Business Case: APPROVED_Measure Case_Insulation_2022. End use ratio of 100% for Heat Central Gas Furnace. | 0 | Per Unit Savings from PSE Business Case: APPROVED_Measure Case_Insulation_2022. End use ratio of 100% for Heat Central Gas Furnace. | 0 | Full | 0 | 0 | 0 | 5291.9388 | 0 | 0 | 0 | Existing conditions, assuming no cost | PSE Businss Case: APPROVED_Measure Case_Insulation_2022 | M | 100% | 6.485% | 100% | 1 | 0 | 0.1 | No applicable non-energy benefitsIncludes PSE NEI data where applicable. | No applicable non-energy benefits | System | System
King County | Single Family - Highly Impacted | Heat Room Gas | Existing | LIW: Insulation - Wall - R0 to R11 - SF - TG | Wall insulation: R0 to R11; single family; natural gas | 0 | 2024 | 2050 | 1924.3414 | per Home | 0 | 1 | 45 | PSE Businss Case: APPROVED_Measure Case_Insulation_2022 | 96.9868 | 27.57% | Per Unit Savings from PSE Business Case: APPROVED_Measure Case_Insulation_2022. Assuming an end use ratio of 90% for Heat Room Gas and applying to the reported PSE Business Case Savings. | 0 | Per Unit Savings from PSE Business Case: APPROVED_Measure Case_Insulation_2022. Assuming an end use ratio of 90% for Heat Room Gas and applying to the reported PSE Business Case Savings. | 0 | Full | 0 | 0 | 0 | 5291.9388 | 0 | 0 | 0 | Existing conditions, assuming no cost | PSE Businss Case: APPROVED_Measure Case_Insulation_2022 | M | 100% | 6.485% | 100% | 1 | 0 | 0.1 | No applicable non-energy benefitsIncludes PSE NEI data where applicable. | No applicable non-energy benefits | System | System
King County | Manufactured - Highly Impacted | Heat Central Gas Boiler | Existing | LIW: Insulation - Attic - R0 to R30 - MH - TG | Attic insulation: R0 to R30; mobile home; natural gas | 0 | 2024 | 2050 | 1201.0485 | per Home | 0 | 1 | 25 | PSE Businss Case: APPROVED_Measure Case_Insulation_2022 | 52.1159 | 11.52% | Per Unit Savings from PSE Business Case: APPROVED_Measure Case_Insulation_2022. End use ratio of 100% for Heat Central Gas Boiler. | 0 | Per Unit Savings from PSE Business Case: APPROVED_Measure Case_Insulation_2022. End use ratio of 100% for Heat Central Gas Boiler. | 0 | Full | 0 | 0 | 0 | 2438.1285 | 0 | 0 | 0 | Existing conditions, assuming no cost | PSE Businss Case: APPROVED_Measure Case_Insulation_2022 | B | 100% | 38.94% | 100% | 1 | 0 | 0.24 | No applicable non-energy benefitsIncludes PSE NEI data where applicable. | No applicable non-energy benefits | System | System
King County | Manufactured - Highly Impacted | Heat Central Gas Furnace | Existing | LIW: Insulation - Attic - R0 to R30 - MH - TG | Attic insulation: R0 to R30; mobile home; natural gas | 0 | 2024 | 2050 | 1201.0485 | per Home | 0 | 1 | 25 | PSE Businss Case: APPROVED_Measure Case_Insulation_2022 | 38.4336 | 11.52% | Per Unit Savings from PSE Business Case: APPROVED_Measure Case_Insulation_2022. End use ratio of 100% for Heat Central Gas Furnace. | 0 | Per Unit Savings from PSE Business Case: APPROVED_Measure Case_Insulation_2022. End use ratio of 100% for Heat Central Gas Furnace. | 0 | Full | 0 | 0 | 0 | 2438.1285 | 0 | 0 | 0 | Existing conditions, assuming no cost | PSE Businss Case: APPROVED_Measure Case_Insulation_2022 | B | 100% | 38.94% | 100% | 1 | 0 | 0.24 | No applicable non-energy benefitsIncludes PSE NEI data where applicable. | No applicable non-energy benefits | System | System
King County | Manufactured - Highly Impacted | Heat Room Gas | Existing | LIW: Insulation - Attic - R0 to R30 - MH - TG | Attic insulation: R0 to R30; mobile home; natural gas | 0 | 2024 | 2050 | 1201.0485 | per Home | 0 | 1 | 25 | PSE Businss Case: APPROVED_Measure Case_Insulation_2022 | 35.4867 | 10.36% | Per Unit Savings from PSE Business Case: APPROVED_Measure Case_Insulation_2022. Assuming an end use ratio of 90% for Heat Room Gas and applying to the reported PSE Business Case Savings. | 0 | Per Unit Savings from PSE Business Case: APPROVED_Measure Case_Insulation_2022. Assuming an end use ratio of 90% for Heat Room Gas and applying to the reported PSE Business Case Savings. | 0 | Full | 0 | 0 | 0 | 2438.1285 | 0 | 0 | 0 | Existing conditions, assuming no cost | PSE Businss Case: APPROVED_Measure Case_Insulation_2022 | B | 100% | 38.94% | 100% | 1 | 0 | 0.24 | No applicable non-energy benefitsIncludes PSE NEI data where applicable. | No applicable non-energy benefits | System | System
King County | Multifamily - Highly Impacted | Heat Central Gas Boiler | Existing | LIW: Insulation - Attic - R0 to R38 - MF - TG | Attic insulation: R0 to R38; multi-family; natural gas | 0 | 2024 | 2050 | 773.4304 | per Home | 0 | 1 | 45 | PSE Businss Case: APPROVED_Measure Case_Insulation_2022 | 33.5607 | 9.276% | Per Unit Savings from PSE Business Case: APPROVED_Measure Case_Insulation_2022. End use ratio of 100% for Heat Central Gas Boiler. | 0 | Per Unit Savings from PSE Business Case: APPROVED_Measure Case_Insulation_2022. End use ratio of 100% for Heat Central Gas Boiler. | 0 | Full | 0 | 0 | 0 | 1484.9864 | 0 | 0 | 0 | Existing conditions, assuming no cost | PSE Businss Case: APPROVED_Measure Case_Insulation_2022 | B | 100% | 0.6698% | 57.84% | 1 | 0 | 0.0029068 | No applicable non-energy benefitsIncludes PSE NEI data where applicable. | No applicable non-energy benefits | System | System
King County | Multifamily - Highly Impacted | Heat Central Gas Furnace | Existing | LIW: Insulation - Attic - R0 to R38 - MF - TG | Attic insulation: R0 to R38; multi-family; natural gas | 0 | 2024 | 2050 | 773.4304 | per Home | 0 | 1 | 45 | PSE Businss Case: APPROVED_Measure Case_Insulation_2022 | 24.7498 | 9.276% | Per Unit Savings from PSE Business Case: APPROVED_Measure Case_Insulation_2022. End use ratio of 100% for Heat Central Gas Furnace. | 0 | Per Unit Savings from PSE Business Case: APPROVED_Measure Case_Insulation_2022. End use ratio of 100% for Heat Central Gas Furnace. | 0 | Full | 0 | 0 | 0 | 1484.9864 | 0 | 0 | 0 | Existing conditions, assuming no cost | PSE Businss Case: APPROVED_Measure Case_Insulation_2022 | B | 100% | 0.6698% | 57.84% | 1 | 0 | 0.0029068 | No applicable non-energy benefitsIncludes PSE NEI data where applicable. | No applicable non-energy benefits | System | System
King County | Multifamily - Highly Impacted | Heat Room Gas | Existing | LIW: Insulation - Attic - R0 to R38 - MF - TG | Attic insulation: R0 to R38; multi-family; natural gas | 0 | 2024 | 2050 | 773.4304 | per Home | 0 | 1 | 45 | PSE Businss Case: APPROVED_Measure Case_Insulation_2022 | 22.2748 | 8.137% | Per Unit Savings from PSE Business Case: APPROVED_Measure Case_Insulation_2022. Assuming an end use ratio of 90% for Heat Room Gas and applying to the reported PSE Business Case Savings. | 0 | Per Unit Savings from PSE Business Case: APPROVED_Measure Case_Insulation_2022. Assuming an end use ratio of 90% for Heat Room Gas and applying to the reported PSE Business Case Savings. | 0 | Full | 0 | 0 | 0 | 1484.9864 | 0 | 0 | 0 | Existing conditions, assuming no cost | PSE Businss Case: APPROVED_Measure Case_Insulation_2022 | B | 100% | 0.6698% | 57.84% | 1 | 0 | 0.0026161 | No applicable non-energy benefitsIncludes PSE NEI data where applicable. | No applicable non-energy benefits | System | System
King County | Multifamily - Highly Impacted | Water Heat LE 55 Gal | Existing | LIW: Insulation - Water Heater Pipe - MF - TG | Water heater pipe insulation: multi-family; natural gas | 0 | 2024 | 2050 | 1 | per Home | 0 | 1 | 15 | PSE Businss Case: APPROVED_Measure Case_Insulation_2022 | 0.67161 | 0.4642% | Per Unit Savings from PSE Business Case: APPROVED_Measure Case_Insulation_2022 | 0 | Per Unit Savings from PSE Business Case: APPROVED_Measure Case_Insulation_2022 | 0 | Full | 0 | 0 | 0 | 20 | 0 | 0 | 0 | Existing conditions, assuming no cost | PSE Businss Case: APPROVED_Measure Case_Insulation_2022 |  | 100% | 87.4% | 100% | 1 | 0 | 0.09 | No applicable non-energy benefitsIncludes PSE NEI data where applicable. | No applicable non-energy benefits | System | System
King County | Multifamily - Highly Impacted | Water Heat GT 55 Gal | Existing | LIW: Insulation - Water Heater Pipe - MF - TG | Water heater pipe insulation: multi-family; natural gas | 0 | 2024 | 2050 | 1 | per Home | 0 | 1 | 15 | PSE Businss Case: APPROVED_Measure Case_Insulation_2022 | 0.47781 | 0.389% | Adjusting savings using baseline and measure water heating efficiency. PSE Business Case: APPROVED_Measure Case_Insulation_2022 | 0 | Adjusting savings using baseline and measure water heating efficiency. PSE Business Case: APPROVED_Measure Case_Insulation_2022 | 0 | Full | 0 | 0 | 0 | 20 | 0 | 0 | 0 | Existing conditions, assuming no cost | PSE Businss Case: APPROVED_Measure Case_Insulation_2022 |  | 100% | 87.4% | 100% | 1 | 0 | 0.09 | No applicable non-energy benefitsIncludes PSE NEI data where applicable. | No applicable non-energy benefits | System | System
King County | Manufactured - Highly Impacted | Water Heat LE 55 Gal | Existing | LIW: Insulation - Water Heater Pipe - MH - TG | Water heater pipe insulation: mobile home; natural gas | 0 | 2024 | 2050 | 1 | per Home | 0 | 1 | 15 | PSE Businss Case: APPROVED_Measure Case_Insulation_2022 | 0.63487 | 0.4642% | Per Unit Savings from PSE Business Case: APPROVED_Measure Case_Insulation_2022 | 0 | Per Unit Savings from PSE Business Case: APPROVED_Measure Case_Insulation_2022 | 0 | Full | 0 | 0 | 0 | 20 | 0 | 0 | 0 | Existing conditions, assuming no cost | PSE Businss Case: APPROVED_Measure Case_Insulation_2022 |  | 100% | 78.85% | 100% | 1 | 0 | 11.13 | No applicable non-energy benefitsIncludes PSE NEI data where applicable. | No applicable non-energy benefits | System | System
King County | Manufactured - Highly Impacted | Water Heat GT 55 Gal | Existing | LIW: Insulation - Water Heater Pipe - MH - TG | Water heater pipe insulation: mobile home; natural gas | 0 | 2024 | 2050 | 1 | per Home | 0 | 1 | 15 | PSE Businss Case: APPROVED_Measure Case_Insulation_2022 | 0.45167 | 0.389% | Adjusting savings using baseline and measure water heating efficiency. PSE Business Case: APPROVED_Measure Case_Insulation_2022 | 0 | Adjusting savings using baseline and measure water heating efficiency. PSE Business Case: APPROVED_Measure Case_Insulation_2022 | 0 | Full | 0 | 0 | 0 | 20 | 0 | 0 | 0 | Existing conditions, assuming no cost | PSE Businss Case: APPROVED_Measure Case_Insulation_2022 |  | 100% | 78.85% | 100% | 1 | 0 | 11.13 | No applicable non-energy benefitsIncludes PSE NEI data where applicable. | No applicable non-energy benefits | System | System
King County | Single Family - Highly Impacted | Water Heat LE 55 Gal | Existing | LIW: Insulation - Water Heater Pipe - SF - TG | Water heater pipe insulation: single family; natural gas | 0 | 2024 | 2050 | 1 | per Home | 0 | 1 | 15 | PSE Businss Case: APPROVED_Measure Case_Insulation_2022 | 0.73386 | 0.4642% | Per Unit Savings from PSE Business Case: APPROVED_Measure Case_Insulation_2022 | 0 | Per Unit Savings from PSE Business Case: APPROVED_Measure Case_Insulation_2022 | 0 | Full | 0 | 0 | 0 | 20 | 0 | 0 | 0 | Existing conditions, assuming no cost | PSE Businss Case: APPROVED_Measure Case_Insulation_2022 |  | 100% | 74.1% | 100% | 1 | 0 | 11.04 | No applicable non-energy benefitsIncludes PSE NEI data where applicable. | No applicable non-energy benefits | System | System
King County | Single Family - Highly Impacted | Water Heat GT 55 Gal | Existing | LIW: Insulation - Water Heater Pipe - SF - TG | Water heater pipe insulation: single family; natural gas | 0 | 2024 | 2050 | 1 | per Home | 0 | 1 | 15 | PSE Businss Case: APPROVED_Measure Case_Insulation_2022 | 0.52209 | 0.389% | Adjusting savings using baseline and measure water heating efficiency. PSE Business Case: APPROVED_Measure Case_Insulation_2022 | 0 | Adjusting savings using baseline and measure water heating efficiency. PSE Business Case: APPROVED_Measure Case_Insulation_2022 | 0 | Full | 0 | 0 | 0 | 20 | 0 | 0 | 0 | Existing conditions, assuming no cost | PSE Businss Case: APPROVED_Measure Case_Insulation_2022 |  | 100% | 74.1% | 100% | 1 | 0 | 11.04 | No applicable non-energy benefitsIncludes PSE NEI data where applicable. | No applicable non-energy benefits | System | System
King County | Multifamily - Highly Impacted | Heat Central Gas Boiler | Existing | LIW: Insulation - Attic - R0 to R49 - MF - TG | Attic insulation: R0 to R49; multi-family; natural gas | 0 | 2024 | 2050 | 773.4304 | per Home | 0 | 1 | 45 | PSE Businss Case: APPROVED_Measure Case_Insulation_2022 | 41.9509 | 11.59% | Per Unit Savings from PSE Business Case: APPROVED_Measure Case_Insulation_2022. End use ratio of 100% for Heat Central Gas Boiler. | 0 | Per Unit Savings from PSE Business Case: APPROVED_Measure Case_Insulation_2022. End use ratio of 100% for Heat Central Gas Boiler. | 0 | Full | 0 | 0 | 0 | 1655.1411 | 0 | 0 | 0 | Existing conditions, assuming no cost | PSE Businss Case: APPROVED_Measure Case_Insulation_2022 | B | 100% | 3.751% | 57.84% | 1 | 0 | 0.0036335 | No applicable non-energy benefitsIncludes PSE NEI data where applicable. | No applicable non-energy benefits | System | System
King County | Multifamily - Highly Impacted | Heat Central Gas Furnace | Existing | LIW: Insulation - Attic - R0 to R49 - MF - TG | Attic insulation: R0 to R49; multi-family; natural gas | 0 | 2024 | 2050 | 773.4304 | per Home | 0 | 1 | 45 | PSE Businss Case: APPROVED_Measure Case_Insulation_2022 | 30.9372 | 11.59% | Per Unit Savings from PSE Business Case: APPROVED_Measure Case_Insulation_2022. End use ratio of 100% for Heat Central Gas Furnace. | 0 | Per Unit Savings from PSE Business Case: APPROVED_Measure Case_Insulation_2022. End use ratio of 100% for Heat Central Gas Furnace. | 0 | Full | 0 | 0 | 0 | 1655.1411 | 0 | 0 | 0 | Existing conditions, assuming no cost | PSE Businss Case: APPROVED_Measure Case_Insulation_2022 | B | 100% | 3.751% | 57.84% | 1 | 0 | 0.0036335 | No applicable non-energy benefitsIncludes PSE NEI data where applicable. | No applicable non-energy benefits | System | System
King County | Multifamily - Highly Impacted | Heat Room Gas | Existing | LIW: Insulation - Attic - R0 to R49 - MF - TG | Attic insulation: R0 to R49; multi-family; natural gas | 0 | 2024 | 2050 | 773.4304 | per Home | 0 | 1 | 45 | PSE Businss Case: APPROVED_Measure Case_Insulation_2022 | 27.8435 | 10.17% | Per Unit Savings from PSE Business Case: APPROVED_Measure Case_Insulation_2022. Assuming an end use ratio of 90% for Heat Room Gas and applying to the reported PSE Business Case Savings. | 0 | Per Unit Savings from PSE Business Case: APPROVED_Measure Case_Insulation_2022. Assuming an end use ratio of 90% for Heat Room Gas and applying to the reported PSE Business Case Savings. | 0 | Full | 0 | 0 | 0 | 1655.1411 | 0 | 0 | 0 | Existing conditions, assuming no cost | PSE Businss Case: APPROVED_Measure Case_Insulation_2022 | B | 100% | 3.751% | 57.84% | 1 | 0 | 0.0032702 | No applicable non-energy benefitsIncludes PSE NEI data where applicable. | No applicable non-energy benefits | System | System
King County | Single Family - Highly Impacted | Heat Central Gas Boiler | Existing | LIW: Insulation - Attic - R0 to R49 - SF - TG | Attic insulation: R0 to R49; single family; natural gas | 0 | 2024 | 2050 | 969.9099 | per Home | 0 | 1 | 45 | PSE Businss Case: APPROVED_Measure Case_Insulation_2022 | 94.6943 | 20.36% | Per Unit Savings from PSE Business Case: APPROVED_Measure Case_Insulation_2022. End use ratio of 100% for Heat Central Gas Boiler. | 0 | Per Unit Savings from PSE Business Case: APPROVED_Measure Case_Insulation_2022. End use ratio of 100% for Heat Central Gas Boiler. | 0 | Full | 0 | 0 | 0 | 2356.881 | 0 | 0 | 0 | Existing conditions, assuming no cost | PSE Businss Case: APPROVED_Measure Case_Insulation_2022 | B | 100% | 3.696% | 18.29% | 1 | 0 | 0.09 | No applicable non-energy benefitsIncludes PSE NEI data where applicable. | No applicable non-energy benefits | System | System
King County | Single Family - Highly Impacted | Heat Central Gas Furnace | Existing | LIW: Insulation - Attic - R0 to R49 - SF - TG | Attic insulation: R0 to R49; single family; natural gas | 0 | 2024 | 2050 | 969.9099 | per Home | 0 | 1 | 45 | PSE Businss Case: APPROVED_Measure Case_Insulation_2022 | 69.8335 | 20.36% | Per Unit Savings from PSE Business Case: APPROVED_Measure Case_Insulation_2022. End use ratio of 100% for Heat Central Gas Furnace. | 0 | Per Unit Savings from PSE Business Case: APPROVED_Measure Case_Insulation_2022. End use ratio of 100% for Heat Central Gas Furnace. | 0 | Full | 0 | 0 | 0 | 2356.881 | 0 | 0 | 0 | Existing conditions, assuming no cost | PSE Businss Case: APPROVED_Measure Case_Insulation_2022 | B | 100% | 3.696% | 18.29% | 1 | 0 | 0.09 | No applicable non-energy benefitsIncludes PSE NEI data where applicable. | No applicable non-energy benefits | System | System
King County | Single Family - Highly Impacted | Heat Room Gas | Existing | LIW: Insulation - Attic - R0 to R49 - SF - TG | Attic insulation: R0 to R49; single family; natural gas | 0 | 2024 | 2050 | 969.9099 | per Home | 0 | 1 | 45 | PSE Businss Case: APPROVED_Measure Case_Insulation_2022 | 62.8502 | 17.86% | Per Unit Savings from PSE Business Case: APPROVED_Measure Case_Insulation_2022. Assuming an end use ratio of 90% for Heat Room Gas and applying to the reported PSE Business Case Savings. | 0 | Per Unit Savings from PSE Business Case: APPROVED_Measure Case_Insulation_2022. Assuming an end use ratio of 90% for Heat Room Gas and applying to the reported PSE Business Case Savings. | 0 | Full | 0 | 0 | 0 | 2356.881 | 0 | 0 | 0 | Existing conditions, assuming no cost | PSE Businss Case: APPROVED_Measure Case_Insulation_2022 | B | 100% | 3.696% | 18.29% | 1 | 0 | 0.09 | No applicable non-energy benefitsIncludes PSE NEI data where applicable. | No applicable non-energy benefits | System | System
King County | Single Family - Highly Impacted | Heat Central Gas Boiler | Existing | LIW: Insulation - Attic - R11 to R49 - SF - TG | Attic insulation: R11 to R49; single family; natural gas | 0 | 2024 | 2050 | 969.9099 | per Home | 0 | 1 | 45 | PSE Businss Case: APPROVED_Measure Case_Insulation_2022 | 31.5648 | 6.788% | Per Unit Savings from PSE Business Case: APPROVED_Measure Case_Insulation_2022. End use ratio of 100% for Heat Central Gas Boiler. | 0 | Per Unit Savings from PSE Business Case: APPROVED_Measure Case_Insulation_2022. End use ratio of 100% for Heat Central Gas Boiler. | 0 | Full | 0 | 0 | 0 | 1765.2359 | 0 | 0 | 0 | Existing conditions, assuming no cost | PSE Businss Case: APPROVED_Measure Case_Insulation_2022 | C | 100% | 20.16% | 42.9% | 1 | 0 | 0.12 | No applicable non-energy benefitsIncludes PSE NEI data where applicable. | No applicable non-energy benefits | System | System
King County | Single Family - Highly Impacted | Heat Central Gas Furnace | Existing | LIW: Insulation - Attic - R11 to R49 - SF - TG | Attic insulation: R11 to R49; single family; natural gas | 0 | 2024 | 2050 | 969.9099 | per Home | 0 | 1 | 45 | PSE Businss Case: APPROVED_Measure Case_Insulation_2022 | 23.2778 | 6.788% | Per Unit Savings from PSE Business Case: APPROVED_Measure Case_Insulation_2022. End use ratio of 100% for Heat Central Gas Furnace. | 0 | Per Unit Savings from PSE Business Case: APPROVED_Measure Case_Insulation_2022. End use ratio of 100% for Heat Central Gas Furnace. | 0 | Full | 0 | 0 | 0 | 1765.2359 | 0 | 0 | 0 | Existing conditions, assuming no cost | PSE Businss Case: APPROVED_Measure Case_Insulation_2022 | C | 100% | 20.16% | 42.9% | 1 | 0 | 0.12 | No applicable non-energy benefitsIncludes PSE NEI data where applicable. | No applicable non-energy benefits | System | System
King County | Single Family - Highly Impacted | Heat Room Gas | Existing | LIW: Insulation - Attic - R11 to R49 - SF - TG | Attic insulation: R11 to R49; single family; natural gas | 0 | 2024 | 2050 | 969.9099 | per Home | 0 | 1 | 45 | PSE Businss Case: APPROVED_Measure Case_Insulation_2022 | 21.493 | 6.109% | Per Unit Savings from PSE Business Case: APPROVED_Measure Case_Insulation_2022. Assuming an end use ratio of 90% for Heat Room Gas and applying to the reported PSE Business Case Savings. | 0 | Per Unit Savings from PSE Business Case: APPROVED_Measure Case_Insulation_2022. Assuming an end use ratio of 90% for Heat Room Gas and applying to the reported PSE Business Case Savings. | 0 | Full | 0 | 0 | 0 | 1765.2359 | 0 | 0 | 0 | Existing conditions, assuming no cost | PSE Businss Case: APPROVED_Measure Case_Insulation_2022 | C | 100% | 20.16% | 42.9% | 1 | 0 | 0.12 | No applicable non-energy benefitsIncludes PSE NEI data where applicable. | No applicable non-energy benefits | System | System
King County | Single Family | Heat Central Gas Boiler | Existing | SFWX: Insulation - Attic - R0 to R49 - NG | Attic Insulation: R0 to R49; home heated with natural gas | 0 | 2024 | 2050 | 1181.8733 | per Home | 0 | 1 | 45 | PSE Businss Case: APPROVED_Measure Case_Insulation_2022 | 118.4658 | 18.33% | Per Unit Savings from PSE Business Case: APPROVED_Measure Case_Insulation_2022 | 0 | Per Unit Savings from PSE Business Case: APPROVED_Measure Case_Insulation_2022 | 0 | Full | 0 | 0 | 0 | 1760.9912 | 0 | 0 | 0 | Existing conditions, assuming no cost | PSE Businss Case: APPROVED_Measure Case_Insulation_2022 | B | 100% | 3.696% | 18.29% | 1 | 0 | 0.0433 | No applicable non-energy benefitsIncludes PSE NEI data where applicable. | No applicable non-energy benefits | System | System
King County | Single Family | Heat Central Gas Furnace | Existing | SFWX: Insulation - Attic - R0 to R49 - NG | Attic Insulation: R0 to R49; home heated with natural gas | 0 | 2024 | 2050 | 1181.8733 | per Home | 0 | 1 | 45 | PSE Businss Case: APPROVED_Measure Case_Insulation_2022 | 87.3641 | 18.33% | Per Unit Savings from PSE Business Case: APPROVED_Measure Case_Insulation_2022 | 0 | Per Unit Savings from PSE Business Case: APPROVED_Measure Case_Insulation_2022 | 0 | Full | 0 | 0 | 0 | 1760.9912 | 0 | 0 | 0 | Existing conditions, assuming no cost | PSE Businss Case: APPROVED_Measure Case_Insulation_2022 | B | 100% | 3.696% | 18.29% | 1 | 0 | 0.0433 | No applicable non-energy benefitsIncludes PSE NEI data where applicable. | No applicable non-energy benefits | System | System
King County | Single Family | Heat Room Gas | Existing | SFWX: Insulation - Attic - R0 to R49 - NG | Attic Insulation: R0 to R49; home heated with natural gas | 0 | 2024 | 2050 | 1181.8733 | per Home | 0 | 1 | 45 | PSE Businss Case: APPROVED_Measure Case_Insulation_2022 | 89.6282 | 18.33% | Per Unit Savings from PSE Business Case: APPROVED_Measure Case_Insulation_2022 | 0 | Per Unit Savings from PSE Business Case: APPROVED_Measure Case_Insulation_2022 | 0 | Full | 0 | 0 | 0 | 1760.9912 | 0 | 0 | 0 | Existing conditions, assuming no cost | PSE Businss Case: APPROVED_Measure Case_Insulation_2022 | B | 100% | 3.696% | 18.29% | 1 | 0 | 0.0433 | No applicable non-energy benefitsIncludes PSE NEI data where applicable. | No applicable non-energy benefits | System | System
King County | Single Family | Heat Central Gas Boiler | Existing | SFWX: Insulation - Attic - R11 to R49 - NG | Attic Insulation: R11 to R49; home heated with natural gas | 0 | 2024 | 2050 | 1181.8733 | per Home | 0 | 1 | 45 | PSE Businss Case: APPROVED_Measure Case_Insulation_2022 | 41.1553 | 6.366% | Per Unit Savings from PSE Business Case: APPROVED_Measure Case_Insulation_2022 | 0 | Per Unit Savings from PSE Business Case: APPROVED_Measure Case_Insulation_2022 | 0 | Full | 0 | 0 | 0 | 1465.5229 | 0 | 0 | 0 | Existing conditions, assuming no cost | PSE Businss Case: APPROVED_Measure Case_Insulation_2022 | C | 100% | 20.16% | 42.9% | 1 | 0 | 0.0481 | No applicable non-energy benefitsIncludes PSE NEI data where applicable. | No applicable non-energy benefits | System | System
King County | Single Family | Heat Central Gas Furnace | Existing | SFWX: Insulation - Attic - R11 to R49 - NG | Attic Insulation: R11 to R49; home heated with natural gas | 0 | 2024 | 2050 | 1181.8733 | per Home | 0 | 1 | 45 | PSE Businss Case: APPROVED_Measure Case_Insulation_2022 | 30.3505 | 6.366% | Per Unit Savings from PSE Business Case: APPROVED_Measure Case_Insulation_2022 | 0 | Per Unit Savings from PSE Business Case: APPROVED_Measure Case_Insulation_2022 | 0 | Full | 0 | 0 | 0 | 1465.5229 | 0 | 0 | 0 | Existing conditions, assuming no cost | PSE Businss Case: APPROVED_Measure Case_Insulation_2022 | C | 100% | 20.16% | 42.9% | 1 | 0 | 0.0481 | No applicable non-energy benefitsIncludes PSE NEI data where applicable. | No applicable non-energy benefits | System | System
King County | Single Family | Heat Room Gas | Existing | SFWX: Insulation - Attic - R11 to R49 - NG | Attic Insulation: R11 to R49; home heated with natural gas | 0 | 2024 | 2050 | 1181.8733 | per Home | 0 | 1 | 45 | PSE Businss Case: APPROVED_Measure Case_Insulation_2022 | 31.1371 | 6.366% | Per Unit Savings from PSE Business Case: APPROVED_Measure Case_Insulation_2022 | 0 | Per Unit Savings from PSE Business Case: APPROVED_Measure Case_Insulation_2022 | 0 | Full | 0 | 0 | 0 | 1465.5229 | 0 | 0 | 0 | Existing conditions, assuming no cost | PSE Businss Case: APPROVED_Measure Case_Insulation_2022 | C | 100% | 20.16% | 42.9% | 1 | 0 | 0.0481 | No applicable non-energy benefitsIncludes PSE NEI data where applicable. | No applicable non-energy benefits | System | System
King County | Manufactured | Heat Central Gas Boiler | Existing | SFWX: Insulation - Floor - R0 to R22 - NG - MH | Floor Insulation: R0 to R22; manufactured home heated with natural gas | 0 | 2024 | 2050 | 1549.1708 | per Home | 0 | 1 | 25 | PSE Businss Case: APPROVED_Measure Case_Insulation_2022 | 71.9272 | 12.32% | Per Unit Savings from PSE Business Case: APPROVED_Measure Case_Insulation_2022 | 0 | Per Unit Savings from PSE Business Case: APPROVED_Measure Case_Insulation_2022 | 0 | Full | 0 | 0 | 0 | 3594.0762 | 0 | 0 | 0 | Existing conditions, assuming no cost | PSE Businss Case: APPROVED_Measure Case_Insulation_2022 | H | 100% | 8.661% | 62.51% | 1 | 0 | 0.0917 | No applicable non-energy benefitsIncludes PSE NEI data where applicable. | No applicable non-energy benefits | System | System
King County | Manufactured | Heat Central Gas Furnace | Existing | SFWX: Insulation - Floor - R0 to R22 - NG - MH | Floor Insulation: R0 to R22; manufactured home heated with natural gas | 0 | 2024 | 2050 | 1549.1708 | per Home | 0 | 1 | 25 | PSE Businss Case: APPROVED_Measure Case_Insulation_2022 | 53.0436 | 12.32% | Per Unit Savings from PSE Business Case: APPROVED_Measure Case_Insulation_2022 | 0 | Per Unit Savings from PSE Business Case: APPROVED_Measure Case_Insulation_2022 | 0 | Full | 0 | 0 | 0 | 3594.0762 | 0 | 0 | 0 | Existing conditions, assuming no cost | PSE Businss Case: APPROVED_Measure Case_Insulation_2022 | H | 100% | 8.661% | 62.51% | 1 | 0 | 0.0917 | No applicable non-energy benefitsIncludes PSE NEI data where applicable. | No applicable non-energy benefits | System | System
King County | Manufactured | Heat Room Gas | Existing | SFWX: Insulation - Floor - R0 to R22 - NG - MH | Floor Insulation: R0 to R22; manufactured home heated with natural gas | 0 | 2024 | 2050 | 1549.1708 | per Home | 0 | 1 | 25 | PSE Businss Case: APPROVED_Measure Case_Insulation_2022 | 54.4183 | 12.32% | Per Unit Savings from PSE Business Case: APPROVED_Measure Case_Insulation_2022 | 0 | Per Unit Savings from PSE Business Case: APPROVED_Measure Case_Insulation_2022 | 0 | Full | 0 | 0 | 0 | 3594.0762 | 0 | 0 | 0 | Existing conditions, assuming no cost | PSE Businss Case: APPROVED_Measure Case_Insulation_2022 | H | 100% | 8.661% | 62.51% | 1 | 0 | 0.0917 | No applicable non-energy benefitsIncludes PSE NEI data where applicable. | No applicable non-energy benefits | System | System
King County | Manufactured - Highly Impacted | Heat Central Gas Boiler | Existing | LIW: Insulation - Floor - R11 to R22 - MH - TE | Floor Insulation: R11 to R22; manufactured home heated with natural gas | 0 | 2024 | 2050 | 1201.0485 | per Home | 0 | 1 | 25 | PSE Businss Case: APPROVED_Measure Case_Insulation_2022 | 24.1036 | 5.326% | Per Unit Savings from PSE Business Case: APPROVED_Measure Case_Insulation_2022. End use ratio of 100% for Heat Central Gas Boiler. | 5.1475 | Per Unit Savings from PSE Business Case: APPROVED_Measure Case_Insulation_2022. End use ratio of 100% for Heat Central Gas Boiler. | 0 | Full | 0 | 0 | 0 | 2846.485 | 0 | 0 | 0 | Existing conditions, assuming no cost | PSE Businss Case: APPROVED_Measure Case_Insulation_2022 | I | 100% | 8.571% | 37.49% | 1 | 0 | 0.15 | No applicable non-energy benefitsIncludes PSE NEI data where applicable. | No applicable non-energy benefits | System | System
King County | Manufactured - Highly Impacted | Heat Central Gas Furnace | Existing | LIW: Insulation - Floor - R11 to R22 - MH - TE | Floor Insulation: R11 to R22; manufactured home heated with natural gas | 0 | 2024 | 2050 | 1201.0485 | per Home | 0 | 1 | 25 | PSE Businss Case: APPROVED_Measure Case_Insulation_2022 | 17.7755 | 5.326% | Per Unit Savings from PSE Business Case: APPROVED_Measure Case_Insulation_2022. End use ratio of 100% for Heat Central Gas Furnace. | 15.6981 | Per Unit Savings from PSE Business Case: APPROVED_Measure Case_Insulation_2022. End use ratio of 100% for Heat Central Gas Furnace. | 0 | Full | 0 | 0 | 0 | 2846.485 | 0 | 0 | 0 | Existing conditions, assuming no cost | PSE Businss Case: APPROVED_Measure Case_Insulation_2022 | I | 100% | 8.571% | 37.49% | 1 | 0 | 0.15 | No applicable non-energy benefitsIncludes PSE NEI data where applicable. | No applicable non-energy benefits | System | System
King County | Manufactured - Highly Impacted | Heat Room Gas | Existing | LIW: Insulation - Floor - R11 to R22 - MH - TE | Floor Insulation: R11 to R22; manufactured home heated with natural gas | 0 | 2024 | 2050 | 1201.0485 | per Home | 0 | 1 | 25 | PSE Businss Case: APPROVED_Measure Case_Insulation_2022 | 15.998 | 4.673% | Per Unit Savings from PSE Business Case: APPROVED_Measure Case_Insulation_2022. Assuming an end use ratio of 90% for Heat Room Gas and applying to the reported PSE Business Case Savings. | 4.7442 | Per Unit Savings from PSE Business Case: APPROVED_Measure Case_Insulation_2022. Assuming an end use ratio of 90% for Heat Room Gas and applying to the reported PSE Business Case Savings. | 0 | Full | 0 | 0 | 0 | 2846.485 | 0 | 0 | 0 | Existing conditions, assuming no cost | PSE Businss Case: APPROVED_Measure Case_Insulation_2022 | I | 100% | 8.571% | 37.49% | 1 | 0 | 0.15 | No applicable non-energy benefitsIncludes PSE NEI data where applicable. | No applicable non-energy benefits | System | System
King County | Single Family | Heat Central Gas Boiler | Existing | SFWX: Insulation - Floor - R0 to R30 - NG | Floor Insulation: R0 to R30; home heated with natural gas | 0 | 2024 | 2050 | 1181.8733 | per Home | 0 | 1 | 45 | PSE Businss Case: APPROVED_Measure Case_Insulation_2022 | 44.2324 | 6.842% | Per Unit Savings from PSE Business Case: APPROVED_Measure Case_Insulation_2022 | 0 | Per Unit Savings from PSE Business Case: APPROVED_Measure Case_Insulation_2022 | 0 | Full | 0 | 0 | 0 | 1666.4414 | 0 | 0 | 0 | Existing conditions, assuming no cost | PSE Businss Case: APPROVED_Measure Case_Insulation_2022 | L | 100% | 6.068% | 100% | 1 | 0 | 0.0403 | No applicable non-energy benefitsIncludes PSE NEI data where applicable. | No applicable non-energy benefits | System | System
King County | Single Family | Heat Central Gas Furnace | Existing | SFWX: Insulation - Floor - R0 to R30 - NG | Floor Insulation: R0 to R30; home heated with natural gas | 0 | 2024 | 2050 | 1181.8733 | per Home | 0 | 1 | 45 | PSE Businss Case: APPROVED_Measure Case_Insulation_2022 | 32.6197 | 6.842% | Per Unit Savings from PSE Business Case: APPROVED_Measure Case_Insulation_2022 | 0 | Per Unit Savings from PSE Business Case: APPROVED_Measure Case_Insulation_2022 | 0 | Full | 0 | 0 | 0 | 1666.4414 | 0 | 0 | 0 | Existing conditions, assuming no cost | PSE Businss Case: APPROVED_Measure Case_Insulation_2022 | L | 100% | 6.068% | 100% | 1 | 0 | 0.0403 | No applicable non-energy benefitsIncludes PSE NEI data where applicable. | No applicable non-energy benefits | System | System
King County | Single Family | Heat Room Gas | Existing | SFWX: Insulation - Floor - R0 to R30 - NG | Floor Insulation: R0 to R30; home heated with natural gas | 0 | 2024 | 2050 | 1181.8733 | per Home | 0 | 1 | 45 | PSE Businss Case: APPROVED_Measure Case_Insulation_2022 | 33.4651 | 6.842% | Per Unit Savings from PSE Business Case: APPROVED_Measure Case_Insulation_2022 | 0 | Per Unit Savings from PSE Business Case: APPROVED_Measure Case_Insulation_2022 | 0 | Full | 0 | 0 | 0 | 1666.4414 | 0 | 0 | 0 | Existing conditions, assuming no cost | PSE Businss Case: APPROVED_Measure Case_Insulation_2022 | L | 100% | 6.068% | 100% | 1 | 0 | 0.0403 | No applicable non-energy benefitsIncludes PSE NEI data where applicable. | No applicable non-energy benefits | System | System
King County | Single Family | Heat Central Gas Boiler | Existing | SFWX: Insulation - Wall - R0 to R13 - NG | Wall insulation: R0 to R13: home heated with natural gas | 0 | 2024 | 2050 | 2423.4322 | per Home | 0 | 1 | 45 | PSE Businss Case: APPROVED_Measure Case_Insulation_2022 | 175.8762 | 27.21% | Per Unit Savings from PSE Business Case: APPROVED_Measure Case_Insulation_2022 | 0 | Per Unit Savings from PSE Business Case: APPROVED_Measure Case_Insulation_2022 | 0 | Full | 0 | 0 | 0 | 3780.5542 | 0 | 0 | 0 | Existing conditions, assuming no cost | PSE Businss Case: APPROVED_Measure Case_Insulation_2022 | M | 100% | 6.485% | 100% | 1 | 0 | 0.0417 | No applicable non-energy benefitsIncludes PSE NEI data where applicable. | No applicable non-energy benefits | System | System
King County | Single Family | Heat Central Gas Furnace | Existing | SFWX: Insulation - Wall - R0 to R13 - NG | Wall insulation: R0 to R13: home heated with natural gas | 0 | 2024 | 2050 | 2423.4322 | per Home | 0 | 1 | 45 | PSE Businss Case: APPROVED_Measure Case_Insulation_2022 | 129.7021 | 27.21% | Per Unit Savings from PSE Business Case: APPROVED_Measure Case_Insulation_2022 | 0 | Per Unit Savings from PSE Business Case: APPROVED_Measure Case_Insulation_2022 | 0 | Full | 0 | 0 | 0 | 3780.5542 | 0 | 0 | 0 | Existing conditions, assuming no cost | PSE Businss Case: APPROVED_Measure Case_Insulation_2022 | M | 100% | 6.485% | 100% | 1 | 0 | 0.0417 | No applicable non-energy benefitsIncludes PSE NEI data where applicable. | No applicable non-energy benefits | System | System
King County | Single Family | Heat Room Gas | Existing | SFWX: Insulation - Wall - R0 to R13 - NG | Wall insulation: R0 to R13: home heated with natural gas | 0 | 2024 | 2050 | 2423.4322 | per Home | 0 | 1 | 45 | PSE Businss Case: APPROVED_Measure Case_Insulation_2022 | 133.0635 | 27.21% | Per Unit Savings from PSE Business Case: APPROVED_Measure Case_Insulation_2022 | 0 | Per Unit Savings from PSE Business Case: APPROVED_Measure Case_Insulation_2022 | 0 | Full | 0 | 0 | 0 | 3780.5542 | 0 | 0 | 0 | Existing conditions, assuming no cost | PSE Businss Case: APPROVED_Measure Case_Insulation_2022 | M | 100% | 6.485% | 100% | 1 | 0 | 0.0417 | No applicable non-energy benefitsIncludes PSE NEI data where applicable. | No applicable non-energy benefits | System | System
King County | Multifamily | Heat Central Gas Boiler | Existing | Insulation - Attic - R0 to R38 - NG | Attic insulation: R0 to R38; natural gas heating | 0 | 2024 | 2050 | 911.2552 | per Home | 0 | 1 | 45 | PSE Businss Case: APPROVED_Measure Case_Insulation_2022 | 39.5412 | 9.276% | Per Unit Savings from PSE Business Case: APPROVED_Measure Case_Insulation_2022. End use ratio of 100% for Heat Central Gas Boiler. | 0 | Per Unit Savings from PSE Business Case: APPROVED_Measure Case_Insulation_2022. End use ratio of 100% for Heat Central Gas Boiler. | 0 | Full | 0 | 0 | 0 | 1749.61 | 0 | 0 | 0 | Existing conditions, assuming no cost | PSE Businss Case: APPROVED_Measure Case_Insulation_2022 | B | 100% | 0.6698% | 57.84% | 1 | 0 | 0 | No applicable non-energy benefitsIncludes PSE NEI data where applicable. | No applicable non-energy benefits | System | System
King County | Multifamily | Heat Central Gas Furnace | Existing | Insulation - Attic - R0 to R38 - NG | Attic insulation: R0 to R38; natural gas heating | 0 | 2024 | 2050 | 911.2552 | per Home | 0 | 1 | 45 | PSE Businss Case: APPROVED_Measure Case_Insulation_2022 | 29.1602 | 9.276% | Per Unit Savings from PSE Business Case: APPROVED_Measure Case_Insulation_2022. End use ratio of 100% for Heat Central Gas Furnace. | 0 | Per Unit Savings from PSE Business Case: APPROVED_Measure Case_Insulation_2022. End use ratio of 100% for Heat Central Gas Furnace. | 0 | Full | 0 | 0 | 0 | 1749.61 | 0 | 0 | 0 | Existing conditions, assuming no cost | PSE Businss Case: APPROVED_Measure Case_Insulation_2022 | B | 100% | 0.6698% | 57.84% | 1 | 0 | 0 | No applicable non-energy benefitsIncludes PSE NEI data where applicable. | No applicable non-energy benefits | System | System
King County | Multifamily | Heat Room Gas | Existing | Insulation - Attic - R0 to R38 - NG | Attic insulation: R0 to R38; natural gas heating | 0 | 2024 | 2050 | 911.2552 | per Home | 0 | 1 | 45 | PSE Businss Case: APPROVED_Measure Case_Insulation_2022 | 26.2442 | 8.137% | Per Unit Savings from PSE Business Case: APPROVED_Measure Case_Insulation_2022. Assuming an end use ratio of 90% for Heat Room Gas and applying to the reported PSE Business Case Savings. | 0 | Per Unit Savings from PSE Business Case: APPROVED_Measure Case_Insulation_2022. Assuming an end use ratio of 90% for Heat Room Gas and applying to the reported PSE Business Case Savings. | 0 | Full | 0 | 0 | 0 | 1749.61 | 0 | 0 | 0 | Existing conditions, assuming no cost | PSE Businss Case: APPROVED_Measure Case_Insulation_2022 | B | 100% | 0.6698% | 57.84% | 1 | 0 | 0 | No applicable non-energy benefitsIncludes PSE NEI data where applicable. | No applicable non-energy benefits | System | System
King County | Multifamily | Heat Central Gas Boiler | Existing | Insulation - Attic - R11 to R38 - NG | Attic insulation: R11 to R38; natural gas heating | 0 | 2024 | 2050 | 911.2552 | per Home | 0 | 1 | 45 | PSE Businss Case: APPROVED_Measure Case_Insulation_2022 | 29.6559 | 6.957% | Per Unit Savings from PSE Business Case: APPROVED_Measure Case_Insulation_2022. End use ratio of 100% for Heat Central Gas Boiler. | 0 | Per Unit Savings from PSE Business Case: APPROVED_Measure Case_Insulation_2022. End use ratio of 100% for Heat Central Gas Boiler. | 0 | Full | 0 | 0 | 0 | 1448.8958 | 0 | 0 | 0 | Existing conditions, assuming no cost | PSE Businss Case: APPROVED_Measure Case_Insulation_2022 | C | 100% | 0.5073% | 10% | 1 | 0 | 0 | No applicable non-energy benefitsIncludes PSE NEI data where applicable. | No applicable non-energy benefits | System | System
King County | Multifamily | Heat Central Gas Furnace | Existing | Insulation - Attic - R11 to R38 - NG | Attic insulation: R11 to R38; natural gas heating | 0 | 2024 | 2050 | 911.2552 | per Home | 0 | 1 | 45 | PSE Businss Case: APPROVED_Measure Case_Insulation_2022 | 21.8701 | 6.957% | Per Unit Savings from PSE Business Case: APPROVED_Measure Case_Insulation_2022. End use ratio of 100% for Heat Central Gas Furnace. | 0 | Per Unit Savings from PSE Business Case: APPROVED_Measure Case_Insulation_2022. End use ratio of 100% for Heat Central Gas Furnace. | 0 | Full | 0 | 0 | 0 | 1448.8958 | 0 | 0 | 0 | Existing conditions, assuming no cost | PSE Businss Case: APPROVED_Measure Case_Insulation_2022 | C | 100% | 0.5073% | 10% | 1 | 0 | 0 | No applicable non-energy benefitsIncludes PSE NEI data where applicable. | No applicable non-energy benefits | System | System
King County | Multifamily | Heat Room Gas | Existing | Insulation - Attic - R11 to R38 - NG | Attic insulation: R11 to R38; natural gas heating | 0 | 2024 | 2050 | 911.2552 | per Home | 0 | 1 | 45 | PSE Businss Case: APPROVED_Measure Case_Insulation_2022 | 20.1932 | 6.261% | Per Unit Savings from PSE Business Case: APPROVED_Measure Case_Insulation_2022. Assuming an end use ratio of 90% for Heat Room Gas and applying to the reported PSE Business Case Savings. | 0 | Per Unit Savings from PSE Business Case: APPROVED_Measure Case_Insulation_2022. Assuming an end use ratio of 90% for Heat Room Gas and applying to the reported PSE Business Case Savings. | 0 | Full | 0 | 0 | 0 | 1448.8958 | 0 | 0 | 0 | Existing conditions, assuming no cost | PSE Businss Case: APPROVED_Measure Case_Insulation_2022 | C | 100% | 0.5073% | 10% | 1 | 0 | 0 | No applicable non-energy benefitsIncludes PSE NEI data where applicable. | No applicable non-energy benefits | System | System
King County | Multifamily - Highly Impacted | Heat Central Gas Boiler | Existing | Insulation - Attic - R11 to R38 - NG | Attic insulation: R11 to R38; natural gas heating | 0 | 2024 | 2050 | 773.4304 | per Home | 0 | 1 | 45 | PSE Businss Case: APPROVED_Measure Case_Insulation_2022 | 25.1705 | 6.957% | Per Unit Savings from PSE Business Case: APPROVED_Measure Case_Insulation_2022. End use ratio of 100% for Heat Central Gas Boiler. | 0 | Per Unit Savings from PSE Business Case: APPROVED_Measure Case_Insulation_2022. End use ratio of 100% for Heat Central Gas Boiler. | 0 | Full | 0 | 0 | 0 | 1229.7544 | 0 | 0 | 0 | Existing conditions, assuming no cost | PSE Businss Case: APPROVED_Measure Case_Insulation_2022 | C | 100% | 0.5073% | 10% | 1 | 0 | 0 | No applicable non-energy benefitsIncludes PSE NEI data where applicable. | No applicable non-energy benefits | System | System
King County | Multifamily - Highly Impacted | Heat Central Gas Furnace | Existing | Insulation - Attic - R11 to R38 - NG | Attic insulation: R11 to R38; natural gas heating | 0 | 2024 | 2050 | 773.4304 | per Home | 0 | 1 | 45 | PSE Businss Case: APPROVED_Measure Case_Insulation_2022 | 18.5623 | 6.957% | Per Unit Savings from PSE Business Case: APPROVED_Measure Case_Insulation_2022. End use ratio of 100% for Heat Central Gas Furnace. | 0 | Per Unit Savings from PSE Business Case: APPROVED_Measure Case_Insulation_2022. End use ratio of 100% for Heat Central Gas Furnace. | 0 | Full | 0 | 0 | 0 | 1229.7544 | 0 | 0 | 0 | Existing conditions, assuming no cost | PSE Businss Case: APPROVED_Measure Case_Insulation_2022 | C | 100% | 0.5073% | 10% | 1 | 0 | 0 | No applicable non-energy benefitsIncludes PSE NEI data where applicable. | No applicable non-energy benefits | System | System
King County | Multifamily - Highly Impacted | Heat Room Gas | Existing | Insulation - Attic - R11 to R38 - NG | Attic insulation: R11 to R38; natural gas heating | 0 | 2024 | 2050 | 773.4304 | per Home | 0 | 1 | 45 | PSE Businss Case: APPROVED_Measure Case_Insulation_2022 | 17.1391 | 6.261% | Per Unit Savings from PSE Business Case: APPROVED_Measure Case_Insulation_2022. Assuming an end use ratio of 90% for Heat Room Gas and applying to the reported PSE Business Case Savings. | 0 | Per Unit Savings from PSE Business Case: APPROVED_Measure Case_Insulation_2022. Assuming an end use ratio of 90% for Heat Room Gas and applying to the reported PSE Business Case Savings. | 0 | Full | 0 | 0 | 0 | 1229.7544 | 0 | 0 | 0 | Existing conditions, assuming no cost | PSE Businss Case: APPROVED_Measure Case_Insulation_2022 | C | 100% | 0.5073% | 10% | 1 | 0 | 0 | No applicable non-energy benefitsIncludes PSE NEI data where applicable. | No applicable non-energy benefits | System | System
King County | Multifamily | Heat Central Gas Boiler | Existing | MFRFT: Insulation - Floor - R0 to R30 - NG | Floor insulation: R0 to R30; natural gas heating | 0 | 2024 | 2050 | 911.2552 | per Home | 0 | 1 | 45 | PSE Businss Case: APPROVED_Measure Case_Insulation_2022 | 59.3118 | 13.91% | Per Unit Savings from PSE Business Case: APPROVED_Measure Case_Insulation_2022. End use ratio of 100% for Heat Central Gas Boiler. | 0 | Per Unit Savings from PSE Business Case: APPROVED_Measure Case_Insulation_2022. End use ratio of 100% for Heat Central Gas Boiler. | 0 | Full | 0 | 0 | 0 | 1448.8958 | 0 | 0 | 0 | Existing conditions, assuming no cost | PSE Businss Case: APPROVED_Measure Case_Insulation_2022 | J | 100% | 23.08% | 66.69% | 1 | 0 | 0 | No applicable non-energy benefitsIncludes PSE NEI data where applicable. | No applicable non-energy benefits | System | System
King County | Multifamily | Heat Central Gas Furnace | Existing | MFRFT: Insulation - Floor - R0 to R30 - NG | Floor insulation: R0 to R30; natural gas heating | 0 | 2024 | 2050 | 911.2552 | per Home | 0 | 1 | 45 | PSE Businss Case: APPROVED_Measure Case_Insulation_2022 | 43.7403 | 13.91% | Per Unit Savings from PSE Business Case: APPROVED_Measure Case_Insulation_2022. End use ratio of 100% for Heat Central Gas Furnace. | 0 | Per Unit Savings from PSE Business Case: APPROVED_Measure Case_Insulation_2022. End use ratio of 100% for Heat Central Gas Furnace. | 0 | Full | 0 | 0 | 0 | 1448.8958 | 0 | 0 | 0 | Existing conditions, assuming no cost | PSE Businss Case: APPROVED_Measure Case_Insulation_2022 | J | 100% | 23.08% | 66.69% | 1 | 0 | 0 | No applicable non-energy benefitsIncludes PSE NEI data where applicable. | No applicable non-energy benefits | System | System
King County | Multifamily | Heat Room Gas | Existing | MFRFT: Insulation - Floor - R0 to R30 - NG | Floor insulation: R0 to R30; natural gas heating | 0 | 2024 | 2050 | 911.2552 | per Home | 0 | 1 | 45 | PSE Businss Case: APPROVED_Measure Case_Insulation_2022 | 39.3662 | 12.21% | Per Unit Savings from PSE Business Case: APPROVED_Measure Case_Insulation_2022. Assuming an end use ratio of 90% for Heat Room Gas and applying to the reported PSE Business Case Savings. | 0 | Per Unit Savings from PSE Business Case: APPROVED_Measure Case_Insulation_2022. Assuming an end use ratio of 90% for Heat Room Gas and applying to the reported PSE Business Case Savings. | 0 | Full | 0 | 0 | 0 | 1448.8958 | 0 | 0 | 0 | Existing conditions, assuming no cost | PSE Businss Case: APPROVED_Measure Case_Insulation_2022 | J | 100% | 23.08% | 66.69% | 1 | 0 | 0 | No applicable non-energy benefitsIncludes PSE NEI data where applicable. | No applicable non-energy benefits | System | System
King County | Multifamily | Heat Central Gas Boiler | Existing | MFRFT: Insulation - Wall - R0 to R11 - NG | Wall insulation: R0 to R11; natural gas heating | 0 | 2024 | 2050 | 301.87 | per Home | 0 | 1 | 45 | PSE Businss Case: APPROVED_Measure Case_Insulation_2022 | 32.7469 | 7.682% | Per Unit Savings from PSE Business Case: APPROVED_Measure Case_Insulation_2022. End use ratio of 100% for Heat Central Gas Boiler. | 0 | Per Unit Savings from PSE Business Case: APPROVED_Measure Case_Insulation_2022. End use ratio of 100% for Heat Central Gas Boiler. | 0 | Full | 0 | 0 | 0 | 498.0856 | 0 | 0 | 0 | Existing conditions, assuming no cost | PSE Businss Case: APPROVED_Measure Case_Insulation_2022 | M | 100% | 7.774% | 100% | 1 | 0 | 0 | No applicable non-energy benefitsIncludes PSE NEI data where applicable. | No applicable non-energy benefits | System | System
King County | Multifamily | Heat Central Gas Furnace | Existing | MFRFT: Insulation - Wall - R0 to R11 - NG | Wall insulation: R0 to R11; natural gas heating | 0 | 2024 | 2050 | 301.87 | per Home | 0 | 1 | 45 | PSE Businss Case: APPROVED_Measure Case_Insulation_2022 | 24.1496 | 7.682% | Per Unit Savings from PSE Business Case: APPROVED_Measure Case_Insulation_2022. End use ratio of 100% for Heat Central Gas Furnace. | 0 | Per Unit Savings from PSE Business Case: APPROVED_Measure Case_Insulation_2022. End use ratio of 100% for Heat Central Gas Furnace. | 0 | Full | 0 | 0 | 0 | 498.0856 | 0 | 0 | 0 | Existing conditions, assuming no cost | PSE Businss Case: APPROVED_Measure Case_Insulation_2022 | M | 100% | 7.774% | 100% | 1 | 0 | 0 | No applicable non-energy benefitsIncludes PSE NEI data where applicable. | No applicable non-energy benefits | System | System
King County | Multifamily | Heat Room Gas | Existing | MFRFT: Insulation - Wall - R0 to R11 - NG | Wall insulation: R0 to R11; natural gas heating | 0 | 2024 | 2050 | 301.87 | per Home | 0 | 1 | 45 | PSE Businss Case: APPROVED_Measure Case_Insulation_2022 | 21.7346 | 6.739% | Per Unit Savings from PSE Business Case: APPROVED_Measure Case_Insulation_2022. Assuming an end use ratio of 90% for Heat Room Gas and applying to the reported PSE Business Case Savings. | 0 | Per Unit Savings from PSE Business Case: APPROVED_Measure Case_Insulation_2022. Assuming an end use ratio of 90% for Heat Room Gas and applying to the reported PSE Business Case Savings. | 0 | Full | 0 | 0 | 0 | 498.0856 | 0 | 0 | 0 | Existing conditions, assuming no cost | PSE Businss Case: APPROVED_Measure Case_Insulation_2022 | M | 100% | 7.774% | 100% | 1 | 0 | 0 | No applicable non-energy benefitsIncludes PSE NEI data where applicable. | No applicable non-energy benefits | System | System
King County | Manufactured - Highly Impacted | Heat Central Gas Boiler | Existing | LIW: Insulation - Attic - R0 to R22 - MH - TG | Attic insulation: R0 to R22; mobile home; gas | 0 | 2024 | 2050 | 1201.0485 | per Home | 0 | 1 | 25 | PSE Businss Case: APPROVED_Measure Case_Insulation_2022 | 39.087 | 8.637% | Per Unit Savings from PSE Business Case: APPROVED_Measure Case_Insulation_2022. End use ratio of 100% for Heat Central Gas Boiler. | 0 | Per Unit Savings from PSE Business Case: APPROVED_Measure Case_Insulation_2022. End use ratio of 100% for Heat Central Gas Boiler. | 0 | Full | 0 | 0 | 0 | 1861.6252 | 0 | 0 | 0 | Existing conditions, assuming no cost | PSE Businss Case: APPROVED_Measure Case_Insulation_2022 | B | 100% | 2.14% | 100% | 1 | 0 | 0.12 | No applicable non-energy benefitsIncludes PSE NEI data where applicable. | No applicable non-energy benefits | System | System
King County | Manufactured - Highly Impacted | Heat Central Gas Furnace | Existing | LIW: Insulation - Attic - R0 to R22 - MH - TG | Attic insulation: R0 to R22; mobile home; gas | 0 | 2024 | 2050 | 1201.0485 | per Home | 0 | 1 | 25 | PSE Businss Case: APPROVED_Measure Case_Insulation_2022 | 28.8252 | 8.637% | Per Unit Savings from PSE Business Case: APPROVED_Measure Case_Insulation_2022. End use ratio of 100% for Heat Central Gas Furnace. | 0 | Per Unit Savings from PSE Business Case: APPROVED_Measure Case_Insulation_2022. End use ratio of 100% for Heat Central Gas Furnace. | 0 | Full | 0 | 0 | 0 | 1861.6252 | 0 | 0 | 0 | Existing conditions, assuming no cost | PSE Businss Case: APPROVED_Measure Case_Insulation_2022 | B | 100% | 2.14% | 100% | 1 | 0 | 0.12 | No applicable non-energy benefitsIncludes PSE NEI data where applicable. | No applicable non-energy benefits | System | System
King County | Manufactured - Highly Impacted | Heat Room Gas | Existing | LIW: Insulation - Attic - R0 to R22 - MH - TG | Attic insulation: R0 to R22; mobile home; gas | 0 | 2024 | 2050 | 1201.0485 | per Home | 0 | 1 | 25 | PSE Businss Case: APPROVED_Measure Case_Insulation_2022 | 25.9426 | 7.577% | Per Unit Savings from PSE Business Case: APPROVED_Measure Case_Insulation_2022. Assuming an end use ratio of 90% for Heat Room Gas and applying to the reported PSE Business Case Savings. | 0 | Per Unit Savings from PSE Business Case: APPROVED_Measure Case_Insulation_2022. Assuming an end use ratio of 90% for Heat Room Gas and applying to the reported PSE Business Case Savings. | 0 | Full | 0 | 0 | 0 | 1861.6252 | 0 | 0 | 0 | Existing conditions, assuming no cost | PSE Businss Case: APPROVED_Measure Case_Insulation_2022 | B | 100% | 2.14% | 100% | 1 | 0 | 0.12 | No applicable non-energy benefitsIncludes PSE NEI data where applicable. | No applicable non-energy benefits | System | System
King County | Manufactured | Heat Central Gas Boiler | Existing | Insulation - Attic - R0 to R22 - NG - MH - Pre HUD | Attic insulation: R0 to R22; Pre-HUD manufactured home heated with natural gas | 0 | 2024 | 2050 | 1549.1708 | per Home | 0 | 1 | 25 | PSE Businss Case: APPROVED_Measure Case_Insulation_2022 | 52.2649 | 8.954% | Per Unit Savings from PSE Business Case: APPROVED_Measure Case_Insulation_2022 | 0 | Per Unit Savings from PSE Business Case: APPROVED_Measure Case_Insulation_2022 | 0 | Full | 0 | 0 | 0 | 5034.805 | 0 | 0 | 0 | Existing conditions, assuming no cost | PSE Businss Case: APPROVED_Measure Case_Insulation_2022 | B | 100% | 2.14% | 100% | 1 | 0 | 0.0534 | No applicable non-energy benefitsIncludes PSE NEI data where applicable. | No applicable non-energy benefits | System | System
King County | Manufactured | Heat Central Gas Furnace | Existing | Insulation - Attic - R0 to R22 - NG - MH - Pre HUD | Attic insulation: R0 to R22; Pre-HUD manufactured home heated with natural gas | 0 | 2024 | 2050 | 1549.1708 | per Home | 0 | 1 | 25 | PSE Businss Case: APPROVED_Measure Case_Insulation_2022 | 38.5434 | 8.954% | Per Unit Savings from PSE Business Case: APPROVED_Measure Case_Insulation_2022 | 0 | Per Unit Savings from PSE Business Case: APPROVED_Measure Case_Insulation_2022 | 0 | Full | 0 | 0 | 0 | 5034.805 | 0 | 0 | 0 | Existing conditions, assuming no cost | PSE Businss Case: APPROVED_Measure Case_Insulation_2022 | B | 100% | 2.14% | 100% | 1 | 0 | 0.0534 | No applicable non-energy benefitsIncludes PSE NEI data where applicable. | No applicable non-energy benefits | System | System
King County | Manufactured | Heat Room Gas | Existing | Insulation - Attic - R0 to R22 - NG - MH - Pre HUD | Attic insulation: R0 to R22; Pre-HUD manufactured home heated with natural gas | 0 | 2024 | 2050 | 1549.1708 | per Home | 0 | 1 | 25 | PSE Businss Case: APPROVED_Measure Case_Insulation_2022 | 39.5423 | 8.954% | Per Unit Savings from PSE Business Case: APPROVED_Measure Case_Insulation_2022 | 0 | Per Unit Savings from PSE Business Case: APPROVED_Measure Case_Insulation_2022 | 0 | Full | 0 | 0 | 0 | 5034.805 | 0 | 0 | 0 | Existing conditions, assuming no cost | PSE Businss Case: APPROVED_Measure Case_Insulation_2022 | B | 100% | 2.14% | 100% | 1 | 0 | 0.0534 | No applicable non-energy benefitsIncludes PSE NEI data where applicable. | No applicable non-energy benefits | System | System
King County | Manufactured | Heat Central Gas Boiler | Existing | Insulation - Attic - R0 to R30 - NG - MH - HUD | Attic insulation: R0 to R30; HUD manufactured home heated with natural gas | 0 | 2024 | 2050 | 1549.1708 | per Home | 0 | 1 | 25 | PSE Businss Case: APPROVED_Measure Case_Insulation_2022 | 70.4147 | 12.06% | Per Unit Savings from PSE Business Case: APPROVED_Measure Case_Insulation_2022 | 0 | Per Unit Savings from PSE Business Case: APPROVED_Measure Case_Insulation_2022 | 0 | Full | 0 | 0 | 0 | 6475.5338 | 0 | 0 | 0 | Existing conditions, assuming no cost | PSE Businss Case: APPROVED_Measure Case_Insulation_2022 | B | 100% | 38.94% | 100% | 1 | 0 | 0 | No applicable non-energy benefitsIncludes PSE NEI data where applicable. | No applicable non-energy benefits | System | System
King County | Manufactured | Heat Central Gas Furnace | Existing | Insulation - Attic - R0 to R30 - NG - MH - HUD | Attic insulation: R0 to R30; HUD manufactured home heated with natural gas | 0 | 2024 | 2050 | 1549.1708 | per Home | 0 | 1 | 25 | PSE Businss Case: APPROVED_Measure Case_Insulation_2022 | 51.9282 | 12.06% | Per Unit Savings from PSE Business Case: APPROVED_Measure Case_Insulation_2022 | 0 | Per Unit Savings from PSE Business Case: APPROVED_Measure Case_Insulation_2022 | 0 | Full | 0 | 0 | 0 | 6475.5338 | 0 | 0 | 0 | Existing conditions, assuming no cost | PSE Businss Case: APPROVED_Measure Case_Insulation_2022 | B | 100% | 38.94% | 100% | 1 | 0 | 0 | No applicable non-energy benefitsIncludes PSE NEI data where applicable. | No applicable non-energy benefits | System | System
King County | Manufactured | Heat Room Gas | Existing | Insulation - Attic - R0 to R30 - NG - MH - HUD | Attic insulation: R0 to R30; HUD manufactured home heated with natural gas | 0 | 2024 | 2050 | 1549.1708 | per Home | 0 | 1 | 25 | PSE Businss Case: APPROVED_Measure Case_Insulation_2022 | 53.274 | 12.06% | Per Unit Savings from PSE Business Case: APPROVED_Measure Case_Insulation_2022 | 0 | Per Unit Savings from PSE Business Case: APPROVED_Measure Case_Insulation_2022 | 0 | Full | 0 | 0 | 0 | 6475.5338 | 0 | 0 | 0 | Existing conditions, assuming no cost | PSE Businss Case: APPROVED_Measure Case_Insulation_2022 | B | 100% | 38.94% | 100% | 1 | 0 | 0 | No applicable non-energy benefitsIncludes PSE NEI data where applicable. | No applicable non-energy benefits | System | System
King County | Multifamily | Heat Central Gas Boiler | Existing | Insulation - Floor - R11 to R30 - GH - MF | R11 to R30 floor insulation: multi-family dwelling heated with natural gas | 0 | 2024 | 2050 | 911.2552 | per Home | 0 | 1 | 45 | PSE Businss Case: APPROVED_Measure Case_Insulation_2022 | 29.6559 | 6.957% | Per Unit Savings from PSE Business Case: APPROVED_Measure Case_Insulation_2022. End use ratio of 100% for Heat Central Gas Boiler. | 0 | Per Unit Savings from PSE Business Case: APPROVED_Measure Case_Insulation_2022. End use ratio of 100% for Heat Central Gas Boiler. | 0 | Full | 0 | 0 | 0 | 1448.8958 | 0 | 0 | 0 | Existing conditions, assuming no cost | PSE Businss Case: APPROVED_Measure Case_Insulation_2022 | K | 100% | 10.49% | 33.31% | 1 | 0 | 0 | No applicable non-energy benefitsIncludes PSE NEI data where applicable. | No applicable non-energy benefits | System | System
King County | Multifamily | Heat Central Gas Furnace | Existing | Insulation - Floor - R11 to R30 - GH - MF | R11 to R30 floor insulation: multi-family dwelling heated with natural gas | 0 | 2024 | 2050 | 911.2552 | per Home | 0 | 1 | 45 | PSE Businss Case: APPROVED_Measure Case_Insulation_2022 | 21.8701 | 6.957% | Per Unit Savings from PSE Business Case: APPROVED_Measure Case_Insulation_2022. End use ratio of 100% for Heat Central Gas Furnace. | 0 | Per Unit Savings from PSE Business Case: APPROVED_Measure Case_Insulation_2022. End use ratio of 100% for Heat Central Gas Furnace. | 0 | Full | 0 | 0 | 0 | 1448.8958 | 0 | 0 | 0 | Existing conditions, assuming no cost | PSE Businss Case: APPROVED_Measure Case_Insulation_2022 | K | 100% | 10.49% | 33.31% | 1 | 0 | 0 | No applicable non-energy benefitsIncludes PSE NEI data where applicable. | No applicable non-energy benefits | System | System
King County | Multifamily | Heat Room Gas | Existing | Insulation - Floor - R11 to R30 - GH - MF | R11 to R30 floor insulation: multi-family dwelling heated with natural gas | 0 | 2024 | 2050 | 911.2552 | per Home | 0 | 1 | 45 | PSE Businss Case: APPROVED_Measure Case_Insulation_2022 | 20.1932 | 6.261% | Per Unit Savings from PSE Business Case: APPROVED_Measure Case_Insulation_2022. Assuming an end use ratio of 90% for Heat Room Gas and applying to the reported PSE Business Case Savings. | 0 | Per Unit Savings from PSE Business Case: APPROVED_Measure Case_Insulation_2022. Assuming an end use ratio of 90% for Heat Room Gas and applying to the reported PSE Business Case Savings. | 0 | Full | 0 | 0 | 0 | 1448.8958 | 0 | 0 | 0 | Existing conditions, assuming no cost | PSE Businss Case: APPROVED_Measure Case_Insulation_2022 | K | 100% | 10.49% | 33.31% | 1 | 0 | 0 | No applicable non-energy benefitsIncludes PSE NEI data where applicable. | No applicable non-energy benefits | System | System
King County | Multifamily - Highly Impacted | Heat Central Gas Boiler | Existing | LIW: Insulation - Floor - R11 to R30 - GH - MF | R11 to R30 floor insulation: multi-family dwelling heated with natural gas | 0 | 2024 | 2050 | 773.4304 | per Home | 0 | 1 | 45 | PSE Businss Case: APPROVED_Measure Case_Insulation_2022 | 25.1705 | 6.957% | Per Unit Savings from PSE Business Case: APPROVED_Measure Case_Insulation_2022. End use ratio of 100% for Heat Central Gas Boiler. | 0 | Per Unit Savings from PSE Business Case: APPROVED_Measure Case_Insulation_2022. End use ratio of 100% for Heat Central Gas Boiler. | 0 | Full | 0 | 0 | 0 | 1229.7544 | 0 | 0 | 0 | Existing conditions, assuming no cost | PSE Businss Case: APPROVED_Measure Case_Insulation_2022 | K | 100% | 10.49% | 33.31% | 1 | 0 | 0 | No applicable non-energy benefitsIncludes PSE NEI data where applicable. | No applicable non-energy benefits | System | System
King County | Multifamily - Highly Impacted | Heat Central Gas Furnace | Existing | LIW: Insulation - Floor - R11 to R30 - GH - MF | R11 to R30 floor insulation: multi-family dwelling heated with natural gas | 0 | 2024 | 2050 | 773.4304 | per Home | 0 | 1 | 45 | PSE Businss Case: APPROVED_Measure Case_Insulation_2022 | 18.5623 | 6.957% | Per Unit Savings from PSE Business Case: APPROVED_Measure Case_Insulation_2022. End use ratio of 100% for Heat Central Gas Furnace. | 0 | Per Unit Savings from PSE Business Case: APPROVED_Measure Case_Insulation_2022. End use ratio of 100% for Heat Central Gas Furnace. | 0 | Full | 0 | 0 | 0 | 1229.7544 | 0 | 0 | 0 | Existing conditions, assuming no cost | PSE Businss Case: APPROVED_Measure Case_Insulation_2022 | K | 100% | 10.49% | 33.31% | 1 | 0 | 0 | No applicable non-energy benefitsIncludes PSE NEI data where applicable. | No applicable non-energy benefits | System | System
King County | Multifamily - Highly Impacted | Heat Room Gas | Existing | LIW: Insulation - Floor - R11 to R30 - GH - MF | R11 to R30 floor insulation: multi-family dwelling heated with natural gas | 0 | 2024 | 2050 | 773.4304 | per Home | 0 | 1 | 45 | PSE Businss Case: APPROVED_Measure Case_Insulation_2022 | 17.1391 | 6.261% | Per Unit Savings from PSE Business Case: APPROVED_Measure Case_Insulation_2022. Assuming an end use ratio of 90% for Heat Room Gas and applying to the reported PSE Business Case Savings. | 0 | Per Unit Savings from PSE Business Case: APPROVED_Measure Case_Insulation_2022. Assuming an end use ratio of 90% for Heat Room Gas and applying to the reported PSE Business Case Savings. | 0 | Full | 0 | 0 | 0 | 1229.7544 | 0 | 0 | 0 | Existing conditions, assuming no cost | PSE Businss Case: APPROVED_Measure Case_Insulation_2022 | K | 100% | 10.49% | 33.31% | 1 | 0 | 0 | No applicable non-energy benefitsIncludes PSE NEI data where applicable. | No applicable non-energy benefits | System | System
King County | Multifamily | Heat Central Gas Boiler | Existing | Insulation - Attic - R0 to R49 - GH - MF | R0 to R49 attic insulation: multi-family dwelling heated with natural gas | 0 | 2024 | 2050 | 911.2552 | per Home | 0 | 1 | 45 | PSE Businss Case: APPROVED_Measure Case_Insulation_2022 | 49.4265 | 11.59% | Per Unit Savings from PSE Business Case: APPROVED_Measure Case_Insulation_2022. End use ratio of 100% for Heat Central Gas Boiler. | 0 | Per Unit Savings from PSE Business Case: APPROVED_Measure Case_Insulation_2022. End use ratio of 100% for Heat Central Gas Boiler. | 0 | Full | 0 | 0 | 0 | 1658.4845 | 0 | 0 | 0 | Existing conditions, assuming no cost | PSE Businss Case: APPROVED_Measure Case_Insulation_2022 | B | 100% | 3.751% | 57.84% | 1 | 0 | 0 | No applicable non-energy benefitsIncludes PSE NEI data where applicable. | No applicable non-energy benefits | System | System
King County | Multifamily | Heat Central Gas Furnace | Existing | Insulation - Attic - R0 to R49 - GH - MF | R0 to R49 attic insulation: multi-family dwelling heated with natural gas | 0 | 2024 | 2050 | 911.2552 | per Home | 0 | 1 | 45 | PSE Businss Case: APPROVED_Measure Case_Insulation_2022 | 36.4502 | 11.59% | Per Unit Savings from PSE Business Case: APPROVED_Measure Case_Insulation_2022. End use ratio of 100% for Heat Central Gas Furnace. | 0 | Per Unit Savings from PSE Business Case: APPROVED_Measure Case_Insulation_2022. End use ratio of 100% for Heat Central Gas Furnace. | 0 | Full | 0 | 0 | 0 | 1658.4845 | 0 | 0 | 0 | Existing conditions, assuming no cost | PSE Businss Case: APPROVED_Measure Case_Insulation_2022 | B | 100% | 3.751% | 57.84% | 1 | 0 | 0 | No applicable non-energy benefitsIncludes PSE NEI data where applicable. | No applicable non-energy benefits | System | System
King County | Multifamily | Heat Room Gas | Existing | Insulation - Attic - R0 to R49 - GH - MF | R0 to R49 attic insulation: multi-family dwelling heated with natural gas | 0 | 2024 | 2050 | 911.2552 | per Home | 0 | 1 | 45 | PSE Businss Case: APPROVED_Measure Case_Insulation_2022 | 32.8052 | 10.17% | Per Unit Savings from PSE Business Case: APPROVED_Measure Case_Insulation_2022. Assuming an end use ratio of 90% for Heat Room Gas and applying to the reported PSE Business Case Savings. | 0 | Per Unit Savings from PSE Business Case: APPROVED_Measure Case_Insulation_2022. Assuming an end use ratio of 90% for Heat Room Gas and applying to the reported PSE Business Case Savings. | 0 | Full | 0 | 0 | 0 | 1658.4845 | 0 | 0 | 0 | Existing conditions, assuming no cost | PSE Businss Case: APPROVED_Measure Case_Insulation_2022 | B | 100% | 3.751% | 57.84% | 1 | 0 | 0 | No applicable non-energy benefitsIncludes PSE NEI data where applicable. | No applicable non-energy benefits | System | System
King County | Multifamily | Heat Central Gas Boiler | Existing | Insulation - Attic - R19 to R49 - GH - MF | R19 to R49 attic insulation: multi-family dwelling heated with natural gas | 0 | 2024 | 2050 | 911.2552 | per Home | 0 | 1 | 45 | PSE Businss Case: APPROVED_Measure Case_Insulation_2022 | 9.8853 | 2.319% | Per Unit Savings from PSE Business Case: APPROVED_Measure Case_Insulation_2022. End use ratio of 100% for Heat Central Gas Boiler. | 0 | Per Unit Savings from PSE Business Case: APPROVED_Measure Case_Insulation_2022. End use ratio of 100% for Heat Central Gas Boiler. | 0 | Full | 0 | 0 | 0 | 710.7791 | 0 | 0 | 0 | Existing conditions, assuming no cost | PSE Businss Case: APPROVED_Measure Case_Insulation_2022 | D | 100% | 8.456% | 32.16% | 1 | 0 | 0 | No applicable non-energy benefitsIncludes PSE NEI data where applicable. | No applicable non-energy benefits | System | System
King County | Multifamily | Heat Central Gas Furnace | Existing | Insulation - Attic - R19 to R49 - GH - MF | R19 to R49 attic insulation: multi-family dwelling heated with natural gas | 0 | 2024 | 2050 | 911.2552 | per Home | 0 | 1 | 45 | PSE Businss Case: APPROVED_Measure Case_Insulation_2022 | 7.29 | 2.319% | Per Unit Savings from PSE Business Case: APPROVED_Measure Case_Insulation_2022. End use ratio of 100% for Heat Central Gas Furnace. | 0 | Per Unit Savings from PSE Business Case: APPROVED_Measure Case_Insulation_2022. End use ratio of 100% for Heat Central Gas Furnace. | 0 | Full | 0 | 0 | 0 | 710.7791 | 0 | 0 | 0 | Existing conditions, assuming no cost | PSE Businss Case: APPROVED_Measure Case_Insulation_2022 | D | 100% | 8.456% | 32.16% | 1 | 0 | 0 | No applicable non-energy benefitsIncludes PSE NEI data where applicable. | No applicable non-energy benefits | System | System
King County | Multifamily | Heat Room Gas | Existing | Insulation - Attic - R19 to R49 - GH - MF | R19 to R49 attic insulation: multi-family dwelling heated with natural gas | 0 | 2024 | 2050 | 911.2552 | per Home | 0 | 1 | 45 | PSE Businss Case: APPROVED_Measure Case_Insulation_2022 | 6.561 | 2.034% | Per Unit Savings from PSE Business Case: APPROVED_Measure Case_Insulation_2022. Assuming an end use ratio of 90% for Heat Room Gas and applying to the reported PSE Business Case Savings. | 0 | Per Unit Savings from PSE Business Case: APPROVED_Measure Case_Insulation_2022. Assuming an end use ratio of 90% for Heat Room Gas and applying to the reported PSE Business Case Savings. | 0 | Full | 0 | 0 | 0 | 710.7791 | 0 | 0 | 0 | Existing conditions, assuming no cost | PSE Businss Case: APPROVED_Measure Case_Insulation_2022 | D | 100% | 8.456% | 32.16% | 1 | 0 | 0 | No applicable non-energy benefitsIncludes PSE NEI data where applicable. | No applicable non-energy benefits | System | System
King County | Multifamily - Highly Impacted | Heat Central Gas Boiler | Existing | LIW: Insulation - Attic - R19 to R49 - GH - MF | R19 to R49 attic insulation: multi-family dwelling heated with natural gas | 0 | 2024 | 2050 | 773.4304 | per Home | 0 | 1 | 45 | PSE Businss Case: APPROVED_Measure Case_Insulation_2022 | 8.3902 | 2.319% | Per Unit Savings from PSE Business Case: APPROVED_Measure Case_Insulation_2022. End use ratio of 100% for Heat Central Gas Boiler. | 0 | Per Unit Savings from PSE Business Case: APPROVED_Measure Case_Insulation_2022. End use ratio of 100% for Heat Central Gas Boiler. | 0 | Full | 0 | 0 | 0 | 603.2757 | 0 | 0 | 0 | Existing conditions, assuming no cost | PSE Businss Case: APPROVED_Measure Case_Insulation_2022 | D | 100% | 8.456% | 32.16% | 1 | 0 | 0 | No applicable non-energy benefitsIncludes PSE NEI data where applicable. | No applicable non-energy benefits | System | System
King County | Multifamily - Highly Impacted | Heat Central Gas Furnace | Existing | LIW: Insulation - Attic - R19 to R49 - GH - MF | R19 to R49 attic insulation: multi-family dwelling heated with natural gas | 0 | 2024 | 2050 | 773.4304 | per Home | 0 | 1 | 45 | PSE Businss Case: APPROVED_Measure Case_Insulation_2022 | 6.1874 | 2.319% | Per Unit Savings from PSE Business Case: APPROVED_Measure Case_Insulation_2022. End use ratio of 100% for Heat Central Gas Furnace. | 0 | Per Unit Savings from PSE Business Case: APPROVED_Measure Case_Insulation_2022. End use ratio of 100% for Heat Central Gas Furnace. | 0 | Full | 0 | 0 | 0 | 603.2757 | 0 | 0 | 0 | Existing conditions, assuming no cost | PSE Businss Case: APPROVED_Measure Case_Insulation_2022 | D | 100% | 8.456% | 32.16% | 1 | 0 | 0 | No applicable non-energy benefitsIncludes PSE NEI data where applicable. | No applicable non-energy benefits | System | System
King County | Multifamily - Highly Impacted | Heat Room Gas | Existing | LIW: Insulation - Attic - R19 to R49 - GH - MF | R19 to R49 attic insulation: multi-family dwelling heated with natural gas | 0 | 2024 | 2050 | 773.4304 | per Home | 0 | 1 | 45 | PSE Businss Case: APPROVED_Measure Case_Insulation_2022 | 5.5687 | 2.034% | Per Unit Savings from PSE Business Case: APPROVED_Measure Case_Insulation_2022. Assuming an end use ratio of 90% for Heat Room Gas and applying to the reported PSE Business Case Savings. | 0 | Per Unit Savings from PSE Business Case: APPROVED_Measure Case_Insulation_2022. Assuming an end use ratio of 90% for Heat Room Gas and applying to the reported PSE Business Case Savings. | 0 | Full | 0 | 0 | 0 | 603.2757 | 0 | 0 | 0 | Existing conditions, assuming no cost | PSE Businss Case: APPROVED_Measure Case_Insulation_2022 | D | 100% | 8.456% | 32.16% | 1 | 0 | 0 | No applicable non-energy benefitsIncludes PSE NEI data where applicable. | No applicable non-energy benefits | System | System
King County | Multifamily - Highly Impacted | Heat Central Gas Boiler | Existing | LIW: Thermostat - ESS - MF - TG | Energy star smart thermostat: multi-family; gas | 0 | 2024 | 2050 | 1 | per Home | 0 | 1 | 11 | PSE Businss Case: APPROVED_Measure Case_Thermostat_2022 | 20.0366 | 5.538% | Per Unit Savings from PSE Business Case: APPROVED_Measure Case_Thermostat_2022. End use ratio of 100% for Heat Central Gas Boiler. | 0 | Per Unit Savings from PSE Business Case: APPROVED_Measure Case_Thermostat_2022. End use ratio of 100% for Heat Central Gas Boiler. | 0 | Full | 0 | 0 | 0 | 400 | 0 | 0 | 0 | Existing conditions, assuming no cost | PSE Businss Case: APPROVED_Measure Case_Thermostat_2022 |  | 100% | 70.4% | 100% | 1 | 0 | 3.64 | No applicable non-energy benefitsIncludes PSE NEI data where applicable. | No applicable non-energy benefits | System | System
King County | Multifamily - Highly Impacted | Heat Central Gas Boiler | New | LIW: Thermostat - ESS - MF - TG | Energy star smart thermostat: multi-family; gas | 0 | 2024 | 2050 | 1 | per Home | 0 | 1 | 11 | PSE Businss Case: APPROVED_Measure Case_Thermostat_2022 | 12.4437 | 5.538% | Per Unit Savings from PSE Business Case: APPROVED_Measure Case_Thermostat_2022. End use ratio of 100% for Heat Central Gas Boiler. | 0 | Per Unit Savings from PSE Business Case: APPROVED_Measure Case_Thermostat_2022. End use ratio of 100% for Heat Central Gas Boiler. | 0 | Full | 0 | 0 | 0 | 400 | 0 | 0 | 0 | Existing conditions, assuming no cost | PSE Businss Case: APPROVED_Measure Case_Thermostat_2022 |  | 100% | 87.12% | 100% | 1 | 0 | 3.64 | No applicable non-energy benefitsIncludes PSE NEI data where applicable. | No applicable non-energy benefits | System | System
King County | Multifamily - Highly Impacted | Heat Central Gas Furnace | Existing | LIW: Thermostat - ESS - MF - TG | Energy star smart thermostat: multi-family; gas | 0 | 2024 | 2050 | 1 | per Home | 0 | 1 | 11 | PSE Businss Case: APPROVED_Measure Case_Thermostat_2022 | 14.7762 | 5.538% | Per Unit Savings from PSE Business Case: APPROVED_Measure Case_Thermostat_2022. End use ratio of 100% for Heat Central Gas Furnace. | 0 | Per Unit Savings from PSE Business Case: APPROVED_Measure Case_Thermostat_2022. End use ratio of 100% for Heat Central Gas Furnace. | 0 | Full | 0 | 0 | 0 | 400 | 0 | 0 | 0 | Existing conditions, assuming no cost | PSE Businss Case: APPROVED_Measure Case_Thermostat_2022 |  | 100% | 70.4% | 100% | 1 | 0 | 3.64 | No applicable non-energy benefitsIncludes PSE NEI data where applicable. | No applicable non-energy benefits | System | System
King County | Multifamily - Highly Impacted | Heat Central Gas Furnace | New | LIW: Thermostat - ESS - MF - TG | Energy star smart thermostat: multi-family; gas | 0 | 2024 | 2050 | 1 | per Home | 0 | 1 | 11 | PSE Businss Case: APPROVED_Measure Case_Thermostat_2022 | 8.5844 | 5.538% | Per Unit Savings from PSE Business Case: APPROVED_Measure Case_Thermostat_2022. End use ratio of 100% for Heat Central Gas Furnace. | 0 | Per Unit Savings from PSE Business Case: APPROVED_Measure Case_Thermostat_2022. End use ratio of 100% for Heat Central Gas Furnace. | 0 | Full | 0 | 0 | 0 | 400 | 0 | 0 | 0 | Existing conditions, assuming no cost | PSE Businss Case: APPROVED_Measure Case_Thermostat_2022 |  | 100% | 87.12% | 100% | 1 | 0 | 3.64 | No applicable non-energy benefitsIncludes PSE NEI data where applicable. | No applicable non-energy benefits | System | System
King County | Manufactured - Highly Impacted | Heat Central Gas Boiler | Existing | LIW: Thermostat - ESS - MH - TG | Energy star smart thermostat: mobile home; gas | 0 | 2024 | 2050 | 1 | per Home | 0 | 1 | 11 | PSE Businss Case: APPROVED_Measure Case_Thermostat_2022 | 25.0606 | 5.538% | Per Unit Savings from PSE Business Case: APPROVED_Measure Case_Thermostat_2022. End use ratio of 100% for Heat Central Gas Boiler. | 0 | Per Unit Savings from PSE Business Case: APPROVED_Measure Case_Thermostat_2022. End use ratio of 100% for Heat Central Gas Boiler. | 0 | Full | 0 | 0 | 0 | 400 | 0 | 0 | 0 | Existing conditions, assuming no cost | PSE Businss Case: APPROVED_Measure Case_Thermostat_2022 |  | 100% | 79.16% | 100% | 1 | 0 | 3.64 | No applicable non-energy benefitsIncludes PSE NEI data where applicable. | No applicable non-energy benefits | System | System
King County | Manufactured - Highly Impacted | Heat Central Gas Boiler | New | LIW: Thermostat - ESS - MH - TG | Energy star smart thermostat: mobile home; gas | 0 | 2024 | 2050 | 1 | per Home | 0 | 1 | 11 | PSE Businss Case: APPROVED_Measure Case_Thermostat_2022 | 15.5639 | 5.538% | Per Unit Savings from PSE Business Case: APPROVED_Measure Case_Thermostat_2022. End use ratio of 100% for Heat Central Gas Boiler. | 0 | Per Unit Savings from PSE Business Case: APPROVED_Measure Case_Thermostat_2022. End use ratio of 100% for Heat Central Gas Boiler. | 0 | Full | 0 | 0 | 0 | 400 | 0 | 0 | 0 | Existing conditions, assuming no cost | PSE Businss Case: APPROVED_Measure Case_Thermostat_2022 |  | 100% | 97.96% | 100% | 1 | 0 | 3.64 | No applicable non-energy benefitsIncludes PSE NEI data where applicable. | No applicable non-energy benefits | System | System
King County | Manufactured - Highly Impacted | Heat Central Gas Furnace | Existing | LIW: Thermostat - ESS - MH - TG | Energy star smart thermostat: mobile home; gas | 0 | 2024 | 2050 | 1 | per Home | 0 | 1 | 11 | PSE Businss Case: APPROVED_Measure Case_Thermostat_2022 | 18.4813 | 5.538% | Per Unit Savings from PSE Business Case: APPROVED_Measure Case_Thermostat_2022. End use ratio of 100% for Heat Central Gas Furnace. | 0 | Per Unit Savings from PSE Business Case: APPROVED_Measure Case_Thermostat_2022. End use ratio of 100% for Heat Central Gas Furnace. | 0 | Full | 0 | 0 | 0 | 400 | 0 | 0 | 0 | Existing conditions, assuming no cost | PSE Businss Case: APPROVED_Measure Case_Thermostat_2022 |  | 100% | 79.16% | 100% | 1 | 0 | 3.64 | No applicable non-energy benefitsIncludes PSE NEI data where applicable. | No applicable non-energy benefits | System | System
King County | Manufactured - Highly Impacted | Heat Central Gas Furnace | New | LIW: Thermostat - ESS - MH - TG | Energy star smart thermostat: mobile home; gas | 0 | 2024 | 2050 | 1 | per Home | 0 | 1 | 11 | PSE Businss Case: APPROVED_Measure Case_Thermostat_2022 | 10.7369 | 5.538% | Per Unit Savings from PSE Business Case: APPROVED_Measure Case_Thermostat_2022. End use ratio of 100% for Heat Central Gas Furnace. | 0 | Per Unit Savings from PSE Business Case: APPROVED_Measure Case_Thermostat_2022. End use ratio of 100% for Heat Central Gas Furnace. | 0 | Full | 0 | 0 | 0 | 400 | 0 | 0 | 0 | Existing conditions, assuming no cost | PSE Businss Case: APPROVED_Measure Case_Thermostat_2022 |  | 100% | 97.96% | 100% | 1 | 0 | 3.64 | No applicable non-energy benefitsIncludes PSE NEI data where applicable. | No applicable non-energy benefits | System | System
King County | Single Family - Highly Impacted | Heat Central Gas Boiler | Existing | LIW: Thermostat - ESS - SF - TG | Energy star smart thermostat: single family; gas | 0 | 2024 | 2050 | 1 | per Home | 0 | 1 | 11 | PSE Businss Case: APPROVED_Measure Case_Thermostat_2022 | 25.7511 | 5.538% | Per Unit Savings from PSE Business Case: APPROVED_Measure Case_Thermostat_2022. End use ratio of 100% for Heat Central Gas Boiler. | 0 | Per Unit Savings from PSE Business Case: APPROVED_Measure Case_Thermostat_2022. End use ratio of 100% for Heat Central Gas Boiler. | 0 | Full | 0 | 0 | 0 | 400 | 0 | 0 | 0 | Existing conditions, assuming no cost | PSE Businss Case: APPROVED_Measure Case_Thermostat_2022 |  | 100% | 68.84% | 100% | 1 | 0 | 26.45 | No applicable non-energy benefitsIncludes PSE NEI data where applicable. | No applicable non-energy benefits | System | System
King County | Single Family - Highly Impacted | Heat Central Gas Boiler | New | LIW: Thermostat - ESS - SF - TG | Energy star smart thermostat: single family; gas | 0 | 2024 | 2050 | 1 | per Home | 0 | 1 | 11 | PSE Businss Case: APPROVED_Measure Case_Thermostat_2022 | 15.9927 | 5.538% | Per Unit Savings from PSE Business Case: APPROVED_Measure Case_Thermostat_2022. End use ratio of 100% for Heat Central Gas Boiler. | 0 | Per Unit Savings from PSE Business Case: APPROVED_Measure Case_Thermostat_2022. End use ratio of 100% for Heat Central Gas Boiler. | 0 | Full | 0 | 0 | 0 | 400 | 0 | 0 | 0 | Existing conditions, assuming no cost | PSE Businss Case: APPROVED_Measure Case_Thermostat_2022 |  | 100% | 85.19% | 100% | 1 | 0 | 26.45 | No applicable non-energy benefitsIncludes PSE NEI data where applicable. | No applicable non-energy benefits | System | System
King County | Single Family - Highly Impacted | Heat Central Gas Furnace | Existing | LIW: Thermostat - ESS - SF - TG | Energy star smart thermostat: single family; gas | 0 | 2024 | 2050 | 1 | per Home | 0 | 1 | 11 | PSE Businss Case: APPROVED_Measure Case_Thermostat_2022 | 18.9905 | 5.538% | Per Unit Savings from PSE Business Case: APPROVED_Measure Case_Thermostat_2022. End use ratio of 100% for Heat Central Gas Furnace. | 0 | Per Unit Savings from PSE Business Case: APPROVED_Measure Case_Thermostat_2022. End use ratio of 100% for Heat Central Gas Furnace. | 0 | Full | 0 | 0 | 0 | 400 | 0 | 0 | 0 | Existing conditions, assuming no cost | PSE Businss Case: APPROVED_Measure Case_Thermostat_2022 |  | 100% | 68.84% | 100% | 1 | 0 | 26.45 | No applicable non-energy benefitsIncludes PSE NEI data where applicable. | No applicable non-energy benefits | System | System
King County | Single Family - Highly Impacted | Heat Central Gas Furnace | New | LIW: Thermostat - ESS - SF - TG | Energy star smart thermostat: single family; gas | 0 | 2024 | 2050 | 1 | per Home | 0 | 1 | 11 | PSE Businss Case: APPROVED_Measure Case_Thermostat_2022 | 11.0327 | 5.538% | Per Unit Savings from PSE Business Case: APPROVED_Measure Case_Thermostat_2022. End use ratio of 100% for Heat Central Gas Furnace. | 0 | Per Unit Savings from PSE Business Case: APPROVED_Measure Case_Thermostat_2022. End use ratio of 100% for Heat Central Gas Furnace. | 0 | Full | 0 | 0 | 0 | 400 | 0 | 0 | 0 | Existing conditions, assuming no cost | PSE Businss Case: APPROVED_Measure Case_Thermostat_2022 |  | 100% | 85.19% | 100% | 1 | 0 | 26.45 | No applicable non-energy benefitsIncludes PSE NEI data where applicable. | No applicable non-energy benefits | System | System
King County | Single Family | Heat Central Gas Boiler | Existing | Thermostat - Smart - GH - Res | Smart thermostat: home heated with natural gas | 0 | 2024 | 2050 | 1 | per Home | 0 | 1 | 11 | PSE Businss Case: APPROVED_Measure Case_Thermostat_2022 | 35.7984 | 5.538% | Per Unit Savings from PSE Business Case: APPROVED_Measure Case_Thermostat_2022. End use ratio of 100% for Heat Central Gas Boiler. | 0 | Per Unit Savings from PSE Business Case: APPROVED_Measure Case_Thermostat_2022. End use ratio of 100% for Heat Central Gas Boiler. | 0 | Full | 0 | 0 | 0 | 189 | 0 | 0 | 0 | Existing conditions, assuming no cost | PSE Businss Case: APPROVED_Measure Case_Thermostat_2022 |  | 100% | 68.84% | 100% | 1 | 0 | 6.076 | No applicable non-energy benefitsIncludes PSE NEI data where applicable. | No applicable non-energy benefits | System | System
King County | Single Family | Heat Central Gas Boiler | New | Thermostat - Smart - GH - Res | Smart thermostat: home heated with natural gas | 0 | 2024 | 2050 | 1 | per Home | 0 | 1 | 11 | PSE Businss Case: APPROVED_Measure Case_Thermostat_2022 | 22.2326 | 5.538% | Per Unit Savings from PSE Business Case: APPROVED_Measure Case_Thermostat_2022. End use ratio of 100% for Heat Central Gas Boiler. | 0 | Per Unit Savings from PSE Business Case: APPROVED_Measure Case_Thermostat_2022. End use ratio of 100% for Heat Central Gas Boiler. | 0 | Full | 0 | 0 | 0 | 189 | 0 | 0 | 0 | Existing conditions, assuming no cost | PSE Businss Case: APPROVED_Measure Case_Thermostat_2022 |  | 100% | 85.19% | 100% | 1 | 0 | 6.076 | No applicable non-energy benefitsIncludes PSE NEI data where applicable. | No applicable non-energy benefits | System | System
King County | Single Family | Heat Central Gas Furnace | Existing | Thermostat - Smart - GH - Res | Smart thermostat: home heated with natural gas | 0 | 2024 | 2050 | 1 | per Home | 0 | 1 | 11 | PSE Businss Case: APPROVED_Measure Case_Thermostat_2022 | 26.4 | 5.538% | Per Unit Savings from PSE Business Case: APPROVED_Measure Case_Thermostat_2022. End use ratio of 100% for Heat Central Gas Furnace. | 0 | Per Unit Savings from PSE Business Case: APPROVED_Measure Case_Thermostat_2022. End use ratio of 100% for Heat Central Gas Furnace. | 0 | Full | 0 | 0 | 0 | 189 | 0 | 0 | 0 | Existing conditions, assuming no cost | PSE Businss Case: APPROVED_Measure Case_Thermostat_2022 |  | 100% | 68.84% | 100% | 1 | 0 | 6.076 | No applicable non-energy benefitsIncludes PSE NEI data where applicable. | No applicable non-energy benefits | System | System
King County | Single Family | Heat Central Gas Furnace | New | Thermostat - Smart - GH - Res | Smart thermostat: home heated with natural gas | 0 | 2024 | 2050 | 1 | per Home | 0 | 1 | 11 | PSE Businss Case: APPROVED_Measure Case_Thermostat_2022 | 15.3374 | 5.538% | Per Unit Savings from PSE Business Case: APPROVED_Measure Case_Thermostat_2022. End use ratio of 100% for Heat Central Gas Furnace. | 0 | Per Unit Savings from PSE Business Case: APPROVED_Measure Case_Thermostat_2022. End use ratio of 100% for Heat Central Gas Furnace. | 0 | Full | 0 | 0 | 0 | 189 | 0 | 0 | 0 | Existing conditions, assuming no cost | PSE Businss Case: APPROVED_Measure Case_Thermostat_2022 |  | 100% | 85.19% | 100% | 1 | 0 | 6.076 | No applicable non-energy benefitsIncludes PSE NEI data where applicable. | No applicable non-energy benefits | System | System
King County | Single Family | Heat Central Gas Boiler | Existing | SFWIN: Windows - Single Pane - to U30 - NG | Single pane windows: U-factor up to 0.30; home heated with natural gas | 0 | 2024 | 2050 | 306.6112 | per Home | 0 | 1 | 45 | PSE Businss Case: APPROVED_Measure Case_Window_2022 | 126.7585 | 19.61% | Per Unit Savings from PSE Business Case: APPROVED_Measure Case_Window_2022 | 0 | Per Unit Savings from PSE Business Case: APPROVED_Measure Case_Window_2022 | 0 | Full | 0 | 0 | 0 | 6929.414 | 0 | 0 | 0 | Existing conditions, assuming no cost | PSE Businss Case: APPROVED_Measure Case_Window_2022 | Q | 100% | 5% | 20.95% | 1 | 0 | 0 | No applicable non-energy benefitsIncludes PSE NEI data where applicable. | No applicable non-energy benefits | System | System
King County | Single Family | Heat Central Gas Furnace | Existing | SFWIN: Windows - Single Pane - to U30 - NG | Single pane windows: U-factor up to 0.30; home heated with natural gas | 0 | 2024 | 2050 | 306.6112 | per Home | 0 | 1 | 45 | PSE Businss Case: APPROVED_Measure Case_Window_2022 | 93.4796 | 19.61% | Per Unit Savings from PSE Business Case: APPROVED_Measure Case_Window_2022 | 0 | Per Unit Savings from PSE Business Case: APPROVED_Measure Case_Window_2022 | 0 | Full | 0 | 0 | 0 | 6929.414 | 0 | 0 | 0 | Existing conditions, assuming no cost | PSE Businss Case: APPROVED_Measure Case_Window_2022 | Q | 100% | 5% | 20.95% | 1 | 0 | 0 | No applicable non-energy benefitsIncludes PSE NEI data where applicable. | No applicable non-energy benefits | System | System
King County | Single Family | Heat Room Gas | Existing | SFWIN: Windows - Single Pane - to U30 - NG | Single pane windows: U-factor up to 0.30; home heated with natural gas | 0 | 2024 | 2050 | 306.6112 | per Home | 0 | 1 | 45 | PSE Businss Case: APPROVED_Measure Case_Window_2022 | 95.9023 | 19.61% | Per Unit Savings from PSE Business Case: APPROVED_Measure Case_Window_2022 | 0 | Per Unit Savings from PSE Business Case: APPROVED_Measure Case_Window_2022 | 0 | Full | 0 | 0 | 0 | 6929.414 | 0 | 0 | 0 | Existing conditions, assuming no cost | PSE Businss Case: APPROVED_Measure Case_Window_2022 | Q | 100% | 5% | 20.95% | 1 | 0 | 0 | No applicable non-energy benefitsIncludes PSE NEI data where applicable. | No applicable non-energy benefits | System | System
King County | Manufactured | Heat Central Gas Boiler | Existing | SFWIN: Windows - Single Pane - to U30 - NG - MH | Single pane windows: U-factor up to 0.30; manufactured home heated with natural gas | 0 | 2024 | 2050 | 178.2998 | per Home | 0 | 1 | 25 | PSE Businss Case: APPROVED_Measure Case_Window_2022 | 147.7147 | 25.31% | Per Unit Savings from PSE Business Case: APPROVED_Measure Case_Window_2022 | 0 | Per Unit Savings from PSE Business Case: APPROVED_Measure Case_Window_2022 | 0 | Full | 0 | 0 | 0 | 3303.8954 | 0 | 0 | 0 | Existing conditions, assuming no cost | PSE Businss Case: APPROVED_Measure Case_Window_2022 |  | 100% | 5% | 44.5% | 1 | 0 | 0 | No applicable non-energy benefitsIncludes PSE NEI data where applicable. | No applicable non-energy benefits | System | System
King County | Manufactured | Heat Central Gas Furnace | Existing | SFWIN: Windows - Single Pane - to U30 - NG - MH | Single pane windows: U-factor up to 0.30; manufactured home heated with natural gas | 0 | 2024 | 2050 | 178.2998 | per Home | 0 | 1 | 25 | PSE Businss Case: APPROVED_Measure Case_Window_2022 | 108.934 | 25.31% | Per Unit Savings from PSE Business Case: APPROVED_Measure Case_Window_2022 | 0 | Per Unit Savings from PSE Business Case: APPROVED_Measure Case_Window_2022 | 0 | Full | 0 | 0 | 0 | 3303.8954 | 0 | 0 | 0 | Existing conditions, assuming no cost | PSE Businss Case: APPROVED_Measure Case_Window_2022 |  | 100% | 5% | 44.5% | 1 | 0 | 0 | No applicable non-energy benefitsIncludes PSE NEI data where applicable. | No applicable non-energy benefits | System | System
King County | Manufactured | Heat Room Gas | Existing | SFWIN: Windows - Single Pane - to U30 - NG - MH | Single pane windows: U-factor up to 0.30; manufactured home heated with natural gas | 0 | 2024 | 2050 | 178.2998 | per Home | 0 | 1 | 25 | PSE Businss Case: APPROVED_Measure Case_Window_2022 | 111.7572 | 25.31% | Per Unit Savings from PSE Business Case: APPROVED_Measure Case_Window_2022 | 0 | Per Unit Savings from PSE Business Case: APPROVED_Measure Case_Window_2022 | 0 | Full | 0 | 0 | 0 | 3303.8954 | 0 | 0 | 0 | Existing conditions, assuming no cost | PSE Businss Case: APPROVED_Measure Case_Window_2022 |  | 100% | 5% | 44.5% | 1 | 0 | 0 | No applicable non-energy benefitsIncludes PSE NEI data where applicable. | No applicable non-energy benefits | System | System
King County | Manufactured - Highly Impacted | Heat Central Gas Boiler | Existing | LIW: Windows - Single Pane - to U30 - NG - MH | Single pane windows: U-factor up to 0.30; manufactured home heated with natural gas | 0 | 2024 | 2050 | 156.9934 | per Home | 0 | 1 | 25 | PSE Businss Case: APPROVED_Measure Case_Window_2022 | 130.0632 | 28.74% | Per Unit Savings from PSE Business Case: APPROVED_Measure Case_Window_2022 | 0 | Per Unit Savings from PSE Business Case: APPROVED_Measure Case_Window_2022 | 0 | Full | 0 | 0 | 0 | 2909.0884 | 0 | 0 | 0 | Existing conditions, assuming no cost | PSE Businss Case: APPROVED_Measure Case_Window_2022 |  | 100% | 5% | 44.5% | 1 | 0 | 0 | No applicable non-energy benefitsIncludes PSE NEI data where applicable. | No applicable non-energy benefits | System | System
King County | Manufactured - Highly Impacted | Heat Central Gas Furnace | Existing | LIW: Windows - Single Pane - to U30 - NG - MH | Single pane windows: U-factor up to 0.30; manufactured home heated with natural gas | 0 | 2024 | 2050 | 156.9934 | per Home | 0 | 1 | 25 | PSE Businss Case: APPROVED_Measure Case_Window_2022 | 95.9167 | 28.74% | Per Unit Savings from PSE Business Case: APPROVED_Measure Case_Window_2022 | 0 | Per Unit Savings from PSE Business Case: APPROVED_Measure Case_Window_2022 | 0 | Full | 0 | 0 | 0 | 2909.0884 | 0 | 0 | 0 | Existing conditions, assuming no cost | PSE Businss Case: APPROVED_Measure Case_Window_2022 |  | 100% | 5% | 44.5% | 1 | 0 | 0 | No applicable non-energy benefitsIncludes PSE NEI data where applicable. | No applicable non-energy benefits | System | System
King County | Manufactured - Highly Impacted | Heat Room Gas | Existing | LIW: Windows - Single Pane - to U30 - NG - MH | Single pane windows: U-factor up to 0.30; manufactured home heated with natural gas | 0 | 2024 | 2050 | 156.9934 | per Home | 0 | 1 | 25 | PSE Businss Case: APPROVED_Measure Case_Window_2022 | 98.4025 | 28.74% | Per Unit Savings from PSE Business Case: APPROVED_Measure Case_Window_2022 | 0 | Per Unit Savings from PSE Business Case: APPROVED_Measure Case_Window_2022 | 0 | Full | 0 | 0 | 0 | 2909.0884 | 0 | 0 | 0 | Existing conditions, assuming no cost | PSE Businss Case: APPROVED_Measure Case_Window_2022 |  | 100% | 5% | 44.5% | 1 | 0 | 0 | No applicable non-energy benefitsIncludes PSE NEI data where applicable. | No applicable non-energy benefits | System | System
King County | Manufactured | Heat Central Gas Boiler | Existing | Windows - Double Pane - Metal Frame - to U30 - NG - MH | Double pane metal-framed windows: U-factor up to 0.30; manufactured home heated with natural gas | 0 | 2024 | 2050 | 178.2998 | per Home | 0 | 1 | 25 | PSE Businss Case: APPROVED_Measure Case_Window_2022 | 63.7318 | 10.92% | Per Unit Savings from PSE Business Case: APPROVED_Measure Case_Window_2022 | 0 | Per Unit Savings from PSE Business Case: APPROVED_Measure Case_Window_2022 | 0 | Full | 0 | 0 | 0 | 3303.8954 | 0 | 0 | 0 | Existing conditions, assuming no cost | PSE Businss Case: APPROVED_Measure Case_Window_2022 |  | 100% | 5% | 55.5% | 1 | 0 | 0 | No applicable non-energy benefitsIncludes PSE NEI data where applicable. | No applicable non-energy benefits | System | System
King County | Manufactured | Heat Central Gas Furnace | Existing | Windows - Double Pane - Metal Frame - to U30 - NG - MH | Double pane metal-framed windows: U-factor up to 0.30; manufactured home heated with natural gas | 0 | 2024 | 2050 | 178.2998 | per Home | 0 | 1 | 25 | PSE Businss Case: APPROVED_Measure Case_Window_2022 | 46.9998 | 10.92% | Per Unit Savings from PSE Business Case: APPROVED_Measure Case_Window_2022 | 0 | Per Unit Savings from PSE Business Case: APPROVED_Measure Case_Window_2022 | 0 | Full | 0 | 0 | 0 | 3303.8954 | 0 | 0 | 0 | Existing conditions, assuming no cost | PSE Businss Case: APPROVED_Measure Case_Window_2022 |  | 100% | 5% | 55.5% | 1 | 0 | 0 | No applicable non-energy benefitsIncludes PSE NEI data where applicable. | No applicable non-energy benefits | System | System
King County | Manufactured | Heat Room Gas | Existing | Windows - Double Pane - Metal Frame - to U30 - NG - MH | Double pane metal-framed windows: U-factor up to 0.30; manufactured home heated with natural gas | 0 | 2024 | 2050 | 178.2998 | per Home | 0 | 1 | 25 | PSE Businss Case: APPROVED_Measure Case_Window_2022 | 48.2179 | 10.92% | Per Unit Savings from PSE Business Case: APPROVED_Measure Case_Window_2022 | 0 | Per Unit Savings from PSE Business Case: APPROVED_Measure Case_Window_2022 | 0 | Full | 0 | 0 | 0 | 3303.8954 | 0 | 0 | 0 | Existing conditions, assuming no cost | PSE Businss Case: APPROVED_Measure Case_Window_2022 |  | 100% | 5% | 55.5% | 1 | 0 | 0 | No applicable non-energy benefitsIncludes PSE NEI data where applicable. | No applicable non-energy benefits | System | System
King County | Manufactured - Highly Impacted | Heat Central Gas Boiler | Existing | LIW: Windows - Double Pane - Metal Frame - to U30 - NG - MH | Double pane metal-framed windows: U-factor up to 0.30; manufactured home heated with natural gas | 0 | 2024 | 2050 | 156.9934 | per Home | 0 | 1 | 25 | PSE Businss Case: APPROVED_Measure Case_Window_2022 | 56.116 | 12.4% | Per Unit Savings from PSE Business Case: APPROVED_Measure Case_Window_2022 | 0 | Per Unit Savings from PSE Business Case: APPROVED_Measure Case_Window_2022 | 0 | Full | 0 | 0 | 0 | 2909.0884 | 0 | 0 | 0 | Existing conditions, assuming no cost | PSE Businss Case: APPROVED_Measure Case_Window_2022 |  | 100% | 5% | 55.5% | 1 | 0 | 0 | No applicable non-energy benefitsIncludes PSE NEI data where applicable. | No applicable non-energy benefits | System | System
King County | Manufactured - Highly Impacted | Heat Central Gas Furnace | Existing | LIW: Windows - Double Pane - Metal Frame - to U30 - NG - MH | Double pane metal-framed windows: U-factor up to 0.30; manufactured home heated with natural gas | 0 | 2024 | 2050 | 156.9934 | per Home | 0 | 1 | 25 | PSE Businss Case: APPROVED_Measure Case_Window_2022 | 41.3835 | 12.4% | Per Unit Savings from PSE Business Case: APPROVED_Measure Case_Window_2022 | 0 | Per Unit Savings from PSE Business Case: APPROVED_Measure Case_Window_2022 | 0 | Full | 0 | 0 | 0 | 2909.0884 | 0 | 0 | 0 | Existing conditions, assuming no cost | PSE Businss Case: APPROVED_Measure Case_Window_2022 |  | 100% | 5% | 55.5% | 1 | 0 | 0 | No applicable non-energy benefitsIncludes PSE NEI data where applicable. | No applicable non-energy benefits | System | System
King County | Manufactured - Highly Impacted | Heat Room Gas | Existing | LIW: Windows - Double Pane - Metal Frame - to U30 - NG - MH | Double pane metal-framed windows: U-factor up to 0.30; manufactured home heated with natural gas | 0 | 2024 | 2050 | 156.9934 | per Home | 0 | 1 | 25 | PSE Businss Case: APPROVED_Measure Case_Window_2022 | 42.456 | 12.4% | Per Unit Savings from PSE Business Case: APPROVED_Measure Case_Window_2022 | 0 | Per Unit Savings from PSE Business Case: APPROVED_Measure Case_Window_2022 | 0 | Full | 0 | 0 | 0 | 2909.0884 | 0 | 0 | 0 | Existing conditions, assuming no cost | PSE Businss Case: APPROVED_Measure Case_Window_2022 |  | 100% | 5% | 55.5% | 1 | 0 | 0 | No applicable non-energy benefitsIncludes PSE NEI data where applicable. | No applicable non-energy benefits | System | System
King County | Single Family - Highly Impacted | Heat Central Gas Boiler | Existing | LIW: Windows - SP to DP - SF - TG | Double pane windows: upgrade from single pane; single family dwelling heated with natural gas; low income customer | 0 | 2024 | 2050 | 243.4666 | per Home | 0 | 1 | 45 | PSE Businss Case: APPROVED_Measure Case_Window_2022 | 100.3628 | 21.58% | Per Unit Savings from PSE Business Case: APPROVED_Measure Case_Window_2022. End use ratio of 100% for Heat Central Gas Boiler. | 0 | Per Unit Savings from PSE Business Case: APPROVED_Measure Case_Window_2022. End use ratio of 100% for Heat Central Gas Boiler. | 0 | Full | 0 | 0 | 0 | 5502.3441 | 0 | 0 | 0 | Existing conditions, assuming no cost | PSE Businss Case: APPROVED_Measure Case_Window_2022 | Q | 100% | 5% | 20.95% | 1 | 0 | 0.48 | No applicable non-energy benefitsIncludes PSE NEI data where applicable. | No applicable non-energy benefits | System | System
King County | Single Family - Highly Impacted | Heat Central Gas Furnace | Existing | LIW: Windows - SP to DP - SF - TG | Double pane windows: upgrade from single pane; single family dwelling heated with natural gas; low income customer | 0 | 2024 | 2050 | 243.4666 | per Home | 0 | 1 | 45 | PSE Businss Case: APPROVED_Measure Case_Window_2022 | 74.0138 | 21.58% | Per Unit Savings from PSE Business Case: APPROVED_Measure Case_Window_2022. End use ratio of 100% for Heat Central Gas Furnace. | 0 | Per Unit Savings from PSE Business Case: APPROVED_Measure Case_Window_2022. End use ratio of 100% for Heat Central Gas Furnace. | 0 | Full | 0 | 0 | 0 | 5502.3441 | 0 | 0 | 0 | Existing conditions, assuming no cost | PSE Businss Case: APPROVED_Measure Case_Window_2022 | Q | 100% | 5% | 20.95% | 1 | 0 | 0.48 | No applicable non-energy benefitsIncludes PSE NEI data where applicable. | No applicable non-energy benefits | System | System
King County | Single Family - Highly Impacted | Heat Room Gas | Existing | LIW: Windows - SP to DP - SF - TG | Double pane windows: upgrade from single pane; single family dwelling heated with natural gas; low income customer | 0 | 2024 | 2050 | 243.4666 | per Home | 0 | 1 | 45 | PSE Businss Case: APPROVED_Measure Case_Window_2022 | 66.6124 | 18.93% | Per Unit Savings from PSE Business Case: APPROVED_Measure Case_Window_2022. Assuming an end use ratio of 90% for Heat Room Gas and applying to the reported PSE Business Case Savings. | 0 | Per Unit Savings from PSE Business Case: APPROVED_Measure Case_Window_2022. Assuming an end use ratio of 90% for Heat Room Gas and applying to the reported PSE Business Case Savings. | 0 | Full | 0 | 0 | 0 | 5502.3441 | 0 | 0 | 0 | Existing conditions, assuming no cost | PSE Businss Case: APPROVED_Measure Case_Window_2022 | Q | 100% | 5% | 20.95% | 1 | 0 | 0.48 | No applicable non-energy benefitsIncludes PSE NEI data where applicable. | No applicable non-energy benefits | System | System
King County | Multifamily | Heat Central Gas Boiler | Existing | Windows - Double Pane - U30 - from SP U120 - GH - MF | Double pane windows: U-factor 0.30; from 1.20 single pane; multi-family dwelling heated with natural gas | 0 | 2024 | 2050 | 36.1897 | per Home | 0 | 1 | 45 | PSE Businss Case: APPROVED_Measure Case_Window_2022 | 45.1474 | 10.59% | Per Unit Savings from PSE Business Case: APPROVED_Measure Case_Window_2022. End use ratio of 100% for Heat Central Gas Boiler. | 0 | Per Unit Savings from PSE Business Case: APPROVED_Measure Case_Window_2022. End use ratio of 100% for Heat Central Gas Boiler. | 0 | Full | 0 | 0 | 0 | 843.2205 | 0 | 0 | 0 | Existing conditions, assuming no cost | PSE Businss Case: APPROVED_Measure Case_Window_2022 | P | 100% | 5% | 19.1% | 1 | 0 | 0 | No applicable non-energy benefitsIncludes PSE NEI data where applicable. | No applicable non-energy benefits | System | System
King County | Multifamily | Heat Central Gas Furnace | Existing | Windows - Double Pane - U30 - from SP U120 - GH - MF | Double pane windows: U-factor 0.30; from 1.20 single pane; multi-family dwelling heated with natural gas | 0 | 2024 | 2050 | 36.1897 | per Home | 0 | 1 | 45 | PSE Businss Case: APPROVED_Measure Case_Window_2022 | 33.2945 | 10.59% | Per Unit Savings from PSE Business Case: APPROVED_Measure Case_Window_2022. End use ratio of 100% for Heat Central Gas Furnace. | 0 | Per Unit Savings from PSE Business Case: APPROVED_Measure Case_Window_2022. End use ratio of 100% for Heat Central Gas Furnace. | 0 | Full | 0 | 0 | 0 | 843.2205 | 0 | 0 | 0 | Existing conditions, assuming no cost | PSE Businss Case: APPROVED_Measure Case_Window_2022 | P | 100% | 5% | 19.1% | 1 | 0 | 0 | No applicable non-energy benefitsIncludes PSE NEI data where applicable. | No applicable non-energy benefits | System | System
King County | Multifamily | Heat Room Gas | Existing | Windows - Double Pane - U30 - from SP U120 - GH - MF | Double pane windows: U-factor 0.30; from 1.20 single pane; multi-family dwelling heated with natural gas | 0 | 2024 | 2050 | 36.1897 | per Home | 0 | 1 | 45 | PSE Businss Case: APPROVED_Measure Case_Window_2022 | 29.9651 | 9.291% | Per Unit Savings from PSE Business Case: APPROVED_Measure Case_Window_2022. Assuming an end use ratio of 90% for Heat Room Gas and applying to the reported PSE Business Case Savings. | 0 | Per Unit Savings from PSE Business Case: APPROVED_Measure Case_Window_2022. Assuming an end use ratio of 90% for Heat Room Gas and applying to the reported PSE Business Case Savings. | 0 | Full | 0 | 0 | 0 | 843.2205 | 0 | 0 | 0 | Existing conditions, assuming no cost | PSE Businss Case: APPROVED_Measure Case_Window_2022 | P | 100% | 5% | 19.1% | 1 | 0 | 0 | No applicable non-energy benefitsIncludes PSE NEI data where applicable. | No applicable non-energy benefits | System | System
King County | Single Family - Highly Impacted | Heat Central Gas Boiler | Existing | Windows - Single Pane - to U30 - GH - SF or DX - MI | Single pane windows: U-factor up to 0.30; single family or duplex dwelling heated with natural gas; moderate income customer | 0 | 2024 | 2050 | 243.4666 | per Home | 0 | 1 | 45 | PSE Businss Case: APPROVED_Measure Case_Window_2022 | 100.6534 | 21.65% | Per Unit Savings from PSE Business Case: APPROVED_Measure Case_Window_2022 | 0 | Per Unit Savings from PSE Business Case: APPROVED_Measure Case_Window_2022 | 0 | Full | 0 | 0 | 0 | 5502.3441 | 0 | 0 | 0 | Existing conditions, assuming no cost | PSE Businss Case: APPROVED_Measure Case_Window_2022 | Q | 100% | 5% | 20.95% | 1 | 0 | 0 | No applicable non-energy benefitsIncludes PSE NEI data where applicable. | No applicable non-energy benefits | System | System
King County | Single Family - Highly Impacted | Heat Central Gas Furnace | Existing | Windows - Single Pane - to U30 - GH - SF or DX - MI | Single pane windows: U-factor up to 0.30; single family or duplex dwelling heated with natural gas; moderate income customer | 0 | 2024 | 2050 | 243.4666 | per Home | 0 | 1 | 45 | PSE Businss Case: APPROVED_Measure Case_Window_2022 | 74.2281 | 21.65% | Per Unit Savings from PSE Business Case: APPROVED_Measure Case_Window_2022 | 0 | Per Unit Savings from PSE Business Case: APPROVED_Measure Case_Window_2022 | 0 | Full | 0 | 0 | 0 | 5502.3441 | 0 | 0 | 0 | Existing conditions, assuming no cost | PSE Businss Case: APPROVED_Measure Case_Window_2022 | Q | 100% | 5% | 20.95% | 1 | 0 | 0 | No applicable non-energy benefitsIncludes PSE NEI data where applicable. | No applicable non-energy benefits | System | System
King County | Single Family - Highly Impacted | Heat Room Gas | Existing | Windows - Single Pane - to U30 - GH - SF or DX - MI | Single pane windows: U-factor up to 0.30; single family or duplex dwelling heated with natural gas; moderate income customer | 0 | 2024 | 2050 | 243.4666 | per Home | 0 | 1 | 45 | PSE Businss Case: APPROVED_Measure Case_Window_2022 | 76.1518 | 21.65% | Per Unit Savings from PSE Business Case: APPROVED_Measure Case_Window_2022 | 0 | Per Unit Savings from PSE Business Case: APPROVED_Measure Case_Window_2022 | 0 | Full | 0 | 0 | 0 | 5502.3441 | 0 | 0 | 0 | Existing conditions, assuming no cost | PSE Businss Case: APPROVED_Measure Case_Window_2022 | Q | 100% | 5% | 20.95% | 1 | 0 | 0 | No applicable non-energy benefitsIncludes PSE NEI data where applicable. | No applicable non-energy benefits | System | System
King County | Multifamily | Heat Central Gas Boiler | Existing | Windows - Double Pane - from U60 to U30 - GH - MF | Double pane windows: U-factor from 0.60 to 0.30; multi-family dwelling heated with natural gas | 0 | 2024 | 2050 | 36.1897 | per Home | 0 | 1 | 45 | PSE Businss Case: APPROVED_Measure Case_Window_2022 | 24.3404 | 5.71% | Per Unit Savings from PSE Business Case: APPROVED_Measure Case_Window_2022. End use ratio of 100% for Heat Central Gas Boiler. | 0 | Per Unit Savings from PSE Business Case: APPROVED_Measure Case_Window_2022. End use ratio of 100% for Heat Central Gas Boiler. | 0 | Full | 0 | 0 | 0 | 843.2205 | 0 | 0 | 0 | Existing conditions, assuming no cost | PSE Businss Case: APPROVED_Measure Case_Window_2022 | O | 100% | 5% | 80.9% | 1 | 0 | 0 | No applicable non-energy benefitsIncludes PSE NEI data where applicable. | No applicable non-energy benefits | System | System
King County | Multifamily | Heat Central Gas Furnace | Existing | Windows - Double Pane - from U60 to U30 - GH - MF | Double pane windows: U-factor from 0.60 to 0.30; multi-family dwelling heated with natural gas | 0 | 2024 | 2050 | 36.1897 | per Home | 0 | 1 | 45 | PSE Businss Case: APPROVED_Measure Case_Window_2022 | 17.9501 | 5.71% | Per Unit Savings from PSE Business Case: APPROVED_Measure Case_Window_2022. End use ratio of 100% for Heat Central Gas Furnace. | 0 | Per Unit Savings from PSE Business Case: APPROVED_Measure Case_Window_2022. End use ratio of 100% for Heat Central Gas Furnace. | 0 | Full | 0 | 0 | 0 | 843.2205 | 0 | 0 | 0 | Existing conditions, assuming no cost | PSE Businss Case: APPROVED_Measure Case_Window_2022 | O | 100% | 5% | 80.9% | 1 | 0 | 0 | No applicable non-energy benefitsIncludes PSE NEI data where applicable. | No applicable non-energy benefits | System | System
King County | Multifamily | Heat Room Gas | Existing | Windows - Double Pane - from U60 to U30 - GH - MF | Double pane windows: U-factor from 0.60 to 0.30; multi-family dwelling heated with natural gas | 0 | 2024 | 2050 | 36.1897 | per Home | 0 | 1 | 45 | PSE Businss Case: APPROVED_Measure Case_Window_2022 | 16.1551 | 5.009% | Per Unit Savings from PSE Business Case: APPROVED_Measure Case_Window_2022. Assuming an end use ratio of 90% for Heat Room Gas and applying to the reported PSE Business Case Savings. | 0 | Per Unit Savings from PSE Business Case: APPROVED_Measure Case_Window_2022. Assuming an end use ratio of 90% for Heat Room Gas and applying to the reported PSE Business Case Savings. | 0 | Full | 0 | 0 | 0 | 843.2205 | 0 | 0 | 0 | Existing conditions, assuming no cost | PSE Businss Case: APPROVED_Measure Case_Window_2022 | O | 100% | 5% | 80.9% | 1 | 0 | 0 | No applicable non-energy benefitsIncludes PSE NEI data where applicable. | No applicable non-energy benefits | System | System
King County | Multifamily | Heat Central Gas Boiler | Existing | Windows - Triple Pane - U22 - from DP U30 - GH - MF | Triple pane windows: U-factor 0.22; from 0.30 double pane; multi-family dwelling heated with natural gas | 0 | 2024 | 2050 | 36.1897 | per Home | 0 | 1 | 45 | PSE Businss Case: APPROVED_Measure Case_Window_2022 | 5.1036 | 1.197% | Per Unit Savings from PSE Business Case: APPROVED_Measure Case_Window_2022. End use ratio of 100% for Heat Central Gas Boiler. | 0 | Per Unit Savings from PSE Business Case: APPROVED_Measure Case_Window_2022. End use ratio of 100% for Heat Central Gas Boiler. | 0 | Incremental | 0 | 0 | 0 | 133.1782 | 0 | 0 | 0 | Measure cost represents incremental cost, default cost of zero | PSE Businss Case: APPROVED_Measure Case_Window_2022 |  | 100% | 2.5% | 80.9% | 1 | 0 | 0 | No applicable non-energy benefitsIncludes PSE NEI data where applicable. | No applicable non-energy benefits | System | System
King County | Multifamily | Heat Central Gas Boiler | New | Windows - Triple Pane - U22 - from DP U30 - GH - MF | Triple pane windows: U-factor 0.22; from 0.30 double pane; multi-family dwelling heated with natural gas | 0 | 2024 | 2050 | 36.1897 | per Home | 0 | 1 | 45 | PSE Businss Case: APPROVED_Measure Case_Window_2022 | 3.1696 | 1.197% | Per Unit Savings from PSE Business Case: APPROVED_Measure Case_Window_2022. End use ratio of 100% for Heat Central Gas Boiler. | 0 | Per Unit Savings from PSE Business Case: APPROVED_Measure Case_Window_2022. End use ratio of 100% for Heat Central Gas Boiler. | 0 | Incremental | 0 | 0 | 0 | 133.1782 | 0 | 0 | 0 | Measure cost represents incremental cost, default cost of zero | PSE Businss Case: APPROVED_Measure Case_Window_2022 |  | 100% | 2.5% | 80.9% | 1 | 0 | 0 | No applicable non-energy benefitsIncludes PSE NEI data where applicable. | No applicable non-energy benefits | System | System
King County | Multifamily | Heat Central Gas Furnace | Existing | Windows - Triple Pane - U22 - from DP U30 - GH - MF | Triple pane windows: U-factor 0.22; from 0.30 double pane; multi-family dwelling heated with natural gas | 0 | 2024 | 2050 | 36.1897 | per Home | 0 | 1 | 45 | PSE Businss Case: APPROVED_Measure Case_Window_2022 | 3.7637 | 1.197% | Per Unit Savings from PSE Business Case: APPROVED_Measure Case_Window_2022. End use ratio of 100% for Heat Central Gas Furnace. | 0 | Per Unit Savings from PSE Business Case: APPROVED_Measure Case_Window_2022. End use ratio of 100% for Heat Central Gas Furnace. | 0 | Incremental | 0 | 0 | 0 | 133.1782 | 0 | 0 | 0 | Measure cost represents incremental cost, default cost of zero | PSE Businss Case: APPROVED_Measure Case_Window_2022 |  | 100% | 2.5% | 80.9% | 1 | 0 | 0 | No applicable non-energy benefitsIncludes PSE NEI data where applicable. | No applicable non-energy benefits | System | System
King County | Multifamily | Heat Central Gas Furnace | New | Windows - Triple Pane - U22 - from DP U30 - GH - MF | Triple pane windows: U-factor 0.22; from 0.30 double pane; multi-family dwelling heated with natural gas | 0 | 2024 | 2050 | 36.1897 | per Home | 0 | 1 | 45 | PSE Businss Case: APPROVED_Measure Case_Window_2022 | 2.1866 | 1.197% | Per Unit Savings from PSE Business Case: APPROVED_Measure Case_Window_2022. End use ratio of 100% for Heat Central Gas Furnace. | 0 | Per Unit Savings from PSE Business Case: APPROVED_Measure Case_Window_2022. End use ratio of 100% for Heat Central Gas Furnace. | 0 | Incremental | 0 | 0 | 0 | 133.1782 | 0 | 0 | 0 | Measure cost represents incremental cost, default cost of zero | PSE Businss Case: APPROVED_Measure Case_Window_2022 |  | 100% | 2.5% | 80.9% | 1 | 0 | 0 | No applicable non-energy benefitsIncludes PSE NEI data where applicable. | No applicable non-energy benefits | System | System
King County | Multifamily | Heat Room Gas | Existing | Windows - Triple Pane - U22 - from DP U30 - GH - MF | Triple pane windows: U-factor 0.22; from 0.30 double pane; multi-family dwelling heated with natural gas | 0 | 2024 | 2050 | 36.1897 | per Home | 0 | 1 | 45 | PSE Businss Case: APPROVED_Measure Case_Window_2022 | 3.3874 | 1.05% | Per Unit Savings from PSE Business Case: APPROVED_Measure Case_Window_2022. Assuming an end use ratio of 90% for Heat Room Gas and applying to the reported PSE Business Case Savings. | 0 | Per Unit Savings from PSE Business Case: APPROVED_Measure Case_Window_2022. Assuming an end use ratio of 90% for Heat Room Gas and applying to the reported PSE Business Case Savings. | 0 | Incremental | 0 | 0 | 0 | 133.1782 | 0 | 0 | 0 | Measure cost represents incremental cost, default cost of zero | PSE Businss Case: APPROVED_Measure Case_Window_2022 |  | 100% | 2.5% | 80.9% | 1 | 0 | 0 | No applicable non-energy benefitsIncludes PSE NEI data where applicable. | No applicable non-energy benefits | System | System
King County | Multifamily | Heat Room Gas | New | Windows - Triple Pane - U22 - from DP U30 - GH - MF | Triple pane windows: U-factor 0.22; from 0.30 double pane; multi-family dwelling heated with natural gas | 0 | 2024 | 2050 | 36.1897 | per Home | 0 | 1 | 45 | PSE Businss Case: APPROVED_Measure Case_Window_2022 | 2.2018 | 1.05% | Per Unit Savings from PSE Business Case: APPROVED_Measure Case_Window_2022. Assuming an end use ratio of 90% for Heat Room Gas and applying to the reported PSE Business Case Savings. | 0 | Per Unit Savings from PSE Business Case: APPROVED_Measure Case_Window_2022. Assuming an end use ratio of 90% for Heat Room Gas and applying to the reported PSE Business Case Savings. | 0 | Incremental | 0 | 0 | 0 | 133.1782 | 0 | 0 | 0 | Measure cost represents incremental cost, default cost of zero | PSE Businss Case: APPROVED_Measure Case_Window_2022 |  | 100% | 2.5% | 80.9% | 1 | 0 | 0 | No applicable non-energy benefitsIncludes PSE NEI data where applicable. | No applicable non-energy benefits | System | System
King County | Multifamily - Highly Impacted | Heat Central Gas Boiler | Existing | Windows - Double Pane - from U60 to U30 - GH - MF - MI | Double pane windows: U-factor from 0.60 to 0.30; multi-family dwelling heated with natural gas; moderate income customer | 0 | 2024 | 2050 | 33.3408 | per Home | 0 | 1 | 45 | PSE Businss Case: APPROVED_Measure Case_Window_2022 | 22.4242 | 6.198% | Per Unit Savings from PSE Business Case: APPROVED_Measure Case_Window_2022. End use ratio of 100% for Heat Central Gas Boiler. | 0 | Per Unit Savings from PSE Business Case: APPROVED_Measure Case_Window_2022. End use ratio of 100% for Heat Central Gas Boiler. | 0 | Full | 0 | 0 | 0 | 776.8403 | 0 | 0 | 0 | Existing conditions, assuming no cost | PSE Businss Case: APPROVED_Measure Case_Window_2022 | O | 100% | 5% | 80.9% | 1 | 0 | 0 | No applicable non-energy benefitsIncludes PSE NEI data where applicable. | No applicable non-energy benefits | System | System
King County | Multifamily - Highly Impacted | Heat Central Gas Furnace | Existing | Windows - Double Pane - from U60 to U30 - GH - MF - MI | Double pane windows: U-factor from 0.60 to 0.30; multi-family dwelling heated with natural gas; moderate income customer | 0 | 2024 | 2050 | 33.3408 | per Home | 0 | 1 | 45 | PSE Businss Case: APPROVED_Measure Case_Window_2022 | 16.537 | 6.198% | Per Unit Savings from PSE Business Case: APPROVED_Measure Case_Window_2022. End use ratio of 100% for Heat Central Gas Furnace. | 0 | Per Unit Savings from PSE Business Case: APPROVED_Measure Case_Window_2022. End use ratio of 100% for Heat Central Gas Furnace. | 0 | Full | 0 | 0 | 0 | 776.8403 | 0 | 0 | 0 | Existing conditions, assuming no cost | PSE Businss Case: APPROVED_Measure Case_Window_2022 | O | 100% | 5% | 80.9% | 1 | 0 | 0 | No applicable non-energy benefitsIncludes PSE NEI data where applicable. | No applicable non-energy benefits | System | System
King County | Multifamily - Highly Impacted | Heat Room Gas | Existing | Windows - Double Pane - from U60 to U30 - GH - MF - MI | Double pane windows: U-factor from 0.60 to 0.30; multi-family dwelling heated with natural gas; moderate income customer | 0 | 2024 | 2050 | 33.3408 | per Home | 0 | 1 | 45 | PSE Businss Case: APPROVED_Measure Case_Window_2022 | 14.8833 | 5.437% | Per Unit Savings from PSE Business Case: APPROVED_Measure Case_Window_2022. Assuming an end use ratio of 90% for Heat Room Gas and applying to the reported PSE Business Case Savings. | 0 | Per Unit Savings from PSE Business Case: APPROVED_Measure Case_Window_2022. Assuming an end use ratio of 90% for Heat Room Gas and applying to the reported PSE Business Case Savings. | 0 | Full | 0 | 0 | 0 | 776.8403 | 0 | 0 | 0 | Existing conditions, assuming no cost | PSE Businss Case: APPROVED_Measure Case_Window_2022 | O | 100% | 5% | 80.9% | 1 | 0 | 0 | No applicable non-energy benefitsIncludes PSE NEI data where applicable. | No applicable non-energy benefits | System | System
King County | Single Family | Heat Central Gas Boiler | Existing | Windows - Double Pane - Metal Frame - to U22 - GH - SF or DX | Double pane metal-framed windows: U-factor up to 0.22; single family or duplex dwelling heated with natural gas | 0 | 2024 | 2050 | 306.6112 | per Home | 0 | 1 | 45 | PSE Businss Case: APPROVED_Measure Case_Window_2022 | 87.6433 | 13.56% | Per Unit Savings from PSE Business Case: APPROVED_Measure Case_Window_2022 | 0 | Per Unit Savings from PSE Business Case: APPROVED_Measure Case_Window_2022 | 0 | Full | 0 | 0 | 0 | 8048.545 | 0 | 0 | 0 | Existing conditions, assuming no cost | PSE Businss Case: APPROVED_Measure Case_Window_2022 | R | 100% | 5% | 78.77% | 1 | 0 | 0 | No applicable non-energy benefitsIncludes PSE NEI data where applicable. | No applicable non-energy benefits | System | System
King County | Single Family | Heat Central Gas Boiler | New | Windows - Double Pane - Metal Frame - to U22 - GH - SF or DX | Double pane metal-framed windows: U-factor up to 0.22; single family or duplex dwelling heated with natural gas | 0 | 2024 | 2050 | 306.6112 | per Home | 0 | 1 | 45 | PSE Businss Case: APPROVED_Measure Case_Window_2022 | 54.4309 | 13.56% | Per Unit Savings from PSE Business Case: APPROVED_Measure Case_Window_2022 | 0 | Per Unit Savings from PSE Business Case: APPROVED_Measure Case_Window_2022 | 0 | Full | 0 | 0 | 0 | 8048.545 | 0 | 0 | 0 | Existing conditions, assuming no cost | PSE Businss Case: APPROVED_Measure Case_Window_2022 | R | 100% | 5% | 78.77% | 1 | 0 | 0 | No applicable non-energy benefitsIncludes PSE NEI data where applicable. | No applicable non-energy benefits | System | System
King County | Single Family | Heat Central Gas Furnace | Existing | Windows - Double Pane - Metal Frame - to U22 - GH - SF or DX | Double pane metal-framed windows: U-factor up to 0.22; single family or duplex dwelling heated with natural gas | 0 | 2024 | 2050 | 306.6112 | per Home | 0 | 1 | 45 | PSE Businss Case: APPROVED_Measure Case_Window_2022 | 64.6336 | 13.56% | Per Unit Savings from PSE Business Case: APPROVED_Measure Case_Window_2022 | 0 | Per Unit Savings from PSE Business Case: APPROVED_Measure Case_Window_2022 | 0 | Full | 0 | 0 | 0 | 8048.545 | 0 | 0 | 0 | Existing conditions, assuming no cost | PSE Businss Case: APPROVED_Measure Case_Window_2022 | R | 100% | 5% | 78.77% | 1 | 0 | 0 | No applicable non-energy benefitsIncludes PSE NEI data where applicable. | No applicable non-energy benefits | System | System
King County | Single Family | Heat Central Gas Furnace | New | Windows - Double Pane - Metal Frame - to U22 - GH - SF or DX | Double pane metal-framed windows: U-factor up to 0.22; single family or duplex dwelling heated with natural gas | 0 | 2024 | 2050 | 306.6112 | per Home | 0 | 1 | 45 | PSE Businss Case: APPROVED_Measure Case_Window_2022 | 37.5497 | 13.56% | Per Unit Savings from PSE Business Case: APPROVED_Measure Case_Window_2022 | 0 | Per Unit Savings from PSE Business Case: APPROVED_Measure Case_Window_2022 | 0 | Full | 0 | 0 | 0 | 8048.545 | 0 | 0 | 0 | Existing conditions, assuming no cost | PSE Businss Case: APPROVED_Measure Case_Window_2022 | R | 100% | 5% | 78.77% | 1 | 0 | 0 | No applicable non-energy benefitsIncludes PSE NEI data where applicable. | No applicable non-energy benefits | System | System
King County | Single Family | Heat Room Gas | Existing | Windows - Double Pane - Metal Frame - to U22 - GH - SF or DX | Double pane metal-framed windows: U-factor up to 0.22; single family or duplex dwelling heated with natural gas | 0 | 2024 | 2050 | 306.6112 | per Home | 0 | 1 | 45 | PSE Businss Case: APPROVED_Measure Case_Window_2022 | 66.3087 | 13.56% | Per Unit Savings from PSE Business Case: APPROVED_Measure Case_Window_2022 | 0 | Per Unit Savings from PSE Business Case: APPROVED_Measure Case_Window_2022 | 0 | Full | 0 | 0 | 0 | 8048.545 | 0 | 0 | 0 | Existing conditions, assuming no cost | PSE Businss Case: APPROVED_Measure Case_Window_2022 | R | 100% | 5% | 78.77% | 1 | 0 | 0 | No applicable non-energy benefitsIncludes PSE NEI data where applicable. | No applicable non-energy benefits | System | System
King County | Single Family | Heat Room Gas | New | Windows - Double Pane - Metal Frame - to U22 - GH - SF or DX | Double pane metal-framed windows: U-factor up to 0.22; single family or duplex dwelling heated with natural gas | 0 | 2024 | 2050 | 306.6112 | per Home | 0 | 1 | 45 | PSE Businss Case: APPROVED_Measure Case_Window_2022 | 43.1007 | 13.56% | Per Unit Savings from PSE Business Case: APPROVED_Measure Case_Window_2022 | 0 | Per Unit Savings from PSE Business Case: APPROVED_Measure Case_Window_2022 | 0 | Full | 0 | 0 | 0 | 8048.545 | 0 | 0 | 0 | Existing conditions, assuming no cost | PSE Businss Case: APPROVED_Measure Case_Window_2022 | R | 100% | 5% | 78.77% | 1 | 0 | 0 | No applicable non-energy benefitsIncludes PSE NEI data where applicable. | No applicable non-energy benefits | System | System
King County | Single Family - Highly Impacted | Heat Central Gas Boiler | Existing | Windows - Double Pane - Metal Frame - to U22 - GH - SF or DX - MI | Double pane metal-framed windows: U-factor up to 0.22; single family or duplex dwelling heated with natural gas; moderate income customer | 0 | 2024 | 2050 | 243.4666 | per Home | 0 | 1 | 45 | PSE Businss Case: APPROVED_Measure Case_Window_2022 | 69.5937 | 14.97% | Per Unit Savings from PSE Business Case: APPROVED_Measure Case_Window_2022 | 0 | Per Unit Savings from PSE Business Case: APPROVED_Measure Case_Window_2022 | 0 | Full | 0 | 0 | 0 | 6390.9971 | 0 | 0 | 0 | Existing conditions, assuming no cost | PSE Businss Case: APPROVED_Measure Case_Window_2022 | R | 100% | 5% | 78.77% | 1 | 0 | 0 | No applicable non-energy benefitsIncludes PSE NEI data where applicable. | No applicable non-energy benefits | System | System
King County | Single Family - Highly Impacted | Heat Central Gas Boiler | New | Windows - Double Pane - Metal Frame - to U22 - GH - SF or DX - MI | Double pane metal-framed windows: U-factor up to 0.22; single family or duplex dwelling heated with natural gas; moderate income customer | 0 | 2024 | 2050 | 243.4666 | per Home | 0 | 1 | 45 | PSE Businss Case: APPROVED_Measure Case_Window_2022 | 43.2212 | 14.97% | Per Unit Savings from PSE Business Case: APPROVED_Measure Case_Window_2022 | 0 | Per Unit Savings from PSE Business Case: APPROVED_Measure Case_Window_2022 | 0 | Full | 0 | 0 | 0 | 6390.9971 | 0 | 0 | 0 | Existing conditions, assuming no cost | PSE Businss Case: APPROVED_Measure Case_Window_2022 | R | 100% | 5% | 78.77% | 1 | 0 | 0 | No applicable non-energy benefitsIncludes PSE NEI data where applicable. | No applicable non-energy benefits | System | System
King County | Single Family - Highly Impacted | Heat Central Gas Furnace | Existing | Windows - Double Pane - Metal Frame - to U22 - GH - SF or DX - MI | Double pane metal-framed windows: U-factor up to 0.22; single family or duplex dwelling heated with natural gas; moderate income customer | 0 | 2024 | 2050 | 243.4666 | per Home | 0 | 1 | 45 | PSE Businss Case: APPROVED_Measure Case_Window_2022 | 51.3227 | 14.97% | Per Unit Savings from PSE Business Case: APPROVED_Measure Case_Window_2022 | 0 | Per Unit Savings from PSE Business Case: APPROVED_Measure Case_Window_2022 | 0 | Full | 0 | 0 | 0 | 6390.9971 | 0 | 0 | 0 | Existing conditions, assuming no cost | PSE Businss Case: APPROVED_Measure Case_Window_2022 | R | 100% | 5% | 78.77% | 1 | 0 | 0 | No applicable non-energy benefitsIncludes PSE NEI data where applicable. | No applicable non-energy benefits | System | System
King County | Single Family - Highly Impacted | Heat Central Gas Furnace | New | Windows - Double Pane - Metal Frame - to U22 - GH - SF or DX - MI | Double pane metal-framed windows: U-factor up to 0.22; single family or duplex dwelling heated with natural gas; moderate income customer | 0 | 2024 | 2050 | 243.4666 | per Home | 0 | 1 | 45 | PSE Businss Case: APPROVED_Measure Case_Window_2022 | 29.8166 | 14.97% | Per Unit Savings from PSE Business Case: APPROVED_Measure Case_Window_2022 | 0 | Per Unit Savings from PSE Business Case: APPROVED_Measure Case_Window_2022 | 0 | Full | 0 | 0 | 0 | 6390.9971 | 0 | 0 | 0 | Existing conditions, assuming no cost | PSE Businss Case: APPROVED_Measure Case_Window_2022 | R | 100% | 5% | 78.77% | 1 | 0 | 0 | No applicable non-energy benefitsIncludes PSE NEI data where applicable. | No applicable non-energy benefits | System | System
King County | Single Family - Highly Impacted | Heat Room Gas | Existing | Windows - Double Pane - Metal Frame - to U22 - GH - SF or DX - MI | Double pane metal-framed windows: U-factor up to 0.22; single family or duplex dwelling heated with natural gas; moderate income customer | 0 | 2024 | 2050 | 243.4666 | per Home | 0 | 1 | 45 | PSE Businss Case: APPROVED_Measure Case_Window_2022 | 52.6529 | 14.97% | Per Unit Savings from PSE Business Case: APPROVED_Measure Case_Window_2022 | 0 | Per Unit Savings from PSE Business Case: APPROVED_Measure Case_Window_2022 | 0 | Full | 0 | 0 | 0 | 6390.9971 | 0 | 0 | 0 | Existing conditions, assuming no cost | PSE Businss Case: APPROVED_Measure Case_Window_2022 | R | 100% | 5% | 78.77% | 1 | 0 | 0 | No applicable non-energy benefitsIncludes PSE NEI data where applicable. | No applicable non-energy benefits | System | System
King County | Single Family - Highly Impacted | Heat Room Gas | New | Windows - Double Pane - Metal Frame - to U22 - GH - SF or DX - MI | Double pane metal-framed windows: U-factor up to 0.22; single family or duplex dwelling heated with natural gas; moderate income customer | 0 | 2024 | 2050 | 243.4666 | per Home | 0 | 1 | 45 | PSE Businss Case: APPROVED_Measure Case_Window_2022 | 34.2244 | 14.97% | Per Unit Savings from PSE Business Case: APPROVED_Measure Case_Window_2022 | 0 | Per Unit Savings from PSE Business Case: APPROVED_Measure Case_Window_2022 | 0 | Full | 0 | 0 | 0 | 6390.9971 | 0 | 0 | 0 | Existing conditions, assuming no cost | PSE Businss Case: APPROVED_Measure Case_Window_2022 | R | 100% | 5% | 78.77% | 1 | 0 | 0 | No applicable non-energy benefitsIncludes PSE NEI data where applicable. | No applicable non-energy benefits | System | System
King County | Multifamily - Highly Impacted | Heat Central Gas Boiler | Existing | Windows - Double Pane - U30 - from SP U120 - GH - MF - MI | Double pane windows: U-factor 0.30; from 1.20 single pane; multi-family dwelling heated with natural gas; moderate income customer | 0 | 2024 | 2050 | 33.3408 | per Home | 0 | 1 | 45 | PSE Businss Case: APPROVED_Measure Case_Window_2022 | 41.5933 | 11.5% | Per Unit Savings from PSE Business Case: APPROVED_Measure Case_Window_2022. End use ratio of 100% for Heat Central Gas Boiler. | 0 | Per Unit Savings from PSE Business Case: APPROVED_Measure Case_Window_2022. End use ratio of 100% for Heat Central Gas Boiler. | 0 | Full | 0 | 0 | 0 | 776.8403 | 0 | 0 | 0 | Existing conditions, assuming no cost | PSE Businss Case: APPROVED_Measure Case_Window_2022 | P | 100% | 5% | 19.1% | 1 | 0 | 0 | No applicable non-energy benefitsIncludes PSE NEI data where applicable. | No applicable non-energy benefits | System | System
King County | Multifamily - Highly Impacted | Heat Central Gas Furnace | Existing | Windows - Double Pane - U30 - from SP U120 - GH - MF - MI | Double pane windows: U-factor 0.30; from 1.20 single pane; multi-family dwelling heated with natural gas; moderate income customer | 0 | 2024 | 2050 | 33.3408 | per Home | 0 | 1 | 45 | PSE Businss Case: APPROVED_Measure Case_Window_2022 | 30.6735 | 11.5% | Per Unit Savings from PSE Business Case: APPROVED_Measure Case_Window_2022. End use ratio of 100% for Heat Central Gas Furnace. | 0 | Per Unit Savings from PSE Business Case: APPROVED_Measure Case_Window_2022. End use ratio of 100% for Heat Central Gas Furnace. | 0 | Full | 0 | 0 | 0 | 776.8403 | 0 | 0 | 0 | Existing conditions, assuming no cost | PSE Businss Case: APPROVED_Measure Case_Window_2022 | P | 100% | 5% | 19.1% | 1 | 0 | 0 | No applicable non-energy benefitsIncludes PSE NEI data where applicable. | No applicable non-energy benefits | System | System
King County | Multifamily - Highly Impacted | Heat Room Gas | Existing | Windows - Double Pane - U30 - from SP U120 - GH - MF - MI | Double pane windows: U-factor 0.30; from 1.20 single pane; multi-family dwelling heated with natural gas; moderate income customer | 0 | 2024 | 2050 | 33.3408 | per Home | 0 | 1 | 45 | PSE Businss Case: APPROVED_Measure Case_Window_2022 | 27.6062 | 10.08% | Per Unit Savings from PSE Business Case: APPROVED_Measure Case_Window_2022. Assuming an end use ratio of 90% for Heat Room Gas and applying to the reported PSE Business Case Savings. | 0 | Per Unit Savings from PSE Business Case: APPROVED_Measure Case_Window_2022. Assuming an end use ratio of 90% for Heat Room Gas and applying to the reported PSE Business Case Savings. | 0 | Full | 0 | 0 | 0 | 776.8403 | 0 | 0 | 0 | Existing conditions, assuming no cost | PSE Businss Case: APPROVED_Measure Case_Window_2022 | P | 100% | 5% | 19.1% | 1 | 0 | 0 | No applicable non-energy benefitsIncludes PSE NEI data where applicable. | No applicable non-energy benefits | System | System
King County | Single Family | Heat Central Gas Boiler | Existing | Windows - Single Pane - to U22 - GH - SF or DX | Single pane windows: U-factor up to 0.22; single family or duplex dwelling heated with natural gas | 0 | 2024 | 2050 | 306.6112 | per Home | 0 | 1 | 45 | PSE Businss Case: APPROVED_Measure Case_Window_2022 | 141.1273 | 21.83% | Per Unit Savings from PSE Business Case: APPROVED_Measure Case_Window_2022 | 0 | Per Unit Savings from PSE Business Case: APPROVED_Measure Case_Window_2022 | 0 | Full | 0 | 0 | 0 | 8048.545 | 0 | 0 | 0 | Existing conditions, assuming no cost | PSE Businss Case: APPROVED_Measure Case_Window_2022 | Q | 100% | 5% | 20.95% | 1 | 0 | 0 | No applicable non-energy benefitsIncludes PSE NEI data where applicable. | No applicable non-energy benefits | System | System
King County | Single Family | Heat Central Gas Furnace | Existing | Windows - Single Pane - to U22 - GH - SF or DX | Single pane windows: U-factor up to 0.22; single family or duplex dwelling heated with natural gas | 0 | 2024 | 2050 | 306.6112 | per Home | 0 | 1 | 45 | PSE Businss Case: APPROVED_Measure Case_Window_2022 | 104.0761 | 21.83% | Per Unit Savings from PSE Business Case: APPROVED_Measure Case_Window_2022 | 0 | Per Unit Savings from PSE Business Case: APPROVED_Measure Case_Window_2022 | 0 | Full | 0 | 0 | 0 | 8048.545 | 0 | 0 | 0 | Existing conditions, assuming no cost | PSE Businss Case: APPROVED_Measure Case_Window_2022 | Q | 100% | 5% | 20.95% | 1 | 0 | 0 | No applicable non-energy benefitsIncludes PSE NEI data where applicable. | No applicable non-energy benefits | System | System
King County | Single Family | Heat Room Gas | Existing | Windows - Single Pane - to U22 - GH - SF or DX | Single pane windows: U-factor up to 0.22; single family or duplex dwelling heated with natural gas | 0 | 2024 | 2050 | 306.6112 | per Home | 0 | 1 | 45 | PSE Businss Case: APPROVED_Measure Case_Window_2022 | 106.7734 | 21.83% | Per Unit Savings from PSE Business Case: APPROVED_Measure Case_Window_2022 | 0 | Per Unit Savings from PSE Business Case: APPROVED_Measure Case_Window_2022 | 0 | Full | 0 | 0 | 0 | 8048.545 | 0 | 0 | 0 | Existing conditions, assuming no cost | PSE Businss Case: APPROVED_Measure Case_Window_2022 | Q | 100% | 5% | 20.95% | 1 | 0 | 0 | No applicable non-energy benefitsIncludes PSE NEI data where applicable. | No applicable non-energy benefits | System | System
King County | Single Family - Highly Impacted | Heat Central Gas Boiler | Existing | Windows - Single Pane - to U22 - GH - SF or DX - MI | Single pane windows: U-factor up to 0.22; single family or duplex dwelling heated with natural gas; moderate income customer | 0 | 2024 | 2050 | 243.4666 | per Home | 0 | 1 | 45 | PSE Businss Case: APPROVED_Measure Case_Window_2022 | 112.063 | 24.1% | Per Unit Savings from PSE Business Case: APPROVED_Measure Case_Window_2022 | 0 | Per Unit Savings from PSE Business Case: APPROVED_Measure Case_Window_2022 | 0 | Full | 0 | 0 | 0 | 6390.9971 | 0 | 0 | 0 | Existing conditions, assuming no cost | PSE Businss Case: APPROVED_Measure Case_Window_2022 | Q | 100% | 5% | 20.95% | 1 | 0 | 0 | No applicable non-energy benefitsIncludes PSE NEI data where applicable. | No applicable non-energy benefits | System | System
King County | Single Family - Highly Impacted | Heat Central Gas Furnace | Existing | Windows - Single Pane - to U22 - GH - SF or DX - MI | Single pane windows: U-factor up to 0.22; single family or duplex dwelling heated with natural gas; moderate income customer | 0 | 2024 | 2050 | 243.4666 | per Home | 0 | 1 | 45 | PSE Businss Case: APPROVED_Measure Case_Window_2022 | 82.6423 | 24.1% | Per Unit Savings from PSE Business Case: APPROVED_Measure Case_Window_2022 | 0 | Per Unit Savings from PSE Business Case: APPROVED_Measure Case_Window_2022 | 0 | Full | 0 | 0 | 0 | 6390.9971 | 0 | 0 | 0 | Existing conditions, assuming no cost | PSE Businss Case: APPROVED_Measure Case_Window_2022 | Q | 100% | 5% | 20.95% | 1 | 0 | 0 | No applicable non-energy benefitsIncludes PSE NEI data where applicable. | No applicable non-energy benefits | System | System
King County | Single Family - Highly Impacted | Heat Room Gas | Existing | Windows - Single Pane - to U22 - GH - SF or DX - MI | Single pane windows: U-factor up to 0.22; single family or duplex dwelling heated with natural gas; moderate income customer | 0 | 2024 | 2050 | 243.4666 | per Home | 0 | 1 | 45 | PSE Businss Case: APPROVED_Measure Case_Window_2022 | 84.7841 | 24.1% | Per Unit Savings from PSE Business Case: APPROVED_Measure Case_Window_2022 | 0 | Per Unit Savings from PSE Business Case: APPROVED_Measure Case_Window_2022 | 0 | Full | 0 | 0 | 0 | 6390.9971 | 0 | 0 | 0 | Existing conditions, assuming no cost | PSE Businss Case: APPROVED_Measure Case_Window_2022 | Q | 100% | 5% | 20.95% | 1 | 0 | 0 | No applicable non-energy benefitsIncludes PSE NEI data where applicable. | No applicable non-energy benefits | System | System
King County | Multifamily - Highly Impacted | Heat Central Gas Boiler | Existing | Windows - Triple Pane - U22 - from DP U30 - GH - MF - MI | Triple pane windows: U-factor 0.22; from 0.30 double pane; multi-family dwelling heated with natural gas; moderate income customer | 0 | 2024 | 2050 | 33.3408 | per Home | 0 | 1 | 45 | PSE Businss Case: APPROVED_Measure Case_Window_2022 | 4.7019 | 1.3% | Per Unit Savings from PSE Business Case: APPROVED_Measure Case_Window_2022. End use ratio of 100% for Heat Central Gas Boiler. | 0 | Per Unit Savings from PSE Business Case: APPROVED_Measure Case_Window_2022. End use ratio of 100% for Heat Central Gas Boiler. | 0 | Incremental | 0 | 0 | 0 | 122.6941 | 0 | 0 | 0 | Measure cost represents incremental cost, default cost of zero | PSE Businss Case: APPROVED_Measure Case_Window_2022 |  | 100% | 2.5% | 80.9% | 1 | 0 | 0 | No applicable non-energy benefitsIncludes PSE NEI data where applicable. | No applicable non-energy benefits | System | System
King County | Multifamily - Highly Impacted | Heat Central Gas Boiler | New | Windows - Triple Pane - U22 - from DP U30 - GH - MF - MI | Triple pane windows: U-factor 0.22; from 0.30 double pane; multi-family dwelling heated with natural gas; moderate income customer | 0 | 2024 | 2050 | 33.3408 | per Home | 0 | 1 | 45 | PSE Businss Case: APPROVED_Measure Case_Window_2022 | 2.9201 | 1.3% | Per Unit Savings from PSE Business Case: APPROVED_Measure Case_Window_2022. End use ratio of 100% for Heat Central Gas Boiler. | 0 | Per Unit Savings from PSE Business Case: APPROVED_Measure Case_Window_2022. End use ratio of 100% for Heat Central Gas Boiler. | 0 | Incremental | 0 | 0 | 0 | 122.6941 | 0 | 0 | 0 | Measure cost represents incremental cost, default cost of zero | PSE Businss Case: APPROVED_Measure Case_Window_2022 |  | 100% | 2.5% | 80.9% | 1 | 0 | 0 | No applicable non-energy benefitsIncludes PSE NEI data where applicable. | No applicable non-energy benefits | System | System
King County | Multifamily - Highly Impacted | Heat Central Gas Furnace | Existing | Windows - Triple Pane - U22 - from DP U30 - GH - MF - MI | Triple pane windows: U-factor 0.22; from 0.30 double pane; multi-family dwelling heated with natural gas; moderate income customer | 0 | 2024 | 2050 | 33.3408 | per Home | 0 | 1 | 45 | PSE Businss Case: APPROVED_Measure Case_Window_2022 | 3.4674 | 1.3% | Per Unit Savings from PSE Business Case: APPROVED_Measure Case_Window_2022. End use ratio of 100% for Heat Central Gas Furnace. | 0 | Per Unit Savings from PSE Business Case: APPROVED_Measure Case_Window_2022. End use ratio of 100% for Heat Central Gas Furnace. | 0 | Incremental | 0 | 0 | 0 | 122.6941 | 0 | 0 | 0 | Measure cost represents incremental cost, default cost of zero | PSE Businss Case: APPROVED_Measure Case_Window_2022 |  | 100% | 2.5% | 80.9% | 1 | 0 | 0 | No applicable non-energy benefitsIncludes PSE NEI data where applicable. | No applicable non-energy benefits | System | System
King County | Multifamily - Highly Impacted | Heat Central Gas Furnace | New | Windows - Triple Pane - U22 - from DP U30 - GH - MF - MI | Triple pane windows: U-factor 0.22; from 0.30 double pane; multi-family dwelling heated with natural gas; moderate income customer | 0 | 2024 | 2050 | 33.3408 | per Home | 0 | 1 | 45 | PSE Businss Case: APPROVED_Measure Case_Window_2022 | 2.0145 | 1.3% | Per Unit Savings from PSE Business Case: APPROVED_Measure Case_Window_2022. End use ratio of 100% for Heat Central Gas Furnace. | 0 | Per Unit Savings from PSE Business Case: APPROVED_Measure Case_Window_2022. End use ratio of 100% for Heat Central Gas Furnace. | 0 | Incremental | 0 | 0 | 0 | 122.6941 | 0 | 0 | 0 | Measure cost represents incremental cost, default cost of zero | PSE Businss Case: APPROVED_Measure Case_Window_2022 |  | 100% | 2.5% | 80.9% | 1 | 0 | 0 | No applicable non-energy benefitsIncludes PSE NEI data where applicable. | No applicable non-energy benefits | System | System
King County | Multifamily - Highly Impacted | Heat Room Gas | Existing | Windows - Triple Pane - U22 - from DP U30 - GH - MF - MI | Triple pane windows: U-factor 0.22; from 0.30 double pane; multi-family dwelling heated with natural gas; moderate income customer | 0 | 2024 | 2050 | 33.3408 | per Home | 0 | 1 | 45 | PSE Businss Case: APPROVED_Measure Case_Window_2022 | 3.1207 | 1.14% | Per Unit Savings from PSE Business Case: APPROVED_Measure Case_Window_2022. Assuming an end use ratio of 90% for Heat Room Gas and applying to the reported PSE Business Case Savings. | 0 | Per Unit Savings from PSE Business Case: APPROVED_Measure Case_Window_2022. Assuming an end use ratio of 90% for Heat Room Gas and applying to the reported PSE Business Case Savings. | 0 | Incremental | 0 | 0 | 0 | 122.6941 | 0 | 0 | 0 | Measure cost represents incremental cost, default cost of zero | PSE Businss Case: APPROVED_Measure Case_Window_2022 |  | 100% | 2.5% | 80.9% | 1 | 0 | 0 | No applicable non-energy benefitsIncludes PSE NEI data where applicable. | No applicable non-energy benefits | System | System
King County | Multifamily - Highly Impacted | Heat Room Gas | New | Windows - Triple Pane - U22 - from DP U30 - GH - MF - MI | Triple pane windows: U-factor 0.22; from 0.30 double pane; multi-family dwelling heated with natural gas; moderate income customer | 0 | 2024 | 2050 | 33.3408 | per Home | 0 | 1 | 45 | PSE Businss Case: APPROVED_Measure Case_Window_2022 | 2.0285 | 1.14% | Per Unit Savings from PSE Business Case: APPROVED_Measure Case_Window_2022. Assuming an end use ratio of 90% for Heat Room Gas and applying to the reported PSE Business Case Savings. | 0 | Per Unit Savings from PSE Business Case: APPROVED_Measure Case_Window_2022. Assuming an end use ratio of 90% for Heat Room Gas and applying to the reported PSE Business Case Savings. | 0 | Incremental | 0 | 0 | 0 | 122.6941 | 0 | 0 | 0 | Measure cost represents incremental cost, default cost of zero | PSE Businss Case: APPROVED_Measure Case_Window_2022 |  | 100% | 2.5% | 80.9% | 1 | 0 | 0 | No applicable non-energy benefitsIncludes PSE NEI data where applicable. | No applicable non-energy benefits | System | System
King County | Multifamily - Highly Impacted | Heat Central Gas Boiler | Existing | Windows - Triple Pane - U22 - from DP U60 - GH - MF - MI | Triple pane windows: U-factor 0.22; from 0.60 double pane; multi-family dwelling heated with natural gas; moderate income customer | 0 | 2024 | 2050 | 33.3408 | per Home | 0 | 1 | 45 | PSE Businss Case: APPROVED_Measure Case_Window_2022 | 27.1261 | 7.497% | Per Unit Savings from PSE Business Case: APPROVED_Measure Case_Window_2022. End use ratio of 100% for Heat Central Gas Boiler. | 0 | Per Unit Savings from PSE Business Case: APPROVED_Measure Case_Window_2022. End use ratio of 100% for Heat Central Gas Boiler. | 0 | Full | 0 | 0 | 0 | 899.5344 | 0 | 0 | 0 | Existing conditions, assuming no cost | PSE Businss Case: APPROVED_Measure Case_Window_2022 | O | 100% | 2.5% | 80.9% | 1 | 0 | 0 | No applicable non-energy benefitsIncludes PSE NEI data where applicable. | No applicable non-energy benefits | System | System
King County | Multifamily - Highly Impacted | Heat Central Gas Boiler | New | Windows - Triple Pane - U22 - from DP U60 - GH - MF - MI | Triple pane windows: U-factor 0.22; from 0.60 double pane; multi-family dwelling heated with natural gas; moderate income customer | 0 | 2024 | 2050 | 33.3408 | per Home | 0 | 1 | 45 | PSE Businss Case: APPROVED_Measure Case_Window_2022 | 16.8467 | 7.497% | Per Unit Savings from PSE Business Case: APPROVED_Measure Case_Window_2022. End use ratio of 100% for Heat Central Gas Boiler. | 0 | Per Unit Savings from PSE Business Case: APPROVED_Measure Case_Window_2022. End use ratio of 100% for Heat Central Gas Boiler. | 0 | Full | 0 | 0 | 0 | 899.5344 | 0 | 0 | 0 | Existing conditions, assuming no cost | PSE Businss Case: APPROVED_Measure Case_Window_2022 | O | 100% | 2.5% | 80.9% | 1 | 0 | 0 | No applicable non-energy benefitsIncludes PSE NEI data where applicable. | No applicable non-energy benefits | System | System
King County | Multifamily - Highly Impacted | Heat Central Gas Furnace | Existing | Windows - Triple Pane - U22 - from DP U60 - GH - MF - MI | Triple pane windows: U-factor 0.22; from 0.60 double pane; multi-family dwelling heated with natural gas; moderate income customer | 0 | 2024 | 2050 | 33.3408 | per Home | 0 | 1 | 45 | PSE Businss Case: APPROVED_Measure Case_Window_2022 | 20.0045 | 7.497% | Per Unit Savings from PSE Business Case: APPROVED_Measure Case_Window_2022. End use ratio of 100% for Heat Central Gas Furnace. | 0 | Per Unit Savings from PSE Business Case: APPROVED_Measure Case_Window_2022. End use ratio of 100% for Heat Central Gas Furnace. | 0 | Full | 0 | 0 | 0 | 899.5344 | 0 | 0 | 0 | Existing conditions, assuming no cost | PSE Businss Case: APPROVED_Measure Case_Window_2022 | O | 100% | 2.5% | 80.9% | 1 | 0 | 0 | No applicable non-energy benefitsIncludes PSE NEI data where applicable. | No applicable non-energy benefits | System | System
King County | Multifamily - Highly Impacted | Heat Central Gas Furnace | New | Windows - Triple Pane - U22 - from DP U60 - GH - MF - MI | Triple pane windows: U-factor 0.22; from 0.60 double pane; multi-family dwelling heated with natural gas; moderate income customer | 0 | 2024 | 2050 | 33.3408 | per Home | 0 | 1 | 45 | PSE Businss Case: APPROVED_Measure Case_Window_2022 | 11.6218 | 7.497% | Per Unit Savings from PSE Business Case: APPROVED_Measure Case_Window_2022. End use ratio of 100% for Heat Central Gas Furnace. | 0 | Per Unit Savings from PSE Business Case: APPROVED_Measure Case_Window_2022. End use ratio of 100% for Heat Central Gas Furnace. | 0 | Full | 0 | 0 | 0 | 899.5344 | 0 | 0 | 0 | Existing conditions, assuming no cost | PSE Businss Case: APPROVED_Measure Case_Window_2022 | O | 100% | 2.5% | 80.9% | 1 | 0 | 0 | No applicable non-energy benefitsIncludes PSE NEI data where applicable. | No applicable non-energy benefits | System | System
King County | Multifamily - Highly Impacted | Heat Room Gas | Existing | Windows - Triple Pane - U22 - from DP U60 - GH - MF - MI | Triple pane windows: U-factor 0.22; from 0.60 double pane; multi-family dwelling heated with natural gas; moderate income customer | 0 | 2024 | 2050 | 33.3408 | per Home | 0 | 1 | 45 | PSE Businss Case: APPROVED_Measure Case_Window_2022 | 18.004 | 6.577% | Per Unit Savings from PSE Business Case: APPROVED_Measure Case_Window_2022. Assuming an end use ratio of 90% for Heat Room Gas and applying to the reported PSE Business Case Savings. | 0 | Per Unit Savings from PSE Business Case: APPROVED_Measure Case_Window_2022. Assuming an end use ratio of 90% for Heat Room Gas and applying to the reported PSE Business Case Savings. | 0 | Full | 0 | 0 | 0 | 899.5344 | 0 | 0 | 0 | Existing conditions, assuming no cost | PSE Businss Case: APPROVED_Measure Case_Window_2022 | O | 100% | 2.5% | 80.9% | 1 | 0 | 0 | No applicable non-energy benefitsIncludes PSE NEI data where applicable. | No applicable non-energy benefits | System | System
King County | Multifamily - Highly Impacted | Heat Room Gas | New | Windows - Triple Pane - U22 - from DP U60 - GH - MF - MI | Triple pane windows: U-factor 0.22; from 0.60 double pane; multi-family dwelling heated with natural gas; moderate income customer | 0 | 2024 | 2050 | 33.3408 | per Home | 0 | 1 | 45 | PSE Businss Case: APPROVED_Measure Case_Window_2022 | 11.7026 | 6.577% | Per Unit Savings from PSE Business Case: APPROVED_Measure Case_Window_2022. Assuming an end use ratio of 90% for Heat Room Gas and applying to the reported PSE Business Case Savings. | 0 | Per Unit Savings from PSE Business Case: APPROVED_Measure Case_Window_2022. Assuming an end use ratio of 90% for Heat Room Gas and applying to the reported PSE Business Case Savings. | 0 | Full | 0 | 0 | 0 | 899.5344 | 0 | 0 | 0 | Existing conditions, assuming no cost | PSE Businss Case: APPROVED_Measure Case_Window_2022 | O | 100% | 2.5% | 80.9% | 1 | 0 | 0 | No applicable non-energy benefitsIncludes PSE NEI data where applicable. | No applicable non-energy benefits | System | System
King County | Multifamily - Highly Impacted | Heat Central Gas Boiler | Existing | Windows - Triple Pane - U22 - from SP U120 - GH - MF - MI | Triple pane windows: U-factor 0.22; from 1.20 single pane; multi-family dwelling heated with natural gas; moderate income customer | 0 | 2024 | 2050 | 33.3408 | per Home | 0 | 1 | 45 | PSE Businss Case: APPROVED_Measure Case_Window_2022 | 45.9335 | 12.7% | Per Unit Savings from PSE Business Case: APPROVED_Measure Case_Window_2022. End use ratio of 100% for Heat Central Gas Boiler. | 0 | Per Unit Savings from PSE Business Case: APPROVED_Measure Case_Window_2022. End use ratio of 100% for Heat Central Gas Boiler. | 0 | Full | 0 | 0 | 0 | 899.5344 | 0 | 0 | 0 | Existing conditions, assuming no cost | PSE Businss Case: APPROVED_Measure Case_Window_2022 | P | 100% | 2.5% | 19.1% | 1 | 0 | 0 | No applicable non-energy benefitsIncludes PSE NEI data where applicable. | No applicable non-energy benefits | System | System
King County | Multifamily - Highly Impacted | Heat Central Gas Boiler | New | Windows - Triple Pane - U22 - from SP U120 - GH - MF - MI | Triple pane windows: U-factor 0.22; from 1.20 single pane; multi-family dwelling heated with natural gas; moderate income customer | 0 | 2024 | 2050 | 33.3408 | per Home | 0 | 1 | 45 | PSE Businss Case: APPROVED_Measure Case_Window_2022 | 28.527 | 12.7% | Per Unit Savings from PSE Business Case: APPROVED_Measure Case_Window_2022. End use ratio of 100% for Heat Central Gas Boiler. | 0 | Per Unit Savings from PSE Business Case: APPROVED_Measure Case_Window_2022. End use ratio of 100% for Heat Central Gas Boiler. | 0 | Full | 0 | 0 | 0 | 899.5344 | 0 | 0 | 0 | Existing conditions, assuming no cost | PSE Businss Case: APPROVED_Measure Case_Window_2022 | P | 100% | 2.5% | 19.1% | 1 | 0 | 0 | No applicable non-energy benefitsIncludes PSE NEI data where applicable. | No applicable non-energy benefits | System | System
King County | Multifamily - Highly Impacted | Heat Central Gas Furnace | Existing | Windows - Triple Pane - U22 - from SP U120 - GH - MF - MI | Triple pane windows: U-factor 0.22; from 1.20 single pane; multi-family dwelling heated with natural gas; moderate income customer | 0 | 2024 | 2050 | 33.3408 | per Home | 0 | 1 | 45 | PSE Businss Case: APPROVED_Measure Case_Window_2022 | 33.8742 | 12.7% | Per Unit Savings from PSE Business Case: APPROVED_Measure Case_Window_2022. End use ratio of 100% for Heat Central Gas Furnace. | 0 | Per Unit Savings from PSE Business Case: APPROVED_Measure Case_Window_2022. End use ratio of 100% for Heat Central Gas Furnace. | 0 | Full | 0 | 0 | 0 | 899.5344 | 0 | 0 | 0 | Existing conditions, assuming no cost | PSE Businss Case: APPROVED_Measure Case_Window_2022 | P | 100% | 2.5% | 19.1% | 1 | 0 | 0 | No applicable non-energy benefitsIncludes PSE NEI data where applicable. | No applicable non-energy benefits | System | System
King County | Multifamily - Highly Impacted | Heat Central Gas Furnace | New | Windows - Triple Pane - U22 - from SP U120 - GH - MF - MI | Triple pane windows: U-factor 0.22; from 1.20 single pane; multi-family dwelling heated with natural gas; moderate income customer | 0 | 2024 | 2050 | 33.3408 | per Home | 0 | 1 | 45 | PSE Businss Case: APPROVED_Measure Case_Window_2022 | 19.6797 | 12.7% | Per Unit Savings from PSE Business Case: APPROVED_Measure Case_Window_2022. End use ratio of 100% for Heat Central Gas Furnace. | 0 | Per Unit Savings from PSE Business Case: APPROVED_Measure Case_Window_2022. End use ratio of 100% for Heat Central Gas Furnace. | 0 | Full | 0 | 0 | 0 | 899.5344 | 0 | 0 | 0 | Existing conditions, assuming no cost | PSE Businss Case: APPROVED_Measure Case_Window_2022 | P | 100% | 2.5% | 19.1% | 1 | 0 | 0 | No applicable non-energy benefitsIncludes PSE NEI data where applicable. | No applicable non-energy benefits | System | System
King County | Multifamily - Highly Impacted | Heat Room Gas | Existing | Windows - Triple Pane - U22 - from SP U120 - GH - MF - MI | Triple pane windows: U-factor 0.22; from 1.20 single pane; multi-family dwelling heated with natural gas; moderate income customer | 0 | 2024 | 2050 | 33.3408 | per Home | 0 | 1 | 45 | PSE Businss Case: APPROVED_Measure Case_Window_2022 | 30.4868 | 11.14% | Per Unit Savings from PSE Business Case: APPROVED_Measure Case_Window_2022. Assuming an end use ratio of 90% for Heat Room Gas and applying to the reported PSE Business Case Savings. | 0 | Per Unit Savings from PSE Business Case: APPROVED_Measure Case_Window_2022. Assuming an end use ratio of 90% for Heat Room Gas and applying to the reported PSE Business Case Savings. | 0 | Full | 0 | 0 | 0 | 899.5344 | 0 | 0 | 0 | Existing conditions, assuming no cost | PSE Businss Case: APPROVED_Measure Case_Window_2022 | P | 100% | 2.5% | 19.1% | 1 | 0 | 0 | No applicable non-energy benefitsIncludes PSE NEI data where applicable. | No applicable non-energy benefits | System | System
King County | Multifamily - Highly Impacted | Heat Room Gas | New | Windows - Triple Pane - U22 - from SP U120 - GH - MF - MI | Triple pane windows: U-factor 0.22; from 1.20 single pane; multi-family dwelling heated with natural gas; moderate income customer | 0 | 2024 | 2050 | 33.3408 | per Home | 0 | 1 | 45 | PSE Businss Case: APPROVED_Measure Case_Window_2022 | 19.8164 | 11.14% | Per Unit Savings from PSE Business Case: APPROVED_Measure Case_Window_2022. Assuming an end use ratio of 90% for Heat Room Gas and applying to the reported PSE Business Case Savings. | 0 | Per Unit Savings from PSE Business Case: APPROVED_Measure Case_Window_2022. Assuming an end use ratio of 90% for Heat Room Gas and applying to the reported PSE Business Case Savings. | 0 | Full | 0 | 0 | 0 | 899.5344 | 0 | 0 | 0 | Existing conditions, assuming no cost | PSE Businss Case: APPROVED_Measure Case_Window_2022 | P | 100% | 2.5% | 19.1% | 1 | 0 | 0 | No applicable non-energy benefitsIncludes PSE NEI data where applicable. | No applicable non-energy benefits | System | System
King County | Multifamily | Water Heat LE 55 Gal | Existing | Tub Spout - DI - GWH - MF | Tub spout: direct install in multi-family dwelling with natural gas water heating | 0 | 2024 | 2050 | 0.96035 | per Home | 0 | 0 | 10 | PSE Businss Case: APPROVED_Measure Case_Adapter_2022 | 7.2026 | 5.605% | Per Unit Savings from PSE Business Case: APPROVED_Measure Case_Adapter_2022 | 0 | Per Unit Savings from PSE Business Case: APPROVED_Measure Case_Adapter_2022 | 0 | Full | 0 | 0 | 0 | 91.2334 | 0 | 0 | 0 | Existing conditions, assuming no cost | PSE Businss Case: APPROVED_Measure Case_Adapter_2022 | AA | 100% | 23.51% | 100% | 1 | 0 | 15.3 | No applicable non-energy benefitsIncludes PSE NEI data where applicable. | No applicable non-energy benefits | System | System
King County | Multifamily | Water Heat LE 55 Gal | New | Tub Spout - DI - GWH - MF | Tub spout: direct install in multi-family dwelling with natural gas water heating | 0 | 2024 | 2050 | 0.96035 | per Home | 0 | 0 | 10 | PSE Businss Case: APPROVED_Measure Case_Adapter_2022 | 6.9437 | 5.605% | Per Unit Savings from PSE Business Case: APPROVED_Measure Case_Adapter_2022 | 0 | Per Unit Savings from PSE Business Case: APPROVED_Measure Case_Adapter_2022 | 0 | Full | 0 | 0 | 0 | 91.2334 | 0 | 0 | 0 | Existing conditions, assuming no cost | PSE Businss Case: APPROVED_Measure Case_Adapter_2022 | AA | 100% | 23.51% | 100% | 1 | 0 | 15.3 | No applicable non-energy benefitsIncludes PSE NEI data where applicable. | No applicable non-energy benefits | System | System
King County | Multifamily | Water Heat GT 55 Gal | Existing | Tub Spout - DI - GWH - MF | Tub spout: direct install in multi-family dwelling with natural gas water heating | 0 | 2024 | 2050 | 0.96035 | per Home | 0 | 0 | 10 | PSE Businss Case: APPROVED_Measure Case_Adapter_2022 | 6.0346 | 5.53% | Adjusting savings using baseline and measure water heating efficiency. PSE Business Case: APPROVED_Measure Case_Adapter_2022 | 0 | Adjusting savings using baseline and measure water heating efficiency. PSE Business Case: APPROVED_Measure Case_Adapter_2022 | 0 | Full | 0 | 0 | 0 | 91.2334 | 0 | 0 | 0 | Existing conditions, assuming no cost | PSE Businss Case: APPROVED_Measure Case_Adapter_2022 | AA | 100% | 23.51% | 100% | 1 | 0 | 15.3 | No applicable non-energy benefitsIncludes PSE NEI data where applicable. | No applicable non-energy benefits | System | System
King County | Multifamily | Water Heat GT 55 Gal | New | Tub Spout - DI - GWH - MF | Tub spout: direct install in multi-family dwelling with natural gas water heating | 0 | 2024 | 2050 | 0.96035 | per Home | 0 | 0 | 10 | PSE Businss Case: APPROVED_Measure Case_Adapter_2022 | 6.0346 | 5.53% | Adjusting savings using baseline and measure water heating efficiency. PSE Business Case: APPROVED_Measure Case_Adapter_2022 | 0 | Adjusting savings using baseline and measure water heating efficiency. PSE Business Case: APPROVED_Measure Case_Adapter_2022 | 0 | Full | 0 | 0 | 0 | 91.2334 | 0 | 0 | 0 | Existing conditions, assuming no cost | PSE Businss Case: APPROVED_Measure Case_Adapter_2022 | AA | 100% | 23.51% | 100% | 1 | 0 | 15.3 | No applicable non-energy benefitsIncludes PSE NEI data where applicable. | No applicable non-energy benefits | System | System
King County | Multifamily - Highly Impacted | Water Heat LE 55 Gal | Existing | Tub Spout - DI - GWH - MF | Tub spout: direct install in multi-family dwelling with natural gas water heating | 0 | 2024 | 2050 | 0.8151 | per Home | 0 | 0 | 10 | PSE Businss Case: APPROVED_Measure Case_Adapter_2022 | 6.1133 | 4.226% | Per Unit Savings from PSE Business Case: APPROVED_Measure Case_Adapter_2022 | 0 | Per Unit Savings from PSE Business Case: APPROVED_Measure Case_Adapter_2022 | 0 | Full | 0 | 0 | 0 | 77.4346 | 0 | 0 | 0 | Existing conditions, assuming no cost | PSE Businss Case: APPROVED_Measure Case_Adapter_2022 | AA | 100% | 23.51% | 100% | 1 | 0 | 15.3 | No applicable non-energy benefitsIncludes PSE NEI data where applicable. | No applicable non-energy benefits | System | System
King County | Multifamily - Highly Impacted | Water Heat LE 55 Gal | New | Tub Spout - DI - GWH - MF | Tub spout: direct install in multi-family dwelling with natural gas water heating | 0 | 2024 | 2050 | 0.8151 | per Home | 0 | 0 | 10 | PSE Businss Case: APPROVED_Measure Case_Adapter_2022 | 5.8935 | 4.226% | Per Unit Savings from PSE Business Case: APPROVED_Measure Case_Adapter_2022 | 0 | Per Unit Savings from PSE Business Case: APPROVED_Measure Case_Adapter_2022 | 0 | Full | 0 | 0 | 0 | 77.4346 | 0 | 0 | 0 | Existing conditions, assuming no cost | PSE Businss Case: APPROVED_Measure Case_Adapter_2022 | AA | 100% | 23.51% | 100% | 1 | 0 | 15.3 | No applicable non-energy benefitsIncludes PSE NEI data where applicable. | No applicable non-energy benefits | System | System
King County | Multifamily - Highly Impacted | Water Heat GT 55 Gal | Existing | Tub Spout - DI - GWH - MF | Tub spout: direct install in multi-family dwelling with natural gas water heating | 0 | 2024 | 2050 | 0.8151 | per Home | 0 | 0 | 10 | PSE Businss Case: APPROVED_Measure Case_Adapter_2022 | 5.1219 | 4.17% | Adjusting savings using baseline and measure water heating efficiency. PSE Business Case: APPROVED_Measure Case_Adapter_2022 | 0 | Adjusting savings using baseline and measure water heating efficiency. PSE Business Case: APPROVED_Measure Case_Adapter_2022 | 0 | Full | 0 | 0 | 0 | 77.4346 | 0 | 0 | 0 | Existing conditions, assuming no cost | PSE Businss Case: APPROVED_Measure Case_Adapter_2022 | AA | 100% | 23.51% | 100% | 1 | 0 | 15.3 | No applicable non-energy benefitsIncludes PSE NEI data where applicable. | No applicable non-energy benefits | System | System
King County | Multifamily - Highly Impacted | Water Heat GT 55 Gal | New | Tub Spout - DI - GWH - MF | Tub spout: direct install in multi-family dwelling with natural gas water heating | 0 | 2024 | 2050 | 0.8151 | per Home | 0 | 0 | 10 | PSE Businss Case: APPROVED_Measure Case_Adapter_2022 | 5.1219 | 4.17% | Adjusting savings using baseline and measure water heating efficiency. PSE Business Case: APPROVED_Measure Case_Adapter_2022 | 0 | Adjusting savings using baseline and measure water heating efficiency. PSE Business Case: APPROVED_Measure Case_Adapter_2022 | 0 | Full | 0 | 0 | 0 | 77.4346 | 0 | 0 | 0 | Existing conditions, assuming no cost | PSE Businss Case: APPROVED_Measure Case_Adapter_2022 | AA | 100% | 23.51% | 100% | 1 | 0 | 15.3 | No applicable non-energy benefitsIncludes PSE NEI data where applicable. | No applicable non-energy benefits | System | System
King County | Manufactured | Water Heat LE 55 Gal | Existing | Tub Spout | Tub spout: direct install in multi-family dwelling with natural gas water heating | 0 | 2024 | 2050 | 1.2832 | per Home | 0 | 0 | 10 | PSE Businss Case: APPROVED_Measure Case_Adapter_2022 | 9.6243 | 6% | Per Unit Savings from PSE Business Case: APPROVED_Measure Case_Adapter_2022 | 0 | Per Unit Savings from PSE Business Case: APPROVED_Measure Case_Adapter_2022 | 0 | Full | 0 | 0 | 0 | 121.9076 | 0 | 0 | 0 | Existing conditions, assuming no cost | PSE Businss Case: APPROVED_Measure Case_Adapter_2022 | AA | 100% | 23.51% | 100% | 1 | 0 | 15.3 | No applicable non-energy benefitsIncludes PSE NEI data where applicable. | No applicable non-energy benefits | System | System
King County | Manufactured | Water Heat LE 55 Gal | New | Tub Spout | Tub spout: direct install in multi-family dwelling with natural gas water heating | 0 | 2024 | 2050 | 1.2832 | per Home | 0 | 0 | 10 | PSE Businss Case: APPROVED_Measure Case_Adapter_2022 | 9.2783 | 6% | Per Unit Savings from PSE Business Case: APPROVED_Measure Case_Adapter_2022 | 0 | Per Unit Savings from PSE Business Case: APPROVED_Measure Case_Adapter_2022 | 0 | Full | 0 | 0 | 0 | 121.9076 | 0 | 0 | 0 | Existing conditions, assuming no cost | PSE Businss Case: APPROVED_Measure Case_Adapter_2022 | AA | 100% | 23.51% | 100% | 1 | 0 | 15.3 | No applicable non-energy benefitsIncludes PSE NEI data where applicable. | No applicable non-energy benefits | System | System
King County | Manufactured | Water Heat GT 55 Gal | Existing | Tub Spout | Tub spout: direct install in multi-family dwelling with natural gas water heating | 0 | 2024 | 2050 | 1.2832 | per Home | 0 | 0 | 10 | PSE Businss Case: APPROVED_Measure Case_Adapter_2022 | 8.0636 | 5.921% | Adjusting savings using baseline and measure water heating efficiency. PSE Business Case: APPROVED_Measure Case_Adapter_2022 | 0 | Adjusting savings using baseline and measure water heating efficiency. PSE Business Case: APPROVED_Measure Case_Adapter_2022 | 0 | Full | 0 | 0 | 0 | 121.9076 | 0 | 0 | 0 | Existing conditions, assuming no cost | PSE Businss Case: APPROVED_Measure Case_Adapter_2022 | AA | 100% | 23.51% | 100% | 1 | 0 | 15.3 | No applicable non-energy benefitsIncludes PSE NEI data where applicable. | No applicable non-energy benefits | System | System
King County | Manufactured | Water Heat GT 55 Gal | New | Tub Spout | Tub spout: direct install in multi-family dwelling with natural gas water heating | 0 | 2024 | 2050 | 1.2832 | per Home | 0 | 0 | 10 | PSE Businss Case: APPROVED_Measure Case_Adapter_2022 | 8.0636 | 5.921% | Adjusting savings using baseline and measure water heating efficiency. PSE Business Case: APPROVED_Measure Case_Adapter_2022 | 0 | Adjusting savings using baseline and measure water heating efficiency. PSE Business Case: APPROVED_Measure Case_Adapter_2022 | 0 | Full | 0 | 0 | 0 | 121.9076 | 0 | 0 | 0 | Existing conditions, assuming no cost | PSE Businss Case: APPROVED_Measure Case_Adapter_2022 | AA | 100% | 23.51% | 100% | 1 | 0 | 15.3 | No applicable non-energy benefitsIncludes PSE NEI data where applicable. | No applicable non-energy benefits | System | System
King County | Manufactured - Highly Impacted | Water Heat LE 55 Gal | Existing | Tub Spout | Tub spout: direct install in multi-family dwelling with natural gas water heating | 0 | 2024 | 2050 | 0.99487 | per Home | 0 | 0 | 10 | PSE Businss Case: APPROVED_Measure Case_Adapter_2022 | 7.4616 | 5.456% | Per Unit Savings from PSE Business Case: APPROVED_Measure Case_Adapter_2022 | 0 | Per Unit Savings from PSE Business Case: APPROVED_Measure Case_Adapter_2022 | 0 | Full | 0 | 0 | 0 | 94.5131 | 0 | 0 | 0 | Existing conditions, assuming no cost | PSE Businss Case: APPROVED_Measure Case_Adapter_2022 | AA | 100% | 23.51% | 100% | 1 | 0 | 15.3 | No applicable non-energy benefitsIncludes PSE NEI data where applicable. | No applicable non-energy benefits | System | System
King County | Manufactured - Highly Impacted | Water Heat LE 55 Gal | New | Tub Spout | Tub spout: direct install in multi-family dwelling with natural gas water heating | 0 | 2024 | 2050 | 0.99487 | per Home | 0 | 0 | 10 | PSE Businss Case: APPROVED_Measure Case_Adapter_2022 | 7.1933 | 5.456% | Per Unit Savings from PSE Business Case: APPROVED_Measure Case_Adapter_2022 | 0 | Per Unit Savings from PSE Business Case: APPROVED_Measure Case_Adapter_2022 | 0 | Full | 0 | 0 | 0 | 94.5131 | 0 | 0 | 0 | Existing conditions, assuming no cost | PSE Businss Case: APPROVED_Measure Case_Adapter_2022 | AA | 100% | 23.51% | 100% | 1 | 0 | 15.3 | No applicable non-energy benefitsIncludes PSE NEI data where applicable. | No applicable non-energy benefits | System | System
King County | Manufactured - Highly Impacted | Water Heat GT 55 Gal | Existing | Tub Spout | Tub spout: direct install in multi-family dwelling with natural gas water heating | 0 | 2024 | 2050 | 0.99487 | per Home | 0 | 0 | 10 | PSE Businss Case: APPROVED_Measure Case_Adapter_2022 | 6.2516 | 5.384% | Adjusting savings using baseline and measure water heating efficiency. PSE Business Case: APPROVED_Measure Case_Adapter_2022 | 0 | Adjusting savings using baseline and measure water heating efficiency. PSE Business Case: APPROVED_Measure Case_Adapter_2022 | 0 | Full | 0 | 0 | 0 | 94.5131 | 0 | 0 | 0 | Existing conditions, assuming no cost | PSE Businss Case: APPROVED_Measure Case_Adapter_2022 | AA | 100% | 23.51% | 100% | 1 | 0 | 15.3 | No applicable non-energy benefitsIncludes PSE NEI data where applicable. | No applicable non-energy benefits | System | System
King County | Manufactured - Highly Impacted | Water Heat GT 55 Gal | New | Tub Spout | Tub spout: direct install in multi-family dwelling with natural gas water heating | 0 | 2024 | 2050 | 0.99487 | per Home | 0 | 0 | 10 | PSE Businss Case: APPROVED_Measure Case_Adapter_2022 | 6.2516 | 5.384% | Adjusting savings using baseline and measure water heating efficiency. PSE Business Case: APPROVED_Measure Case_Adapter_2022 | 0 | Adjusting savings using baseline and measure water heating efficiency. PSE Business Case: APPROVED_Measure Case_Adapter_2022 | 0 | Full | 0 | 0 | 0 | 94.5131 | 0 | 0 | 0 | Existing conditions, assuming no cost | PSE Businss Case: APPROVED_Measure Case_Adapter_2022 | AA | 100% | 23.51% | 100% | 1 | 0 | 15.3 | No applicable non-energy benefitsIncludes PSE NEI data where applicable. | No applicable non-energy benefits | System | System
King County | Single Family | Water Heat LE 55 Gal | Existing | Tub Spout | Tub spout: direct install in multi-family dwelling with natural gas water heating | 0 | 2024 | 2050 | 1.1758 | per Home | 0 | 0 | 10 | PSE Businss Case: APPROVED_Measure Case_Adapter_2022 | 8.8182 | 4.874% | Per Unit Savings from PSE Business Case: APPROVED_Measure Case_Adapter_2022 | 0 | Per Unit Savings from PSE Business Case: APPROVED_Measure Case_Adapter_2022 | 0 | Full | 0 | 0 | 0 | 111.6975 | 0 | 0 | 0 | Existing conditions, assuming no cost | PSE Businss Case: APPROVED_Measure Case_Adapter_2022 | AA | 100% | 23.51% | 100% | 1 | 0 | 15.3 | No applicable non-energy benefitsIncludes PSE NEI data where applicable. | No applicable non-energy benefits | System | System
King County | Single Family | Water Heat LE 55 Gal | New | Tub Spout | Tub spout: direct install in multi-family dwelling with natural gas water heating | 0 | 2024 | 2050 | 1.1758 | per Home | 0 | 0 | 10 | PSE Businss Case: APPROVED_Measure Case_Adapter_2022 | 8.5012 | 4.874% | Per Unit Savings from PSE Business Case: APPROVED_Measure Case_Adapter_2022 | 0 | Per Unit Savings from PSE Business Case: APPROVED_Measure Case_Adapter_2022 | 0 | Full | 0 | 0 | 0 | 111.6975 | 0 | 0 | 0 | Existing conditions, assuming no cost | PSE Businss Case: APPROVED_Measure Case_Adapter_2022 | AA | 100% | 23.51% | 100% | 1 | 0 | 15.3 | No applicable non-energy benefitsIncludes PSE NEI data where applicable. | No applicable non-energy benefits | System | System
King County | Single Family | Water Heat GT 55 Gal | Existing | Tub Spout | Tub spout: direct install in multi-family dwelling with natural gas water heating | 0 | 2024 | 2050 | 1.1758 | per Home | 0 | 0 | 10 | PSE Businss Case: APPROVED_Measure Case_Adapter_2022 | 7.3882 | 4.809% | Adjusting savings using baseline and measure water heating efficiency. PSE Business Case: APPROVED_Measure Case_Adapter_2022 | 0 | Adjusting savings using baseline and measure water heating efficiency. PSE Business Case: APPROVED_Measure Case_Adapter_2022 | 0 | Full | 0 | 0 | 0 | 111.6975 | 0 | 0 | 0 | Existing conditions, assuming no cost | PSE Businss Case: APPROVED_Measure Case_Adapter_2022 | AA | 100% | 23.51% | 100% | 1 | 0 | 15.3 | No applicable non-energy benefitsIncludes PSE NEI data where applicable. | No applicable non-energy benefits | System | System
King County | Single Family | Water Heat GT 55 Gal | New | Tub Spout | Tub spout: direct install in multi-family dwelling with natural gas water heating | 0 | 2024 | 2050 | 1.1758 | per Home | 0 | 0 | 10 | PSE Businss Case: APPROVED_Measure Case_Adapter_2022 | 7.3882 | 4.809% | Adjusting savings using baseline and measure water heating efficiency. PSE Business Case: APPROVED_Measure Case_Adapter_2022 | 0 | Adjusting savings using baseline and measure water heating efficiency. PSE Business Case: APPROVED_Measure Case_Adapter_2022 | 0 | Full | 0 | 0 | 0 | 111.6975 | 0 | 0 | 0 | Existing conditions, assuming no cost | PSE Businss Case: APPROVED_Measure Case_Adapter_2022 | AA | 100% | 23.51% | 100% | 1 | 0 | 15.3 | No applicable non-energy benefitsIncludes PSE NEI data where applicable. | No applicable non-energy benefits | System | System
King County | Single Family - Highly Impacted | Water Heat LE 55 Gal | Existing | Tub Spout | Tub spout: direct install in multi-family dwelling with natural gas water heating | 0 | 2024 | 2050 | 0.84577 | per Home | 0 | 0 | 10 | PSE Businss Case: APPROVED_Measure Case_Adapter_2022 | 6.3433 | 4.013% | Per Unit Savings from PSE Business Case: APPROVED_Measure Case_Adapter_2022 | 0 | Per Unit Savings from PSE Business Case: APPROVED_Measure Case_Adapter_2022 | 0 | Full | 0 | 0 | 0 | 80.348 | 0 | 0 | 0 | Existing conditions, assuming no cost | PSE Businss Case: APPROVED_Measure Case_Adapter_2022 | AA | 100% | 23.51% | 100% | 1 | 0 | 15.3 | No applicable non-energy benefitsIncludes PSE NEI data where applicable. | No applicable non-energy benefits | System | System
King County | Single Family - Highly Impacted | Water Heat LE 55 Gal | New | Tub Spout | Tub spout: direct install in multi-family dwelling with natural gas water heating | 0 | 2024 | 2050 | 0.84577 | per Home | 0 | 0 | 10 | PSE Businss Case: APPROVED_Measure Case_Adapter_2022 | 6.1152 | 4.013% | Per Unit Savings from PSE Business Case: APPROVED_Measure Case_Adapter_2022 | 0 | Per Unit Savings from PSE Business Case: APPROVED_Measure Case_Adapter_2022 | 0 | Full | 0 | 0 | 0 | 80.348 | 0 | 0 | 0 | Existing conditions, assuming no cost | PSE Businss Case: APPROVED_Measure Case_Adapter_2022 | AA | 100% | 23.51% | 100% | 1 | 0 | 15.3 | No applicable non-energy benefitsIncludes PSE NEI data where applicable. | No applicable non-energy benefits | System | System
King County | Single Family - Highly Impacted | Water Heat GT 55 Gal | Existing | Tub Spout | Tub spout: direct install in multi-family dwelling with natural gas water heating | 0 | 2024 | 2050 | 0.84577 | per Home | 0 | 0 | 10 | PSE Businss Case: APPROVED_Measure Case_Adapter_2022 | 5.3146 | 3.959% | Adjusting savings using baseline and measure water heating efficiency. PSE Business Case: APPROVED_Measure Case_Adapter_2022 | 0 | Adjusting savings using baseline and measure water heating efficiency. PSE Business Case: APPROVED_Measure Case_Adapter_2022 | 0 | Full | 0 | 0 | 0 | 80.348 | 0 | 0 | 0 | Existing conditions, assuming no cost | PSE Businss Case: APPROVED_Measure Case_Adapter_2022 | AA | 100% | 23.51% | 100% | 1 | 0 | 15.3 | No applicable non-energy benefitsIncludes PSE NEI data where applicable. | No applicable non-energy benefits | System | System
King County | Single Family - Highly Impacted | Water Heat GT 55 Gal | New | Tub Spout | Tub spout: direct install in multi-family dwelling with natural gas water heating | 0 | 2024 | 2050 | 0.84577 | per Home | 0 | 0 | 10 | PSE Businss Case: APPROVED_Measure Case_Adapter_2022 | 5.3146 | 3.959% | Adjusting savings using baseline and measure water heating efficiency. PSE Business Case: APPROVED_Measure Case_Adapter_2022 | 0 | Adjusting savings using baseline and measure water heating efficiency. PSE Business Case: APPROVED_Measure Case_Adapter_2022 | 0 | Full | 0 | 0 | 0 | 80.348 | 0 | 0 | 0 | Existing conditions, assuming no cost | PSE Businss Case: APPROVED_Measure Case_Adapter_2022 | AA | 100% | 23.51% | 100% | 1 | 0 | 15.3 | No applicable non-energy benefitsIncludes PSE NEI data where applicable. | No applicable non-energy benefits | System | System
King County | Multifamily - Highly Impacted | Heat Central Gas Boiler | Existing | LIW: Integrated Space and Water Heating - MF - TG | Integrated space and water heating system: multi-family; natural gas | 0 | 2024 | 2050 | 1 | per Home | 0 | 1 | 20 | PSE Businss Case: APPROVED_Measure Case_Integrated Space and Water Heat_2022 | 59.4356 | 16.43% | Per Unit Savings from PSE Business Case: APPROVED_Measure Case_Integrated Space and Water Heat_2022 | 0 | Per Unit Savings from PSE Business Case: APPROVED_Measure Case_Integrated Space and Water Heat_2022 | 0 | Full | 0 | 0 | 0 | 5485 | 0 | 0 | 0 | Existing conditions, assuming no cost | PSE Businss Case: APPROVED_Measure Case_Integrated Space and Water Heat_2022 |  | 100% | 71.25% | 100% | 1 | 0 | 12.37 | No applicable non-energy benefitsIncludes PSE NEI data where applicable. | No applicable non-energy benefits | System | System
King County | Multifamily - Highly Impacted | Heat Central Gas Boiler | New | LIW: Integrated Space and Water Heating - MF - TG | Integrated space and water heating system: multi-family; natural gas | 0 | 2024 | 2050 | 1 | per Home | 0 | 1 | 20 | PSE Businss Case: APPROVED_Measure Case_Integrated Space and Water Heat_2022 | 51.3372 | 22.85% | Per Unit Savings from PSE Business Case: APPROVED_Measure Case_Integrated Space and Water Heat_2022 | 0 | Per Unit Savings from PSE Business Case: APPROVED_Measure Case_Integrated Space and Water Heat_2022 | 0 | Full | 0 | 0 | 0 | 5485 | 0 | 0 | 0 | Existing conditions, assuming no cost | PSE Businss Case: APPROVED_Measure Case_Integrated Space and Water Heat_2022 |  | 100% | 71.25% | 100% | 1 | 0 | 12.37 | No applicable non-energy benefitsIncludes PSE NEI data where applicable. | No applicable non-energy benefits | System | System
King County | Multifamily - Highly Impacted | Water Heat LE 55 Gal | Existing | LIW: Integrated Space and Water Heating - MF - TG | Integrated space and water heating system: multi-family; natural gas | 0 | 2024 | 2050 | 1 | per Home | 0 | 1 | 20 | PSE Businss Case: APPROVED_Measure Case_Integrated Space and Water Heat_2022 | 29.7055 | 20.53% | Per Unit Savings from PSE Business Case: APPROVED_Measure Case_Integrated Space and Water Heat_2022 | 0 | Per Unit Savings from PSE Business Case: APPROVED_Measure Case_Integrated Space and Water Heat_2022 | 0 | Full | 0 | 0 | 0 | 5485 | 0 | 0 | 0 | Existing conditions, assuming no cost | PSE Businss Case: APPROVED_Measure Case_Integrated Space and Water Heat_2022 |  | 100% | 71.25% | 100% | 1 | 0 | 12.37 | No applicable non-energy benefitsIncludes PSE NEI data where applicable. | No applicable non-energy benefits | System | System
King County | Multifamily - Highly Impacted | Water Heat LE 55 Gal | New | LIW: Integrated Space and Water Heating - MF - TG | Integrated space and water heating system: multi-family; natural gas | 0 | 2024 | 2050 | 1 | per Home | 0 | 1 | 20 | PSE Businss Case: APPROVED_Measure Case_Integrated Space and Water Heat_2022 | 39.8286 | 28.56% | Per Unit Savings from PSE Business Case: APPROVED_Measure Case_Integrated Space and Water Heat_2022 | 0 | Per Unit Savings from PSE Business Case: APPROVED_Measure Case_Integrated Space and Water Heat_2022 | 0 | Full | 0 | 0 | 0 | 5485 | 0 | 0 | 0 | Existing conditions, assuming no cost | PSE Businss Case: APPROVED_Measure Case_Integrated Space and Water Heat_2022 |  | 100% | 71.25% | 100% | 1 | 0 | 12.37 | No applicable non-energy benefitsIncludes PSE NEI data where applicable. | No applicable non-energy benefits | System | System
King County | Multifamily - Highly Impacted | Water Heat GT 55 Gal | Existing | LIW: Integrated Space and Water Heating - MF - TG | Integrated space and water heating system: multi-family; natural gas | 0 | 2024 | 2050 | 1 | per Home | 0 | 1 | 20 | PSE Businss Case: APPROVED_Measure Case_Integrated Space and Water Heat_2022 | 23.2217 | 18.9% | Adjusting savings using baseline and measure water heating efficiency. PSE Business Case: APPROVED_Measure Case_Integrated Space and Water Heat_2022 | 0 | Adjusting savings using baseline and measure water heating efficiency. PSE Business Case: APPROVED_Measure Case_Integrated Space and Water Heat_2022 | 0 | Full | 0 | 0 | 0 | 5485 | 0 | 0 | 0 | Existing conditions, assuming no cost | PSE Businss Case: APPROVED_Measure Case_Integrated Space and Water Heat_2022 |  | 100% | 71.25% | 100% | 1 | 0 | 12.37 | No applicable non-energy benefitsIncludes PSE NEI data where applicable. | No applicable non-energy benefits | System | System
King County | Multifamily - Highly Impacted | Water Heat GT 55 Gal | New | LIW: Integrated Space and Water Heating - MF - TG | Integrated space and water heating system: multi-family; natural gas | 0 | 2024 | 2050 | 1 | per Home | 0 | 1 | 20 | PSE Businss Case: APPROVED_Measure Case_Integrated Space and Water Heat_2022 | 32.3829 | 26.36% | Adjusting savings using baseline and measure water heating efficiency. PSE Business Case: APPROVED_Measure Case_Integrated Space and Water Heat_2022 | 0 | Adjusting savings using baseline and measure water heating efficiency. PSE Business Case: APPROVED_Measure Case_Integrated Space and Water Heat_2022 | 0 | Full | 0 | 0 | 0 | 5485 | 0 | 0 | 0 | Existing conditions, assuming no cost | PSE Businss Case: APPROVED_Measure Case_Integrated Space and Water Heat_2022 |  | 100% | 71.25% | 100% | 1 | 0 | 12.37 | No applicable non-energy benefitsIncludes PSE NEI data where applicable. | No applicable non-energy benefits | System | System
King County | Single Family - Highly Impacted | Heat Central Gas Boiler | Existing | LIW: Integrated Space and Water Heating - SF - TG | Integrated space and water heating system: single family; natural gas | 0 | 2024 | 2050 | 1 | per Home | 0 | 1 | 20 | PSE Businss Case: APPROVED_Measure Case_Integrated Space and Water Heat_2022 | 62.0923 | 13.35% | Per Unit Savings from PSE Business Case: APPROVED_Measure Case_Integrated Space and Water Heat_2022 | 0 | Per Unit Savings from PSE Business Case: APPROVED_Measure Case_Integrated Space and Water Heat_2022 | 0 | Full | 0 | 0 | 0 | 5485 | 0 | 0 | 0 | Existing conditions, assuming no cost | PSE Businss Case: APPROVED_Measure Case_Integrated Space and Water Heat_2022 |  | 100% | 71.25% | 100% | 1 | 0 | 16.51 | No applicable non-energy benefitsIncludes PSE NEI data where applicable. | No applicable non-energy benefits | System | System
King County | Single Family - Highly Impacted | Heat Central Gas Boiler | New | LIW: Integrated Space and Water Heating - SF - TG | Integrated space and water heating system: single family; natural gas | 0 | 2024 | 2050 | 1 | per Home | 0 | 1 | 20 | PSE Businss Case: APPROVED_Measure Case_Integrated Space and Water Heat_2022 | 54.4614 | 18.86% | Per Unit Savings from PSE Business Case: APPROVED_Measure Case_Integrated Space and Water Heat_2022 | 0 | Per Unit Savings from PSE Business Case: APPROVED_Measure Case_Integrated Space and Water Heat_2022 | 0 | Full | 0 | 0 | 0 | 5485 | 0 | 0 | 0 | Existing conditions, assuming no cost | PSE Businss Case: APPROVED_Measure Case_Integrated Space and Water Heat_2022 |  | 100% | 71.25% | 100% | 1 | 0 | 16.51 | No applicable non-energy benefitsIncludes PSE NEI data where applicable. | No applicable non-energy benefits | System | System
King County | Single Family - Highly Impacted | Water Heat LE 55 Gal | Existing | LIW: Integrated Space and Water Heating - SF - TG | Integrated space and water heating system: single family; natural gas | 0 | 2024 | 2050 | 1 | per Home | 0 | 1 | 20 | PSE Businss Case: APPROVED_Measure Case_Integrated Space and Water Heat_2022 | 26.3847 | 16.69% | Per Unit Savings from PSE Business Case: APPROVED_Measure Case_Integrated Space and Water Heat_2022 | 0 | Per Unit Savings from PSE Business Case: APPROVED_Measure Case_Integrated Space and Water Heat_2022 | 0 | Full | 0 | 0 | 0 | 5485 | 0 | 0 | 0 | Existing conditions, assuming no cost | PSE Businss Case: APPROVED_Measure Case_Integrated Space and Water Heat_2022 |  | 100% | 71.25% | 100% | 1 | 0 | 16.51 | No applicable non-energy benefitsIncludes PSE NEI data where applicable. | No applicable non-energy benefits | System | System
King County | Single Family - Highly Impacted | Water Heat LE 55 Gal | New | LIW: Integrated Space and Water Heating - SF - TG | Integrated space and water heating system: single family; natural gas | 0 | 2024 | 2050 | 1 | per Home | 0 | 1 | 20 | PSE Businss Case: APPROVED_Measure Case_Integrated Space and Water Heat_2022 | 35.9232 | 23.57% | Per Unit Savings from PSE Business Case: APPROVED_Measure Case_Integrated Space and Water Heat_2022 | 0 | Per Unit Savings from PSE Business Case: APPROVED_Measure Case_Integrated Space and Water Heat_2022 | 0 | Full | 0 | 0 | 0 | 5485 | 0 | 0 | 0 | Existing conditions, assuming no cost | PSE Businss Case: APPROVED_Measure Case_Integrated Space and Water Heat_2022 |  | 100% | 71.25% | 100% | 1 | 0 | 16.51 | No applicable non-energy benefitsIncludes PSE NEI data where applicable. | No applicable non-energy benefits | System | System
King County | Single Family - Highly Impacted | Water Heat GT 55 Gal | Existing | LIW: Integrated Space and Water Heating - SF - TG | Integrated space and water heating system: single family; natural gas | 0 | 2024 | 2050 | 1 | per Home | 0 | 1 | 20 | PSE Businss Case: APPROVED_Measure Case_Integrated Space and Water Heat_2022 | 20.5224 | 15.29% | Adjusting savings using baseline and measure water heating efficiency. PSE Business Case: APPROVED_Measure Case_Integrated Space and Water Heat_2022 | 0 | Adjusting savings using baseline and measure water heating efficiency. PSE Business Case: APPROVED_Measure Case_Integrated Space and Water Heat_2022 | 0 | Full | 0 | 0 | 0 | 5485 | 0 | 0 | 0 | Existing conditions, assuming no cost | PSE Businss Case: APPROVED_Measure Case_Integrated Space and Water Heat_2022 |  | 100% | 71.25% | 100% | 1 | 0 | 16.51 | No applicable non-energy benefitsIncludes PSE NEI data where applicable. | No applicable non-energy benefits | System | System
King County | Single Family - Highly Impacted | Water Heat GT 55 Gal | New | LIW: Integrated Space and Water Heating - SF - TG | Integrated space and water heating system: single family; natural gas | 0 | 2024 | 2050 | 1 | per Home | 0 | 1 | 20 | PSE Businss Case: APPROVED_Measure Case_Integrated Space and Water Heat_2022 | 29.0713 | 21.66% | Adjusting savings using baseline and measure water heating efficiency. PSE Business Case: APPROVED_Measure Case_Integrated Space and Water Heat_2022 | 0 | Adjusting savings using baseline and measure water heating efficiency. PSE Business Case: APPROVED_Measure Case_Integrated Space and Water Heat_2022 | 0 | Full | 0 | 0 | 0 | 5485 | 0 | 0 | 0 | Existing conditions, assuming no cost | PSE Businss Case: APPROVED_Measure Case_Integrated Space and Water Heat_2022 |  | 100% | 71.25% | 100% | 1 | 0 | 16.51 | No applicable non-energy benefitsIncludes PSE NEI data where applicable. | No applicable non-energy benefits | System | System
King County | Single Family | Heat Central Gas Boiler | Existing | Integrated Heating System - Space and Water - GH - Res | Integrated space and water heating system: residential dwelling with natural gas | 0 | 2024 | 2050 | 1 | per Home | 0 | 1 | 20 | PSE Businss Case: APPROVED_Measure Case_Integrated Space and Water Heat_2022 | 65.0051 | 10.06% | Per Unit Savings from PSE Business Case: APPROVED_Measure Case_Integrated Space and Water Heat_2022 | 0 | Per Unit Savings from PSE Business Case: APPROVED_Measure Case_Integrated Space and Water Heat_2022 | 0 | Incremental | 0 | 0 | 0 | 1502 | 0 | 0 | 0 | Measure cost represents incremental cost, default cost of zero | PSE Businss Case: APPROVED_Measure Case_Integrated Space and Water Heat_2022 |  | 100% | 71.25% | 100% | 1 | 0 | 7.7064 | No applicable non-energy benefitsIncludes PSE NEI data where applicable. | No applicable non-energy benefits | System | System
King County | Single Family | Heat Central Gas Boiler | New | Integrated Heating System - Space and Water - GH - Res | Integrated space and water heating system: residential dwelling with natural gas | 0 | 2024 | 2050 | 1 | per Home | 0 | 1 | 20 | PSE Businss Case: APPROVED_Measure Case_Integrated Space and Water Heat_2022 | 58 | 14.45% | Per Unit Savings from PSE Business Case: APPROVED_Measure Case_Integrated Space and Water Heat_2022 | 0 | Per Unit Savings from PSE Business Case: APPROVED_Measure Case_Integrated Space and Water Heat_2022 | 0 | Incremental | 0 | 0 | 0 | 1502 | 0 | 0 | 0 | Measure cost represents incremental cost, default cost of zero | PSE Businss Case: APPROVED_Measure Case_Integrated Space and Water Heat_2022 |  | 100% | 71.25% | 100% | 1 | 0 | 7.7064 | No applicable non-energy benefitsIncludes PSE NEI data where applicable. | No applicable non-energy benefits | System | System
King County | Single Family | Water Heat LE 55 Gal | Existing | Integrated Heating System - Space and Water - GH - Res | Integrated space and water heating system: residential dwelling with natural gas | 0 | 2024 | 2050 | 1 | per Home | 0 | 1 | 20 | PSE Businss Case: APPROVED_Measure Case_Integrated Space and Water Heat_2022 | 22.7436 | 12.57% | Per Unit Savings from PSE Business Case: APPROVED_Measure Case_Integrated Space and Water Heat_2022 | 0 | Per Unit Savings from PSE Business Case: APPROVED_Measure Case_Integrated Space and Water Heat_2022 | 0 | Incremental | 0 | 0 | 0 | 1502 | 0 | 0 | 0 | Measure cost represents incremental cost, default cost of zero | PSE Businss Case: APPROVED_Measure Case_Integrated Space and Water Heat_2022 |  | 100% | 71.25% | 100% | 1 | 0 | 7.7064 | No applicable non-energy benefitsIncludes PSE NEI data where applicable. | No applicable non-energy benefits | System | System
King County | Single Family | Water Heat LE 55 Gal | New | Integrated Heating System - Space and Water - GH - Res | Integrated space and water heating system: residential dwelling with natural gas | 0 | 2024 | 2050 | 1 | per Home | 0 | 1 | 20 | PSE Businss Case: APPROVED_Measure Case_Integrated Space and Water Heat_2022 | 31.5 | 18.06% | Per Unit Savings from PSE Business Case: APPROVED_Measure Case_Integrated Space and Water Heat_2022 | 0 | Per Unit Savings from PSE Business Case: APPROVED_Measure Case_Integrated Space and Water Heat_2022 | 0 | Incremental | 0 | 0 | 0 | 1502 | 0 | 0 | 0 | Measure cost represents incremental cost, default cost of zero | PSE Businss Case: APPROVED_Measure Case_Integrated Space and Water Heat_2022 |  | 100% | 71.25% | 100% | 1 | 0 | 7.7064 | No applicable non-energy benefitsIncludes PSE NEI data where applicable. | No applicable non-energy benefits | System | System
King County | Single Family | Water Heat GT 55 Gal | Existing | Integrated Heating System - Space and Water - GH - Res | Integrated space and water heating system: residential dwelling with natural gas | 0 | 2024 | 2050 | 1 | per Home | 0 | 1 | 20 | PSE Businss Case: APPROVED_Measure Case_Integrated Space and Water Heat_2022 | 17.5937 | 11.45% | Adjusting savings using baseline and measure water heating efficiency. PSE Business Case: APPROVED_Measure Case_Integrated Space and Water Heat_2022 | 0 | Adjusting savings using baseline and measure water heating efficiency. PSE Business Case: APPROVED_Measure Case_Integrated Space and Water Heat_2022 | 0 | Incremental | 0 | 0 | 0 | 1502 | 0 | 0 | 0 | Measure cost represents incremental cost, default cost of zero | PSE Businss Case: APPROVED_Measure Case_Integrated Space and Water Heat_2022 |  | 100% | 71.25% | 100% | 1 | 0 | 7.7064 | No applicable non-energy benefitsIncludes PSE NEI data where applicable. | No applicable non-energy benefits | System | System
King County | Single Family | Water Heat GT 55 Gal | New | Integrated Heating System - Space and Water - GH - Res | Integrated space and water heating system: residential dwelling with natural gas | 0 | 2024 | 2050 | 1 | per Home | 0 | 1 | 20 | PSE Businss Case: APPROVED_Measure Case_Integrated Space and Water Heat_2022 | 25.3577 | 16.5% | Adjusting savings using baseline and measure water heating efficiency. PSE Business Case: APPROVED_Measure Case_Integrated Space and Water Heat_2022 | 0 | Adjusting savings using baseline and measure water heating efficiency. PSE Business Case: APPROVED_Measure Case_Integrated Space and Water Heat_2022 | 0 | Incremental | 0 | 0 | 0 | 1502 | 0 | 0 | 0 | Measure cost represents incremental cost, default cost of zero | PSE Businss Case: APPROVED_Measure Case_Integrated Space and Water Heat_2022 |  | 100% | 71.25% | 100% | 1 | 0 | 7.7064 | No applicable non-energy benefitsIncludes PSE NEI data where applicable. | No applicable non-energy benefits | System | System
King County | Multifamily | Heat Central Gas Boiler | Existing | Integrated Heating System - Space and Water - GH - Res | Integrated space and water heating system: residential dwelling with natural gas | 0 | 2024 | 2050 | 1 | per Home | 0 | 1 | 20 | PSE Businss Case: APPROVED_Measure Case_Integrated Space and Water Heat_2022 | 63.9287 | 15% | Per Unit Savings from PSE Business Case: APPROVED_Measure Case_Integrated Space and Water Heat_2022 | 0 | Per Unit Savings from PSE Business Case: APPROVED_Measure Case_Integrated Space and Water Heat_2022 | 0 | Incremental | 0 | 0 | 0 | 1502 | 0 | 0 | 0 | Measure cost represents incremental cost, default cost of zero | PSE Businss Case: APPROVED_Measure Case_Integrated Space and Water Heat_2022 |  | 100% | 71.25% | 100% | 1 | 0 | 7.7064 | No applicable non-energy benefitsIncludes PSE NEI data where applicable. | No applicable non-energy benefits | System | System
King County | Multifamily | Heat Central Gas Boiler | New | Integrated Heating System - Space and Water - GH - Res | Integrated space and water heating system: residential dwelling with natural gas | 0 | 2024 | 2050 | 1 | per Home | 0 | 1 | 20 | PSE Businss Case: APPROVED_Measure Case_Integrated Space and Water Heat_2022 | 56.6781 | 21.41% | Per Unit Savings from PSE Business Case: APPROVED_Measure Case_Integrated Space and Water Heat_2022 | 0 | Per Unit Savings from PSE Business Case: APPROVED_Measure Case_Integrated Space and Water Heat_2022 | 0 | Incremental | 0 | 0 | 0 | 1502 | 0 | 0 | 0 | Measure cost represents incremental cost, default cost of zero | PSE Businss Case: APPROVED_Measure Case_Integrated Space and Water Heat_2022 |  | 100% | 71.25% | 100% | 1 | 0 | 7.7064 | No applicable non-energy benefitsIncludes PSE NEI data where applicable. | No applicable non-energy benefits | System | System
King County | Multifamily | Water Heat LE 55 Gal | Existing | Integrated Heating System - Space and Water - GH - Res | Integrated space and water heating system: residential dwelling with natural gas | 0 | 2024 | 2050 | 1 | per Home | 0 | 1 | 20 | PSE Businss Case: APPROVED_Measure Case_Integrated Space and Water Heat_2022 | 24.0892 | 18.75% | Per Unit Savings from PSE Business Case: APPROVED_Measure Case_Integrated Space and Water Heat_2022 | 0 | Per Unit Savings from PSE Business Case: APPROVED_Measure Case_Integrated Space and Water Heat_2022 | 0 | Incremental | 0 | 0 | 0 | 1502 | 0 | 0 | 0 | Measure cost represents incremental cost, default cost of zero | PSE Businss Case: APPROVED_Measure Case_Integrated Space and Water Heat_2022 |  | 100% | 71.25% | 100% | 1 | 0 | 7.7064 | No applicable non-energy benefitsIncludes PSE NEI data where applicable. | No applicable non-energy benefits | System | System
King County | Multifamily | Water Heat LE 55 Gal | New | Integrated Heating System - Space and Water - GH - Res | Integrated space and water heating system: residential dwelling with natural gas | 0 | 2024 | 2050 | 1 | per Home | 0 | 1 | 20 | PSE Businss Case: APPROVED_Measure Case_Integrated Space and Water Heat_2022 | 33.1523 | 26.76% | Per Unit Savings from PSE Business Case: APPROVED_Measure Case_Integrated Space and Water Heat_2022 | 0 | Per Unit Savings from PSE Business Case: APPROVED_Measure Case_Integrated Space and Water Heat_2022 | 0 | Incremental | 0 | 0 | 0 | 1502 | 0 | 0 | 0 | Measure cost represents incremental cost, default cost of zero | PSE Businss Case: APPROVED_Measure Case_Integrated Space and Water Heat_2022 |  | 100% | 71.25% | 100% | 1 | 0 | 7.7064 | No applicable non-energy benefitsIncludes PSE NEI data where applicable. | No applicable non-energy benefits | System | System
King County | Multifamily | Water Heat GT 55 Gal | Existing | Integrated Heating System - Space and Water - GH - Res | Integrated space and water heating system: residential dwelling with natural gas | 0 | 2024 | 2050 | 1 | per Home | 0 | 1 | 20 | PSE Businss Case: APPROVED_Measure Case_Integrated Space and Water Heat_2022 | 18.6723 | 17.11% | Adjusting savings using baseline and measure water heating efficiency. PSE Business Case: APPROVED_Measure Case_Integrated Space and Water Heat_2022 | 0 | Adjusting savings using baseline and measure water heating efficiency. PSE Business Case: APPROVED_Measure Case_Integrated Space and Water Heat_2022 | 0 | Incremental | 0 | 0 | 0 | 1502 | 0 | 0 | 0 | Measure cost represents incremental cost, default cost of zero | PSE Businss Case: APPROVED_Measure Case_Integrated Space and Water Heat_2022 |  | 100% | 71.25% | 100% | 1 | 0 | 7.7064 | No applicable non-energy benefitsIncludes PSE NEI data where applicable. | No applicable non-energy benefits | System | System
King County | Multifamily | Water Heat GT 55 Gal | New | Integrated Heating System - Space and Water - GH - Res | Integrated space and water heating system: residential dwelling with natural gas | 0 | 2024 | 2050 | 1 | per Home | 0 | 1 | 20 | PSE Businss Case: APPROVED_Measure Case_Integrated Space and Water Heat_2022 | 26.7403 | 24.51% | Adjusting savings using baseline and measure water heating efficiency. PSE Business Case: APPROVED_Measure Case_Integrated Space and Water Heat_2022 | 0 | Adjusting savings using baseline and measure water heating efficiency. PSE Business Case: APPROVED_Measure Case_Integrated Space and Water Heat_2022 | 0 | Incremental | 0 | 0 | 0 | 1502 | 0 | 0 | 0 | Measure cost represents incremental cost, default cost of zero | PSE Businss Case: APPROVED_Measure Case_Integrated Space and Water Heat_2022 |  | 100% | 71.25% | 100% | 1 | 0 | 7.7064 | No applicable non-energy benefitsIncludes PSE NEI data where applicable. | No applicable non-energy benefits | System | System
King County | Manufactured | Heat Central Gas Boiler | Existing | Integrated Heating System - Space and Water - GH - Res | Integrated space and water heating system: residential dwelling with natural gas | 0 | 2024 | 2050 | 1 | per Home | 0 | 1 | 20 | PSE Businss Case: APPROVED_Measure Case_Integrated Space and Water Heat_2022 | 65.2662 | 11.18% | Per Unit Savings from PSE Business Case: APPROVED_Measure Case_Integrated Space and Water Heat_2022 | 0 | Per Unit Savings from PSE Business Case: APPROVED_Measure Case_Integrated Space and Water Heat_2022 | 0 | Incremental | 0 | 0 | 0 | 1502 | 0 | 0 | 0 | Measure cost represents incremental cost, default cost of zero | PSE Businss Case: APPROVED_Measure Case_Integrated Space and Water Heat_2022 |  | 100% | 71.25% | 100% | 1 | 0 | 7.7064 | No applicable non-energy benefitsIncludes PSE NEI data where applicable. | No applicable non-energy benefits | System | System
King County | Manufactured | Heat Central Gas Boiler | New | Integrated Heating System - Space and Water - GH - Res | Integrated space and water heating system: residential dwelling with natural gas | 0 | 2024 | 2050 | 1 | per Home | 0 | 1 | 20 | PSE Businss Case: APPROVED_Measure Case_Integrated Space and Water Heat_2022 | 58.3231 | 16.09% | Per Unit Savings from PSE Business Case: APPROVED_Measure Case_Integrated Space and Water Heat_2022 | 0 | Per Unit Savings from PSE Business Case: APPROVED_Measure Case_Integrated Space and Water Heat_2022 | 0 | Incremental | 0 | 0 | 0 | 1502 | 0 | 0 | 0 | Measure cost represents incremental cost, default cost of zero | PSE Businss Case: APPROVED_Measure Case_Integrated Space and Water Heat_2022 |  | 100% | 71.25% | 100% | 1 | 0 | 7.7064 | No applicable non-energy benefitsIncludes PSE NEI data where applicable. | No applicable non-energy benefits | System | System
King County | Manufactured | Water Heat LE 55 Gal | Existing | Integrated Heating System - Space and Water - GH - Res | Integrated space and water heating system: residential dwelling with natural gas | 0 | 2024 | 2050 | 1 | per Home | 0 | 1 | 20 | PSE Businss Case: APPROVED_Measure Case_Integrated Space and Water Heat_2022 | 22.4172 | 13.98% | Per Unit Savings from PSE Business Case: APPROVED_Measure Case_Integrated Space and Water Heat_2022 | 0 | Per Unit Savings from PSE Business Case: APPROVED_Measure Case_Integrated Space and Water Heat_2022 | 0 | Incremental | 0 | 0 | 0 | 1502 | 0 | 0 | 0 | Measure cost represents incremental cost, default cost of zero | PSE Businss Case: APPROVED_Measure Case_Integrated Space and Water Heat_2022 |  | 100% | 71.25% | 100% | 1 | 0 | 7.7064 | No applicable non-energy benefitsIncludes PSE NEI data where applicable. | No applicable non-energy benefits | System | System
King County | Manufactured | Water Heat LE 55 Gal | New | Integrated Heating System - Space and Water - GH - Res | Integrated space and water heating system: residential dwelling with natural gas | 0 | 2024 | 2050 | 1 | per Home | 0 | 1 | 20 | PSE Businss Case: APPROVED_Measure Case_Integrated Space and Water Heat_2022 | 31.0961 | 20.11% | Per Unit Savings from PSE Business Case: APPROVED_Measure Case_Integrated Space and Water Heat_2022 | 0 | Per Unit Savings from PSE Business Case: APPROVED_Measure Case_Integrated Space and Water Heat_2022 | 0 | Incremental | 0 | 0 | 0 | 1502 | 0 | 0 | 0 | Measure cost represents incremental cost, default cost of zero | PSE Businss Case: APPROVED_Measure Case_Integrated Space and Water Heat_2022 |  | 100% | 71.25% | 100% | 1 | 0 | 7.7064 | No applicable non-energy benefitsIncludes PSE NEI data where applicable. | No applicable non-energy benefits | System | System
King County | Manufactured | Water Heat GT 55 Gal | Existing | Integrated Heating System - Space and Water - GH - Res | Integrated space and water heating system: residential dwelling with natural gas | 0 | 2024 | 2050 | 1 | per Home | 0 | 1 | 20 | PSE Businss Case: APPROVED_Measure Case_Integrated Space and Water Heat_2022 | 17.3327 | 12.73% | Adjusting savings using baseline and measure water heating efficiency. PSE Business Case: APPROVED_Measure Case_Integrated Space and Water Heat_2022 | 0 | Adjusting savings using baseline and measure water heating efficiency. PSE Business Case: APPROVED_Measure Case_Integrated Space and Water Heat_2022 | 0 | Incremental | 0 | 0 | 0 | 1502 | 0 | 0 | 0 | Measure cost represents incremental cost, default cost of zero | PSE Businss Case: APPROVED_Measure Case_Integrated Space and Water Heat_2022 |  | 100% | 71.25% | 100% | 1 | 0 | 7.7064 | No applicable non-energy benefitsIncludes PSE NEI data where applicable. | No applicable non-energy benefits | System | System
King County | Manufactured | Water Heat GT 55 Gal | New | Integrated Heating System - Space and Water - GH - Res | Integrated space and water heating system: residential dwelling with natural gas | 0 | 2024 | 2050 | 1 | per Home | 0 | 1 | 20 | PSE Businss Case: APPROVED_Measure Case_Integrated Space and Water Heat_2022 | 25.0205 | 18.37% | Adjusting savings using baseline and measure water heating efficiency. PSE Business Case: APPROVED_Measure Case_Integrated Space and Water Heat_2022 | 0 | Adjusting savings using baseline and measure water heating efficiency. PSE Business Case: APPROVED_Measure Case_Integrated Space and Water Heat_2022 | 0 | Incremental | 0 | 0 | 0 | 1502 | 0 | 0 | 0 | Measure cost represents incremental cost, default cost of zero | PSE Businss Case: APPROVED_Measure Case_Integrated Space and Water Heat_2022 |  | 100% | 71.25% | 100% | 1 | 0 | 7.7064 | No applicable non-energy benefitsIncludes PSE NEI data where applicable. | No applicable non-energy benefits | System | System
King County | Single Family | Water Heat LE 55 Gal | Existing | Home Energy Reports Gas Single Family - Years 1 and 2 | Home energy reports: 2020, gas | 0 | 2024 | 2050 | 1 | per Home | 0 | 1 | 2 | PSE Business Case: QC_EDITS_Measure Case_Energy Management_2022 | 5 | 2.763% | Applying baseline and measure water heating efficiencies to the per unit savings from the PSE Business Case: QC_EDITS_Measure Case_Energy Management_2022 | 0 | Applying baseline and measure water heating efficiencies to the per unit savings from the PSE Business Case: QC_EDITS_Measure Case_Energy Management_2022 | 0 | Full | 0 | 0 | 0 | 1.97 | 0 | 0 | 0 | Measure cost represents incremental cost, default cost of zero | Average of Year 1 and Year 2 from PSE Business Case: QC_EDITS_Measure Case_Energy Management_2022 |  | 100% | 50% | 100% | 1 | 0 | 0 | No applicable non-energy benefitsIncludes PSE NEI data where applicable. | No applicable non-energy benefits | System | System
King County | Single Family | Water Heat LE 55 Gal | New | Home Energy Reports Gas Single Family - Years 1 and 2 | Home energy reports: 2020, gas | 0 | 2024 | 2050 | 1 | per Home | 0 | 1 | 2 | PSE Business Case: QC_EDITS_Measure Case_Energy Management_2022 | 4.8202 | 2.763% | Applying baseline and measure water heating efficiencies to the per unit savings from the PSE Business Case: QC_EDITS_Measure Case_Energy Management_2022 | 0 | Applying baseline and measure water heating efficiencies to the per unit savings from the PSE Business Case: QC_EDITS_Measure Case_Energy Management_2022 | 0 | Full | 0 | 0 | 0 | 1.97 | 0 | 0 | 0 | Measure cost represents incremental cost, default cost of zero | Average of Year 1 and Year 2 from PSE Business Case: QC_EDITS_Measure Case_Energy Management_2022 |  | 100% | 50% | 100% | 1 | 0 | 0 | No applicable non-energy benefitsIncludes PSE NEI data where applicable. | No applicable non-energy benefits | System | System
King County | Single Family | Water Heat GT 55 Gal | Existing | Home Energy Reports Gas Single Family - Years 1 and 2 | Home energy reports: 2020, gas | 0 | 2024 | 2050 | 1 | per Home | 0 | 1 | 2 | PSE Business Case: QC_EDITS_Measure Case_Energy Management_2022 | 3.5572 | 2.315% | Applying baseline and measure water heating efficiencies to the per unit savings from the PSE Business Case: QC_EDITS_Measure Case_Energy Management_2022 | 0 | Applying baseline and measure water heating efficiencies to the per unit savings from the PSE Business Case: QC_EDITS_Measure Case_Energy Management_2022 | 0 | Full | 0 | 0 | 0 | 1.97 | 0 | 0 | 0 | Measure cost represents incremental cost, default cost of zero | Average of Year 1 and Year 2 from PSE Business Case: QC_EDITS_Measure Case_Energy Management_2022 |  | 100% | 50% | 100% | 1 | 0 | 0 | No applicable non-energy benefitsIncludes PSE NEI data where applicable. | No applicable non-energy benefits | System | System
King County | Single Family | Water Heat GT 55 Gal | New | Home Energy Reports Gas Single Family - Years 1 and 2 | Home energy reports: 2020, gas | 0 | 2024 | 2050 | 1 | per Home | 0 | 1 | 2 | PSE Business Case: QC_EDITS_Measure Case_Energy Management_2022 | 3.5572 | 2.315% | Applying baseline and measure water heating efficiencies to the per unit savings from the PSE Business Case: QC_EDITS_Measure Case_Energy Management_2022 | 0 | Applying baseline and measure water heating efficiencies to the per unit savings from the PSE Business Case: QC_EDITS_Measure Case_Energy Management_2022 | 0 | Full | 0 | 0 | 0 | 1.97 | 0 | 0 | 0 | Measure cost represents incremental cost, default cost of zero | Average of Year 1 and Year 2 from PSE Business Case: QC_EDITS_Measure Case_Energy Management_2022 |  | 100% | 50% | 100% | 1 | 0 | 0 | No applicable non-energy benefitsIncludes PSE NEI data where applicable. | No applicable non-energy benefits | System | System
King County | Single Family - Highly Impacted | Water Heat LE 55 Gal | Existing | Home Energy Reports Gas Single Family - Years 1 and 2 | Home energy reports: 2020, gas | 0 | 2024 | 2050 | 1 | per Home | 0 | 1 | 2 | PSE Business Case: QC_EDITS_Measure Case_Energy Management_2022 | 4.3682 | 2.763% | Applying baseline and measure water heating efficiencies to the per unit savings from the PSE Business Case: QC_EDITS_Measure Case_Energy Management_2022 | 0 | Applying baseline and measure water heating efficiencies to the per unit savings from the PSE Business Case: QC_EDITS_Measure Case_Energy Management_2022 | 0 | Full | 0 | 0 | 0 | 1.97 | 0 | 0 | 0 | Measure cost represents incremental cost, default cost of zero | Average of Year 1 and Year 2 from PSE Business Case: QC_EDITS_Measure Case_Energy Management_2022 |  | 100% | 50% | 100% | 1 | 0 | 0 | No applicable non-energy benefitsIncludes PSE NEI data where applicable. | No applicable non-energy benefits | System | System
King County | Single Family - Highly Impacted | Water Heat LE 55 Gal | New | Home Energy Reports Gas Single Family - Years 1 and 2 | Home energy reports: 2020, gas | 0 | 2024 | 2050 | 1 | per Home | 0 | 1 | 2 | PSE Business Case: QC_EDITS_Measure Case_Energy Management_2022 | 4.2112 | 2.763% | Applying baseline and measure water heating efficiencies to the per unit savings from the PSE Business Case: QC_EDITS_Measure Case_Energy Management_2022 | 0 | Applying baseline and measure water heating efficiencies to the per unit savings from the PSE Business Case: QC_EDITS_Measure Case_Energy Management_2022 | 0 | Full | 0 | 0 | 0 | 1.97 | 0 | 0 | 0 | Measure cost represents incremental cost, default cost of zero | Average of Year 1 and Year 2 from PSE Business Case: QC_EDITS_Measure Case_Energy Management_2022 |  | 100% | 50% | 100% | 1 | 0 | 0 | No applicable non-energy benefitsIncludes PSE NEI data where applicable. | No applicable non-energy benefits | System | System
King County | Single Family - Highly Impacted | Water Heat GT 55 Gal | Existing | Home Energy Reports Gas Single Family - Years 1 and 2 | Home energy reports: 2020, gas | 0 | 2024 | 2050 | 1 | per Home | 0 | 1 | 2 | PSE Business Case: QC_EDITS_Measure Case_Energy Management_2022 | 3.1077 | 2.315% | Applying baseline and measure water heating efficiencies to the per unit savings from the PSE Business Case: QC_EDITS_Measure Case_Energy Management_2022 | 0 | Applying baseline and measure water heating efficiencies to the per unit savings from the PSE Business Case: QC_EDITS_Measure Case_Energy Management_2022 | 0 | Full | 0 | 0 | 0 | 1.97 | 0 | 0 | 0 | Measure cost represents incremental cost, default cost of zero | Average of Year 1 and Year 2 from PSE Business Case: QC_EDITS_Measure Case_Energy Management_2022 |  | 100% | 50% | 100% | 1 | 0 | 0 | No applicable non-energy benefitsIncludes PSE NEI data where applicable. | No applicable non-energy benefits | System | System
King County | Single Family - Highly Impacted | Water Heat GT 55 Gal | New | Home Energy Reports Gas Single Family - Years 1 and 2 | Home energy reports: 2020, gas | 0 | 2024 | 2050 | 1 | per Home | 0 | 1 | 2 | PSE Business Case: QC_EDITS_Measure Case_Energy Management_2022 | 3.1077 | 2.315% | Applying baseline and measure water heating efficiencies to the per unit savings from the PSE Business Case: QC_EDITS_Measure Case_Energy Management_2022 | 0 | Applying baseline and measure water heating efficiencies to the per unit savings from the PSE Business Case: QC_EDITS_Measure Case_Energy Management_2022 | 0 | Full | 0 | 0 | 0 | 1.97 | 0 | 0 | 0 | Measure cost represents incremental cost, default cost of zero | Average of Year 1 and Year 2 from PSE Business Case: QC_EDITS_Measure Case_Energy Management_2022 |  | 100% | 50% | 100% | 1 | 0 | 0 | No applicable non-energy benefitsIncludes PSE NEI data where applicable. | No applicable non-energy benefits | System | System
King County | Multifamily | Water Heat LE 55 Gal | Existing | Home Energy Reports Gas Multifamily - Years 1 and 2 | Home energy reports: 2020, gas | 0 | 2024 | 2050 | 1 | per Home | 0 | 1 | 2 | PSE Business Case: QC_EDITS_Measure Case_Energy Management_2022 | 3.5511 | 2.763% | Applying baseline and measure water heating efficiencies to the per unit savings from the PSE Business Case: QC_EDITS_Measure Case_Energy Management_2022 | 0 | Applying baseline and measure water heating efficiencies to the per unit savings from the PSE Business Case: QC_EDITS_Measure Case_Energy Management_2022 | 0 | Full | 0 | 0 | 0 | 1.97 | 0 | 0 | 0 | Measure cost represents incremental cost, default cost of zero | Average of Year 1 and Year 2 from PSE Business Case: QC_EDITS_Measure Case_Energy Management_2022 |  | 100% | 50% | 100% | 1 | 0 | 0 | No applicable non-energy benefitsIncludes PSE NEI data where applicable. | No applicable non-energy benefits | System | System
King County | Multifamily | Water Heat LE 55 Gal | New | Home Energy Reports Gas Multifamily - Years 1 and 2 | Home energy reports: 2020, gas | 0 | 2024 | 2050 | 1 | per Home | 0 | 1 | 2 | PSE Business Case: QC_EDITS_Measure Case_Energy Management_2022 | 3.4234 | 2.763% | Applying baseline and measure water heating efficiencies to the per unit savings from the PSE Business Case: QC_EDITS_Measure Case_Energy Management_2022 | 0 | Applying baseline and measure water heating efficiencies to the per unit savings from the PSE Business Case: QC_EDITS_Measure Case_Energy Management_2022 | 0 | Full | 0 | 0 | 0 | 1.97 | 0 | 0 | 0 | Measure cost represents incremental cost, default cost of zero | Average of Year 1 and Year 2 from PSE Business Case: QC_EDITS_Measure Case_Energy Management_2022 |  | 100% | 50% | 100% | 1 | 0 | 0 | No applicable non-energy benefitsIncludes PSE NEI data where applicable. | No applicable non-energy benefits | System | System
King County | Multifamily | Water Heat GT 55 Gal | Existing | Home Energy Reports Gas Multifamily - Years 1 and 2 | Home energy reports: 2020, gas | 0 | 2024 | 2050 | 1 | per Home | 0 | 1 | 2 | PSE Business Case: QC_EDITS_Measure Case_Energy Management_2022 | 2.5264 | 2.315% | Applying baseline and measure water heating efficiencies to the per unit savings from the PSE Business Case: QC_EDITS_Measure Case_Energy Management_2022 | 0 | Applying baseline and measure water heating efficiencies to the per unit savings from the PSE Business Case: QC_EDITS_Measure Case_Energy Management_2022 | 0 | Full | 0 | 0 | 0 | 1.97 | 0 | 0 | 0 | Measure cost represents incremental cost, default cost of zero | Average of Year 1 and Year 2 from PSE Business Case: QC_EDITS_Measure Case_Energy Management_2022 |  | 100% | 50% | 100% | 1 | 0 | 0 | No applicable non-energy benefitsIncludes PSE NEI data where applicable. | No applicable non-energy benefits | System | System
King County | Multifamily | Water Heat GT 55 Gal | New | Home Energy Reports Gas Multifamily - Years 1 and 2 | Home energy reports: 2020, gas | 0 | 2024 | 2050 | 1 | per Home | 0 | 1 | 2 | PSE Business Case: QC_EDITS_Measure Case_Energy Management_2022 | 2.5264 | 2.315% | Applying baseline and measure water heating efficiencies to the per unit savings from the PSE Business Case: QC_EDITS_Measure Case_Energy Management_2022 | 0 | Applying baseline and measure water heating efficiencies to the per unit savings from the PSE Business Case: QC_EDITS_Measure Case_Energy Management_2022 | 0 | Full | 0 | 0 | 0 | 1.97 | 0 | 0 | 0 | Measure cost represents incremental cost, default cost of zero | Average of Year 1 and Year 2 from PSE Business Case: QC_EDITS_Measure Case_Energy Management_2022 |  | 100% | 50% | 100% | 1 | 0 | 0 | No applicable non-energy benefitsIncludes PSE NEI data where applicable. | No applicable non-energy benefits | System | System
King County | Multifamily - Highly Impacted | Water Heat LE 55 Gal | Existing | Home Energy Reports Gas Multifamily - Years 1 and 2 | Home energy reports: 2020, gas | 0 | 2024 | 2050 | 1 | per Home | 0 | 1 | 2 | PSE Business Case: QC_EDITS_Measure Case_Energy Management_2022 | 3.9977 | 2.763% | Applying baseline and measure water heating efficiencies to the per unit savings from the PSE Business Case: QC_EDITS_Measure Case_Energy Management_2022 | 0 | Applying baseline and measure water heating efficiencies to the per unit savings from the PSE Business Case: QC_EDITS_Measure Case_Energy Management_2022 | 0 | Full | 0 | 0 | 0 | 1.97 | 0 | 0 | 0 | Measure cost represents incremental cost, default cost of zero | Average of Year 1 and Year 2 from PSE Business Case: QC_EDITS_Measure Case_Energy Management_2022 |  | 100% | 50% | 100% | 1 | 0 | 0 | No applicable non-energy benefitsIncludes PSE NEI data where applicable. | No applicable non-energy benefits | System | System
King County | Multifamily - Highly Impacted | Water Heat LE 55 Gal | New | Home Energy Reports Gas Multifamily - Years 1 and 2 | Home energy reports: 2020, gas | 0 | 2024 | 2050 | 1 | per Home | 0 | 1 | 2 | PSE Business Case: QC_EDITS_Measure Case_Energy Management_2022 | 3.854 | 2.763% | Applying baseline and measure water heating efficiencies to the per unit savings from the PSE Business Case: QC_EDITS_Measure Case_Energy Management_2022 | 0 | Applying baseline and measure water heating efficiencies to the per unit savings from the PSE Business Case: QC_EDITS_Measure Case_Energy Management_2022 | 0 | Full | 0 | 0 | 0 | 1.97 | 0 | 0 | 0 | Measure cost represents incremental cost, default cost of zero | Average of Year 1 and Year 2 from PSE Business Case: QC_EDITS_Measure Case_Energy Management_2022 |  | 100% | 50% | 100% | 1 | 0 | 0 | No applicable non-energy benefitsIncludes PSE NEI data where applicable. | No applicable non-energy benefits | System | System
King County | Multifamily - Highly Impacted | Water Heat GT 55 Gal | Existing | Home Energy Reports Gas Multifamily - Years 1 and 2 | Home energy reports: 2020, gas | 0 | 2024 | 2050 | 1 | per Home | 0 | 1 | 2 | PSE Business Case: QC_EDITS_Measure Case_Energy Management_2022 | 2.8441 | 2.315% | Applying baseline and measure water heating efficiencies to the per unit savings from the PSE Business Case: QC_EDITS_Measure Case_Energy Management_2022 | 0 | Applying baseline and measure water heating efficiencies to the per unit savings from the PSE Business Case: QC_EDITS_Measure Case_Energy Management_2022 | 0 | Full | 0 | 0 | 0 | 1.97 | 0 | 0 | 0 | Measure cost represents incremental cost, default cost of zero | Average of Year 1 and Year 2 from PSE Business Case: QC_EDITS_Measure Case_Energy Management_2022 |  | 100% | 50% | 100% | 1 | 0 | 0 | No applicable non-energy benefitsIncludes PSE NEI data where applicable. | No applicable non-energy benefits | System | System
King County | Multifamily - Highly Impacted | Water Heat GT 55 Gal | New | Home Energy Reports Gas Multifamily - Years 1 and 2 | Home energy reports: 2020, gas | 0 | 2024 | 2050 | 1 | per Home | 0 | 1 | 2 | PSE Business Case: QC_EDITS_Measure Case_Energy Management_2022 | 2.8441 | 2.315% | Applying baseline and measure water heating efficiencies to the per unit savings from the PSE Business Case: QC_EDITS_Measure Case_Energy Management_2022 | 0 | Applying baseline and measure water heating efficiencies to the per unit savings from the PSE Business Case: QC_EDITS_Measure Case_Energy Management_2022 | 0 | Full | 0 | 0 | 0 | 1.97 | 0 | 0 | 0 | Measure cost represents incremental cost, default cost of zero | Average of Year 1 and Year 2 from PSE Business Case: QC_EDITS_Measure Case_Energy Management_2022 |  | 100% | 50% | 100% | 1 | 0 | 0 | No applicable non-energy benefitsIncludes PSE NEI data where applicable. | No applicable non-energy benefits | System | System
King County | Manufactured | Water Heat LE 55 Gal | Existing | Home Energy Reports Gas Manufactured Homes - Years 1 and 2 | Home energy reports: 2020, gas | 0 | 2024 | 2050 | 1 | per Home | 0 | 1 | 2 | PSE Business Case: QC_EDITS_Measure Case_Energy Management_2022 | 4.4322 | 2.763% | Applying baseline and measure water heating efficiencies to the per unit savings from the PSE Business Case: QC_EDITS_Measure Case_Energy Management_2022 | 0 | Applying baseline and measure water heating efficiencies to the per unit savings from the PSE Business Case: QC_EDITS_Measure Case_Energy Management_2022 | 0 | Full | 0 | 0 | 0 | 1.97 | 0 | 0 | 0 | Measure cost represents incremental cost, default cost of zero | Average of Year 1 and Year 2 from PSE Business Case: QC_EDITS_Measure Case_Energy Management_2022 |  | 100% | 50% | 100% | 1 | 0 | 0 | No applicable non-energy benefitsIncludes PSE NEI data where applicable. | No applicable non-energy benefits | System | System
King County | Manufactured | Water Heat LE 55 Gal | New | Home Energy Reports Gas Manufactured Homes - Years 1 and 2 | Home energy reports: 2020, gas | 0 | 2024 | 2050 | 1 | per Home | 0 | 1 | 2 | PSE Business Case: QC_EDITS_Measure Case_Energy Management_2022 | 4.2729 | 2.763% | Applying baseline and measure water heating efficiencies to the per unit savings from the PSE Business Case: QC_EDITS_Measure Case_Energy Management_2022 | 0 | Applying baseline and measure water heating efficiencies to the per unit savings from the PSE Business Case: QC_EDITS_Measure Case_Energy Management_2022 | 0 | Full | 0 | 0 | 0 | 1.97 | 0 | 0 | 0 | Measure cost represents incremental cost, default cost of zero | Average of Year 1 and Year 2 from PSE Business Case: QC_EDITS_Measure Case_Energy Management_2022 |  | 100% | 50% | 100% | 1 | 0 | 0 | No applicable non-energy benefitsIncludes PSE NEI data where applicable. | No applicable non-energy benefits | System | System
King County | Manufactured | Water Heat GT 55 Gal | Existing | Home Energy Reports Gas Manufactured Homes - Years 1 and 2 | Home energy reports: 2020, gas | 0 | 2024 | 2050 | 1 | per Home | 0 | 1 | 2 | PSE Business Case: QC_EDITS_Measure Case_Energy Management_2022 | 3.1532 | 2.315% | Applying baseline and measure water heating efficiencies to the per unit savings from the PSE Business Case: QC_EDITS_Measure Case_Energy Management_2022 | 0 | Applying baseline and measure water heating efficiencies to the per unit savings from the PSE Business Case: QC_EDITS_Measure Case_Energy Management_2022 | 0 | Full | 0 | 0 | 0 | 1.97 | 0 | 0 | 0 | Measure cost represents incremental cost, default cost of zero | Average of Year 1 and Year 2 from PSE Business Case: QC_EDITS_Measure Case_Energy Management_2022 |  | 100% | 50% | 100% | 1 | 0 | 0 | No applicable non-energy benefitsIncludes PSE NEI data where applicable. | No applicable non-energy benefits | System | System
King County | Manufactured | Water Heat GT 55 Gal | New | Home Energy Reports Gas Manufactured Homes - Years 1 and 2 | Home energy reports: 2020, gas | 0 | 2024 | 2050 | 1 | per Home | 0 | 1 | 2 | PSE Business Case: QC_EDITS_Measure Case_Energy Management_2022 | 3.1532 | 2.315% | Applying baseline and measure water heating efficiencies to the per unit savings from the PSE Business Case: QC_EDITS_Measure Case_Energy Management_2022 | 0 | Applying baseline and measure water heating efficiencies to the per unit savings from the PSE Business Case: QC_EDITS_Measure Case_Energy Management_2022 | 0 | Full | 0 | 0 | 0 | 1.97 | 0 | 0 | 0 | Measure cost represents incremental cost, default cost of zero | Average of Year 1 and Year 2 from PSE Business Case: QC_EDITS_Measure Case_Energy Management_2022 |  | 100% | 50% | 100% | 1 | 0 | 0 | No applicable non-energy benefitsIncludes PSE NEI data where applicable. | No applicable non-energy benefits | System | System
King County | Manufactured - Highly Impacted | Water Heat LE 55 Gal | Existing | Home Energy Reports Gas Manufactured Homes - Years 1 and 2 | Home energy reports: 2020, gas | 0 | 2024 | 2050 | 1 | per Home | 0 | 1 | 2 | PSE Business Case: QC_EDITS_Measure Case_Energy Management_2022 | 3.779 | 2.763% | Applying baseline and measure water heating efficiencies to the per unit savings from the PSE Business Case: QC_EDITS_Measure Case_Energy Management_2022 | 0 | Applying baseline and measure water heating efficiencies to the per unit savings from the PSE Business Case: QC_EDITS_Measure Case_Energy Management_2022 | 0 | Full | 0 | 0 | 0 | 1.97 | 0 | 0 | 0 | Measure cost represents incremental cost, default cost of zero | Average of Year 1 and Year 2 from PSE Business Case: QC_EDITS_Measure Case_Energy Management_2022 |  | 100% | 50% | 100% | 1 | 0 | 0 | No applicable non-energy benefitsIncludes PSE NEI data where applicable. | No applicable non-energy benefits | System | System
King County | Manufactured - Highly Impacted | Water Heat LE 55 Gal | New | Home Energy Reports Gas Manufactured Homes - Years 1 and 2 | Home energy reports: 2020, gas | 0 | 2024 | 2050 | 1 | per Home | 0 | 1 | 2 | PSE Business Case: QC_EDITS_Measure Case_Energy Management_2022 | 3.6431 | 2.763% | Applying baseline and measure water heating efficiencies to the per unit savings from the PSE Business Case: QC_EDITS_Measure Case_Energy Management_2022 | 0 | Applying baseline and measure water heating efficiencies to the per unit savings from the PSE Business Case: QC_EDITS_Measure Case_Energy Management_2022 | 0 | Full | 0 | 0 | 0 | 1.97 | 0 | 0 | 0 | Measure cost represents incremental cost, default cost of zero | Average of Year 1 and Year 2 from PSE Business Case: QC_EDITS_Measure Case_Energy Management_2022 |  | 100% | 50% | 100% | 1 | 0 | 0 | No applicable non-energy benefitsIncludes PSE NEI data where applicable. | No applicable non-energy benefits | System | System
King County | Manufactured - Highly Impacted | Water Heat GT 55 Gal | Existing | Home Energy Reports Gas Manufactured Homes - Years 1 and 2 | Home energy reports: 2020, gas | 0 | 2024 | 2050 | 1 | per Home | 0 | 1 | 2 | PSE Business Case: QC_EDITS_Measure Case_Energy Management_2022 | 2.6885 | 2.315% | Applying baseline and measure water heating efficiencies to the per unit savings from the PSE Business Case: QC_EDITS_Measure Case_Energy Management_2022 | 0 | Applying baseline and measure water heating efficiencies to the per unit savings from the PSE Business Case: QC_EDITS_Measure Case_Energy Management_2022 | 0 | Full | 0 | 0 | 0 | 1.97 | 0 | 0 | 0 | Measure cost represents incremental cost, default cost of zero | Average of Year 1 and Year 2 from PSE Business Case: QC_EDITS_Measure Case_Energy Management_2022 |  | 100% | 50% | 100% | 1 | 0 | 0 | No applicable non-energy benefitsIncludes PSE NEI data where applicable. | No applicable non-energy benefits | System | System
King County | Manufactured - Highly Impacted | Water Heat GT 55 Gal | New | Home Energy Reports Gas Manufactured Homes - Years 1 and 2 | Home energy reports: 2020, gas | 0 | 2024 | 2050 | 1 | per Home | 0 | 1 | 2 | PSE Business Case: QC_EDITS_Measure Case_Energy Management_2022 | 2.6885 | 2.315% | Applying baseline and measure water heating efficiencies to the per unit savings from the PSE Business Case: QC_EDITS_Measure Case_Energy Management_2022 | 0 | Applying baseline and measure water heating efficiencies to the per unit savings from the PSE Business Case: QC_EDITS_Measure Case_Energy Management_2022 | 0 | Full | 0 | 0 | 0 | 1.97 | 0 | 0 | 0 | Measure cost represents incremental cost, default cost of zero | Average of Year 1 and Year 2 from PSE Business Case: QC_EDITS_Measure Case_Energy Management_2022 |  | 100% | 50% | 100% | 1 | 0 | 0 | No applicable non-energy benefitsIncludes PSE NEI data where applicable. | No applicable non-energy benefits | System | System
King County | Multifamily | Heat Central Gas Boiler | Existing | Low E Storm Window_Single Pane Wood Frame_HZ1_Gas | Heating Energy | 0 | 2024 | 2050 | 36.1897 | per Home | 0 | 1 | 20 | RTF measure workbook ResMFWeatherization_v4_3, for the measure Low E Storm Window_Single Pane Wood Frame_HZ1_Gas | 36.1586 | 8.482% | RTF measure workbook ResMFWeatherization_v4_3, for the measure Low E Storm Window_Single Pane Wood Frame_HZ1_Gas | 0 | RTF measure workbook ResMFWeatherization_v4_3, for the measure Low E Storm Window_Single Pane Wood Frame_HZ1_Gas | 0 | Incremental | 0 | 0 | 0 | 417.1638 | 0 | 0 | 0 | See 'Measure Equipment Cost Source' | RTF measure workbook ResMFWeatherization_v4_3, for the measure Low E Storm Window_Single Pane Wood Frame_HZ1_Gas |  | 100% | 4.838% | 9.551% | 1 | 0 | 0 | See source workbook for details. Includes PSE NEI data where applicable. | RTF measure workbook ResMFWeatherization_v4_3, for the measure Low E Storm Window_Single Pane Wood Frame_HZ1_Gas | System | System
King County | Multifamily - Highly Impacted | Heat Central Gas Boiler | Existing | Low E Storm Window_Single Pane Wood Frame_HZ1_Gas | Heating Energy | 0 | 2024 | 2050 | 33.3408 | per Home | 0 | 1 | 20 | RTF measure workbook ResMFWeatherization_v4_3, for the measure Low E Storm Window_Single Pane Wood Frame_HZ1_Gas | 33.3121 | 9.207% | RTF measure workbook ResMFWeatherization_v4_3, for the measure Low E Storm Window_Single Pane Wood Frame_HZ1_Gas | 0 | RTF measure workbook ResMFWeatherization_v4_3, for the measure Low E Storm Window_Single Pane Wood Frame_HZ1_Gas | 0 | Incremental | 0 | 0 | 0 | 384.3238 | 0 | 0 | 0 | See 'Measure Equipment Cost Source' | RTF measure workbook ResMFWeatherization_v4_3, for the measure Low E Storm Window_Single Pane Wood Frame_HZ1_Gas |  | 100% | 4.838% | 9.551% | 1 | 0 | 0 | See source workbook for details. Includes PSE NEI data where applicable. | RTF measure workbook ResMFWeatherization_v4_3, for the measure Low E Storm Window_Single Pane Wood Frame_HZ1_Gas | System | System
King County | Multifamily | Heat Central Gas Boiler | Existing | Low E Storm Window_Single Pane Metal Frame_HZ1_Gas | Heating Energy | 0 | 2024 | 2050 | 36.1897 | per Home | 0 | 1 | 20 | RTF measure workbook ResMFWeatherization_v4_3, for the measure Low E Storm Window_Single Pane Metal Frame_HZ1_Gas | 46.3622 | 10.88% | RTF measure workbook ResMFWeatherization_v4_3, for the measure Low E Storm Window_Single Pane Metal Frame_HZ1_Gas | 0 | RTF measure workbook ResMFWeatherization_v4_3, for the measure Low E Storm Window_Single Pane Metal Frame_HZ1_Gas | 0 | Incremental | 0 | 0 | 0 | 417.1638 | 0 | 0 | 0 | See 'Measure Equipment Cost Source' | RTF measure workbook ResMFWeatherization_v4_3, for the measure Low E Storm Window_Single Pane Metal Frame_HZ1_Gas |  | 100% | 10.59% | 9.551% | 1 | 0 | 0 | See source workbook for details. Includes PSE NEI data where applicable. | RTF measure workbook ResMFWeatherization_v4_3, for the measure Low E Storm Window_Single Pane Metal Frame_HZ1_Gas | System | System
King County | Multifamily - Highly Impacted | Heat Central Gas Boiler | Existing | Low E Storm Window_Single Pane Metal Frame_HZ1_Gas | Heating Energy | 0 | 2024 | 2050 | 33.3408 | per Home | 0 | 1 | 20 | RTF measure workbook ResMFWeatherization_v4_3, for the measure Low E Storm Window_Single Pane Metal Frame_HZ1_Gas | 42.7124 | 11.8% | RTF measure workbook ResMFWeatherization_v4_3, for the measure Low E Storm Window_Single Pane Metal Frame_HZ1_Gas | 0 | RTF measure workbook ResMFWeatherization_v4_3, for the measure Low E Storm Window_Single Pane Metal Frame_HZ1_Gas | 0 | Incremental | 0 | 0 | 0 | 384.3238 | 0 | 0 | 0 | See 'Measure Equipment Cost Source' | RTF measure workbook ResMFWeatherization_v4_3, for the measure Low E Storm Window_Single Pane Metal Frame_HZ1_Gas |  | 100% | 10.59% | 9.551% | 1 | 0 | 0 | See source workbook for details. Includes PSE NEI data where applicable. | RTF measure workbook ResMFWeatherization_v4_3, for the measure Low E Storm Window_Single Pane Metal Frame_HZ1_Gas | System | System
King County | Multifamily | Heat Central Gas Boiler | Existing | Low E Storm Window_Double Pane Metal Frame_HZ1_Gas | Heating Energy | 0 | 2024 | 2050 | 36.1897 | per Home | 0 | 1 | 20 | RTF measure workbook ResMFWeatherization_v4_3, for the measure Low E Storm Window_Double Pane Metal Frame_HZ1_Gas | 23.4554 | 5.502% | RTF measure workbook ResMFWeatherization_v4_3, for the measure Low E Storm Window_Double Pane Metal Frame_HZ1_Gas | 0 | RTF measure workbook ResMFWeatherization_v4_3, for the measure Low E Storm Window_Double Pane Metal Frame_HZ1_Gas | 0 | Incremental | 0 | 0 | 0 | 417.1638 | 0 | 0 | 0 | See 'Measure Equipment Cost Source' | RTF measure workbook ResMFWeatherization_v4_3, for the measure Low E Storm Window_Double Pane Metal Frame_HZ1_Gas |  | 100% | 40.47% | 40.45% | 1 | 0 | 0 | See source workbook for details. Includes PSE NEI data where applicable. | RTF measure workbook ResMFWeatherization_v4_3, for the measure Low E Storm Window_Double Pane Metal Frame_HZ1_Gas | System | System
King County | Multifamily - Highly Impacted | Heat Central Gas Boiler | Existing | Low E Storm Window_Double Pane Metal Frame_HZ1_Gas | Heating Energy | 0 | 2024 | 2050 | 33.3408 | per Home | 0 | 1 | 20 | RTF measure workbook ResMFWeatherization_v4_3, for the measure Low E Storm Window_Double Pane Metal Frame_HZ1_Gas | 21.609 | 5.972% | RTF measure workbook ResMFWeatherization_v4_3, for the measure Low E Storm Window_Double Pane Metal Frame_HZ1_Gas | 0 | RTF measure workbook ResMFWeatherization_v4_3, for the measure Low E Storm Window_Double Pane Metal Frame_HZ1_Gas | 0 | Incremental | 0 | 0 | 0 | 384.3238 | 0 | 0 | 0 | See 'Measure Equipment Cost Source' | RTF measure workbook ResMFWeatherization_v4_3, for the measure Low E Storm Window_Double Pane Metal Frame_HZ1_Gas |  | 100% | 40.47% | 40.45% | 1 | 0 | 0 | See source workbook for details. Includes PSE NEI data where applicable. | RTF measure workbook ResMFWeatherization_v4_3, for the measure Low E Storm Window_Double Pane Metal Frame_HZ1_Gas | System | System
King County | Multifamily | Heat Central Gas Furnace | Existing | Low E Storm Window_Single Pane Wood Frame_HZ1_Gas | Heating Energy | 0 | 2024 | 2050 | 36.1897 | per Home | 0 | 1 | 20 | RTF measure workbook ResMFWeatherization_v4_3, for the measure Low E Storm Window_Single Pane Wood Frame_HZ1_Gas | 26.6656 | 8.482% | RTF measure workbook ResMFWeatherization_v4_3, for the measure Low E Storm Window_Single Pane Wood Frame_HZ1_Gas | 0 | RTF measure workbook ResMFWeatherization_v4_3, for the measure Low E Storm Window_Single Pane Wood Frame_HZ1_Gas | 0 | Incremental | 0 | 0 | 0 | 417.1638 | 0 | 0 | 0 | See 'Measure Equipment Cost Source' | RTF measure workbook ResMFWeatherization_v4_3, for the measure Low E Storm Window_Single Pane Wood Frame_HZ1_Gas |  | 100% | 4.838% | 9.551% | 1 | 0 | 0 | See source workbook for details. Includes PSE NEI data where applicable. | RTF measure workbook ResMFWeatherization_v4_3, for the measure Low E Storm Window_Single Pane Wood Frame_HZ1_Gas | System | System
King County | Multifamily - Highly Impacted | Heat Central Gas Furnace | Existing | Low E Storm Window_Single Pane Wood Frame_HZ1_Gas | Heating Energy | 0 | 2024 | 2050 | 33.3408 | per Home | 0 | 1 | 20 | RTF measure workbook ResMFWeatherization_v4_3, for the measure Low E Storm Window_Single Pane Wood Frame_HZ1_Gas | 24.5664 | 9.207% | RTF measure workbook ResMFWeatherization_v4_3, for the measure Low E Storm Window_Single Pane Wood Frame_HZ1_Gas | 0 | RTF measure workbook ResMFWeatherization_v4_3, for the measure Low E Storm Window_Single Pane Wood Frame_HZ1_Gas | 0 | Incremental | 0 | 0 | 0 | 384.3238 | 0 | 0 | 0 | See 'Measure Equipment Cost Source' | RTF measure workbook ResMFWeatherization_v4_3, for the measure Low E Storm Window_Single Pane Wood Frame_HZ1_Gas |  | 100% | 4.838% | 9.551% | 1 | 0 | 0 | See source workbook for details. Includes PSE NEI data where applicable. | RTF measure workbook ResMFWeatherization_v4_3, for the measure Low E Storm Window_Single Pane Wood Frame_HZ1_Gas | System | System
King County | Multifamily | Heat Central Gas Furnace | Existing | Low E Storm Window_Single Pane Metal Frame_HZ1_Gas | Heating Energy | 0 | 2024 | 2050 | 36.1897 | per Home | 0 | 1 | 20 | RTF measure workbook ResMFWeatherization_v4_3, for the measure Low E Storm Window_Single Pane Metal Frame_HZ1_Gas | 34.1904 | 10.88% | RTF measure workbook ResMFWeatherization_v4_3, for the measure Low E Storm Window_Single Pane Metal Frame_HZ1_Gas | 0 | RTF measure workbook ResMFWeatherization_v4_3, for the measure Low E Storm Window_Single Pane Metal Frame_HZ1_Gas | 0 | Incremental | 0 | 0 | 0 | 417.1638 | 0 | 0 | 0 | See 'Measure Equipment Cost Source' | RTF measure workbook ResMFWeatherization_v4_3, for the measure Low E Storm Window_Single Pane Metal Frame_HZ1_Gas |  | 100% | 10.59% | 9.551% | 1 | 0 | 0 | See source workbook for details. Includes PSE NEI data where applicable. | RTF measure workbook ResMFWeatherization_v4_3, for the measure Low E Storm Window_Single Pane Metal Frame_HZ1_Gas | System | System
King County | Multifamily - Highly Impacted | Heat Central Gas Furnace | Existing | Low E Storm Window_Single Pane Metal Frame_HZ1_Gas | Heating Energy | 0 | 2024 | 2050 | 33.3408 | per Home | 0 | 1 | 20 | RTF measure workbook ResMFWeatherization_v4_3, for the measure Low E Storm Window_Single Pane Metal Frame_HZ1_Gas | 31.4988 | 11.8% | RTF measure workbook ResMFWeatherization_v4_3, for the measure Low E Storm Window_Single Pane Metal Frame_HZ1_Gas | 0 | RTF measure workbook ResMFWeatherization_v4_3, for the measure Low E Storm Window_Single Pane Metal Frame_HZ1_Gas | 0 | Incremental | 0 | 0 | 0 | 384.3238 | 0 | 0 | 0 | See 'Measure Equipment Cost Source' | RTF measure workbook ResMFWeatherization_v4_3, for the measure Low E Storm Window_Single Pane Metal Frame_HZ1_Gas |  | 100% | 10.59% | 9.551% | 1 | 0 | 0 | See source workbook for details. Includes PSE NEI data where applicable. | RTF measure workbook ResMFWeatherization_v4_3, for the measure Low E Storm Window_Single Pane Metal Frame_HZ1_Gas | System | System
King County | Multifamily | Heat Central Gas Furnace | Existing | Low E Storm Window_Double Pane Metal Frame_HZ1_Gas | Heating Energy | 0 | 2024 | 2050 | 36.1897 | per Home | 0 | 1 | 20 | RTF measure workbook ResMFWeatherization_v4_3, for the measure Low E Storm Window_Double Pane Metal Frame_HZ1_Gas | 17.2975 | 5.502% | RTF measure workbook ResMFWeatherization_v4_3, for the measure Low E Storm Window_Double Pane Metal Frame_HZ1_Gas | 0 | RTF measure workbook ResMFWeatherization_v4_3, for the measure Low E Storm Window_Double Pane Metal Frame_HZ1_Gas | 0 | Incremental | 0 | 0 | 0 | 417.1638 | 0 | 0 | 0 | See 'Measure Equipment Cost Source' | RTF measure workbook ResMFWeatherization_v4_3, for the measure Low E Storm Window_Double Pane Metal Frame_HZ1_Gas |  | 100% | 40.47% | 40.45% | 1 | 0 | 0 | See source workbook for details. Includes PSE NEI data where applicable. | RTF measure workbook ResMFWeatherization_v4_3, for the measure Low E Storm Window_Double Pane Metal Frame_HZ1_Gas | System | System
King County | Multifamily - Highly Impacted | Heat Central Gas Furnace | Existing | Low E Storm Window_Double Pane Metal Frame_HZ1_Gas | Heating Energy | 0 | 2024 | 2050 | 33.3408 | per Home | 0 | 1 | 20 | RTF measure workbook ResMFWeatherization_v4_3, for the measure Low E Storm Window_Double Pane Metal Frame_HZ1_Gas | 15.9358 | 5.972% | RTF measure workbook ResMFWeatherization_v4_3, for the measure Low E Storm Window_Double Pane Metal Frame_HZ1_Gas | 0 | RTF measure workbook ResMFWeatherization_v4_3, for the measure Low E Storm Window_Double Pane Metal Frame_HZ1_Gas | 0 | Incremental | 0 | 0 | 0 | 384.3238 | 0 | 0 | 0 | See 'Measure Equipment Cost Source' | RTF measure workbook ResMFWeatherization_v4_3, for the measure Low E Storm Window_Double Pane Metal Frame_HZ1_Gas |  | 100% | 40.47% | 40.45% | 1 | 0 | 0 | See source workbook for details. Includes PSE NEI data where applicable. | RTF measure workbook ResMFWeatherization_v4_3, for the measure Low E Storm Window_Double Pane Metal Frame_HZ1_Gas | System | System
King County | Multifamily | Heat Room Gas | Existing | Low E Storm Window_Single Pane Wood Frame_HZ1_Gas | Heating Energy | 0 | 2024 | 2050 | 36.1897 | per Home | 0 | 1 | 20 | RTF measure workbook ResMFWeatherization_v4_3, for the measure Low E Storm Window_Single Pane Wood Frame_HZ1_Gas | 27.3567 | 8.482% | RTF measure workbook ResMFWeatherization_v4_3, for the measure Low E Storm Window_Single Pane Wood Frame_HZ1_Gas | 0 | RTF measure workbook ResMFWeatherization_v4_3, for the measure Low E Storm Window_Single Pane Wood Frame_HZ1_Gas | 0 | Incremental | 0 | 0 | 0 | 417.1638 | 0 | 0 | 0 | See 'Measure Equipment Cost Source' | RTF measure workbook ResMFWeatherization_v4_3, for the measure Low E Storm Window_Single Pane Wood Frame_HZ1_Gas |  | 100% | 1.015% | 9.551% | 1 | 0 | 0 | See source workbook for details. Includes PSE NEI data where applicable. | RTF measure workbook ResMFWeatherization_v4_3, for the measure Low E Storm Window_Single Pane Wood Frame_HZ1_Gas | System | System
King County | Multifamily - Highly Impacted | Heat Room Gas | Existing | Low E Storm Window_Single Pane Wood Frame_HZ1_Gas | Heating Energy | 0 | 2024 | 2050 | 33.3408 | per Home | 0 | 1 | 20 | RTF measure workbook ResMFWeatherization_v4_3, for the measure Low E Storm Window_Single Pane Wood Frame_HZ1_Gas | 25.2031 | 9.207% | RTF measure workbook ResMFWeatherization_v4_3, for the measure Low E Storm Window_Single Pane Wood Frame_HZ1_Gas | 0 | RTF measure workbook ResMFWeatherization_v4_3, for the measure Low E Storm Window_Single Pane Wood Frame_HZ1_Gas | 0 | Incremental | 0 | 0 | 0 | 384.3238 | 0 | 0 | 0 | See 'Measure Equipment Cost Source' | RTF measure workbook ResMFWeatherization_v4_3, for the measure Low E Storm Window_Single Pane Wood Frame_HZ1_Gas |  | 100% | 1.015% | 9.551% | 1 | 0 | 0 | See source workbook for details. Includes PSE NEI data where applicable. | RTF measure workbook ResMFWeatherization_v4_3, for the measure Low E Storm Window_Single Pane Wood Frame_HZ1_Gas | System | System
King County | Multifamily | Heat Room Gas | Existing | Low E Storm Window_Single Pane Metal Frame_HZ1_Gas | Heating Energy | 0 | 2024 | 2050 | 36.1897 | per Home | 0 | 1 | 20 | RTF measure workbook ResMFWeatherization_v4_3, for the measure Low E Storm Window_Single Pane Metal Frame_HZ1_Gas | 35.0765 | 10.88% | RTF measure workbook ResMFWeatherization_v4_3, for the measure Low E Storm Window_Single Pane Metal Frame_HZ1_Gas | 0 | RTF measure workbook ResMFWeatherization_v4_3, for the measure Low E Storm Window_Single Pane Metal Frame_HZ1_Gas | 0 | Incremental | 0 | 0 | 0 | 417.1638 | 0 | 0 | 0 | See 'Measure Equipment Cost Source' | RTF measure workbook ResMFWeatherization_v4_3, for the measure Low E Storm Window_Single Pane Metal Frame_HZ1_Gas |  | 100% | 7.616% | 9.551% | 1 | 0 | 0 | See source workbook for details. Includes PSE NEI data where applicable. | RTF measure workbook ResMFWeatherization_v4_3, for the measure Low E Storm Window_Single Pane Metal Frame_HZ1_Gas | System | System
King County | Multifamily - Highly Impacted | Heat Room Gas | Existing | Low E Storm Window_Single Pane Metal Frame_HZ1_Gas | Heating Energy | 0 | 2024 | 2050 | 33.3408 | per Home | 0 | 1 | 20 | RTF measure workbook ResMFWeatherization_v4_3, for the measure Low E Storm Window_Single Pane Metal Frame_HZ1_Gas | 32.3152 | 11.8% | RTF measure workbook ResMFWeatherization_v4_3, for the measure Low E Storm Window_Single Pane Metal Frame_HZ1_Gas | 0 | RTF measure workbook ResMFWeatherization_v4_3, for the measure Low E Storm Window_Single Pane Metal Frame_HZ1_Gas | 0 | Incremental | 0 | 0 | 0 | 384.3238 | 0 | 0 | 0 | See 'Measure Equipment Cost Source' | RTF measure workbook ResMFWeatherization_v4_3, for the measure Low E Storm Window_Single Pane Metal Frame_HZ1_Gas |  | 100% | 7.616% | 9.551% | 1 | 0 | 0 | See source workbook for details. Includes PSE NEI data where applicable. | RTF measure workbook ResMFWeatherization_v4_3, for the measure Low E Storm Window_Single Pane Metal Frame_HZ1_Gas | System | System
King County | Multifamily | Heat Room Gas | Existing | Low E Storm Window_Double Pane Metal Frame_HZ1_Gas | Heating Energy | 0 | 2024 | 2050 | 36.1897 | per Home | 0 | 1 | 20 | RTF measure workbook ResMFWeatherization_v4_3, for the measure Low E Storm Window_Double Pane Metal Frame_HZ1_Gas | 17.7458 | 5.502% | RTF measure workbook ResMFWeatherization_v4_3, for the measure Low E Storm Window_Double Pane Metal Frame_HZ1_Gas | 0 | RTF measure workbook ResMFWeatherization_v4_3, for the measure Low E Storm Window_Double Pane Metal Frame_HZ1_Gas | 0 | Incremental | 0 | 0 | 0 | 417.1638 | 0 | 0 | 0 | See 'Measure Equipment Cost Source' | RTF measure workbook ResMFWeatherization_v4_3, for the measure Low E Storm Window_Double Pane Metal Frame_HZ1_Gas |  | 100% | 18.99% | 40.45% | 1 | 0 | 0 | See source workbook for details. Includes PSE NEI data where applicable. | RTF measure workbook ResMFWeatherization_v4_3, for the measure Low E Storm Window_Double Pane Metal Frame_HZ1_Gas | System | System
King County | Multifamily - Highly Impacted | Heat Room Gas | Existing | Low E Storm Window_Double Pane Metal Frame_HZ1_Gas | Heating Energy | 0 | 2024 | 2050 | 33.3408 | per Home | 0 | 1 | 20 | RTF measure workbook ResMFWeatherization_v4_3, for the measure Low E Storm Window_Double Pane Metal Frame_HZ1_Gas | 16.3488 | 5.972% | RTF measure workbook ResMFWeatherization_v4_3, for the measure Low E Storm Window_Double Pane Metal Frame_HZ1_Gas | 0 | RTF measure workbook ResMFWeatherization_v4_3, for the measure Low E Storm Window_Double Pane Metal Frame_HZ1_Gas | 0 | Incremental | 0 | 0 | 0 | 384.3238 | 0 | 0 | 0 | See 'Measure Equipment Cost Source' | RTF measure workbook ResMFWeatherization_v4_3, for the measure Low E Storm Window_Double Pane Metal Frame_HZ1_Gas |  | 100% | 18.99% | 40.45% | 1 | 0 | 0 | See source workbook for details. Includes PSE NEI data where applicable. | RTF measure workbook ResMFWeatherization_v4_3, for the measure Low E Storm Window_Double Pane Metal Frame_HZ1_Gas | System | System
King County | Single Family | Heat Central Gas Boiler | Existing | Windows - Add a Low-e Storm Window to an existing Single Paned Window - Heating Zone 1 (Gas FAF - Non-Condensing) | Gas Heating and Cooling | 0 | 2024 | 2050 | 173.9813 | per Home | 0 | 1 | 20 | RTF measure workbook ResSFWx_v4_4, for the measure Windows - Add a Low-e Storm Window to an existing Single Paned Window - Heating Zone 1 (Gas FAF - Non-Condensing) | 76.8495 | 11.89% | RTF measure workbook ResSFWx_v4_4, for the measure Windows - Add a Low-e Storm Window to an existing Single Paned Window - Heating Zone 1 (Gas FAF - Non-Condensing) | 111.3346 | RTF measure workbook ResSFWx_v4_4, for the measure Windows - Add a Low-e Storm Window to an existing Single Paned Window - Heating Zone 1 (Gas FAF - Non-Condensing) | 0 | Incremental | 0 | 0 | 0 | 2001.7471 | 0 | 0 | 0 | See 'Measure Equipment Cost Source' | RTF measure workbook ResSFWx_v4_4, for the measure Windows - Add a Low-e Storm Window to an existing Single Paned Window - Heating Zone 1 (Gas FAF - Non-Condensing) |  | 100% | 6.508% | 20.95% | 1 | 0 | 0 | See source workbook for details. Includes PSE NEI data where applicable. | RTF measure workbook ResSFWx_v4_4, for the measure Windows - Add a Low-e Storm Window to an existing Single Paned Window - Heating Zone 1 (Gas FAF - Non-Condensing) | System | System
King County | Single Family - Highly Impacted | Heat Central Gas Boiler | Existing | Windows - Add a Low-e Storm Window to an existing Single Paned Window - Heating Zone 1 (Gas FAF - Non-Condensing) | Gas Heating and Cooling | 0 | 2024 | 2050 | 157.6097 | per Home | 0 | 1 | 20 | RTF measure workbook ResSFWx_v4_4, for the measure Windows - Add a Low-e Storm Window to an existing Single Paned Window - Heating Zone 1 (Gas FAF - Non-Condensing) | 69.618 | 14.97% | RTF measure workbook ResSFWx_v4_4, for the measure Windows - Add a Low-e Storm Window to an existing Single Paned Window - Heating Zone 1 (Gas FAF - Non-Condensing) | 100.858 | RTF measure workbook ResSFWx_v4_4, for the measure Windows - Add a Low-e Storm Window to an existing Single Paned Window - Heating Zone 1 (Gas FAF - Non-Condensing) | 0 | Incremental | 0 | 0 | 0 | 1813.3825 | 0 | 0 | 0 | See 'Measure Equipment Cost Source' | RTF measure workbook ResSFWx_v4_4, for the measure Windows - Add a Low-e Storm Window to an existing Single Paned Window - Heating Zone 1 (Gas FAF - Non-Condensing) |  | 100% | 6.508% | 20.95% | 1 | 0 | 0 | See source workbook for details. Includes PSE NEI data where applicable. | RTF measure workbook ResSFWx_v4_4, for the measure Windows - Add a Low-e Storm Window to an existing Single Paned Window - Heating Zone 1 (Gas FAF - Non-Condensing) | System | System
King County | Single Family | Heat Central Gas Furnace | Existing | Windows - Add a Low-e Storm Window to an existing Single Paned Window - Heating Zone 1 (Gas FAF - Non-Condensing) | Gas Heating and Cooling | 0 | 2024 | 2050 | 173.9813 | per Home | 0 | 1 | 20 | RTF measure workbook ResSFWx_v4_4, for the measure Windows - Add a Low-e Storm Window to an existing Single Paned Window - Heating Zone 1 (Gas FAF - Non-Condensing) | 56.6736 | 11.89% | RTF measure workbook ResSFWx_v4_4, for the measure Windows - Add a Low-e Storm Window to an existing Single Paned Window - Heating Zone 1 (Gas FAF - Non-Condensing) | 111.3346 | RTF measure workbook ResSFWx_v4_4, for the measure Windows - Add a Low-e Storm Window to an existing Single Paned Window - Heating Zone 1 (Gas FAF - Non-Condensing) | 0 | Incremental | 0 | 0 | 0 | 2001.7471 | 0 | 0 | 0 | See 'Measure Equipment Cost Source' | RTF measure workbook ResSFWx_v4_4, for the measure Windows - Add a Low-e Storm Window to an existing Single Paned Window - Heating Zone 1 (Gas FAF - Non-Condensing) |  | 100% | 6.508% | 20.95% | 1 | 0 | 0 | See source workbook for details. Includes PSE NEI data where applicable. | RTF measure workbook ResSFWx_v4_4, for the measure Windows - Add a Low-e Storm Window to an existing Single Paned Window - Heating Zone 1 (Gas FAF - Non-Condensing) | System | System
King County | Single Family - Highly Impacted | Heat Central Gas Furnace | Existing | Windows - Add a Low-e Storm Window to an existing Single Paned Window - Heating Zone 1 (Gas FAF - Non-Condensing) | Gas Heating and Cooling | 0 | 2024 | 2050 | 157.6097 | per Home | 0 | 1 | 20 | RTF measure workbook ResSFWx_v4_4, for the measure Windows - Add a Low-e Storm Window to an existing Single Paned Window - Heating Zone 1 (Gas FAF - Non-Condensing) | 51.3406 | 14.97% | RTF measure workbook ResSFWx_v4_4, for the measure Windows - Add a Low-e Storm Window to an existing Single Paned Window - Heating Zone 1 (Gas FAF - Non-Condensing) | 100.858 | RTF measure workbook ResSFWx_v4_4, for the measure Windows - Add a Low-e Storm Window to an existing Single Paned Window - Heating Zone 1 (Gas FAF - Non-Condensing) | 0 | Incremental | 0 | 0 | 0 | 1813.3825 | 0 | 0 | 0 | See 'Measure Equipment Cost Source' | RTF measure workbook ResSFWx_v4_4, for the measure Windows - Add a Low-e Storm Window to an existing Single Paned Window - Heating Zone 1 (Gas FAF - Non-Condensing) |  | 100% | 6.508% | 20.95% | 1 | 0 | 0 | See source workbook for details. Includes PSE NEI data where applicable. | RTF measure workbook ResSFWx_v4_4, for the measure Windows - Add a Low-e Storm Window to an existing Single Paned Window - Heating Zone 1 (Gas FAF - Non-Condensing) | System | System
King County | Single Family | Heat Room Gas | Existing | Windows - Add a Low-e Storm Window to an existing Single Paned Window - Heating Zone 1 (Gas FAF - Non-Condensing) | Gas Heating and Cooling | 0 | 2024 | 2050 | 173.9813 | per Home | 0 | 1 | 20 | RTF measure workbook ResSFWx_v4_4, for the measure Windows - Add a Low-e Storm Window to an existing Single Paned Window - Heating Zone 1 (Gas FAF - Non-Condensing) | 58.1424 | 11.89% | RTF measure workbook ResSFWx_v4_4, for the measure Windows - Add a Low-e Storm Window to an existing Single Paned Window - Heating Zone 1 (Gas FAF - Non-Condensing) | 111.3346 | RTF measure workbook ResSFWx_v4_4, for the measure Windows - Add a Low-e Storm Window to an existing Single Paned Window - Heating Zone 1 (Gas FAF - Non-Condensing) | 0 | Incremental | 0 | 0 | 0 | 2001.7471 | 0 | 0 | 0 | See 'Measure Equipment Cost Source' | RTF measure workbook ResSFWx_v4_4, for the measure Windows - Add a Low-e Storm Window to an existing Single Paned Window - Heating Zone 1 (Gas FAF - Non-Condensing) |  | 100% | 6.508% | 20.95% | 1 | 0 | 0 | See source workbook for details. Includes PSE NEI data where applicable. | RTF measure workbook ResSFWx_v4_4, for the measure Windows - Add a Low-e Storm Window to an existing Single Paned Window - Heating Zone 1 (Gas FAF - Non-Condensing) | System | System
King County | Single Family - Highly Impacted | Heat Room Gas | Existing | Windows - Add a Low-e Storm Window to an existing Single Paned Window - Heating Zone 1 (Gas FAF - Non-Condensing) | Gas Heating and Cooling | 0 | 2024 | 2050 | 157.6097 | per Home | 0 | 1 | 20 | RTF measure workbook ResSFWx_v4_4, for the measure Windows - Add a Low-e Storm Window to an existing Single Paned Window - Heating Zone 1 (Gas FAF - Non-Condensing) | 52.6712 | 14.97% | RTF measure workbook ResSFWx_v4_4, for the measure Windows - Add a Low-e Storm Window to an existing Single Paned Window - Heating Zone 1 (Gas FAF - Non-Condensing) | 100.858 | RTF measure workbook ResSFWx_v4_4, for the measure Windows - Add a Low-e Storm Window to an existing Single Paned Window - Heating Zone 1 (Gas FAF - Non-Condensing) | 0 | Incremental | 0 | 0 | 0 | 1813.3825 | 0 | 0 | 0 | See 'Measure Equipment Cost Source' | RTF measure workbook ResSFWx_v4_4, for the measure Windows - Add a Low-e Storm Window to an existing Single Paned Window - Heating Zone 1 (Gas FAF - Non-Condensing) |  | 100% | 6.508% | 20.95% | 1 | 0 | 0 | See source workbook for details. Includes PSE NEI data where applicable. | RTF measure workbook ResSFWx_v4_4, for the measure Windows - Add a Low-e Storm Window to an existing Single Paned Window - Heating Zone 1 (Gas FAF - Non-Condensing) | System | System
King County | Single Family | Heat Central Gas Boiler | Existing | Windows - Add a Low-e Storm Window to an existing Double Paned Window - Heating Zone 1 (Gas FAF - Non-Condensing) | Gas Heating and Cooling | 0 | 2024 | 2050 | 173.9813 | per Home | 0 | 1 | 20 | RTF measure workbook ResSFWx_v4_4, for the measure Windows - Add a Low-e Storm Window to an existing Double Paned Window - Heating Zone 1 (Gas FAF - Non-Condensing) | 50.3813 | 7.794% | RTF measure workbook ResSFWx_v4_4, for the measure Windows - Add a Low-e Storm Window to an existing Double Paned Window - Heating Zone 1 (Gas FAF - Non-Condensing) | 78.45 | RTF measure workbook ResSFWx_v4_4, for the measure Windows - Add a Low-e Storm Window to an existing Double Paned Window - Heating Zone 1 (Gas FAF - Non-Condensing) | 0 | Incremental | 0 | 0 | 0 | 2001.7471 | 0 | 0 | 0 | See 'Measure Equipment Cost Source' | RTF measure workbook ResSFWx_v4_4, for the measure Windows - Add a Low-e Storm Window to an existing Double Paned Window - Heating Zone 1 (Gas FAF - Non-Condensing) |  | 100% | 26.38% | 78.77% | 1 | 0 | 0 | See source workbook for details. Includes PSE NEI data where applicable. | RTF measure workbook ResSFWx_v4_4, for the measure Windows - Add a Low-e Storm Window to an existing Double Paned Window - Heating Zone 1 (Gas FAF - Non-Condensing) | System | System
King County | Single Family - Highly Impacted | Heat Central Gas Boiler | Existing | Windows - Add a Low-e Storm Window to an existing Double Paned Window - Heating Zone 1 (Gas FAF - Non-Condensing) | Gas Heating and Cooling | 0 | 2024 | 2050 | 157.6097 | per Home | 0 | 1 | 20 | RTF measure workbook ResSFWx_v4_4, for the measure Windows - Add a Low-e Storm Window to an existing Double Paned Window - Heating Zone 1 (Gas FAF - Non-Condensing) | 45.6404 | 9.815% | RTF measure workbook ResSFWx_v4_4, for the measure Windows - Add a Low-e Storm Window to an existing Double Paned Window - Heating Zone 1 (Gas FAF - Non-Condensing) | 71.0678 | RTF measure workbook ResSFWx_v4_4, for the measure Windows - Add a Low-e Storm Window to an existing Double Paned Window - Heating Zone 1 (Gas FAF - Non-Condensing) | 0 | Incremental | 0 | 0 | 0 | 1813.3825 | 0 | 0 | 0 | See 'Measure Equipment Cost Source' | RTF measure workbook ResSFWx_v4_4, for the measure Windows - Add a Low-e Storm Window to an existing Double Paned Window - Heating Zone 1 (Gas FAF - Non-Condensing) |  | 100% | 26.38% | 78.77% | 1 | 0 | 0 | See source workbook for details. Includes PSE NEI data where applicable. | RTF measure workbook ResSFWx_v4_4, for the measure Windows - Add a Low-e Storm Window to an existing Double Paned Window - Heating Zone 1 (Gas FAF - Non-Condensing) | System | System
King County | Single Family | Heat Central Gas Furnace | Existing | Windows - Add a Low-e Storm Window to an existing Double Paned Window - Heating Zone 1 (Gas FAF - Non-Condensing) | Gas Heating and Cooling | 0 | 2024 | 2050 | 173.9813 | per Home | 0 | 1 | 20 | RTF measure workbook ResSFWx_v4_4, for the measure Windows - Add a Low-e Storm Window to an existing Double Paned Window - Heating Zone 1 (Gas FAF - Non-Condensing) | 37.1543 | 7.794% | RTF measure workbook ResSFWx_v4_4, for the measure Windows - Add a Low-e Storm Window to an existing Double Paned Window - Heating Zone 1 (Gas FAF - Non-Condensing) | 78.45 | RTF measure workbook ResSFWx_v4_4, for the measure Windows - Add a Low-e Storm Window to an existing Double Paned Window - Heating Zone 1 (Gas FAF - Non-Condensing) | 0 | Incremental | 0 | 0 | 0 | 2001.7471 | 0 | 0 | 0 | See 'Measure Equipment Cost Source' | RTF measure workbook ResSFWx_v4_4, for the measure Windows - Add a Low-e Storm Window to an existing Double Paned Window - Heating Zone 1 (Gas FAF - Non-Condensing) |  | 100% | 26.38% | 78.77% | 1 | 0 | 0 | See source workbook for details. Includes PSE NEI data where applicable. | RTF measure workbook ResSFWx_v4_4, for the measure Windows - Add a Low-e Storm Window to an existing Double Paned Window - Heating Zone 1 (Gas FAF - Non-Condensing) | System | System
King County | Single Family - Highly Impacted | Heat Central Gas Furnace | Existing | Windows - Add a Low-e Storm Window to an existing Double Paned Window - Heating Zone 1 (Gas FAF - Non-Condensing) | Gas Heating and Cooling | 0 | 2024 | 2050 | 157.6097 | per Home | 0 | 1 | 20 | RTF measure workbook ResSFWx_v4_4, for the measure Windows - Add a Low-e Storm Window to an existing Double Paned Window - Heating Zone 1 (Gas FAF - Non-Condensing) | 33.6581 | 9.815% | RTF measure workbook ResSFWx_v4_4, for the measure Windows - Add a Low-e Storm Window to an existing Double Paned Window - Heating Zone 1 (Gas FAF - Non-Condensing) | 71.0678 | RTF measure workbook ResSFWx_v4_4, for the measure Windows - Add a Low-e Storm Window to an existing Double Paned Window - Heating Zone 1 (Gas FAF - Non-Condensing) | 0 | Incremental | 0 | 0 | 0 | 1813.3825 | 0 | 0 | 0 | See 'Measure Equipment Cost Source' | RTF measure workbook ResSFWx_v4_4, for the measure Windows - Add a Low-e Storm Window to an existing Double Paned Window - Heating Zone 1 (Gas FAF - Non-Condensing) |  | 100% | 26.38% | 78.77% | 1 | 0 | 0 | See source workbook for details. Includes PSE NEI data where applicable. | RTF measure workbook ResSFWx_v4_4, for the measure Windows - Add a Low-e Storm Window to an existing Double Paned Window - Heating Zone 1 (Gas FAF - Non-Condensing) | System | System
King County | Single Family | Heat Room Gas | Existing | Windows - Add a Low-e Storm Window to an existing Double Paned Window - Heating Zone 1 (Gas FAF - Non-Condensing) | Gas Heating and Cooling | 0 | 2024 | 2050 | 173.9813 | per Home | 0 | 1 | 20 | RTF measure workbook ResSFWx_v4_4, for the measure Windows - Add a Low-e Storm Window to an existing Double Paned Window - Heating Zone 1 (Gas FAF - Non-Condensing) | 38.1173 | 7.794% | RTF measure workbook ResSFWx_v4_4, for the measure Windows - Add a Low-e Storm Window to an existing Double Paned Window - Heating Zone 1 (Gas FAF - Non-Condensing) | 78.45 | RTF measure workbook ResSFWx_v4_4, for the measure Windows - Add a Low-e Storm Window to an existing Double Paned Window - Heating Zone 1 (Gas FAF - Non-Condensing) | 0 | Incremental | 0 | 0 | 0 | 2001.7471 | 0 | 0 | 0 | See 'Measure Equipment Cost Source' | RTF measure workbook ResSFWx_v4_4, for the measure Windows - Add a Low-e Storm Window to an existing Double Paned Window - Heating Zone 1 (Gas FAF - Non-Condensing) |  | 100% | 26.38% | 78.77% | 1 | 0 | 0 | See source workbook for details. Includes PSE NEI data where applicable. | RTF measure workbook ResSFWx_v4_4, for the measure Windows - Add a Low-e Storm Window to an existing Double Paned Window - Heating Zone 1 (Gas FAF - Non-Condensing) | System | System
King County | Single Family - Highly Impacted | Heat Room Gas | Existing | Windows - Add a Low-e Storm Window to an existing Double Paned Window - Heating Zone 1 (Gas FAF - Non-Condensing) | Gas Heating and Cooling | 0 | 2024 | 2050 | 157.6097 | per Home | 0 | 1 | 20 | RTF measure workbook ResSFWx_v4_4, for the measure Windows - Add a Low-e Storm Window to an existing Double Paned Window - Heating Zone 1 (Gas FAF - Non-Condensing) | 34.5304 | 9.815% | RTF measure workbook ResSFWx_v4_4, for the measure Windows - Add a Low-e Storm Window to an existing Double Paned Window - Heating Zone 1 (Gas FAF - Non-Condensing) | 71.0678 | RTF measure workbook ResSFWx_v4_4, for the measure Windows - Add a Low-e Storm Window to an existing Double Paned Window - Heating Zone 1 (Gas FAF - Non-Condensing) | 0 | Incremental | 0 | 0 | 0 | 1813.3825 | 0 | 0 | 0 | See 'Measure Equipment Cost Source' | RTF measure workbook ResSFWx_v4_4, for the measure Windows - Add a Low-e Storm Window to an existing Double Paned Window - Heating Zone 1 (Gas FAF - Non-Condensing) |  | 100% | 26.38% | 78.77% | 1 | 0 | 0 | See source workbook for details. Includes PSE NEI data where applicable. | RTF measure workbook ResSFWx_v4_4, for the measure Windows - Add a Low-e Storm Window to an existing Double Paned Window - Heating Zone 1 (Gas FAF - Non-Condensing) | System | System
King County | Manufactured | Heat Central Gas Boiler | Existing | Non-Condensing - Gas Furnace_HZ1_Low-e Storm Window for existing Single Pane Window (per sf) | Gas Heating & Cooling | 0 | 2024 | 2050 | 178.2998 | per Home | 0 | 1 | 20 | RTF measure workbook ResSFWx_v4_4, for the measure Non-Condensing - Gas Furnace_HZ1_Low-e Storm Window for existing Single Pane Window (per sf) | 145.617 | 24.95% | RTF measure workbook ResSFWx_v4_4, for the measure Non-Condensing - Gas Furnace_HZ1_Low-e Storm Window for existing Single Pane Window (per sf) | 185.2091 | RTF measure workbook ResSFWx_v4_4, for the measure Non-Condensing - Gas Furnace_HZ1_Low-e Storm Window for existing Single Pane Window (per sf) | 0 | Incremental | 0 | 0 | 0 | 2057.9835 | 0 | 0 | 0 | See 'Measure Equipment Cost Source' | RTF measure workbook ResSFWx_v4_4, for the measure Non-Condensing - Gas Furnace_HZ1_Low-e Storm Window for existing Single Pane Window (per sf) |  | 100% | 16.17% | 44.5% | 1 | 0 | 0 | See source workbook for details. Includes PSE NEI data where applicable. | RTF measure workbook ResSFWx_v4_4, for the measure Non-Condensing - Gas Furnace_HZ1_Low-e Storm Window for existing Single Pane Window (per sf) | System | System
King County | Manufactured - Highly Impacted | Heat Central Gas Boiler | Existing | Non-Condensing - Gas Furnace_HZ1_Low-e Storm Window for existing Single Pane Window (per sf) | Gas Heating & Cooling | 0 | 2024 | 2050 | 156.9934 | per Home | 0 | 1 | 20 | RTF measure workbook ResSFWx_v4_4, for the measure Non-Condensing - Gas Furnace_HZ1_Low-e Storm Window for existing Single Pane Window (per sf) | 128.2161 | 28.33% | RTF measure workbook ResSFWx_v4_4, for the measure Non-Condensing - Gas Furnace_HZ1_Low-e Storm Window for existing Single Pane Window (per sf) | 163.0771 | RTF measure workbook ResSFWx_v4_4, for the measure Non-Condensing - Gas Furnace_HZ1_Low-e Storm Window for existing Single Pane Window (per sf) | 0 | Incremental | 0 | 0 | 0 | 1812.0598 | 0 | 0 | 0 | See 'Measure Equipment Cost Source' | RTF measure workbook ResSFWx_v4_4, for the measure Non-Condensing - Gas Furnace_HZ1_Low-e Storm Window for existing Single Pane Window (per sf) |  | 100% | 16.17% | 44.5% | 1 | 0 | 0 | See source workbook for details. Includes PSE NEI data where applicable. | RTF measure workbook ResSFWx_v4_4, for the measure Non-Condensing - Gas Furnace_HZ1_Low-e Storm Window for existing Single Pane Window (per sf) | System | System
King County | Manufactured | Heat Central Gas Furnace | Existing | Non-Condensing - Gas Furnace_HZ1_Low-e Storm Window for existing Single Pane Window (per sf) | Gas Heating & Cooling | 0 | 2024 | 2050 | 178.2998 | per Home | 0 | 1 | 20 | RTF measure workbook ResSFWx_v4_4, for the measure Non-Condensing - Gas Furnace_HZ1_Low-e Storm Window for existing Single Pane Window (per sf) | 107.3871 | 24.95% | RTF measure workbook ResSFWx_v4_4, for the measure Non-Condensing - Gas Furnace_HZ1_Low-e Storm Window for existing Single Pane Window (per sf) | 185.2091 | RTF measure workbook ResSFWx_v4_4, for the measure Non-Condensing - Gas Furnace_HZ1_Low-e Storm Window for existing Single Pane Window (per sf) | 0 | Incremental | 0 | 0 | 0 | 2057.9835 | 0 | 0 | 0 | See 'Measure Equipment Cost Source' | RTF measure workbook ResSFWx_v4_4, for the measure Non-Condensing - Gas Furnace_HZ1_Low-e Storm Window for existing Single Pane Window (per sf) |  | 100% | 16.17% | 44.5% | 1 | 0 | 0 | See source workbook for details. Includes PSE NEI data where applicable. | RTF measure workbook ResSFWx_v4_4, for the measure Non-Condensing - Gas Furnace_HZ1_Low-e Storm Window for existing Single Pane Window (per sf) | System | System
King County | Manufactured - Highly Impacted | Heat Central Gas Furnace | Existing | Non-Condensing - Gas Furnace_HZ1_Low-e Storm Window for existing Single Pane Window (per sf) | Gas Heating & Cooling | 0 | 2024 | 2050 | 156.9934 | per Home | 0 | 1 | 20 | RTF measure workbook ResSFWx_v4_4, for the measure Non-Condensing - Gas Furnace_HZ1_Low-e Storm Window for existing Single Pane Window (per sf) | 94.5546 | 28.33% | RTF measure workbook ResSFWx_v4_4, for the measure Non-Condensing - Gas Furnace_HZ1_Low-e Storm Window for existing Single Pane Window (per sf) | 163.0771 | RTF measure workbook ResSFWx_v4_4, for the measure Non-Condensing - Gas Furnace_HZ1_Low-e Storm Window for existing Single Pane Window (per sf) | 0 | Incremental | 0 | 0 | 0 | 1812.0598 | 0 | 0 | 0 | See 'Measure Equipment Cost Source' | RTF measure workbook ResSFWx_v4_4, for the measure Non-Condensing - Gas Furnace_HZ1_Low-e Storm Window for existing Single Pane Window (per sf) |  | 100% | 16.17% | 44.5% | 1 | 0 | 0 | See source workbook for details. Includes PSE NEI data where applicable. | RTF measure workbook ResSFWx_v4_4, for the measure Non-Condensing - Gas Furnace_HZ1_Low-e Storm Window for existing Single Pane Window (per sf) | System | System
King County | Manufactured | Heat Room Gas | Existing | Non-Condensing - Gas Furnace_HZ1_Low-e Storm Window for existing Single Pane Window (per sf) | Gas Heating & Cooling | 0 | 2024 | 2050 | 178.2998 | per Home | 0 | 1 | 20 | RTF measure workbook ResSFWx_v4_4, for the measure Non-Condensing - Gas Furnace_HZ1_Low-e Storm Window for existing Single Pane Window (per sf) | 110.1701 | 24.95% | RTF measure workbook ResSFWx_v4_4, for the measure Non-Condensing - Gas Furnace_HZ1_Low-e Storm Window for existing Single Pane Window (per sf) | 185.2091 | RTF measure workbook ResSFWx_v4_4, for the measure Non-Condensing - Gas Furnace_HZ1_Low-e Storm Window for existing Single Pane Window (per sf) | 0 | Incremental | 0 | 0 | 0 | 2057.9835 | 0 | 0 | 0 | See 'Measure Equipment Cost Source' | RTF measure workbook ResSFWx_v4_4, for the measure Non-Condensing - Gas Furnace_HZ1_Low-e Storm Window for existing Single Pane Window (per sf) |  | 100% | 16.17% | 44.5% | 1 | 0 | 0 | See source workbook for details. Includes PSE NEI data where applicable. | RTF measure workbook ResSFWx_v4_4, for the measure Non-Condensing - Gas Furnace_HZ1_Low-e Storm Window for existing Single Pane Window (per sf) | System | System
King County | Manufactured - Highly Impacted | Heat Room Gas | Existing | Non-Condensing - Gas Furnace_HZ1_Low-e Storm Window for existing Single Pane Window (per sf) | Gas Heating & Cooling | 0 | 2024 | 2050 | 156.9934 | per Home | 0 | 1 | 20 | RTF measure workbook ResSFWx_v4_4, for the measure Non-Condensing - Gas Furnace_HZ1_Low-e Storm Window for existing Single Pane Window (per sf) | 97.0051 | 28.33% | RTF measure workbook ResSFWx_v4_4, for the measure Non-Condensing - Gas Furnace_HZ1_Low-e Storm Window for existing Single Pane Window (per sf) | 163.0771 | RTF measure workbook ResSFWx_v4_4, for the measure Non-Condensing - Gas Furnace_HZ1_Low-e Storm Window for existing Single Pane Window (per sf) | 0 | Incremental | 0 | 0 | 0 | 1812.0598 | 0 | 0 | 0 | See 'Measure Equipment Cost Source' | RTF measure workbook ResSFWx_v4_4, for the measure Non-Condensing - Gas Furnace_HZ1_Low-e Storm Window for existing Single Pane Window (per sf) |  | 100% | 16.17% | 44.5% | 1 | 0 | 0 | See source workbook for details. Includes PSE NEI data where applicable. | RTF measure workbook ResSFWx_v4_4, for the measure Non-Condensing - Gas Furnace_HZ1_Low-e Storm Window for existing Single Pane Window (per sf) | System | System
King County | Manufactured | Heat Central Gas Boiler | Existing | Non-Condensing - Gas Furnace_HZ1_Low-e Storm Window for existing Double Pane Window (per sf) | Gas Heating & Cooling | 0 | 2024 | 2050 | 178.2998 | per Home | 0 | 1 | 20 | RTF measure workbook ResSFWx_v4_4, for the measure Non-Condensing - Gas Furnace_HZ1_Low-e Storm Window for existing Double Pane Window (per sf) | 67.3113 | 11.53% | RTF measure workbook ResSFWx_v4_4, for the measure Non-Condensing - Gas Furnace_HZ1_Low-e Storm Window for existing Double Pane Window (per sf) | 77.3955 | RTF measure workbook ResSFWx_v4_4, for the measure Non-Condensing - Gas Furnace_HZ1_Low-e Storm Window for existing Double Pane Window (per sf) | 0 | Incremental | 0 | 0 | 0 | 2057.9835 | 0 | 0 | 0 | See 'Measure Equipment Cost Source' | RTF measure workbook ResSFWx_v4_4, for the measure Non-Condensing - Gas Furnace_HZ1_Low-e Storm Window for existing Double Pane Window (per sf) |  | 100% | 3.6% | 55.5% | 1 | 0 | 0 | See source workbook for details. Includes PSE NEI data where applicable. | RTF measure workbook ResSFWx_v4_4, for the measure Non-Condensing - Gas Furnace_HZ1_Low-e Storm Window for existing Double Pane Window (per sf) | System | System
King County | Manufactured - Highly Impacted | Heat Central Gas Boiler | Existing | Non-Condensing - Gas Furnace_HZ1_Low-e Storm Window for existing Double Pane Window (per sf) | Gas Heating & Cooling | 0 | 2024 | 2050 | 156.9934 | per Home | 0 | 1 | 20 | RTF measure workbook ResSFWx_v4_4, for the measure Non-Condensing - Gas Furnace_HZ1_Low-e Storm Window for existing Double Pane Window (per sf) | 59.2678 | 13.1% | RTF measure workbook ResSFWx_v4_4, for the measure Non-Condensing - Gas Furnace_HZ1_Low-e Storm Window for existing Double Pane Window (per sf) | 68.1469 | RTF measure workbook ResSFWx_v4_4, for the measure Non-Condensing - Gas Furnace_HZ1_Low-e Storm Window for existing Double Pane Window (per sf) | 0 | Incremental | 0 | 0 | 0 | 1812.0598 | 0 | 0 | 0 | See 'Measure Equipment Cost Source' | RTF measure workbook ResSFWx_v4_4, for the measure Non-Condensing - Gas Furnace_HZ1_Low-e Storm Window for existing Double Pane Window (per sf) |  | 100% | 3.6% | 55.5% | 1 | 0 | 0 | See source workbook for details. Includes PSE NEI data where applicable. | RTF measure workbook ResSFWx_v4_4, for the measure Non-Condensing - Gas Furnace_HZ1_Low-e Storm Window for existing Double Pane Window (per sf) | System | System
King County | Manufactured | Heat Central Gas Furnace | Existing | Non-Condensing - Gas Furnace_HZ1_Low-e Storm Window for existing Double Pane Window (per sf) | Gas Heating & Cooling | 0 | 2024 | 2050 | 178.2998 | per Home | 0 | 1 | 20 | RTF measure workbook ResSFWx_v4_4, for the measure Non-Condensing - Gas Furnace_HZ1_Low-e Storm Window for existing Double Pane Window (per sf) | 49.6396 | 11.53% | RTF measure workbook ResSFWx_v4_4, for the measure Non-Condensing - Gas Furnace_HZ1_Low-e Storm Window for existing Double Pane Window (per sf) | 77.3955 | RTF measure workbook ResSFWx_v4_4, for the measure Non-Condensing - Gas Furnace_HZ1_Low-e Storm Window for existing Double Pane Window (per sf) | 0 | Incremental | 0 | 0 | 0 | 2057.9835 | 0 | 0 | 0 | See 'Measure Equipment Cost Source' | RTF measure workbook ResSFWx_v4_4, for the measure Non-Condensing - Gas Furnace_HZ1_Low-e Storm Window for existing Double Pane Window (per sf) |  | 100% | 3.6% | 55.5% | 1 | 0 | 0 | See source workbook for details. Includes PSE NEI data where applicable. | RTF measure workbook ResSFWx_v4_4, for the measure Non-Condensing - Gas Furnace_HZ1_Low-e Storm Window for existing Double Pane Window (per sf) | System | System
King County | Manufactured - Highly Impacted | Heat Central Gas Furnace | Existing | Non-Condensing - Gas Furnace_HZ1_Low-e Storm Window for existing Double Pane Window (per sf) | Gas Heating & Cooling | 0 | 2024 | 2050 | 156.9934 | per Home | 0 | 1 | 20 | RTF measure workbook ResSFWx_v4_4, for the measure Non-Condensing - Gas Furnace_HZ1_Low-e Storm Window for existing Double Pane Window (per sf) | 43.7078 | 13.1% | RTF measure workbook ResSFWx_v4_4, for the measure Non-Condensing - Gas Furnace_HZ1_Low-e Storm Window for existing Double Pane Window (per sf) | 68.1469 | RTF measure workbook ResSFWx_v4_4, for the measure Non-Condensing - Gas Furnace_HZ1_Low-e Storm Window for existing Double Pane Window (per sf) | 0 | Incremental | 0 | 0 | 0 | 1812.0598 | 0 | 0 | 0 | See 'Measure Equipment Cost Source' | RTF measure workbook ResSFWx_v4_4, for the measure Non-Condensing - Gas Furnace_HZ1_Low-e Storm Window for existing Double Pane Window (per sf) |  | 100% | 3.6% | 55.5% | 1 | 0 | 0 | See source workbook for details. Includes PSE NEI data where applicable. | RTF measure workbook ResSFWx_v4_4, for the measure Non-Condensing - Gas Furnace_HZ1_Low-e Storm Window for existing Double Pane Window (per sf) | System | System
King County | Manufactured | Heat Room Gas | Existing | Non-Condensing - Gas Furnace_HZ1_Low-e Storm Window for existing Double Pane Window (per sf) | Gas Heating & Cooling | 0 | 2024 | 2050 | 178.2998 | per Home | 0 | 1 | 20 | RTF measure workbook ResSFWx_v4_4, for the measure Non-Condensing - Gas Furnace_HZ1_Low-e Storm Window for existing Double Pane Window (per sf) | 50.9261 | 11.53% | RTF measure workbook ResSFWx_v4_4, for the measure Non-Condensing - Gas Furnace_HZ1_Low-e Storm Window for existing Double Pane Window (per sf) | 77.3955 | RTF measure workbook ResSFWx_v4_4, for the measure Non-Condensing - Gas Furnace_HZ1_Low-e Storm Window for existing Double Pane Window (per sf) | 0 | Incremental | 0 | 0 | 0 | 2057.9835 | 0 | 0 | 0 | See 'Measure Equipment Cost Source' | RTF measure workbook ResSFWx_v4_4, for the measure Non-Condensing - Gas Furnace_HZ1_Low-e Storm Window for existing Double Pane Window (per sf) |  | 100% | 3.6% | 55.5% | 1 | 0 | 0 | See source workbook for details. Includes PSE NEI data where applicable. | RTF measure workbook ResSFWx_v4_4, for the measure Non-Condensing - Gas Furnace_HZ1_Low-e Storm Window for existing Double Pane Window (per sf) | System | System
King County | Manufactured - Highly Impacted | Heat Room Gas | Existing | Non-Condensing - Gas Furnace_HZ1_Low-e Storm Window for existing Double Pane Window (per sf) | Gas Heating & Cooling | 0 | 2024 | 2050 | 156.9934 | per Home | 0 | 1 | 20 | RTF measure workbook ResSFWx_v4_4, for the measure Non-Condensing - Gas Furnace_HZ1_Low-e Storm Window for existing Double Pane Window (per sf) | 44.8405 | 13.1% | RTF measure workbook ResSFWx_v4_4, for the measure Non-Condensing - Gas Furnace_HZ1_Low-e Storm Window for existing Double Pane Window (per sf) | 68.1469 | RTF measure workbook ResSFWx_v4_4, for the measure Non-Condensing - Gas Furnace_HZ1_Low-e Storm Window for existing Double Pane Window (per sf) | 0 | Incremental | 0 | 0 | 0 | 1812.0598 | 0 | 0 | 0 | See 'Measure Equipment Cost Source' | RTF measure workbook ResSFWx_v4_4, for the measure Non-Condensing - Gas Furnace_HZ1_Low-e Storm Window for existing Double Pane Window (per sf) |  | 100% | 3.6% | 55.5% | 1 | 0 | 0 | See source workbook for details. Includes PSE NEI data where applicable. | RTF measure workbook ResSFWx_v4_4, for the measure Non-Condensing - Gas Furnace_HZ1_Low-e Storm Window for existing Double Pane Window (per sf) | System | System
Kittitas County | Single Family | Water Heat LE 55 Gal | Existing | Thermostatic Restrictor Valve - Gas WH | Site hot water energy | 0 | 2024 | 2050 | 1.844 | per Home | 0 | 0 | 10 | RTF measure workbook ThermostaticShowerRestrictionValve_v4_2, for the measure Thermostatic Restrictor Valve - Gas WH | 2.6383 | 1.458% | RTF measure workbook ThermostaticShowerRestrictionValve_v4_2, for the measure Thermostatic Restrictor Valve - Gas WH | 1.5026 | RTF measure workbook ThermostaticShowerRestrictionValve_v4_2, for the measure Thermostatic Restrictor Valve - Gas WH | 0 | Full | 0 | 0 | 0 | 46.1509 | 0 | 0 | 0 | See 'Measure Equipment Cost Source' | RTF measure workbook ThermostaticShowerRestrictionValve_v4_2, for the measure Thermostatic Restrictor Valve - Gas WH | AA | 100% | 94.05% | 100% | 1 | 0 | 0 | See source workbook for details. Includes PSE NEI data where applicable. | RTF measure workbook ThermostaticShowerRestrictionValve_v4_2, for the measure Thermostatic Restrictor Valve - Gas WH | System | System
Kittitas County | Single Family | Water Heat LE 55 Gal | New | Thermostatic Restrictor Valve - Gas WH | Site hot water energy | 0 | 2024 | 2050 | 1.844 | per Home | 0 | 0 | 10 | RTF measure workbook ThermostaticShowerRestrictionValve_v4_2, for the measure Thermostatic Restrictor Valve - Gas WH | 2.5435 | 1.458% | RTF measure workbook ThermostaticShowerRestrictionValve_v4_2, for the measure Thermostatic Restrictor Valve - Gas WH | 1.5026 | RTF measure workbook ThermostaticShowerRestrictionValve_v4_2, for the measure Thermostatic Restrictor Valve - Gas WH | 0 | Full | 0 | 0 | 0 | 46.1509 | 0 | 0 | 0 | See 'Measure Equipment Cost Source' | RTF measure workbook ThermostaticShowerRestrictionValve_v4_2, for the measure Thermostatic Restrictor Valve - Gas WH | AA | 100% | 94.05% | 100% | 1 | 0 | 0 | See source workbook for details. Includes PSE NEI data where applicable. | RTF measure workbook ThermostaticShowerRestrictionValve_v4_2, for the measure Thermostatic Restrictor Valve - Gas WH | System | System
Kittitas County | Single Family - Highly Impacted | Water Heat LE 55 Gal | Existing | Thermostatic Restrictor Valve - Gas WH | Site hot water energy | 0 | 2024 | 2050 | 1.3265 | per Home | 0 | 0 | 10 | RTF measure workbook ThermostaticShowerRestrictionValve_v4_2, for the measure Thermostatic Restrictor Valve - Gas WH | 1.8979 | 1.201% | RTF measure workbook ThermostaticShowerRestrictionValve_v4_2, for the measure Thermostatic Restrictor Valve - Gas WH | 1.0809 | RTF measure workbook ThermostaticShowerRestrictionValve_v4_2, for the measure Thermostatic Restrictor Valve - Gas WH | 0 | Full | 0 | 0 | 0 | 33.1979 | 0 | 0 | 0 | See 'Measure Equipment Cost Source' | RTF measure workbook ThermostaticShowerRestrictionValve_v4_2, for the measure Thermostatic Restrictor Valve - Gas WH | AA | 100% | 94.05% | 100% | 1 | 0 | 0 | See source workbook for details. Includes PSE NEI data where applicable. | RTF measure workbook ThermostaticShowerRestrictionValve_v4_2, for the measure Thermostatic Restrictor Valve - Gas WH | System | System
Kittitas County | Single Family - Highly Impacted | Water Heat LE 55 Gal | New | Thermostatic Restrictor Valve - Gas WH | Site hot water energy | 0 | 2024 | 2050 | 1.3265 | per Home | 0 | 0 | 10 | RTF measure workbook ThermostaticShowerRestrictionValve_v4_2, for the measure Thermostatic Restrictor Valve - Gas WH | 1.8296 | 1.201% | RTF measure workbook ThermostaticShowerRestrictionValve_v4_2, for the measure Thermostatic Restrictor Valve - Gas WH | 1.0809 | RTF measure workbook ThermostaticShowerRestrictionValve_v4_2, for the measure Thermostatic Restrictor Valve - Gas WH | 0 | Full | 0 | 0 | 0 | 33.1979 | 0 | 0 | 0 | See 'Measure Equipment Cost Source' | RTF measure workbook ThermostaticShowerRestrictionValve_v4_2, for the measure Thermostatic Restrictor Valve - Gas WH | AA | 100% | 94.05% | 100% | 1 | 0 | 0 | See source workbook for details. Includes PSE NEI data where applicable. | RTF measure workbook ThermostaticShowerRestrictionValve_v4_2, for the measure Thermostatic Restrictor Valve - Gas WH | System | System
Kittitas County | Multifamily | Water Heat LE 55 Gal | Existing | Thermostatic Restrictor Valve - Gas WH | Site hot water energy | 0 | 2024 | 2050 | 1.2402 | per Home | 0 | 0 | 10 | RTF measure workbook ThermostaticShowerRestrictionValve_v4_2, for the measure Thermostatic Restrictor Valve - Gas WH | 1.7745 | 1.381% | RTF measure workbook ThermostaticShowerRestrictionValve_v4_2, for the measure Thermostatic Restrictor Valve - Gas WH | 1.0106 | RTF measure workbook ThermostaticShowerRestrictionValve_v4_2, for the measure Thermostatic Restrictor Valve - Gas WH | 0 | Full | 0 | 0 | 0 | 31.0397 | 0 | 0 | 0 | See 'Measure Equipment Cost Source' | RTF measure workbook ThermostaticShowerRestrictionValve_v4_2, for the measure Thermostatic Restrictor Valve - Gas WH | AA | 100% | 94.05% | 100% | 1 | 0 | 0 | See source workbook for details. Includes PSE NEI data where applicable. | RTF measure workbook ThermostaticShowerRestrictionValve_v4_2, for the measure Thermostatic Restrictor Valve - Gas WH | System | System
Kittitas County | Multifamily | Water Heat LE 55 Gal | New | Thermostatic Restrictor Valve - Gas WH | Site hot water energy | 0 | 2024 | 2050 | 1.2402 | per Home | 0 | 0 | 10 | RTF measure workbook ThermostaticShowerRestrictionValve_v4_2, for the measure Thermostatic Restrictor Valve - Gas WH | 1.7107 | 1.381% | RTF measure workbook ThermostaticShowerRestrictionValve_v4_2, for the measure Thermostatic Restrictor Valve - Gas WH | 1.0106 | RTF measure workbook ThermostaticShowerRestrictionValve_v4_2, for the measure Thermostatic Restrictor Valve - Gas WH | 0 | Full | 0 | 0 | 0 | 31.0397 | 0 | 0 | 0 | See 'Measure Equipment Cost Source' | RTF measure workbook ThermostaticShowerRestrictionValve_v4_2, for the measure Thermostatic Restrictor Valve - Gas WH | AA | 100% | 94.05% | 100% | 1 | 0 | 0 | See source workbook for details. Includes PSE NEI data where applicable. | RTF measure workbook ThermostaticShowerRestrictionValve_v4_2, for the measure Thermostatic Restrictor Valve - Gas WH | System | System
Kittitas County | Multifamily - Highly Impacted | Water Heat LE 55 Gal | Existing | Thermostatic Restrictor Valve - Gas WH | Site hot water energy | 0 | 2024 | 2050 | 1.0527 | per Home | 0 | 0 | 10 | RTF measure workbook ThermostaticShowerRestrictionValve_v4_2, for the measure Thermostatic Restrictor Valve - Gas WH | 1.5061 | 1.041% | RTF measure workbook ThermostaticShowerRestrictionValve_v4_2, for the measure Thermostatic Restrictor Valve - Gas WH | 0.85774 | RTF measure workbook ThermostaticShowerRestrictionValve_v4_2, for the measure Thermostatic Restrictor Valve - Gas WH | 0 | Full | 0 | 0 | 0 | 26.3451 | 0 | 0 | 0 | See 'Measure Equipment Cost Source' | RTF measure workbook ThermostaticShowerRestrictionValve_v4_2, for the measure Thermostatic Restrictor Valve - Gas WH | AA | 100% | 94.05% | 100% | 1 | 0 | 0 | See source workbook for details. Includes PSE NEI data where applicable. | RTF measure workbook ThermostaticShowerRestrictionValve_v4_2, for the measure Thermostatic Restrictor Valve - Gas WH | System | System
Kittitas County | Multifamily - Highly Impacted | Water Heat LE 55 Gal | New | Thermostatic Restrictor Valve - Gas WH | Site hot water energy | 0 | 2024 | 2050 | 1.0527 | per Home | 0 | 0 | 10 | RTF measure workbook ThermostaticShowerRestrictionValve_v4_2, for the measure Thermostatic Restrictor Valve - Gas WH | 1.4519 | 1.041% | RTF measure workbook ThermostaticShowerRestrictionValve_v4_2, for the measure Thermostatic Restrictor Valve - Gas WH | 0.85774 | RTF measure workbook ThermostaticShowerRestrictionValve_v4_2, for the measure Thermostatic Restrictor Valve - Gas WH | 0 | Full | 0 | 0 | 0 | 26.3451 | 0 | 0 | 0 | See 'Measure Equipment Cost Source' | RTF measure workbook ThermostaticShowerRestrictionValve_v4_2, for the measure Thermostatic Restrictor Valve - Gas WH | AA | 100% | 94.05% | 100% | 1 | 0 | 0 | See source workbook for details. Includes PSE NEI data where applicable. | RTF measure workbook ThermostaticShowerRestrictionValve_v4_2, for the measure Thermostatic Restrictor Valve - Gas WH | System | System
Kittitas County | Manufactured | Water Heat LE 55 Gal | Existing | Thermostatic Restrictor Valve - Gas WH | Site hot water energy | 0 | 2024 | 2050 | 1.5344 | per Home | 0 | 0 | 10 | RTF measure workbook ThermostaticShowerRestrictionValve_v4_2, for the measure Thermostatic Restrictor Valve - Gas WH | 2.1953 | 1.369% | RTF measure workbook ThermostaticShowerRestrictionValve_v4_2, for the measure Thermostatic Restrictor Valve - Gas WH | 1.2503 | RTF measure workbook ThermostaticShowerRestrictionValve_v4_2, for the measure Thermostatic Restrictor Valve - Gas WH | 0 | Full | 0 | 0 | 0 | 38.401 | 0 | 0 | 0 | See 'Measure Equipment Cost Source' | RTF measure workbook ThermostaticShowerRestrictionValve_v4_2, for the measure Thermostatic Restrictor Valve - Gas WH | AA | 100% | 94.05% | 100% | 1 | 0 | 0 | See source workbook for details. Includes PSE NEI data where applicable. | RTF measure workbook ThermostaticShowerRestrictionValve_v4_2, for the measure Thermostatic Restrictor Valve - Gas WH | System | System
Kittitas County | Manufactured | Water Heat LE 55 Gal | New | Thermostatic Restrictor Valve - Gas WH | Site hot water energy | 0 | 2024 | 2050 | 1.5344 | per Home | 0 | 0 | 10 | RTF measure workbook ThermostaticShowerRestrictionValve_v4_2, for the measure Thermostatic Restrictor Valve - Gas WH | 2.1164 | 1.369% | RTF measure workbook ThermostaticShowerRestrictionValve_v4_2, for the measure Thermostatic Restrictor Valve - Gas WH | 1.2503 | RTF measure workbook ThermostaticShowerRestrictionValve_v4_2, for the measure Thermostatic Restrictor Valve - Gas WH | 0 | Full | 0 | 0 | 0 | 38.401 | 0 | 0 | 0 | See 'Measure Equipment Cost Source' | RTF measure workbook ThermostaticShowerRestrictionValve_v4_2, for the measure Thermostatic Restrictor Valve - Gas WH | AA | 100% | 94.05% | 100% | 1 | 0 | 0 | See source workbook for details. Includes PSE NEI data where applicable. | RTF measure workbook ThermostaticShowerRestrictionValve_v4_2, for the measure Thermostatic Restrictor Valve - Gas WH | System | System
Kittitas County | Manufactured - Highly Impacted | Water Heat LE 55 Gal | Existing | Thermostatic Restrictor Valve - Gas WH | Site hot water energy | 0 | 2024 | 2050 | 1.1896 | per Home | 0 | 0 | 10 | RTF measure workbook ThermostaticShowerRestrictionValve_v4_2, for the measure Thermostatic Restrictor Valve - Gas WH | 1.702 | 1.245% | RTF measure workbook ThermostaticShowerRestrictionValve_v4_2, for the measure Thermostatic Restrictor Valve - Gas WH | 0.9693 | RTF measure workbook ThermostaticShowerRestrictionValve_v4_2, for the measure Thermostatic Restrictor Valve - Gas WH | 0 | Full | 0 | 0 | 0 | 29.7717 | 0 | 0 | 0 | See 'Measure Equipment Cost Source' | RTF measure workbook ThermostaticShowerRestrictionValve_v4_2, for the measure Thermostatic Restrictor Valve - Gas WH | AA | 100% | 94.05% | 100% | 1 | 0 | 0 | See source workbook for details. Includes PSE NEI data where applicable. | RTF measure workbook ThermostaticShowerRestrictionValve_v4_2, for the measure Thermostatic Restrictor Valve - Gas WH | System | System
Kittitas County | Manufactured - Highly Impacted | Water Heat LE 55 Gal | New | Thermostatic Restrictor Valve - Gas WH | Site hot water energy | 0 | 2024 | 2050 | 1.1896 | per Home | 0 | 0 | 10 | RTF measure workbook ThermostaticShowerRestrictionValve_v4_2, for the measure Thermostatic Restrictor Valve - Gas WH | 1.6408 | 1.245% | RTF measure workbook ThermostaticShowerRestrictionValve_v4_2, for the measure Thermostatic Restrictor Valve - Gas WH | 0.9693 | RTF measure workbook ThermostaticShowerRestrictionValve_v4_2, for the measure Thermostatic Restrictor Valve - Gas WH | 0 | Full | 0 | 0 | 0 | 29.7717 | 0 | 0 | 0 | See 'Measure Equipment Cost Source' | RTF measure workbook ThermostaticShowerRestrictionValve_v4_2, for the measure Thermostatic Restrictor Valve - Gas WH | AA | 100% | 94.05% | 100% | 1 | 0 | 0 | See source workbook for details. Includes PSE NEI data where applicable. | RTF measure workbook ThermostaticShowerRestrictionValve_v4_2, for the measure Thermostatic Restrictor Valve - Gas WH | System | System
Kittitas County | Single Family | Water Heat GT 55 Gal | Existing | Thermostatic Restrictor Valve - Gas WH | Site hot water energy | 0 | 2024 | 2050 | 1.844 | per Home | 0 | 0 | 10 | RTF measure workbook ThermostaticShowerRestrictionValve_v4_2, for the measure Thermostatic Restrictor Valve - Gas WH | 2.2403 | 1.458% | RTF measure workbook ThermostaticShowerRestrictionValve_v4_2, for the measure Thermostatic Restrictor Valve - Gas WH | 1.5026 | RTF measure workbook ThermostaticShowerRestrictionValve_v4_2, for the measure Thermostatic Restrictor Valve - Gas WH | 0 | Full | 0 | 0 | 0 | 46.1509 | 0 | 0 | 0 | See 'Measure Equipment Cost Source' | RTF measure workbook ThermostaticShowerRestrictionValve_v4_2, for the measure Thermostatic Restrictor Valve - Gas WH | AA | 100% | 94.05% | 100% | 1 | 0 | 0 | See source workbook for details. Includes PSE NEI data where applicable. | RTF measure workbook ThermostaticShowerRestrictionValve_v4_2, for the measure Thermostatic Restrictor Valve - Gas WH | System | System
Kittitas County | Single Family | Water Heat GT 55 Gal | New | Thermostatic Restrictor Valve - Gas WH | Site hot water energy | 0 | 2024 | 2050 | 1.844 | per Home | 0 | 0 | 10 | RTF measure workbook ThermostaticShowerRestrictionValve_v4_2, for the measure Thermostatic Restrictor Valve - Gas WH | 2.2403 | 1.458% | RTF measure workbook ThermostaticShowerRestrictionValve_v4_2, for the measure Thermostatic Restrictor Valve - Gas WH | 1.5026 | RTF measure workbook ThermostaticShowerRestrictionValve_v4_2, for the measure Thermostatic Restrictor Valve - Gas WH | 0 | Full | 0 | 0 | 0 | 46.1509 | 0 | 0 | 0 | See 'Measure Equipment Cost Source' | RTF measure workbook ThermostaticShowerRestrictionValve_v4_2, for the measure Thermostatic Restrictor Valve - Gas WH | AA | 100% | 94.05% | 100% | 1 | 0 | 0 | See source workbook for details. Includes PSE NEI data where applicable. | RTF measure workbook ThermostaticShowerRestrictionValve_v4_2, for the measure Thermostatic Restrictor Valve - Gas WH | System | System
Kittitas County | Single Family - Highly Impacted | Water Heat GT 55 Gal | Existing | Thermostatic Restrictor Valve - Gas WH | Site hot water energy | 0 | 2024 | 2050 | 1.3265 | per Home | 0 | 0 | 10 | RTF measure workbook ThermostaticShowerRestrictionValve_v4_2, for the measure Thermostatic Restrictor Valve - Gas WH | 1.6115 | 1.201% | RTF measure workbook ThermostaticShowerRestrictionValve_v4_2, for the measure Thermostatic Restrictor Valve - Gas WH | 1.0809 | RTF measure workbook ThermostaticShowerRestrictionValve_v4_2, for the measure Thermostatic Restrictor Valve - Gas WH | 0 | Full | 0 | 0 | 0 | 33.1979 | 0 | 0 | 0 | See 'Measure Equipment Cost Source' | RTF measure workbook ThermostaticShowerRestrictionValve_v4_2, for the measure Thermostatic Restrictor Valve - Gas WH | AA | 100% | 94.05% | 100% | 1 | 0 | 0 | See source workbook for details. Includes PSE NEI data where applicable. | RTF measure workbook ThermostaticShowerRestrictionValve_v4_2, for the measure Thermostatic Restrictor Valve - Gas WH | System | System
Kittitas County | Single Family - Highly Impacted | Water Heat GT 55 Gal | New | Thermostatic Restrictor Valve - Gas WH | Site hot water energy | 0 | 2024 | 2050 | 1.3265 | per Home | 0 | 0 | 10 | RTF measure workbook ThermostaticShowerRestrictionValve_v4_2, for the measure Thermostatic Restrictor Valve - Gas WH | 1.6115 | 1.201% | RTF measure workbook ThermostaticShowerRestrictionValve_v4_2, for the measure Thermostatic Restrictor Valve - Gas WH | 1.0809 | RTF measure workbook ThermostaticShowerRestrictionValve_v4_2, for the measure Thermostatic Restrictor Valve - Gas WH | 0 | Full | 0 | 0 | 0 | 33.1979 | 0 | 0 | 0 | See 'Measure Equipment Cost Source' | RTF measure workbook ThermostaticShowerRestrictionValve_v4_2, for the measure Thermostatic Restrictor Valve - Gas WH | AA | 100% | 94.05% | 100% | 1 | 0 | 0 | See source workbook for details. Includes PSE NEI data where applicable. | RTF measure workbook ThermostaticShowerRestrictionValve_v4_2, for the measure Thermostatic Restrictor Valve - Gas WH | System | System
Kittitas County | Multifamily | Water Heat GT 55 Gal | Existing | Thermostatic Restrictor Valve - Gas WH | Site hot water energy | 0 | 2024 | 2050 | 1.2402 | per Home | 0 | 0 | 10 | RTF measure workbook ThermostaticShowerRestrictionValve_v4_2, for the measure Thermostatic Restrictor Valve - Gas WH | 1.5068 | 1.381% | RTF measure workbook ThermostaticShowerRestrictionValve_v4_2, for the measure Thermostatic Restrictor Valve - Gas WH | 1.0106 | RTF measure workbook ThermostaticShowerRestrictionValve_v4_2, for the measure Thermostatic Restrictor Valve - Gas WH | 0 | Full | 0 | 0 | 0 | 31.0397 | 0 | 0 | 0 | See 'Measure Equipment Cost Source' | RTF measure workbook ThermostaticShowerRestrictionValve_v4_2, for the measure Thermostatic Restrictor Valve - Gas WH | AA | 100% | 94.05% | 100% | 1 | 0 | 0 | See source workbook for details. Includes PSE NEI data where applicable. | RTF measure workbook ThermostaticShowerRestrictionValve_v4_2, for the measure Thermostatic Restrictor Valve - Gas WH | System | System
Kittitas County | Multifamily | Water Heat GT 55 Gal | New | Thermostatic Restrictor Valve - Gas WH | Site hot water energy | 0 | 2024 | 2050 | 1.2402 | per Home | 0 | 0 | 10 | RTF measure workbook ThermostaticShowerRestrictionValve_v4_2, for the measure Thermostatic Restrictor Valve - Gas WH | 1.5068 | 1.381% | RTF measure workbook ThermostaticShowerRestrictionValve_v4_2, for the measure Thermostatic Restrictor Valve - Gas WH | 1.0106 | RTF measure workbook ThermostaticShowerRestrictionValve_v4_2, for the measure Thermostatic Restrictor Valve - Gas WH | 0 | Full | 0 | 0 | 0 | 31.0397 | 0 | 0 | 0 | See 'Measure Equipment Cost Source' | RTF measure workbook ThermostaticShowerRestrictionValve_v4_2, for the measure Thermostatic Restrictor Valve - Gas WH | AA | 100% | 94.05% | 100% | 1 | 0 | 0 | See source workbook for details. Includes PSE NEI data where applicable. | RTF measure workbook ThermostaticShowerRestrictionValve_v4_2, for the measure Thermostatic Restrictor Valve - Gas WH | System | System
Kittitas County | Multifamily - Highly Impacted | Water Heat GT 55 Gal | Existing | Thermostatic Restrictor Valve - Gas WH | Site hot water energy | 0 | 2024 | 2050 | 1.0527 | per Home | 0 | 0 | 10 | RTF measure workbook ThermostaticShowerRestrictionValve_v4_2, for the measure Thermostatic Restrictor Valve - Gas WH | 1.2789 | 1.041% | RTF measure workbook ThermostaticShowerRestrictionValve_v4_2, for the measure Thermostatic Restrictor Valve - Gas WH | 0.85774 | RTF measure workbook ThermostaticShowerRestrictionValve_v4_2, for the measure Thermostatic Restrictor Valve - Gas WH | 0 | Full | 0 | 0 | 0 | 26.3451 | 0 | 0 | 0 | See 'Measure Equipment Cost Source' | RTF measure workbook ThermostaticShowerRestrictionValve_v4_2, for the measure Thermostatic Restrictor Valve - Gas WH | AA | 100% | 94.05% | 100% | 1 | 0 | 0 | See source workbook for details. Includes PSE NEI data where applicable. | RTF measure workbook ThermostaticShowerRestrictionValve_v4_2, for the measure Thermostatic Restrictor Valve - Gas WH | System | System
Kittitas County | Multifamily - Highly Impacted | Water Heat GT 55 Gal | New | Thermostatic Restrictor Valve - Gas WH | Site hot water energy | 0 | 2024 | 2050 | 1.0527 | per Home | 0 | 0 | 10 | RTF measure workbook ThermostaticShowerRestrictionValve_v4_2, for the measure Thermostatic Restrictor Valve - Gas WH | 1.2789 | 1.041% | RTF measure workbook ThermostaticShowerRestrictionValve_v4_2, for the measure Thermostatic Restrictor Valve - Gas WH | 0.85774 | RTF measure workbook ThermostaticShowerRestrictionValve_v4_2, for the measure Thermostatic Restrictor Valve - Gas WH | 0 | Full | 0 | 0 | 0 | 26.3451 | 0 | 0 | 0 | See 'Measure Equipment Cost Source' | RTF measure workbook ThermostaticShowerRestrictionValve_v4_2, for the measure Thermostatic Restrictor Valve - Gas WH | AA | 100% | 94.05% | 100% | 1 | 0 | 0 | See source workbook for details. Includes PSE NEI data where applicable. | RTF measure workbook ThermostaticShowerRestrictionValve_v4_2, for the measure Thermostatic Restrictor Valve - Gas WH | System | System
Kittitas County | Manufactured | Water Heat GT 55 Gal | Existing | Thermostatic Restrictor Valve - Gas WH | Site hot water energy | 0 | 2024 | 2050 | 1.5344 | per Home | 0 | 0 | 10 | RTF measure workbook ThermostaticShowerRestrictionValve_v4_2, for the measure Thermostatic Restrictor Valve - Gas WH | 1.8641 | 1.369% | RTF measure workbook ThermostaticShowerRestrictionValve_v4_2, for the measure Thermostatic Restrictor Valve - Gas WH | 1.2503 | RTF measure workbook ThermostaticShowerRestrictionValve_v4_2, for the measure Thermostatic Restrictor Valve - Gas WH | 0 | Full | 0 | 0 | 0 | 38.401 | 0 | 0 | 0 | See 'Measure Equipment Cost Source' | RTF measure workbook ThermostaticShowerRestrictionValve_v4_2, for the measure Thermostatic Restrictor Valve - Gas WH | AA | 100% | 94.05% | 100% | 1 | 0 | 0 | See source workbook for details. Includes PSE NEI data where applicable. | RTF measure workbook ThermostaticShowerRestrictionValve_v4_2, for the measure Thermostatic Restrictor Valve - Gas WH | System | System
Kittitas County | Manufactured | Water Heat GT 55 Gal | New | Thermostatic Restrictor Valve - Gas WH | Site hot water energy | 0 | 2024 | 2050 | 1.5344 | per Home | 0 | 0 | 10 | RTF measure workbook ThermostaticShowerRestrictionValve_v4_2, for the measure Thermostatic Restrictor Valve - Gas WH | 1.8641 | 1.369% | RTF measure workbook ThermostaticShowerRestrictionValve_v4_2, for the measure Thermostatic Restrictor Valve - Gas WH | 1.2503 | RTF measure workbook ThermostaticShowerRestrictionValve_v4_2, for the measure Thermostatic Restrictor Valve - Gas WH | 0 | Full | 0 | 0 | 0 | 38.401 | 0 | 0 | 0 | See 'Measure Equipment Cost Source' | RTF measure workbook ThermostaticShowerRestrictionValve_v4_2, for the measure Thermostatic Restrictor Valve - Gas WH | AA | 100% | 94.05% | 100% | 1 | 0 | 0 | See source workbook for details. Includes PSE NEI data where applicable. | RTF measure workbook ThermostaticShowerRestrictionValve_v4_2, for the measure Thermostatic Restrictor Valve - Gas WH | System | System
Kittitas County | Manufactured - Highly Impacted | Water Heat GT 55 Gal | Existing | Thermostatic Restrictor Valve - Gas WH | Site hot water energy | 0 | 2024 | 2050 | 1.1896 | per Home | 0 | 0 | 10 | RTF measure workbook ThermostaticShowerRestrictionValve_v4_2, for the measure Thermostatic Restrictor Valve - Gas WH | 1.4452 | 1.245% | RTF measure workbook ThermostaticShowerRestrictionValve_v4_2, for the measure Thermostatic Restrictor Valve - Gas WH | 0.9693 | RTF measure workbook ThermostaticShowerRestrictionValve_v4_2, for the measure Thermostatic Restrictor Valve - Gas WH | 0 | Full | 0 | 0 | 0 | 29.7717 | 0 | 0 | 0 | See 'Measure Equipment Cost Source' | RTF measure workbook ThermostaticShowerRestrictionValve_v4_2, for the measure Thermostatic Restrictor Valve - Gas WH | AA | 100% | 94.05% | 100% | 1 | 0 | 0 | See source workbook for details. Includes PSE NEI data where applicable. | RTF measure workbook ThermostaticShowerRestrictionValve_v4_2, for the measure Thermostatic Restrictor Valve - Gas WH | System | System
Kittitas County | Manufactured - Highly Impacted | Water Heat GT 55 Gal | New | Thermostatic Restrictor Valve - Gas WH | Site hot water energy | 0 | 2024 | 2050 | 1.1896 | per Home | 0 | 0 | 10 | RTF measure workbook ThermostaticShowerRestrictionValve_v4_2, for the measure Thermostatic Restrictor Valve - Gas WH | 1.4452 | 1.245% | RTF measure workbook ThermostaticShowerRestrictionValve_v4_2, for the measure Thermostatic Restrictor Valve - Gas WH | 0.9693 | RTF measure workbook ThermostaticShowerRestrictionValve_v4_2, for the measure Thermostatic Restrictor Valve - Gas WH | 0 | Full | 0 | 0 | 0 | 29.7717 | 0 | 0 | 0 | See 'Measure Equipment Cost Source' | RTF measure workbook ThermostaticShowerRestrictionValve_v4_2, for the measure Thermostatic Restrictor Valve - Gas WH | AA | 100% | 94.05% | 100% | 1 | 0 | 0 | See source workbook for details. Includes PSE NEI data where applicable. | RTF measure workbook ThermostaticShowerRestrictionValve_v4_2, for the measure Thermostatic Restrictor Valve - Gas WH | System | System
Kittitas County | Single Family | Water Heat LE 55 Gal | Existing | Top Load_ENERGY STAR but not CEE+Gas DHW_Electric Dryer | Washer Savings | 0 | 2024 | 2050 | 0.92861 | per Home | 0 | 0 | 14 | NWPPC 2021 Plan measure workbook Res-ClothesWasher-2021P_v2, for the measure Top Load_ENERGY STAR but not CEE+Gas DHW_Electric Dryer | 0.65008 | 0.3593% | NWPPC 2021 Plan measure workbook Res-ClothesWasher-2021P_v2, for the measure Top Load_ENERGY STAR but not CEE+Gas DHW_Electric Dryer | 24.4437 | NWPPC 2021 Plan measure workbook Res-ClothesWasher-2021P_v2, for the measure Top Load_ENERGY STAR but not CEE+Gas DHW_Electric Dryer | 0 | Incremental | 0 | 0 | 0 | 0.010194 | 0 | 0 | 0 | See 'Measure Equipment Cost Source' | NWPPC 2021 Plan measure workbook Res-ClothesWasher-2021P_v2, for the measure Top Load_ENERGY STAR but not CEE+Gas DHW_Electric Dryer |  | 100% | 99% | 23.65% | 1 | 0 | 8.5519 | See source workbook for details. Includes PSE NEI data where applicable. | NWPPC 2021 Plan measure workbook Res-ClothesWasher-2021P_v2, for the measure Top Load_ENERGY STAR but not CEE+Gas DHW_Electric Dryer | System | System
Kittitas County | Single Family | Water Heat LE 55 Gal | New | Top Load_ENERGY STAR but not CEE+Gas DHW_Electric Dryer | Washer Savings | 0 | 2024 | 2050 | 0.92861 | per Home | 0 | 0 | 14 | NWPPC 2021 Plan measure workbook Res-ClothesWasher-2021P_v2, for the measure Top Load_ENERGY STAR but not CEE+Gas DHW_Electric Dryer | 0.62671 | 0.3593% | NWPPC 2021 Plan measure workbook Res-ClothesWasher-2021P_v2, for the measure Top Load_ENERGY STAR but not CEE+Gas DHW_Electric Dryer | 24.4437 | NWPPC 2021 Plan measure workbook Res-ClothesWasher-2021P_v2, for the measure Top Load_ENERGY STAR but not CEE+Gas DHW_Electric Dryer | 0 | Incremental | 0 | 0 | 0 | 0.010194 | 0 | 0 | 0 | See 'Measure Equipment Cost Source' | NWPPC 2021 Plan measure workbook Res-ClothesWasher-2021P_v2, for the measure Top Load_ENERGY STAR but not CEE+Gas DHW_Electric Dryer |  | 100% | 99% | 23.65% | 1 | 0 | 8.5519 | See source workbook for details. Includes PSE NEI data where applicable. | NWPPC 2021 Plan measure workbook Res-ClothesWasher-2021P_v2, for the measure Top Load_ENERGY STAR but not CEE+Gas DHW_Electric Dryer | System | System
Kittitas County | Single Family - Highly Impacted | Water Heat LE 55 Gal | Existing | Top Load_ENERGY STAR but not CEE+Gas DHW_Electric Dryer | Washer Savings | 0 | 2024 | 2050 | 0.66799 | per Home | 0 | 0 | 14 | NWPPC 2021 Plan measure workbook Res-ClothesWasher-2021P_v2, for the measure Top Load_ENERGY STAR but not CEE+Gas DHW_Electric Dryer | 0.46763 | 0.2958% | NWPPC 2021 Plan measure workbook Res-ClothesWasher-2021P_v2, for the measure Top Load_ENERGY STAR but not CEE+Gas DHW_Electric Dryer | 17.5832 | NWPPC 2021 Plan measure workbook Res-ClothesWasher-2021P_v2, for the measure Top Load_ENERGY STAR but not CEE+Gas DHW_Electric Dryer | 0 | Incremental | 0 | 0 | 0 | 0.0073331 | 0 | 0 | 0 | See 'Measure Equipment Cost Source' | NWPPC 2021 Plan measure workbook Res-ClothesWasher-2021P_v2, for the measure Top Load_ENERGY STAR but not CEE+Gas DHW_Electric Dryer |  | 100% | 99% | 18.14% | 1 | 0 | 6.1517 | See source workbook for details. Includes PSE NEI data where applicable. | NWPPC 2021 Plan measure workbook Res-ClothesWasher-2021P_v2, for the measure Top Load_ENERGY STAR but not CEE+Gas DHW_Electric Dryer | System | System
Kittitas County | Single Family - Highly Impacted | Water Heat LE 55 Gal | New | Top Load_ENERGY STAR but not CEE+Gas DHW_Electric Dryer | Washer Savings | 0 | 2024 | 2050 | 0.66799 | per Home | 0 | 0 | 14 | NWPPC 2021 Plan measure workbook Res-ClothesWasher-2021P_v2, for the measure Top Load_ENERGY STAR but not CEE+Gas DHW_Electric Dryer | 0.45081 | 0.2958% | NWPPC 2021 Plan measure workbook Res-ClothesWasher-2021P_v2, for the measure Top Load_ENERGY STAR but not CEE+Gas DHW_Electric Dryer | 17.5832 | NWPPC 2021 Plan measure workbook Res-ClothesWasher-2021P_v2, for the measure Top Load_ENERGY STAR but not CEE+Gas DHW_Electric Dryer | 0 | Incremental | 0 | 0 | 0 | 0.0073331 | 0 | 0 | 0 | See 'Measure Equipment Cost Source' | NWPPC 2021 Plan measure workbook Res-ClothesWasher-2021P_v2, for the measure Top Load_ENERGY STAR but not CEE+Gas DHW_Electric Dryer |  | 100% | 99% | 18.14% | 1 | 0 | 6.1517 | See source workbook for details. Includes PSE NEI data where applicable. | NWPPC 2021 Plan measure workbook Res-ClothesWasher-2021P_v2, for the measure Top Load_ENERGY STAR but not CEE+Gas DHW_Electric Dryer | System | System
Kittitas County | Multifamily | Water Heat LE 55 Gal | Existing | Top Load_ENERGY STAR but not CEE+Gas DHW_Electric Dryer | Washer Savings | 0 | 2024 | 2050 | 0.6367 | per Home | 0 | 0 | 14 | NWPPC 2021 Plan measure workbook Res-ClothesWasher-2021P_v2, for the measure Top Load_ENERGY STAR but not CEE+Gas DHW_Electric Dryer | 0.44573 | 0.3468% | NWPPC 2021 Plan measure workbook Res-ClothesWasher-2021P_v2, for the measure Top Load_ENERGY STAR but not CEE+Gas DHW_Electric Dryer | 16.7598 | NWPPC 2021 Plan measure workbook Res-ClothesWasher-2021P_v2, for the measure Top Load_ENERGY STAR but not CEE+Gas DHW_Electric Dryer | 0 | Incremental | 0 | 0 | 0 | 0.0069897 | 0 | 0 | 0 | See 'Measure Equipment Cost Source' | NWPPC 2021 Plan measure workbook Res-ClothesWasher-2021P_v2, for the measure Top Load_ENERGY STAR but not CEE+Gas DHW_Electric Dryer |  | 100% | 99% | 5.408% | 1 | 0 | 5.8636 | See source workbook for details. Includes PSE NEI data where applicable. | NWPPC 2021 Plan measure workbook Res-ClothesWasher-2021P_v2, for the measure Top Load_ENERGY STAR but not CEE+Gas DHW_Electric Dryer | System | System
Kittitas County | Multifamily | Water Heat LE 55 Gal | New | Top Load_ENERGY STAR but not CEE+Gas DHW_Electric Dryer | Washer Savings | 0 | 2024 | 2050 | 0.6367 | per Home | 0 | 0 | 14 | NWPPC 2021 Plan measure workbook Res-ClothesWasher-2021P_v2, for the measure Top Load_ENERGY STAR but not CEE+Gas DHW_Electric Dryer | 0.4297 | 0.3468% | NWPPC 2021 Plan measure workbook Res-ClothesWasher-2021P_v2, for the measure Top Load_ENERGY STAR but not CEE+Gas DHW_Electric Dryer | 16.7598 | NWPPC 2021 Plan measure workbook Res-ClothesWasher-2021P_v2, for the measure Top Load_ENERGY STAR but not CEE+Gas DHW_Electric Dryer | 0 | Incremental | 0 | 0 | 0 | 0.0069897 | 0 | 0 | 0 | See 'Measure Equipment Cost Source' | NWPPC 2021 Plan measure workbook Res-ClothesWasher-2021P_v2, for the measure Top Load_ENERGY STAR but not CEE+Gas DHW_Electric Dryer |  | 100% | 99% | 5.408% | 1 | 0 | 5.8636 | See source workbook for details. Includes PSE NEI data where applicable. | NWPPC 2021 Plan measure workbook Res-ClothesWasher-2021P_v2, for the measure Top Load_ENERGY STAR but not CEE+Gas DHW_Electric Dryer | System | System
Kittitas County | Multifamily - Highly Impacted | Water Heat LE 55 Gal | Existing | Top Load_ENERGY STAR but not CEE+Gas DHW_Electric Dryer | Washer Savings | 0 | 2024 | 2050 | 0.5404 | per Home | 0 | 0 | 14 | NWPPC 2021 Plan measure workbook Res-ClothesWasher-2021P_v2, for the measure Top Load_ENERGY STAR but not CEE+Gas DHW_Electric Dryer | 0.37831 | 0.2615% | NWPPC 2021 Plan measure workbook Res-ClothesWasher-2021P_v2, for the measure Top Load_ENERGY STAR but not CEE+Gas DHW_Electric Dryer | 14.2249 | NWPPC 2021 Plan measure workbook Res-ClothesWasher-2021P_v2, for the measure Top Load_ENERGY STAR but not CEE+Gas DHW_Electric Dryer | 0 | Incremental | 0 | 0 | 0 | 0.0059325 | 0 | 0 | 0 | See 'Measure Equipment Cost Source' | NWPPC 2021 Plan measure workbook Res-ClothesWasher-2021P_v2, for the measure Top Load_ENERGY STAR but not CEE+Gas DHW_Electric Dryer |  | 100% | 99% | 4.076% | 1 | 0 | 4.9767 | See source workbook for details. Includes PSE NEI data where applicable. | NWPPC 2021 Plan measure workbook Res-ClothesWasher-2021P_v2, for the measure Top Load_ENERGY STAR but not CEE+Gas DHW_Electric Dryer | System | System
Kittitas County | Multifamily - Highly Impacted | Water Heat LE 55 Gal | New | Top Load_ENERGY STAR but not CEE+Gas DHW_Electric Dryer | Washer Savings | 0 | 2024 | 2050 | 0.5404 | per Home | 0 | 0 | 14 | NWPPC 2021 Plan measure workbook Res-ClothesWasher-2021P_v2, for the measure Top Load_ENERGY STAR but not CEE+Gas DHW_Electric Dryer | 0.36471 | 0.2615% | NWPPC 2021 Plan measure workbook Res-ClothesWasher-2021P_v2, for the measure Top Load_ENERGY STAR but not CEE+Gas DHW_Electric Dryer | 14.2249 | NWPPC 2021 Plan measure workbook Res-ClothesWasher-2021P_v2, for the measure Top Load_ENERGY STAR but not CEE+Gas DHW_Electric Dryer | 0 | Incremental | 0 | 0 | 0 | 0.0059325 | 0 | 0 | 0 | See 'Measure Equipment Cost Source' | NWPPC 2021 Plan measure workbook Res-ClothesWasher-2021P_v2, for the measure Top Load_ENERGY STAR but not CEE+Gas DHW_Electric Dryer |  | 100% | 99% | 4.076% | 1 | 0 | 4.9767 | See source workbook for details. Includes PSE NEI data where applicable. | NWPPC 2021 Plan measure workbook Res-ClothesWasher-2021P_v2, for the measure Top Load_ENERGY STAR but not CEE+Gas DHW_Electric Dryer | System | System
Kittitas County | Manufactured | Water Heat LE 55 Gal | Existing | Top Load_ENERGY STAR but not CEE+Gas DHW_Electric Dryer | Washer Savings | 0 | 2024 | 2050 | 0.87443 | per Home | 0 | 0 | 14 | NWPPC 2021 Plan measure workbook Res-ClothesWasher-2021P_v2, for the measure Top Load_ENERGY STAR but not CEE+Gas DHW_Electric Dryer | 0.61215 | 0.3817% | NWPPC 2021 Plan measure workbook Res-ClothesWasher-2021P_v2, for the measure Top Load_ENERGY STAR but not CEE+Gas DHW_Electric Dryer | 23.0175 | NWPPC 2021 Plan measure workbook Res-ClothesWasher-2021P_v2, for the measure Top Load_ENERGY STAR but not CEE+Gas DHW_Electric Dryer | 0 | Incremental | 0 | 0 | 0 | 0.0095994 | 0 | 0 | 0 | See 'Measure Equipment Cost Source' | NWPPC 2021 Plan measure workbook Res-ClothesWasher-2021P_v2, for the measure Top Load_ENERGY STAR but not CEE+Gas DHW_Electric Dryer |  | 100% | 99% | 6.608% | 1 | 0 | 8.0529 | See source workbook for details. Includes PSE NEI data where applicable. | NWPPC 2021 Plan measure workbook Res-ClothesWasher-2021P_v2, for the measure Top Load_ENERGY STAR but not CEE+Gas DHW_Electric Dryer | System | System
Kittitas County | Manufactured | Water Heat LE 55 Gal | New | Top Load_ENERGY STAR but not CEE+Gas DHW_Electric Dryer | Washer Savings | 0 | 2024 | 2050 | 0.87443 | per Home | 0 | 0 | 14 | NWPPC 2021 Plan measure workbook Res-ClothesWasher-2021P_v2, for the measure Top Load_ENERGY STAR but not CEE+Gas DHW_Electric Dryer | 0.59014 | 0.3817% | NWPPC 2021 Plan measure workbook Res-ClothesWasher-2021P_v2, for the measure Top Load_ENERGY STAR but not CEE+Gas DHW_Electric Dryer | 23.0175 | NWPPC 2021 Plan measure workbook Res-ClothesWasher-2021P_v2, for the measure Top Load_ENERGY STAR but not CEE+Gas DHW_Electric Dryer | 0 | Incremental | 0 | 0 | 0 | 0.0095994 | 0 | 0 | 0 | See 'Measure Equipment Cost Source' | NWPPC 2021 Plan measure workbook Res-ClothesWasher-2021P_v2, for the measure Top Load_ENERGY STAR but not CEE+Gas DHW_Electric Dryer |  | 100% | 99% | 6.608% | 1 | 0 | 8.0529 | See source workbook for details. Includes PSE NEI data where applicable. | NWPPC 2021 Plan measure workbook Res-ClothesWasher-2021P_v2, for the measure Top Load_ENERGY STAR but not CEE+Gas DHW_Electric Dryer | System | System
Kittitas County | Manufactured - Highly Impacted | Water Heat LE 55 Gal | Existing | Top Load_ENERGY STAR but not CEE+Gas DHW_Electric Dryer | Washer Savings | 0 | 2024 | 2050 | 0.67793 | per Home | 0 | 0 | 14 | NWPPC 2021 Plan measure workbook Res-ClothesWasher-2021P_v2, for the measure Top Load_ENERGY STAR but not CEE+Gas DHW_Electric Dryer | 0.47459 | 0.347% | NWPPC 2021 Plan measure workbook Res-ClothesWasher-2021P_v2, for the measure Top Load_ENERGY STAR but not CEE+Gas DHW_Electric Dryer | 17.8451 | NWPPC 2021 Plan measure workbook Res-ClothesWasher-2021P_v2, for the measure Top Load_ENERGY STAR but not CEE+Gas DHW_Electric Dryer | 0 | Incremental | 0 | 0 | 0 | 0.0074423 | 0 | 0 | 0 | See 'Measure Equipment Cost Source' | NWPPC 2021 Plan measure workbook Res-ClothesWasher-2021P_v2, for the measure Top Load_ENERGY STAR but not CEE+Gas DHW_Electric Dryer |  | 100% | 99% | 2.595% | 1 | 0 | 6.2433 | See source workbook for details. Includes PSE NEI data where applicable. | NWPPC 2021 Plan measure workbook Res-ClothesWasher-2021P_v2, for the measure Top Load_ENERGY STAR but not CEE+Gas DHW_Electric Dryer | System | System
Kittitas County | Manufactured - Highly Impacted | Water Heat LE 55 Gal | New | Top Load_ENERGY STAR but not CEE+Gas DHW_Electric Dryer | Washer Savings | 0 | 2024 | 2050 | 0.67793 | per Home | 0 | 0 | 14 | NWPPC 2021 Plan measure workbook Res-ClothesWasher-2021P_v2, for the measure Top Load_ENERGY STAR but not CEE+Gas DHW_Electric Dryer | 0.45753 | 0.347% | NWPPC 2021 Plan measure workbook Res-ClothesWasher-2021P_v2, for the measure Top Load_ENERGY STAR but not CEE+Gas DHW_Electric Dryer | 17.8451 | NWPPC 2021 Plan measure workbook Res-ClothesWasher-2021P_v2, for the measure Top Load_ENERGY STAR but not CEE+Gas DHW_Electric Dryer | 0 | Incremental | 0 | 0 | 0 | 0.0074423 | 0 | 0 | 0 | See 'Measure Equipment Cost Source' | NWPPC 2021 Plan measure workbook Res-ClothesWasher-2021P_v2, for the measure Top Load_ENERGY STAR but not CEE+Gas DHW_Electric Dryer |  | 100% | 99% | 2.595% | 1 | 0 | 6.2433 | See source workbook for details. Includes PSE NEI data where applicable. | NWPPC 2021 Plan measure workbook Res-ClothesWasher-2021P_v2, for the measure Top Load_ENERGY STAR but not CEE+Gas DHW_Electric Dryer | System | System
Kittitas County | Single Family | Water Heat GT 55 Gal | Existing | Top Load_ENERGY STAR but not CEE+Gas DHW_Electric Dryer | Washer Savings | 0 | 2024 | 2050 | 0.92861 | per Home | 0 | 0 | 14 | NWPPC 2021 Plan measure workbook Res-ClothesWasher-2021P_v2, for the measure Top Load_ENERGY STAR but not CEE+Gas DHW_Electric Dryer | 0.552 | 0.3593% | NWPPC 2021 Plan measure workbook Res-ClothesWasher-2021P_v2, for the measure Top Load_ENERGY STAR but not CEE+Gas DHW_Electric Dryer | 24.4437 | NWPPC 2021 Plan measure workbook Res-ClothesWasher-2021P_v2, for the measure Top Load_ENERGY STAR but not CEE+Gas DHW_Electric Dryer | 0 | Incremental | 0 | 0 | 0 | 0.010194 | 0 | 0 | 0 | See 'Measure Equipment Cost Source' | NWPPC 2021 Plan measure workbook Res-ClothesWasher-2021P_v2, for the measure Top Load_ENERGY STAR but not CEE+Gas DHW_Electric Dryer |  | 100% | 99% | 23.65% | 1 | 0 | 8.5519 | See source workbook for details. Includes PSE NEI data where applicable. | NWPPC 2021 Plan measure workbook Res-ClothesWasher-2021P_v2, for the measure Top Load_ENERGY STAR but not CEE+Gas DHW_Electric Dryer | System | System
Kittitas County | Single Family | Water Heat GT 55 Gal | New | Top Load_ENERGY STAR but not CEE+Gas DHW_Electric Dryer | Washer Savings | 0 | 2024 | 2050 | 0.92861 | per Home | 0 | 0 | 14 | NWPPC 2021 Plan measure workbook Res-ClothesWasher-2021P_v2, for the measure Top Load_ENERGY STAR but not CEE+Gas DHW_Electric Dryer | 0.552 | 0.3593% | NWPPC 2021 Plan measure workbook Res-ClothesWasher-2021P_v2, for the measure Top Load_ENERGY STAR but not CEE+Gas DHW_Electric Dryer | 24.4437 | NWPPC 2021 Plan measure workbook Res-ClothesWasher-2021P_v2, for the measure Top Load_ENERGY STAR but not CEE+Gas DHW_Electric Dryer | 0 | Incremental | 0 | 0 | 0 | 0.010194 | 0 | 0 | 0 | See 'Measure Equipment Cost Source' | NWPPC 2021 Plan measure workbook Res-ClothesWasher-2021P_v2, for the measure Top Load_ENERGY STAR but not CEE+Gas DHW_Electric Dryer |  | 100% | 99% | 23.65% | 1 | 0 | 8.5519 | See source workbook for details. Includes PSE NEI data where applicable. | NWPPC 2021 Plan measure workbook Res-ClothesWasher-2021P_v2, for the measure Top Load_ENERGY STAR but not CEE+Gas DHW_Electric Dryer | System | System
Kittitas County | Single Family - Highly Impacted | Water Heat GT 55 Gal | Existing | Top Load_ENERGY STAR but not CEE+Gas DHW_Electric Dryer | Washer Savings | 0 | 2024 | 2050 | 0.66799 | per Home | 0 | 0 | 14 | NWPPC 2021 Plan measure workbook Res-ClothesWasher-2021P_v2, for the measure Top Load_ENERGY STAR but not CEE+Gas DHW_Electric Dryer | 0.39708 | 0.2958% | NWPPC 2021 Plan measure workbook Res-ClothesWasher-2021P_v2, for the measure Top Load_ENERGY STAR but not CEE+Gas DHW_Electric Dryer | 17.5832 | NWPPC 2021 Plan measure workbook Res-ClothesWasher-2021P_v2, for the measure Top Load_ENERGY STAR but not CEE+Gas DHW_Electric Dryer | 0 | Incremental | 0 | 0 | 0 | 0.0073331 | 0 | 0 | 0 | See 'Measure Equipment Cost Source' | NWPPC 2021 Plan measure workbook Res-ClothesWasher-2021P_v2, for the measure Top Load_ENERGY STAR but not CEE+Gas DHW_Electric Dryer |  | 100% | 99% | 18.14% | 1 | 0 | 6.1517 | See source workbook for details. Includes PSE NEI data where applicable. | NWPPC 2021 Plan measure workbook Res-ClothesWasher-2021P_v2, for the measure Top Load_ENERGY STAR but not CEE+Gas DHW_Electric Dryer | System | System
Kittitas County | Single Family - Highly Impacted | Water Heat GT 55 Gal | New | Top Load_ENERGY STAR but not CEE+Gas DHW_Electric Dryer | Washer Savings | 0 | 2024 | 2050 | 0.66799 | per Home | 0 | 0 | 14 | NWPPC 2021 Plan measure workbook Res-ClothesWasher-2021P_v2, for the measure Top Load_ENERGY STAR but not CEE+Gas DHW_Electric Dryer | 0.39708 | 0.2958% | NWPPC 2021 Plan measure workbook Res-ClothesWasher-2021P_v2, for the measure Top Load_ENERGY STAR but not CEE+Gas DHW_Electric Dryer | 17.5832 | NWPPC 2021 Plan measure workbook Res-ClothesWasher-2021P_v2, for the measure Top Load_ENERGY STAR but not CEE+Gas DHW_Electric Dryer | 0 | Incremental | 0 | 0 | 0 | 0.0073331 | 0 | 0 | 0 | See 'Measure Equipment Cost Source' | NWPPC 2021 Plan measure workbook Res-ClothesWasher-2021P_v2, for the measure Top Load_ENERGY STAR but not CEE+Gas DHW_Electric Dryer |  | 100% | 99% | 18.14% | 1 | 0 | 6.1517 | See source workbook for details. Includes PSE NEI data where applicable. | NWPPC 2021 Plan measure workbook Res-ClothesWasher-2021P_v2, for the measure Top Load_ENERGY STAR but not CEE+Gas DHW_Electric Dryer | System | System
Kittitas County | Multifamily | Water Heat GT 55 Gal | Existing | Top Load_ENERGY STAR but not CEE+Gas DHW_Electric Dryer | Washer Savings | 0 | 2024 | 2050 | 0.6367 | per Home | 0 | 0 | 14 | NWPPC 2021 Plan measure workbook Res-ClothesWasher-2021P_v2, for the measure Top Load_ENERGY STAR but not CEE+Gas DHW_Electric Dryer | 0.37848 | 0.3468% | NWPPC 2021 Plan measure workbook Res-ClothesWasher-2021P_v2, for the measure Top Load_ENERGY STAR but not CEE+Gas DHW_Electric Dryer | 16.7598 | NWPPC 2021 Plan measure workbook Res-ClothesWasher-2021P_v2, for the measure Top Load_ENERGY STAR but not CEE+Gas DHW_Electric Dryer | 0 | Incremental | 0 | 0 | 0 | 0.0069897 | 0 | 0 | 0 | See 'Measure Equipment Cost Source' | NWPPC 2021 Plan measure workbook Res-ClothesWasher-2021P_v2, for the measure Top Load_ENERGY STAR but not CEE+Gas DHW_Electric Dryer |  | 100% | 99% | 5.408% | 1 | 0 | 5.8636 | See source workbook for details. Includes PSE NEI data where applicable. | NWPPC 2021 Plan measure workbook Res-ClothesWasher-2021P_v2, for the measure Top Load_ENERGY STAR but not CEE+Gas DHW_Electric Dryer | System | System
Kittitas County | Multifamily | Water Heat GT 55 Gal | New | Top Load_ENERGY STAR but not CEE+Gas DHW_Electric Dryer | Washer Savings | 0 | 2024 | 2050 | 0.6367 | per Home | 0 | 0 | 14 | NWPPC 2021 Plan measure workbook Res-ClothesWasher-2021P_v2, for the measure Top Load_ENERGY STAR but not CEE+Gas DHW_Electric Dryer | 0.37848 | 0.3468% | NWPPC 2021 Plan measure workbook Res-ClothesWasher-2021P_v2, for the measure Top Load_ENERGY STAR but not CEE+Gas DHW_Electric Dryer | 16.7598 | NWPPC 2021 Plan measure workbook Res-ClothesWasher-2021P_v2, for the measure Top Load_ENERGY STAR but not CEE+Gas DHW_Electric Dryer | 0 | Incremental | 0 | 0 | 0 | 0.0069897 | 0 | 0 | 0 | See 'Measure Equipment Cost Source' | NWPPC 2021 Plan measure workbook Res-ClothesWasher-2021P_v2, for the measure Top Load_ENERGY STAR but not CEE+Gas DHW_Electric Dryer |  | 100% | 99% | 5.408% | 1 | 0 | 5.8636 | See source workbook for details. Includes PSE NEI data where applicable. | NWPPC 2021 Plan measure workbook Res-ClothesWasher-2021P_v2, for the measure Top Load_ENERGY STAR but not CEE+Gas DHW_Electric Dryer | System | System
Kittitas County | Multifamily - Highly Impacted | Water Heat GT 55 Gal | Existing | Top Load_ENERGY STAR but not CEE+Gas DHW_Electric Dryer | Washer Savings | 0 | 2024 | 2050 | 0.5404 | per Home | 0 | 0 | 14 | NWPPC 2021 Plan measure workbook Res-ClothesWasher-2021P_v2, for the measure Top Load_ENERGY STAR but not CEE+Gas DHW_Electric Dryer | 0.32124 | 0.2615% | NWPPC 2021 Plan measure workbook Res-ClothesWasher-2021P_v2, for the measure Top Load_ENERGY STAR but not CEE+Gas DHW_Electric Dryer | 14.2249 | NWPPC 2021 Plan measure workbook Res-ClothesWasher-2021P_v2, for the measure Top Load_ENERGY STAR but not CEE+Gas DHW_Electric Dryer | 0 | Incremental | 0 | 0 | 0 | 0.0059325 | 0 | 0 | 0 | See 'Measure Equipment Cost Source' | NWPPC 2021 Plan measure workbook Res-ClothesWasher-2021P_v2, for the measure Top Load_ENERGY STAR but not CEE+Gas DHW_Electric Dryer |  | 100% | 99% | 4.076% | 1 | 0 | 4.9767 | See source workbook for details. Includes PSE NEI data where applicable. | NWPPC 2021 Plan measure workbook Res-ClothesWasher-2021P_v2, for the measure Top Load_ENERGY STAR but not CEE+Gas DHW_Electric Dryer | System | System
Kittitas County | Multifamily - Highly Impacted | Water Heat GT 55 Gal | New | Top Load_ENERGY STAR but not CEE+Gas DHW_Electric Dryer | Washer Savings | 0 | 2024 | 2050 | 0.5404 | per Home | 0 | 0 | 14 | NWPPC 2021 Plan measure workbook Res-ClothesWasher-2021P_v2, for the measure Top Load_ENERGY STAR but not CEE+Gas DHW_Electric Dryer | 0.32124 | 0.2615% | NWPPC 2021 Plan measure workbook Res-ClothesWasher-2021P_v2, for the measure Top Load_ENERGY STAR but not CEE+Gas DHW_Electric Dryer | 14.2249 | NWPPC 2021 Plan measure workbook Res-ClothesWasher-2021P_v2, for the measure Top Load_ENERGY STAR but not CEE+Gas DHW_Electric Dryer | 0 | Incremental | 0 | 0 | 0 | 0.0059325 | 0 | 0 | 0 | See 'Measure Equipment Cost Source' | NWPPC 2021 Plan measure workbook Res-ClothesWasher-2021P_v2, for the measure Top Load_ENERGY STAR but not CEE+Gas DHW_Electric Dryer |  | 100% | 99% | 4.076% | 1 | 0 | 4.9767 | See source workbook for details. Includes PSE NEI data where applicable. | NWPPC 2021 Plan measure workbook Res-ClothesWasher-2021P_v2, for the measure Top Load_ENERGY STAR but not CEE+Gas DHW_Electric Dryer | System | System
Kittitas County | Manufactured | Water Heat GT 55 Gal | Existing | Top Load_ENERGY STAR but not CEE+Gas DHW_Electric Dryer | Washer Savings | 0 | 2024 | 2050 | 0.87443 | per Home | 0 | 0 | 14 | NWPPC 2021 Plan measure workbook Res-ClothesWasher-2021P_v2, for the measure Top Load_ENERGY STAR but not CEE+Gas DHW_Electric Dryer | 0.5198 | 0.3817% | NWPPC 2021 Plan measure workbook Res-ClothesWasher-2021P_v2, for the measure Top Load_ENERGY STAR but not CEE+Gas DHW_Electric Dryer | 23.0175 | NWPPC 2021 Plan measure workbook Res-ClothesWasher-2021P_v2, for the measure Top Load_ENERGY STAR but not CEE+Gas DHW_Electric Dryer | 0 | Incremental | 0 | 0 | 0 | 0.0095994 | 0 | 0 | 0 | See 'Measure Equipment Cost Source' | NWPPC 2021 Plan measure workbook Res-ClothesWasher-2021P_v2, for the measure Top Load_ENERGY STAR but not CEE+Gas DHW_Electric Dryer |  | 100% | 99% | 6.608% | 1 | 0 | 8.0529 | See source workbook for details. Includes PSE NEI data where applicable. | NWPPC 2021 Plan measure workbook Res-ClothesWasher-2021P_v2, for the measure Top Load_ENERGY STAR but not CEE+Gas DHW_Electric Dryer | System | System
Kittitas County | Manufactured | Water Heat GT 55 Gal | New | Top Load_ENERGY STAR but not CEE+Gas DHW_Electric Dryer | Washer Savings | 0 | 2024 | 2050 | 0.87443 | per Home | 0 | 0 | 14 | NWPPC 2021 Plan measure workbook Res-ClothesWasher-2021P_v2, for the measure Top Load_ENERGY STAR but not CEE+Gas DHW_Electric Dryer | 0.5198 | 0.3817% | NWPPC 2021 Plan measure workbook Res-ClothesWasher-2021P_v2, for the measure Top Load_ENERGY STAR but not CEE+Gas DHW_Electric Dryer | 23.0175 | NWPPC 2021 Plan measure workbook Res-ClothesWasher-2021P_v2, for the measure Top Load_ENERGY STAR but not CEE+Gas DHW_Electric Dryer | 0 | Incremental | 0 | 0 | 0 | 0.0095994 | 0 | 0 | 0 | See 'Measure Equipment Cost Source' | NWPPC 2021 Plan measure workbook Res-ClothesWasher-2021P_v2, for the measure Top Load_ENERGY STAR but not CEE+Gas DHW_Electric Dryer |  | 100% | 99% | 6.608% | 1 | 0 | 8.0529 | See source workbook for details. Includes PSE NEI data where applicable. | NWPPC 2021 Plan measure workbook Res-ClothesWasher-2021P_v2, for the measure Top Load_ENERGY STAR but not CEE+Gas DHW_Electric Dryer | System | System
Kittitas County | Manufactured - Highly Impacted | Water Heat GT 55 Gal | Existing | Top Load_ENERGY STAR but not CEE+Gas DHW_Electric Dryer | Washer Savings | 0 | 2024 | 2050 | 0.67793 | per Home | 0 | 0 | 14 | NWPPC 2021 Plan measure workbook Res-ClothesWasher-2021P_v2, for the measure Top Load_ENERGY STAR but not CEE+Gas DHW_Electric Dryer | 0.40299 | 0.347% | NWPPC 2021 Plan measure workbook Res-ClothesWasher-2021P_v2, for the measure Top Load_ENERGY STAR but not CEE+Gas DHW_Electric Dryer | 17.8451 | NWPPC 2021 Plan measure workbook Res-ClothesWasher-2021P_v2, for the measure Top Load_ENERGY STAR but not CEE+Gas DHW_Electric Dryer | 0 | Incremental | 0 | 0 | 0 | 0.0074423 | 0 | 0 | 0 | See 'Measure Equipment Cost Source' | NWPPC 2021 Plan measure workbook Res-ClothesWasher-2021P_v2, for the measure Top Load_ENERGY STAR but not CEE+Gas DHW_Electric Dryer |  | 100% | 99% | 2.595% | 1 | 0 | 6.2433 | See source workbook for details. Includes PSE NEI data where applicable. | NWPPC 2021 Plan measure workbook Res-ClothesWasher-2021P_v2, for the measure Top Load_ENERGY STAR but not CEE+Gas DHW_Electric Dryer | System | System
Kittitas County | Manufactured - Highly Impacted | Water Heat GT 55 Gal | New | Top Load_ENERGY STAR but not CEE+Gas DHW_Electric Dryer | Washer Savings | 0 | 2024 | 2050 | 0.67793 | per Home | 0 | 0 | 14 | NWPPC 2021 Plan measure workbook Res-ClothesWasher-2021P_v2, for the measure Top Load_ENERGY STAR but not CEE+Gas DHW_Electric Dryer | 0.40299 | 0.347% | NWPPC 2021 Plan measure workbook Res-ClothesWasher-2021P_v2, for the measure Top Load_ENERGY STAR but not CEE+Gas DHW_Electric Dryer | 17.8451 | NWPPC 2021 Plan measure workbook Res-ClothesWasher-2021P_v2, for the measure Top Load_ENERGY STAR but not CEE+Gas DHW_Electric Dryer | 0 | Incremental | 0 | 0 | 0 | 0.0074423 | 0 | 0 | 0 | See 'Measure Equipment Cost Source' | NWPPC 2021 Plan measure workbook Res-ClothesWasher-2021P_v2, for the measure Top Load_ENERGY STAR but not CEE+Gas DHW_Electric Dryer |  | 100% | 99% | 2.595% | 1 | 0 | 6.2433 | See source workbook for details. Includes PSE NEI data where applicable. | NWPPC 2021 Plan measure workbook Res-ClothesWasher-2021P_v2, for the measure Top Load_ENERGY STAR but not CEE+Gas DHW_Electric Dryer | System | System
Kittitas County | Single Family | Water Heat LE 55 Gal | Existing | Top Load_ENERGY STAR but not CEE+Gas DHW_Gas Dryer | Washer Savings | 0 | 2024 | 2050 | 0.92861 | per Home | 0 | 0 | 14 | NWPPC 2021 Plan measure workbook Res-ClothesWasher-2021P_v2, for the measure Top Load_ENERGY STAR but not CEE+Gas DHW_Gas Dryer | 1.27 | 0.7019% | NWPPC 2021 Plan measure workbook Res-ClothesWasher-2021P_v2, for the measure Top Load_ENERGY STAR but not CEE+Gas DHW_Gas Dryer | 8.2329 | NWPPC 2021 Plan measure workbook Res-ClothesWasher-2021P_v2, for the measure Top Load_ENERGY STAR but not CEE+Gas DHW_Gas Dryer | 0 | Incremental | 0 | 0 | 0 | 0.010194 | 0 | 0 | 0 | See 'Measure Equipment Cost Source' | NWPPC 2021 Plan measure workbook Res-ClothesWasher-2021P_v2, for the measure Top Load_ENERGY STAR but not CEE+Gas DHW_Gas Dryer |  | 100% | 99% | 3.773% | 1 | 0 | 8.5519 | See source workbook for details. Includes PSE NEI data where applicable. | NWPPC 2021 Plan measure workbook Res-ClothesWasher-2021P_v2, for the measure Top Load_ENERGY STAR but not CEE+Gas DHW_Gas Dryer | System | System
Kittitas County | Single Family | Water Heat LE 55 Gal | New | Top Load_ENERGY STAR but not CEE+Gas DHW_Gas Dryer | Washer Savings | 0 | 2024 | 2050 | 0.92861 | per Home | 0 | 0 | 14 | NWPPC 2021 Plan measure workbook Res-ClothesWasher-2021P_v2, for the measure Top Load_ENERGY STAR but not CEE+Gas DHW_Gas Dryer | 1.2243 | 0.7019% | NWPPC 2021 Plan measure workbook Res-ClothesWasher-2021P_v2, for the measure Top Load_ENERGY STAR but not CEE+Gas DHW_Gas Dryer | 8.2329 | NWPPC 2021 Plan measure workbook Res-ClothesWasher-2021P_v2, for the measure Top Load_ENERGY STAR but not CEE+Gas DHW_Gas Dryer | 0 | Incremental | 0 | 0 | 0 | 0.010194 | 0 | 0 | 0 | See 'Measure Equipment Cost Source' | NWPPC 2021 Plan measure workbook Res-ClothesWasher-2021P_v2, for the measure Top Load_ENERGY STAR but not CEE+Gas DHW_Gas Dryer |  | 100% | 99% | 3.773% | 1 | 0 | 8.5519 | See source workbook for details. Includes PSE NEI data where applicable. | NWPPC 2021 Plan measure workbook Res-ClothesWasher-2021P_v2, for the measure Top Load_ENERGY STAR but not CEE+Gas DHW_Gas Dryer | System | System
Kittitas County | Single Family - Highly Impacted | Water Heat LE 55 Gal | Existing | Top Load_ENERGY STAR but not CEE+Gas DHW_Gas Dryer | Washer Savings | 0 | 2024 | 2050 | 0.66799 | per Home | 0 | 0 | 14 | NWPPC 2021 Plan measure workbook Res-ClothesWasher-2021P_v2, for the measure Top Load_ENERGY STAR but not CEE+Gas DHW_Gas Dryer | 0.91356 | 0.5779% | NWPPC 2021 Plan measure workbook Res-ClothesWasher-2021P_v2, for the measure Top Load_ENERGY STAR but not CEE+Gas DHW_Gas Dryer | 5.9222 | NWPPC 2021 Plan measure workbook Res-ClothesWasher-2021P_v2, for the measure Top Load_ENERGY STAR but not CEE+Gas DHW_Gas Dryer | 0 | Incremental | 0 | 0 | 0 | 0.0073331 | 0 | 0 | 0 | See 'Measure Equipment Cost Source' | NWPPC 2021 Plan measure workbook Res-ClothesWasher-2021P_v2, for the measure Top Load_ENERGY STAR but not CEE+Gas DHW_Gas Dryer |  | 100% | 99% | 2.329% | 1 | 0 | 6.1517 | See source workbook for details. Includes PSE NEI data where applicable. | NWPPC 2021 Plan measure workbook Res-ClothesWasher-2021P_v2, for the measure Top Load_ENERGY STAR but not CEE+Gas DHW_Gas Dryer | System | System
Kittitas County | Single Family - Highly Impacted | Water Heat LE 55 Gal | New | Top Load_ENERGY STAR but not CEE+Gas DHW_Gas Dryer | Washer Savings | 0 | 2024 | 2050 | 0.66799 | per Home | 0 | 0 | 14 | NWPPC 2021 Plan measure workbook Res-ClothesWasher-2021P_v2, for the measure Top Load_ENERGY STAR but not CEE+Gas DHW_Gas Dryer | 0.88072 | 0.5779% | NWPPC 2021 Plan measure workbook Res-ClothesWasher-2021P_v2, for the measure Top Load_ENERGY STAR but not CEE+Gas DHW_Gas Dryer | 5.9222 | NWPPC 2021 Plan measure workbook Res-ClothesWasher-2021P_v2, for the measure Top Load_ENERGY STAR but not CEE+Gas DHW_Gas Dryer | 0 | Incremental | 0 | 0 | 0 | 0.0073331 | 0 | 0 | 0 | See 'Measure Equipment Cost Source' | NWPPC 2021 Plan measure workbook Res-ClothesWasher-2021P_v2, for the measure Top Load_ENERGY STAR but not CEE+Gas DHW_Gas Dryer |  | 100% | 99% | 2.329% | 1 | 0 | 6.1517 | See source workbook for details. Includes PSE NEI data where applicable. | NWPPC 2021 Plan measure workbook Res-ClothesWasher-2021P_v2, for the measure Top Load_ENERGY STAR but not CEE+Gas DHW_Gas Dryer | System | System
Kittitas County | Multifamily | Water Heat LE 55 Gal | Existing | Top Load_ENERGY STAR but not CEE+Gas DHW_Gas Dryer | Washer Savings | 0 | 2024 | 2050 | 0.6367 | per Home | 0 | 0 | 14 | NWPPC 2021 Plan measure workbook Res-ClothesWasher-2021P_v2, for the measure Top Load_ENERGY STAR but not CEE+Gas DHW_Gas Dryer | 0.87078 | 0.6776% | NWPPC 2021 Plan measure workbook Res-ClothesWasher-2021P_v2, for the measure Top Load_ENERGY STAR but not CEE+Gas DHW_Gas Dryer | 5.6449 | NWPPC 2021 Plan measure workbook Res-ClothesWasher-2021P_v2, for the measure Top Load_ENERGY STAR but not CEE+Gas DHW_Gas Dryer | 0 | Incremental | 0 | 0 | 0 | 0.0069897 | 0 | 0 | 0 | See 'Measure Equipment Cost Source' | NWPPC 2021 Plan measure workbook Res-ClothesWasher-2021P_v2, for the measure Top Load_ENERGY STAR but not CEE+Gas DHW_Gas Dryer |  | 100% | 99% | 0.1057% | 1 | 0 | 5.8636 | See source workbook for details. Includes PSE NEI data where applicable. | NWPPC 2021 Plan measure workbook Res-ClothesWasher-2021P_v2, for the measure Top Load_ENERGY STAR but not CEE+Gas DHW_Gas Dryer | System | System
Kittitas County | Multifamily | Water Heat LE 55 Gal | New | Top Load_ENERGY STAR but not CEE+Gas DHW_Gas Dryer | Washer Savings | 0 | 2024 | 2050 | 0.6367 | per Home | 0 | 0 | 14 | NWPPC 2021 Plan measure workbook Res-ClothesWasher-2021P_v2, for the measure Top Load_ENERGY STAR but not CEE+Gas DHW_Gas Dryer | 0.83947 | 0.6776% | NWPPC 2021 Plan measure workbook Res-ClothesWasher-2021P_v2, for the measure Top Load_ENERGY STAR but not CEE+Gas DHW_Gas Dryer | 5.6449 | NWPPC 2021 Plan measure workbook Res-ClothesWasher-2021P_v2, for the measure Top Load_ENERGY STAR but not CEE+Gas DHW_Gas Dryer | 0 | Incremental | 0 | 0 | 0 | 0.0069897 | 0 | 0 | 0 | See 'Measure Equipment Cost Source' | NWPPC 2021 Plan measure workbook Res-ClothesWasher-2021P_v2, for the measure Top Load_ENERGY STAR but not CEE+Gas DHW_Gas Dryer |  | 100% | 99% | 0.1057% | 1 | 0 | 5.8636 | See source workbook for details. Includes PSE NEI data where applicable. | NWPPC 2021 Plan measure workbook Res-ClothesWasher-2021P_v2, for the measure Top Load_ENERGY STAR but not CEE+Gas DHW_Gas Dryer | System | System
Kittitas County | Multifamily - Highly Impacted | Water Heat LE 55 Gal | Existing | Top Load_ENERGY STAR but not CEE+Gas DHW_Gas Dryer | Washer Savings | 0 | 2024 | 2050 | 0.5404 | per Home | 0 | 0 | 14 | NWPPC 2021 Plan measure workbook Res-ClothesWasher-2021P_v2, for the measure Top Load_ENERGY STAR but not CEE+Gas DHW_Gas Dryer | 0.73907 | 0.5109% | NWPPC 2021 Plan measure workbook Res-ClothesWasher-2021P_v2, for the measure Top Load_ENERGY STAR but not CEE+Gas DHW_Gas Dryer | 4.7911 | NWPPC 2021 Plan measure workbook Res-ClothesWasher-2021P_v2, for the measure Top Load_ENERGY STAR but not CEE+Gas DHW_Gas Dryer | 0 | Incremental | 0 | 0 | 0 | 0.0059325 | 0 | 0 | 0 | See 'Measure Equipment Cost Source' | NWPPC 2021 Plan measure workbook Res-ClothesWasher-2021P_v2, for the measure Top Load_ENERGY STAR but not CEE+Gas DHW_Gas Dryer |  | 100% | 99% | 0.05979% | 1 | 0 | 4.9767 | See source workbook for details. Includes PSE NEI data where applicable. | NWPPC 2021 Plan measure workbook Res-ClothesWasher-2021P_v2, for the measure Top Load_ENERGY STAR but not CEE+Gas DHW_Gas Dryer | System | System
Kittitas County | Multifamily - Highly Impacted | Water Heat LE 55 Gal | New | Top Load_ENERGY STAR but not CEE+Gas DHW_Gas Dryer | Washer Savings | 0 | 2024 | 2050 | 0.5404 | per Home | 0 | 0 | 14 | NWPPC 2021 Plan measure workbook Res-ClothesWasher-2021P_v2, for the measure Top Load_ENERGY STAR but not CEE+Gas DHW_Gas Dryer | 0.7125 | 0.5109% | NWPPC 2021 Plan measure workbook Res-ClothesWasher-2021P_v2, for the measure Top Load_ENERGY STAR but not CEE+Gas DHW_Gas Dryer | 4.7911 | NWPPC 2021 Plan measure workbook Res-ClothesWasher-2021P_v2, for the measure Top Load_ENERGY STAR but not CEE+Gas DHW_Gas Dryer | 0 | Incremental | 0 | 0 | 0 | 0.0059325 | 0 | 0 | 0 | See 'Measure Equipment Cost Source' | NWPPC 2021 Plan measure workbook Res-ClothesWasher-2021P_v2, for the measure Top Load_ENERGY STAR but not CEE+Gas DHW_Gas Dryer |  | 100% | 99% | 0.05979% | 1 | 0 | 4.9767 | See source workbook for details. Includes PSE NEI data where applicable. | NWPPC 2021 Plan measure workbook Res-ClothesWasher-2021P_v2, for the measure Top Load_ENERGY STAR but not CEE+Gas DHW_Gas Dryer | System | System
Kittitas County | Manufactured | Water Heat LE 55 Gal | Existing | Top Load_ENERGY STAR but not CEE+Gas DHW_Gas Dryer | Washer Savings | 0 | 2024 | 2050 | 0.87443 | per Home | 0 | 0 | 14 | NWPPC 2021 Plan measure workbook Res-ClothesWasher-2021P_v2, for the measure Top Load_ENERGY STAR but not CEE+Gas DHW_Gas Dryer | 1.1959 | 0.7456% | NWPPC 2021 Plan measure workbook Res-ClothesWasher-2021P_v2, for the measure Top Load_ENERGY STAR but not CEE+Gas DHW_Gas Dryer | 7.7526 | NWPPC 2021 Plan measure workbook Res-ClothesWasher-2021P_v2, for the measure Top Load_ENERGY STAR but not CEE+Gas DHW_Gas Dryer | 0 | Incremental | 0 | 0 | 0 | 0.0095994 | 0 | 0 | 0 | See 'Measure Equipment Cost Source' | NWPPC 2021 Plan measure workbook Res-ClothesWasher-2021P_v2, for the measure Top Load_ENERGY STAR but not CEE+Gas DHW_Gas Dryer |  | 100% | 99% | 0.5436% | 1 | 0 | 8.0529 | See source workbook for details. Includes PSE NEI data where applicable. | NWPPC 2021 Plan measure workbook Res-ClothesWasher-2021P_v2, for the measure Top Load_ENERGY STAR but not CEE+Gas DHW_Gas Dryer | System | System
Kittitas County | Manufactured | Water Heat LE 55 Gal | New | Top Load_ENERGY STAR but not CEE+Gas DHW_Gas Dryer | Washer Savings | 0 | 2024 | 2050 | 0.87443 | per Home | 0 | 0 | 14 | NWPPC 2021 Plan measure workbook Res-ClothesWasher-2021P_v2, for the measure Top Load_ENERGY STAR but not CEE+Gas DHW_Gas Dryer | 1.1529 | 0.7456% | NWPPC 2021 Plan measure workbook Res-ClothesWasher-2021P_v2, for the measure Top Load_ENERGY STAR but not CEE+Gas DHW_Gas Dryer | 7.7526 | NWPPC 2021 Plan measure workbook Res-ClothesWasher-2021P_v2, for the measure Top Load_ENERGY STAR but not CEE+Gas DHW_Gas Dryer | 0 | Incremental | 0 | 0 | 0 | 0.0095994 | 0 | 0 | 0 | See 'Measure Equipment Cost Source' | NWPPC 2021 Plan measure workbook Res-ClothesWasher-2021P_v2, for the measure Top Load_ENERGY STAR but not CEE+Gas DHW_Gas Dryer |  | 100% | 99% | 0.5436% | 1 | 0 | 8.0529 | See source workbook for details. Includes PSE NEI data where applicable. | NWPPC 2021 Plan measure workbook Res-ClothesWasher-2021P_v2, for the measure Top Load_ENERGY STAR but not CEE+Gas DHW_Gas Dryer | System | System
Kittitas County | Manufactured - Highly Impacted | Water Heat LE 55 Gal | Existing | Top Load_ENERGY STAR but not CEE+Gas DHW_Gas Dryer | Washer Savings | 0 | 2024 | 2050 | 0.67793 | per Home | 0 | 0 | 14 | NWPPC 2021 Plan measure workbook Res-ClothesWasher-2021P_v2, for the measure Top Load_ENERGY STAR but not CEE+Gas DHW_Gas Dryer | 0.92717 | 0.678% | NWPPC 2021 Plan measure workbook Res-ClothesWasher-2021P_v2, for the measure Top Load_ENERGY STAR but not CEE+Gas DHW_Gas Dryer | 6.0104 | NWPPC 2021 Plan measure workbook Res-ClothesWasher-2021P_v2, for the measure Top Load_ENERGY STAR but not CEE+Gas DHW_Gas Dryer | 0 | Incremental | 0 | 0 | 0 | 0.0074423 | 0 | 0 | 0 | See 'Measure Equipment Cost Source' | NWPPC 2021 Plan measure workbook Res-ClothesWasher-2021P_v2, for the measure Top Load_ENERGY STAR but not CEE+Gas DHW_Gas Dryer |  | 100% | 99% | 0.02805% | 1 | 0 | 6.2433 | See source workbook for details. Includes PSE NEI data where applicable. | NWPPC 2021 Plan measure workbook Res-ClothesWasher-2021P_v2, for the measure Top Load_ENERGY STAR but not CEE+Gas DHW_Gas Dryer | System | System
Kittitas County | Manufactured - Highly Impacted | Water Heat LE 55 Gal | New | Top Load_ENERGY STAR but not CEE+Gas DHW_Gas Dryer | Washer Savings | 0 | 2024 | 2050 | 0.67793 | per Home | 0 | 0 | 14 | NWPPC 2021 Plan measure workbook Res-ClothesWasher-2021P_v2, for the measure Top Load_ENERGY STAR but not CEE+Gas DHW_Gas Dryer | 0.89384 | 0.678% | NWPPC 2021 Plan measure workbook Res-ClothesWasher-2021P_v2, for the measure Top Load_ENERGY STAR but not CEE+Gas DHW_Gas Dryer | 6.0104 | NWPPC 2021 Plan measure workbook Res-ClothesWasher-2021P_v2, for the measure Top Load_ENERGY STAR but not CEE+Gas DHW_Gas Dryer | 0 | Incremental | 0 | 0 | 0 | 0.0074423 | 0 | 0 | 0 | See 'Measure Equipment Cost Source' | NWPPC 2021 Plan measure workbook Res-ClothesWasher-2021P_v2, for the measure Top Load_ENERGY STAR but not CEE+Gas DHW_Gas Dryer |  | 100% | 99% | 0.02805% | 1 | 0 | 6.2433 | See source workbook for details. Includes PSE NEI data where applicable. | NWPPC 2021 Plan measure workbook Res-ClothesWasher-2021P_v2, for the measure Top Load_ENERGY STAR but not CEE+Gas DHW_Gas Dryer | System | System
Kittitas County | Single Family | Water Heat GT 55 Gal | Existing | Top Load_ENERGY STAR but not CEE+Gas DHW_Gas Dryer | Washer Savings | 0 | 2024 | 2050 | 0.92861 | per Home | 0 | 0 | 14 | NWPPC 2021 Plan measure workbook Res-ClothesWasher-2021P_v2, for the measure Top Load_ENERGY STAR but not CEE+Gas DHW_Gas Dryer | 1.0784 | 0.7019% | NWPPC 2021 Plan measure workbook Res-ClothesWasher-2021P_v2, for the measure Top Load_ENERGY STAR but not CEE+Gas DHW_Gas Dryer | 8.2329 | NWPPC 2021 Plan measure workbook Res-ClothesWasher-2021P_v2, for the measure Top Load_ENERGY STAR but not CEE+Gas DHW_Gas Dryer | 0 | Incremental | 0 | 0 | 0 | 0.010194 | 0 | 0 | 0 | See 'Measure Equipment Cost Source' | NWPPC 2021 Plan measure workbook Res-ClothesWasher-2021P_v2, for the measure Top Load_ENERGY STAR but not CEE+Gas DHW_Gas Dryer |  | 100% | 99% | 3.773% | 1 | 0 | 8.5519 | See source workbook for details. Includes PSE NEI data where applicable. | NWPPC 2021 Plan measure workbook Res-ClothesWasher-2021P_v2, for the measure Top Load_ENERGY STAR but not CEE+Gas DHW_Gas Dryer | System | System
Kittitas County | Single Family | Water Heat GT 55 Gal | New | Top Load_ENERGY STAR but not CEE+Gas DHW_Gas Dryer | Washer Savings | 0 | 2024 | 2050 | 0.92861 | per Home | 0 | 0 | 14 | NWPPC 2021 Plan measure workbook Res-ClothesWasher-2021P_v2, for the measure Top Load_ENERGY STAR but not CEE+Gas DHW_Gas Dryer | 1.0784 | 0.7019% | NWPPC 2021 Plan measure workbook Res-ClothesWasher-2021P_v2, for the measure Top Load_ENERGY STAR but not CEE+Gas DHW_Gas Dryer | 8.2329 | NWPPC 2021 Plan measure workbook Res-ClothesWasher-2021P_v2, for the measure Top Load_ENERGY STAR but not CEE+Gas DHW_Gas Dryer | 0 | Incremental | 0 | 0 | 0 | 0.010194 | 0 | 0 | 0 | See 'Measure Equipment Cost Source' | NWPPC 2021 Plan measure workbook Res-ClothesWasher-2021P_v2, for the measure Top Load_ENERGY STAR but not CEE+Gas DHW_Gas Dryer |  | 100% | 99% | 3.773% | 1 | 0 | 8.5519 | See source workbook for details. Includes PSE NEI data where applicable. | NWPPC 2021 Plan measure workbook Res-ClothesWasher-2021P_v2, for the measure Top Load_ENERGY STAR but not CEE+Gas DHW_Gas Dryer | System | System
Kittitas County | Single Family - Highly Impacted | Water Heat GT 55 Gal | Existing | Top Load_ENERGY STAR but not CEE+Gas DHW_Gas Dryer | Washer Savings | 0 | 2024 | 2050 | 0.66799 | per Home | 0 | 0 | 14 | NWPPC 2021 Plan measure workbook Res-ClothesWasher-2021P_v2, for the measure Top Load_ENERGY STAR but not CEE+Gas DHW_Gas Dryer | 0.77573 | 0.5779% | NWPPC 2021 Plan measure workbook Res-ClothesWasher-2021P_v2, for the measure Top Load_ENERGY STAR but not CEE+Gas DHW_Gas Dryer | 5.9222 | NWPPC 2021 Plan measure workbook Res-ClothesWasher-2021P_v2, for the measure Top Load_ENERGY STAR but not CEE+Gas DHW_Gas Dryer | 0 | Incremental | 0 | 0 | 0 | 0.0073331 | 0 | 0 | 0 | See 'Measure Equipment Cost Source' | NWPPC 2021 Plan measure workbook Res-ClothesWasher-2021P_v2, for the measure Top Load_ENERGY STAR but not CEE+Gas DHW_Gas Dryer |  | 100% | 99% | 2.329% | 1 | 0 | 6.1517 | See source workbook for details. Includes PSE NEI data where applicable. | NWPPC 2021 Plan measure workbook Res-ClothesWasher-2021P_v2, for the measure Top Load_ENERGY STAR but not CEE+Gas DHW_Gas Dryer | System | System
Kittitas County | Single Family - Highly Impacted | Water Heat GT 55 Gal | New | Top Load_ENERGY STAR but not CEE+Gas DHW_Gas Dryer | Washer Savings | 0 | 2024 | 2050 | 0.66799 | per Home | 0 | 0 | 14 | NWPPC 2021 Plan measure workbook Res-ClothesWasher-2021P_v2, for the measure Top Load_ENERGY STAR but not CEE+Gas DHW_Gas Dryer | 0.77573 | 0.5779% | NWPPC 2021 Plan measure workbook Res-ClothesWasher-2021P_v2, for the measure Top Load_ENERGY STAR but not CEE+Gas DHW_Gas Dryer | 5.9222 | NWPPC 2021 Plan measure workbook Res-ClothesWasher-2021P_v2, for the measure Top Load_ENERGY STAR but not CEE+Gas DHW_Gas Dryer | 0 | Incremental | 0 | 0 | 0 | 0.0073331 | 0 | 0 | 0 | See 'Measure Equipment Cost Source' | NWPPC 2021 Plan measure workbook Res-ClothesWasher-2021P_v2, for the measure Top Load_ENERGY STAR but not CEE+Gas DHW_Gas Dryer |  | 100% | 99% | 2.329% | 1 | 0 | 6.1517 | See source workbook for details. Includes PSE NEI data where applicable. | NWPPC 2021 Plan measure workbook Res-ClothesWasher-2021P_v2, for the measure Top Load_ENERGY STAR but not CEE+Gas DHW_Gas Dryer | System | System
Kittitas County | Multifamily | Water Heat GT 55 Gal | Existing | Top Load_ENERGY STAR but not CEE+Gas DHW_Gas Dryer | Washer Savings | 0 | 2024 | 2050 | 0.6367 | per Home | 0 | 0 | 14 | NWPPC 2021 Plan measure workbook Res-ClothesWasher-2021P_v2, for the measure Top Load_ENERGY STAR but not CEE+Gas DHW_Gas Dryer | 0.7394 | 0.6776% | NWPPC 2021 Plan measure workbook Res-ClothesWasher-2021P_v2, for the measure Top Load_ENERGY STAR but not CEE+Gas DHW_Gas Dryer | 5.6449 | NWPPC 2021 Plan measure workbook Res-ClothesWasher-2021P_v2, for the measure Top Load_ENERGY STAR but not CEE+Gas DHW_Gas Dryer | 0 | Incremental | 0 | 0 | 0 | 0.0069897 | 0 | 0 | 0 | See 'Measure Equipment Cost Source' | NWPPC 2021 Plan measure workbook Res-ClothesWasher-2021P_v2, for the measure Top Load_ENERGY STAR but not CEE+Gas DHW_Gas Dryer |  | 100% | 99% | 0.1057% | 1 | 0 | 5.8636 | See source workbook for details. Includes PSE NEI data where applicable. | NWPPC 2021 Plan measure workbook Res-ClothesWasher-2021P_v2, for the measure Top Load_ENERGY STAR but not CEE+Gas DHW_Gas Dryer | System | System
Kittitas County | Multifamily | Water Heat GT 55 Gal | New | Top Load_ENERGY STAR but not CEE+Gas DHW_Gas Dryer | Washer Savings | 0 | 2024 | 2050 | 0.6367 | per Home | 0 | 0 | 14 | NWPPC 2021 Plan measure workbook Res-ClothesWasher-2021P_v2, for the measure Top Load_ENERGY STAR but not CEE+Gas DHW_Gas Dryer | 0.7394 | 0.6776% | NWPPC 2021 Plan measure workbook Res-ClothesWasher-2021P_v2, for the measure Top Load_ENERGY STAR but not CEE+Gas DHW_Gas Dryer | 5.6449 | NWPPC 2021 Plan measure workbook Res-ClothesWasher-2021P_v2, for the measure Top Load_ENERGY STAR but not CEE+Gas DHW_Gas Dryer | 0 | Incremental | 0 | 0 | 0 | 0.0069897 | 0 | 0 | 0 | See 'Measure Equipment Cost Source' | NWPPC 2021 Plan measure workbook Res-ClothesWasher-2021P_v2, for the measure Top Load_ENERGY STAR but not CEE+Gas DHW_Gas Dryer |  | 100% | 99% | 0.1057% | 1 | 0 | 5.8636 | See source workbook for details. Includes PSE NEI data where applicable. | NWPPC 2021 Plan measure workbook Res-ClothesWasher-2021P_v2, for the measure Top Load_ENERGY STAR but not CEE+Gas DHW_Gas Dryer | System | System
Kittitas County | Multifamily - Highly Impacted | Water Heat GT 55 Gal | Existing | Top Load_ENERGY STAR but not CEE+Gas DHW_Gas Dryer | Washer Savings | 0 | 2024 | 2050 | 0.5404 | per Home | 0 | 0 | 14 | NWPPC 2021 Plan measure workbook Res-ClothesWasher-2021P_v2, for the measure Top Load_ENERGY STAR but not CEE+Gas DHW_Gas Dryer | 0.62757 | 0.5109% | NWPPC 2021 Plan measure workbook Res-ClothesWasher-2021P_v2, for the measure Top Load_ENERGY STAR but not CEE+Gas DHW_Gas Dryer | 4.7911 | NWPPC 2021 Plan measure workbook Res-ClothesWasher-2021P_v2, for the measure Top Load_ENERGY STAR but not CEE+Gas DHW_Gas Dryer | 0 | Incremental | 0 | 0 | 0 | 0.0059325 | 0 | 0 | 0 | See 'Measure Equipment Cost Source' | NWPPC 2021 Plan measure workbook Res-ClothesWasher-2021P_v2, for the measure Top Load_ENERGY STAR but not CEE+Gas DHW_Gas Dryer |  | 100% | 99% | 0.05979% | 1 | 0 | 4.9767 | See source workbook for details. Includes PSE NEI data where applicable. | NWPPC 2021 Plan measure workbook Res-ClothesWasher-2021P_v2, for the measure Top Load_ENERGY STAR but not CEE+Gas DHW_Gas Dryer | System | System
Kittitas County | Multifamily - Highly Impacted | Water Heat GT 55 Gal | New | Top Load_ENERGY STAR but not CEE+Gas DHW_Gas Dryer | Washer Savings | 0 | 2024 | 2050 | 0.5404 | per Home | 0 | 0 | 14 | NWPPC 2021 Plan measure workbook Res-ClothesWasher-2021P_v2, for the measure Top Load_ENERGY STAR but not CEE+Gas DHW_Gas Dryer | 0.62757 | 0.5109% | NWPPC 2021 Plan measure workbook Res-ClothesWasher-2021P_v2, for the measure Top Load_ENERGY STAR but not CEE+Gas DHW_Gas Dryer | 4.7911 | NWPPC 2021 Plan measure workbook Res-ClothesWasher-2021P_v2, for the measure Top Load_ENERGY STAR but not CEE+Gas DHW_Gas Dryer | 0 | Incremental | 0 | 0 | 0 | 0.0059325 | 0 | 0 | 0 | See 'Measure Equipment Cost Source' | NWPPC 2021 Plan measure workbook Res-ClothesWasher-2021P_v2, for the measure Top Load_ENERGY STAR but not CEE+Gas DHW_Gas Dryer |  | 100% | 99% | 0.05979% | 1 | 0 | 4.9767 | See source workbook for details. Includes PSE NEI data where applicable. | NWPPC 2021 Plan measure workbook Res-ClothesWasher-2021P_v2, for the measure Top Load_ENERGY STAR but not CEE+Gas DHW_Gas Dryer | System | System
Kittitas County | Manufactured | Water Heat GT 55 Gal | Existing | Top Load_ENERGY STAR but not CEE+Gas DHW_Gas Dryer | Washer Savings | 0 | 2024 | 2050 | 0.87443 | per Home | 0 | 0 | 14 | NWPPC 2021 Plan measure workbook Res-ClothesWasher-2021P_v2, for the measure Top Load_ENERGY STAR but not CEE+Gas DHW_Gas Dryer | 1.0155 | 0.7456% | NWPPC 2021 Plan measure workbook Res-ClothesWasher-2021P_v2, for the measure Top Load_ENERGY STAR but not CEE+Gas DHW_Gas Dryer | 7.7526 | NWPPC 2021 Plan measure workbook Res-ClothesWasher-2021P_v2, for the measure Top Load_ENERGY STAR but not CEE+Gas DHW_Gas Dryer | 0 | Incremental | 0 | 0 | 0 | 0.0095994 | 0 | 0 | 0 | See 'Measure Equipment Cost Source' | NWPPC 2021 Plan measure workbook Res-ClothesWasher-2021P_v2, for the measure Top Load_ENERGY STAR but not CEE+Gas DHW_Gas Dryer |  | 100% | 99% | 0.5436% | 1 | 0 | 8.0529 | See source workbook for details. Includes PSE NEI data where applicable. | NWPPC 2021 Plan measure workbook Res-ClothesWasher-2021P_v2, for the measure Top Load_ENERGY STAR but not CEE+Gas DHW_Gas Dryer | System | System
Kittitas County | Manufactured | Water Heat GT 55 Gal | New | Top Load_ENERGY STAR but not CEE+Gas DHW_Gas Dryer | Washer Savings | 0 | 2024 | 2050 | 0.87443 | per Home | 0 | 0 | 14 | NWPPC 2021 Plan measure workbook Res-ClothesWasher-2021P_v2, for the measure Top Load_ENERGY STAR but not CEE+Gas DHW_Gas Dryer | 1.0155 | 0.7456% | NWPPC 2021 Plan measure workbook Res-ClothesWasher-2021P_v2, for the measure Top Load_ENERGY STAR but not CEE+Gas DHW_Gas Dryer | 7.7526 | NWPPC 2021 Plan measure workbook Res-ClothesWasher-2021P_v2, for the measure Top Load_ENERGY STAR but not CEE+Gas DHW_Gas Dryer | 0 | Incremental | 0 | 0 | 0 | 0.0095994 | 0 | 0 | 0 | See 'Measure Equipment Cost Source' | NWPPC 2021 Plan measure workbook Res-ClothesWasher-2021P_v2, for the measure Top Load_ENERGY STAR but not CEE+Gas DHW_Gas Dryer |  | 100% | 99% | 0.5436% | 1 | 0 | 8.0529 | See source workbook for details. Includes PSE NEI data where applicable. | NWPPC 2021 Plan measure workbook Res-ClothesWasher-2021P_v2, for the measure Top Load_ENERGY STAR but not CEE+Gas DHW_Gas Dryer | System | System
Kittitas County | Manufactured - Highly Impacted | Water Heat GT 55 Gal | Existing | Top Load_ENERGY STAR but not CEE+Gas DHW_Gas Dryer | Washer Savings | 0 | 2024 | 2050 | 0.67793 | per Home | 0 | 0 | 14 | NWPPC 2021 Plan measure workbook Res-ClothesWasher-2021P_v2, for the measure Top Load_ENERGY STAR but not CEE+Gas DHW_Gas Dryer | 0.78729 | 0.678% | NWPPC 2021 Plan measure workbook Res-ClothesWasher-2021P_v2, for the measure Top Load_ENERGY STAR but not CEE+Gas DHW_Gas Dryer | 6.0104 | NWPPC 2021 Plan measure workbook Res-ClothesWasher-2021P_v2, for the measure Top Load_ENERGY STAR but not CEE+Gas DHW_Gas Dryer | 0 | Incremental | 0 | 0 | 0 | 0.0074423 | 0 | 0 | 0 | See 'Measure Equipment Cost Source' | NWPPC 2021 Plan measure workbook Res-ClothesWasher-2021P_v2, for the measure Top Load_ENERGY STAR but not CEE+Gas DHW_Gas Dryer |  | 100% | 99% | 0.02805% | 1 | 0 | 6.2433 | See source workbook for details. Includes PSE NEI data where applicable. | NWPPC 2021 Plan measure workbook Res-ClothesWasher-2021P_v2, for the measure Top Load_ENERGY STAR but not CEE+Gas DHW_Gas Dryer | System | System
Kittitas County | Manufactured - Highly Impacted | Water Heat GT 55 Gal | New | Top Load_ENERGY STAR but not CEE+Gas DHW_Gas Dryer | Washer Savings | 0 | 2024 | 2050 | 0.67793 | per Home | 0 | 0 | 14 | NWPPC 2021 Plan measure workbook Res-ClothesWasher-2021P_v2, for the measure Top Load_ENERGY STAR but not CEE+Gas DHW_Gas Dryer | 0.78729 | 0.678% | NWPPC 2021 Plan measure workbook Res-ClothesWasher-2021P_v2, for the measure Top Load_ENERGY STAR but not CEE+Gas DHW_Gas Dryer | 6.0104 | NWPPC 2021 Plan measure workbook Res-ClothesWasher-2021P_v2, for the measure Top Load_ENERGY STAR but not CEE+Gas DHW_Gas Dryer | 0 | Incremental | 0 | 0 | 0 | 0.0074423 | 0 | 0 | 0 | See 'Measure Equipment Cost Source' | NWPPC 2021 Plan measure workbook Res-ClothesWasher-2021P_v2, for the measure Top Load_ENERGY STAR but not CEE+Gas DHW_Gas Dryer |  | 100% | 99% | 0.02805% | 1 | 0 | 6.2433 | See source workbook for details. Includes PSE NEI data where applicable. | NWPPC 2021 Plan measure workbook Res-ClothesWasher-2021P_v2, for the measure Top Load_ENERGY STAR but not CEE+Gas DHW_Gas Dryer | System | System
Kittitas County | Single Family | Water Heat LE 55 Gal | Existing | Front Load_CEE Tier 1+Gas DHW_Electric Dryer | Washer Savings | 0 | 2024 | 2050 | 0.92861 | per Home | 0 | 0 | 14 | NWPPC 2021 Plan measure workbook Res-ClothesWasher-2021P_v2, for the measure Front Load_CEE Tier 1+Gas DHW_Electric Dryer | 2.9878 | 1.651% | NWPPC 2021 Plan measure workbook Res-ClothesWasher-2021P_v2, for the measure Front Load_CEE Tier 1+Gas DHW_Electric Dryer | 117.1317 | NWPPC 2021 Plan measure workbook Res-ClothesWasher-2021P_v2, for the measure Front Load_CEE Tier 1+Gas DHW_Electric Dryer | 0 | Incremental | 0 | 0 | 0 | 56.1652 | 0 | 0.010194 | 0 | See 'Measure Equipment Cost Source' | NWPPC 2021 Plan measure workbook Res-ClothesWasher-2021P_v2, for the measure Front Load_CEE Tier 1+Gas DHW_Electric Dryer | U | 100% | 99% | 30.62% | 1 | 0 | 18.3357 | See source workbook for details. Includes PSE NEI data where applicable. | NWPPC 2021 Plan measure workbook Res-ClothesWasher-2021P_v2, for the measure Front Load_CEE Tier 1+Gas DHW_Electric Dryer | System | System
Kittitas County | Single Family | Water Heat LE 55 Gal | New | Front Load_CEE Tier 1+Gas DHW_Electric Dryer | Washer Savings | 0 | 2024 | 2050 | 0.92861 | per Home | 0 | 0 | 14 | NWPPC 2021 Plan measure workbook Res-ClothesWasher-2021P_v2, for the measure Front Load_CEE Tier 1+Gas DHW_Electric Dryer | 2.8803 | 1.651% | NWPPC 2021 Plan measure workbook Res-ClothesWasher-2021P_v2, for the measure Front Load_CEE Tier 1+Gas DHW_Electric Dryer | 117.1317 | NWPPC 2021 Plan measure workbook Res-ClothesWasher-2021P_v2, for the measure Front Load_CEE Tier 1+Gas DHW_Electric Dryer | 0 | Incremental | 0 | 0 | 0 | 56.1652 | 0 | 0.010194 | 0 | See 'Measure Equipment Cost Source' | NWPPC 2021 Plan measure workbook Res-ClothesWasher-2021P_v2, for the measure Front Load_CEE Tier 1+Gas DHW_Electric Dryer | U | 100% | 99% | 30.62% | 1 | 0 | 18.3357 | See source workbook for details. Includes PSE NEI data where applicable. | NWPPC 2021 Plan measure workbook Res-ClothesWasher-2021P_v2, for the measure Front Load_CEE Tier 1+Gas DHW_Electric Dryer | System | System
Kittitas County | Single Family - Highly Impacted | Water Heat LE 55 Gal | Existing | Front Load_CEE Tier 1+Gas DHW_Electric Dryer | Washer Savings | 0 | 2024 | 2050 | 0.66799 | per Home | 0 | 0 | 14 | NWPPC 2021 Plan measure workbook Res-ClothesWasher-2021P_v2, for the measure Front Load_CEE Tier 1+Gas DHW_Electric Dryer | 2.1492 | 1.36% | NWPPC 2021 Plan measure workbook Res-ClothesWasher-2021P_v2, for the measure Front Load_CEE Tier 1+Gas DHW_Electric Dryer | 84.257 | NWPPC 2021 Plan measure workbook Res-ClothesWasher-2021P_v2, for the measure Front Load_CEE Tier 1+Gas DHW_Electric Dryer | 0 | Incremental | 0 | 0 | 0 | 40.4016 | 0 | 0.0073331 | 0 | See 'Measure Equipment Cost Source' | NWPPC 2021 Plan measure workbook Res-ClothesWasher-2021P_v2, for the measure Front Load_CEE Tier 1+Gas DHW_Electric Dryer | U | 100% | 99% | 23.49% | 1 | 0 | 13.1895 | See source workbook for details. Includes PSE NEI data where applicable. | NWPPC 2021 Plan measure workbook Res-ClothesWasher-2021P_v2, for the measure Front Load_CEE Tier 1+Gas DHW_Electric Dryer | System | System
Kittitas County | Single Family - Highly Impacted | Water Heat LE 55 Gal | New | Front Load_CEE Tier 1+Gas DHW_Electric Dryer | Washer Savings | 0 | 2024 | 2050 | 0.66799 | per Home | 0 | 0 | 14 | NWPPC 2021 Plan measure workbook Res-ClothesWasher-2021P_v2, for the measure Front Load_CEE Tier 1+Gas DHW_Electric Dryer | 2.0719 | 1.36% | NWPPC 2021 Plan measure workbook Res-ClothesWasher-2021P_v2, for the measure Front Load_CEE Tier 1+Gas DHW_Electric Dryer | 84.257 | NWPPC 2021 Plan measure workbook Res-ClothesWasher-2021P_v2, for the measure Front Load_CEE Tier 1+Gas DHW_Electric Dryer | 0 | Incremental | 0 | 0 | 0 | 40.4016 | 0 | 0.0073331 | 0 | See 'Measure Equipment Cost Source' | NWPPC 2021 Plan measure workbook Res-ClothesWasher-2021P_v2, for the measure Front Load_CEE Tier 1+Gas DHW_Electric Dryer | U | 100% | 99% | 23.49% | 1 | 0 | 13.1895 | See source workbook for details. Includes PSE NEI data where applicable. | NWPPC 2021 Plan measure workbook Res-ClothesWasher-2021P_v2, for the measure Front Load_CEE Tier 1+Gas DHW_Electric Dryer | System | System
Kittitas County | Multifamily | Water Heat LE 55 Gal | Existing | Front Load_CEE Tier 1+Gas DHW_Electric Dryer | Washer Savings | 0 | 2024 | 2050 | 0.6367 | per Home | 0 | 0 | 14 | NWPPC 2021 Plan measure workbook Res-ClothesWasher-2021P_v2, for the measure Front Load_CEE Tier 1+Gas DHW_Electric Dryer | 2.0485 | 1.594% | NWPPC 2021 Plan measure workbook Res-ClothesWasher-2021P_v2, for the measure Front Load_CEE Tier 1+Gas DHW_Electric Dryer | 80.311 | NWPPC 2021 Plan measure workbook Res-ClothesWasher-2021P_v2, for the measure Front Load_CEE Tier 1+Gas DHW_Electric Dryer | 0 | Incremental | 0 | 0 | 0 | 38.5095 | 0 | 0.0069897 | 0 | See 'Measure Equipment Cost Source' | NWPPC 2021 Plan measure workbook Res-ClothesWasher-2021P_v2, for the measure Front Load_CEE Tier 1+Gas DHW_Electric Dryer | U | 100% | 99% | 7.004% | 1 | 0 | 12.5718 | See source workbook for details. Includes PSE NEI data where applicable. | NWPPC 2021 Plan measure workbook Res-ClothesWasher-2021P_v2, for the measure Front Load_CEE Tier 1+Gas DHW_Electric Dryer | System | System
Kittitas County | Multifamily | Water Heat LE 55 Gal | New | Front Load_CEE Tier 1+Gas DHW_Electric Dryer | Washer Savings | 0 | 2024 | 2050 | 0.6367 | per Home | 0 | 0 | 14 | NWPPC 2021 Plan measure workbook Res-ClothesWasher-2021P_v2, for the measure Front Load_CEE Tier 1+Gas DHW_Electric Dryer | 1.9749 | 1.594% | NWPPC 2021 Plan measure workbook Res-ClothesWasher-2021P_v2, for the measure Front Load_CEE Tier 1+Gas DHW_Electric Dryer | 80.311 | NWPPC 2021 Plan measure workbook Res-ClothesWasher-2021P_v2, for the measure Front Load_CEE Tier 1+Gas DHW_Electric Dryer | 0 | Incremental | 0 | 0 | 0 | 38.5095 | 0 | 0.0069897 | 0 | See 'Measure Equipment Cost Source' | NWPPC 2021 Plan measure workbook Res-ClothesWasher-2021P_v2, for the measure Front Load_CEE Tier 1+Gas DHW_Electric Dryer | U | 100% | 99% | 7.004% | 1 | 0 | 12.5718 | See source workbook for details. Includes PSE NEI data where applicable. | NWPPC 2021 Plan measure workbook Res-ClothesWasher-2021P_v2, for the measure Front Load_CEE Tier 1+Gas DHW_Electric Dryer | System | System
Kittitas County | Multifamily - Highly Impacted | Water Heat LE 55 Gal | Existing | Front Load_CEE Tier 1+Gas DHW_Electric Dryer | Washer Savings | 0 | 2024 | 2050 | 0.5404 | per Home | 0 | 0 | 14 | NWPPC 2021 Plan measure workbook Res-ClothesWasher-2021P_v2, for the measure Front Load_CEE Tier 1+Gas DHW_Electric Dryer | 1.7387 | 1.202% | NWPPC 2021 Plan measure workbook Res-ClothesWasher-2021P_v2, for the measure Front Load_CEE Tier 1+Gas DHW_Electric Dryer | 68.1641 | NWPPC 2021 Plan measure workbook Res-ClothesWasher-2021P_v2, for the measure Front Load_CEE Tier 1+Gas DHW_Electric Dryer | 0 | Incremental | 0 | 0 | 0 | 32.685 | 0 | 0.0059325 | 0 | See 'Measure Equipment Cost Source' | NWPPC 2021 Plan measure workbook Res-ClothesWasher-2021P_v2, for the measure Front Load_CEE Tier 1+Gas DHW_Electric Dryer | U | 100% | 99% | 5.279% | 1 | 0 | 10.6704 | See source workbook for details. Includes PSE NEI data where applicable. | NWPPC 2021 Plan measure workbook Res-ClothesWasher-2021P_v2, for the measure Front Load_CEE Tier 1+Gas DHW_Electric Dryer | System | System
Kittitas County | Multifamily - Highly Impacted | Water Heat LE 55 Gal | New | Front Load_CEE Tier 1+Gas DHW_Electric Dryer | Washer Savings | 0 | 2024 | 2050 | 0.5404 | per Home | 0 | 0 | 14 | NWPPC 2021 Plan measure workbook Res-ClothesWasher-2021P_v2, for the measure Front Load_CEE Tier 1+Gas DHW_Electric Dryer | 1.6762 | 1.202% | NWPPC 2021 Plan measure workbook Res-ClothesWasher-2021P_v2, for the measure Front Load_CEE Tier 1+Gas DHW_Electric Dryer | 68.1641 | NWPPC 2021 Plan measure workbook Res-ClothesWasher-2021P_v2, for the measure Front Load_CEE Tier 1+Gas DHW_Electric Dryer | 0 | Incremental | 0 | 0 | 0 | 32.685 | 0 | 0.0059325 | 0 | See 'Measure Equipment Cost Source' | NWPPC 2021 Plan measure workbook Res-ClothesWasher-2021P_v2, for the measure Front Load_CEE Tier 1+Gas DHW_Electric Dryer | U | 100% | 99% | 5.279% | 1 | 0 | 10.6704 | See source workbook for details. Includes PSE NEI data where applicable. | NWPPC 2021 Plan measure workbook Res-ClothesWasher-2021P_v2, for the measure Front Load_CEE Tier 1+Gas DHW_Electric Dryer | System | System
Kittitas County | Manufactured | Water Heat LE 55 Gal | Existing | Front Load_CEE Tier 1+Gas DHW_Electric Dryer | Washer Savings | 0 | 2024 | 2050 | 0.87443 | per Home | 0 | 0 | 14 | NWPPC 2021 Plan measure workbook Res-ClothesWasher-2021P_v2, for the measure Front Load_CEE Tier 1+Gas DHW_Electric Dryer | 2.8134 | 1.754% | NWPPC 2021 Plan measure workbook Res-ClothesWasher-2021P_v2, for the measure Front Load_CEE Tier 1+Gas DHW_Electric Dryer | 110.2974 | NWPPC 2021 Plan measure workbook Res-ClothesWasher-2021P_v2, for the measure Front Load_CEE Tier 1+Gas DHW_Electric Dryer | 0 | Incremental | 0 | 0 | 0 | 52.8881 | 0 | 0.0095994 | 0 | See 'Measure Equipment Cost Source' | NWPPC 2021 Plan measure workbook Res-ClothesWasher-2021P_v2, for the measure Front Load_CEE Tier 1+Gas DHW_Electric Dryer | U | 100% | 99% | 8.558% | 1 | 0 | 17.2659 | See source workbook for details. Includes PSE NEI data where applicable. | NWPPC 2021 Plan measure workbook Res-ClothesWasher-2021P_v2, for the measure Front Load_CEE Tier 1+Gas DHW_Electric Dryer | System | System
Kittitas County | Manufactured | Water Heat LE 55 Gal | New | Front Load_CEE Tier 1+Gas DHW_Electric Dryer | Washer Savings | 0 | 2024 | 2050 | 0.87443 | per Home | 0 | 0 | 14 | NWPPC 2021 Plan measure workbook Res-ClothesWasher-2021P_v2, for the measure Front Load_CEE Tier 1+Gas DHW_Electric Dryer | 2.7123 | 1.754% | NWPPC 2021 Plan measure workbook Res-ClothesWasher-2021P_v2, for the measure Front Load_CEE Tier 1+Gas DHW_Electric Dryer | 110.2974 | NWPPC 2021 Plan measure workbook Res-ClothesWasher-2021P_v2, for the measure Front Load_CEE Tier 1+Gas DHW_Electric Dryer | 0 | Incremental | 0 | 0 | 0 | 52.8881 | 0 | 0.0095994 | 0 | See 'Measure Equipment Cost Source' | NWPPC 2021 Plan measure workbook Res-ClothesWasher-2021P_v2, for the measure Front Load_CEE Tier 1+Gas DHW_Electric Dryer | U | 100% | 99% | 8.558% | 1 | 0 | 17.2659 | See source workbook for details. Includes PSE NEI data where applicable. | NWPPC 2021 Plan measure workbook Res-ClothesWasher-2021P_v2, for the measure Front Load_CEE Tier 1+Gas DHW_Electric Dryer | System | System
Kittitas County | Manufactured - Highly Impacted | Water Heat LE 55 Gal | Existing | Front Load_CEE Tier 1+Gas DHW_Electric Dryer | Washer Savings | 0 | 2024 | 2050 | 0.67793 | per Home | 0 | 0 | 14 | NWPPC 2021 Plan measure workbook Res-ClothesWasher-2021P_v2, for the measure Front Load_CEE Tier 1+Gas DHW_Electric Dryer | 2.1812 | 1.595% | NWPPC 2021 Plan measure workbook Res-ClothesWasher-2021P_v2, for the measure Front Load_CEE Tier 1+Gas DHW_Electric Dryer | 85.5119 | NWPPC 2021 Plan measure workbook Res-ClothesWasher-2021P_v2, for the measure Front Load_CEE Tier 1+Gas DHW_Electric Dryer | 0 | Incremental | 0 | 0 | 0 | 41.0033 | 0 | 0.0074423 | 0 | See 'Measure Equipment Cost Source' | NWPPC 2021 Plan measure workbook Res-ClothesWasher-2021P_v2, for the measure Front Load_CEE Tier 1+Gas DHW_Electric Dryer | U | 100% | 99% | 3.361% | 1 | 0 | 13.386 | See source workbook for details. Includes PSE NEI data where applicable. | NWPPC 2021 Plan measure workbook Res-ClothesWasher-2021P_v2, for the measure Front Load_CEE Tier 1+Gas DHW_Electric Dryer | System | System
Kittitas County | Manufactured - Highly Impacted | Water Heat LE 55 Gal | New | Front Load_CEE Tier 1+Gas DHW_Electric Dryer | Washer Savings | 0 | 2024 | 2050 | 0.67793 | per Home | 0 | 0 | 14 | NWPPC 2021 Plan measure workbook Res-ClothesWasher-2021P_v2, for the measure Front Load_CEE Tier 1+Gas DHW_Electric Dryer | 2.1028 | 1.595% | NWPPC 2021 Plan measure workbook Res-ClothesWasher-2021P_v2, for the measure Front Load_CEE Tier 1+Gas DHW_Electric Dryer | 85.5119 | NWPPC 2021 Plan measure workbook Res-ClothesWasher-2021P_v2, for the measure Front Load_CEE Tier 1+Gas DHW_Electric Dryer | 0 | Incremental | 0 | 0 | 0 | 41.0033 | 0 | 0.0074423 | 0 | See 'Measure Equipment Cost Source' | NWPPC 2021 Plan measure workbook Res-ClothesWasher-2021P_v2, for the measure Front Load_CEE Tier 1+Gas DHW_Electric Dryer | U | 100% | 99% | 3.361% | 1 | 0 | 13.386 | See source workbook for details. Includes PSE NEI data where applicable. | NWPPC 2021 Plan measure workbook Res-ClothesWasher-2021P_v2, for the measure Front Load_CEE Tier 1+Gas DHW_Electric Dryer | System | System
Kittitas County | Single Family | Water Heat GT 55 Gal | Existing | Front Load_CEE Tier 1+Gas DHW_Electric Dryer | Washer Savings | 0 | 2024 | 2050 | 0.92861 | per Home | 0 | 0 | 14 | NWPPC 2021 Plan measure workbook Res-ClothesWasher-2021P_v2, for the measure Front Load_CEE Tier 1+Gas DHW_Electric Dryer | 2.537 | 1.651% | NWPPC 2021 Plan measure workbook Res-ClothesWasher-2021P_v2, for the measure Front Load_CEE Tier 1+Gas DHW_Electric Dryer | 117.1317 | NWPPC 2021 Plan measure workbook Res-ClothesWasher-2021P_v2, for the measure Front Load_CEE Tier 1+Gas DHW_Electric Dryer | 0 | Incremental | 0 | 0 | 0 | 56.1652 | 0 | 0.010194 | 0 | See 'Measure Equipment Cost Source' | NWPPC 2021 Plan measure workbook Res-ClothesWasher-2021P_v2, for the measure Front Load_CEE Tier 1+Gas DHW_Electric Dryer | U | 100% | 99% | 30.62% | 1 | 0 | 18.3357 | See source workbook for details. Includes PSE NEI data where applicable. | NWPPC 2021 Plan measure workbook Res-ClothesWasher-2021P_v2, for the measure Front Load_CEE Tier 1+Gas DHW_Electric Dryer | System | System
Kittitas County | Single Family | Water Heat GT 55 Gal | New | Front Load_CEE Tier 1+Gas DHW_Electric Dryer | Washer Savings | 0 | 2024 | 2050 | 0.92861 | per Home | 0 | 0 | 14 | NWPPC 2021 Plan measure workbook Res-ClothesWasher-2021P_v2, for the measure Front Load_CEE Tier 1+Gas DHW_Electric Dryer | 2.537 | 1.651% | NWPPC 2021 Plan measure workbook Res-ClothesWasher-2021P_v2, for the measure Front Load_CEE Tier 1+Gas DHW_Electric Dryer | 117.1317 | NWPPC 2021 Plan measure workbook Res-ClothesWasher-2021P_v2, for the measure Front Load_CEE Tier 1+Gas DHW_Electric Dryer | 0 | Incremental | 0 | 0 | 0 | 56.1652 | 0 | 0.010194 | 0 | See 'Measure Equipment Cost Source' | NWPPC 2021 Plan measure workbook Res-ClothesWasher-2021P_v2, for the measure Front Load_CEE Tier 1+Gas DHW_Electric Dryer | U | 100% | 99% | 30.62% | 1 | 0 | 18.3357 | See source workbook for details. Includes PSE NEI data where applicable. | NWPPC 2021 Plan measure workbook Res-ClothesWasher-2021P_v2, for the measure Front Load_CEE Tier 1+Gas DHW_Electric Dryer | System | System
Kittitas County | Single Family - Highly Impacted | Water Heat GT 55 Gal | Existing | Front Load_CEE Tier 1+Gas DHW_Electric Dryer | Washer Savings | 0 | 2024 | 2050 | 0.66799 | per Home | 0 | 0 | 14 | NWPPC 2021 Plan measure workbook Res-ClothesWasher-2021P_v2, for the measure Front Load_CEE Tier 1+Gas DHW_Electric Dryer | 1.825 | 1.36% | NWPPC 2021 Plan measure workbook Res-ClothesWasher-2021P_v2, for the measure Front Load_CEE Tier 1+Gas DHW_Electric Dryer | 84.257 | NWPPC 2021 Plan measure workbook Res-ClothesWasher-2021P_v2, for the measure Front Load_CEE Tier 1+Gas DHW_Electric Dryer | 0 | Incremental | 0 | 0 | 0 | 40.4016 | 0 | 0.0073331 | 0 | See 'Measure Equipment Cost Source' | NWPPC 2021 Plan measure workbook Res-ClothesWasher-2021P_v2, for the measure Front Load_CEE Tier 1+Gas DHW_Electric Dryer | U | 100% | 99% | 23.49% | 1 | 0 | 13.1895 | See source workbook for details. Includes PSE NEI data where applicable. | NWPPC 2021 Plan measure workbook Res-ClothesWasher-2021P_v2, for the measure Front Load_CEE Tier 1+Gas DHW_Electric Dryer | System | System
Kittitas County | Single Family - Highly Impacted | Water Heat GT 55 Gal | New | Front Load_CEE Tier 1+Gas DHW_Electric Dryer | Washer Savings | 0 | 2024 | 2050 | 0.66799 | per Home | 0 | 0 | 14 | NWPPC 2021 Plan measure workbook Res-ClothesWasher-2021P_v2, for the measure Front Load_CEE Tier 1+Gas DHW_Electric Dryer | 1.825 | 1.36% | NWPPC 2021 Plan measure workbook Res-ClothesWasher-2021P_v2, for the measure Front Load_CEE Tier 1+Gas DHW_Electric Dryer | 84.257 | NWPPC 2021 Plan measure workbook Res-ClothesWasher-2021P_v2, for the measure Front Load_CEE Tier 1+Gas DHW_Electric Dryer | 0 | Incremental | 0 | 0 | 0 | 40.4016 | 0 | 0.0073331 | 0 | See 'Measure Equipment Cost Source' | NWPPC 2021 Plan measure workbook Res-ClothesWasher-2021P_v2, for the measure Front Load_CEE Tier 1+Gas DHW_Electric Dryer | U | 100% | 99% | 23.49% | 1 | 0 | 13.1895 | See source workbook for details. Includes PSE NEI data where applicable. | NWPPC 2021 Plan measure workbook Res-ClothesWasher-2021P_v2, for the measure Front Load_CEE Tier 1+Gas DHW_Electric Dryer | System | System
Kittitas County | Multifamily | Water Heat GT 55 Gal | Existing | Front Load_CEE Tier 1+Gas DHW_Electric Dryer | Washer Savings | 0 | 2024 | 2050 | 0.6367 | per Home | 0 | 0 | 14 | NWPPC 2021 Plan measure workbook Res-ClothesWasher-2021P_v2, for the measure Front Load_CEE Tier 1+Gas DHW_Electric Dryer | 1.7395 | 1.594% | NWPPC 2021 Plan measure workbook Res-ClothesWasher-2021P_v2, for the measure Front Load_CEE Tier 1+Gas DHW_Electric Dryer | 80.311 | NWPPC 2021 Plan measure workbook Res-ClothesWasher-2021P_v2, for the measure Front Load_CEE Tier 1+Gas DHW_Electric Dryer | 0 | Incremental | 0 | 0 | 0 | 38.5095 | 0 | 0.0069897 | 0 | See 'Measure Equipment Cost Source' | NWPPC 2021 Plan measure workbook Res-ClothesWasher-2021P_v2, for the measure Front Load_CEE Tier 1+Gas DHW_Electric Dryer | U | 100% | 99% | 7.004% | 1 | 0 | 12.5718 | See source workbook for details. Includes PSE NEI data where applicable. | NWPPC 2021 Plan measure workbook Res-ClothesWasher-2021P_v2, for the measure Front Load_CEE Tier 1+Gas DHW_Electric Dryer | System | System
Kittitas County | Multifamily | Water Heat GT 55 Gal | New | Front Load_CEE Tier 1+Gas DHW_Electric Dryer | Washer Savings | 0 | 2024 | 2050 | 0.6367 | per Home | 0 | 0 | 14 | NWPPC 2021 Plan measure workbook Res-ClothesWasher-2021P_v2, for the measure Front Load_CEE Tier 1+Gas DHW_Electric Dryer | 1.7395 | 1.594% | NWPPC 2021 Plan measure workbook Res-ClothesWasher-2021P_v2, for the measure Front Load_CEE Tier 1+Gas DHW_Electric Dryer | 80.311 | NWPPC 2021 Plan measure workbook Res-ClothesWasher-2021P_v2, for the measure Front Load_CEE Tier 1+Gas DHW_Electric Dryer | 0 | Incremental | 0 | 0 | 0 | 38.5095 | 0 | 0.0069897 | 0 | See 'Measure Equipment Cost Source' | NWPPC 2021 Plan measure workbook Res-ClothesWasher-2021P_v2, for the measure Front Load_CEE Tier 1+Gas DHW_Electric Dryer | U | 100% | 99% | 7.004% | 1 | 0 | 12.5718 | See source workbook for details. Includes PSE NEI data where applicable. | NWPPC 2021 Plan measure workbook Res-ClothesWasher-2021P_v2, for the measure Front Load_CEE Tier 1+Gas DHW_Electric Dryer | System | System
Kittitas County | Multifamily - Highly Impacted | Water Heat GT 55 Gal | Existing | Front Load_CEE Tier 1+Gas DHW_Electric Dryer | Washer Savings | 0 | 2024 | 2050 | 0.5404 | per Home | 0 | 0 | 14 | NWPPC 2021 Plan measure workbook Res-ClothesWasher-2021P_v2, for the measure Front Load_CEE Tier 1+Gas DHW_Electric Dryer | 1.4764 | 1.202% | NWPPC 2021 Plan measure workbook Res-ClothesWasher-2021P_v2, for the measure Front Load_CEE Tier 1+Gas DHW_Electric Dryer | 68.1641 | NWPPC 2021 Plan measure workbook Res-ClothesWasher-2021P_v2, for the measure Front Load_CEE Tier 1+Gas DHW_Electric Dryer | 0 | Incremental | 0 | 0 | 0 | 32.685 | 0 | 0.0059325 | 0 | See 'Measure Equipment Cost Source' | NWPPC 2021 Plan measure workbook Res-ClothesWasher-2021P_v2, for the measure Front Load_CEE Tier 1+Gas DHW_Electric Dryer | U | 100% | 99% | 5.279% | 1 | 0 | 10.6704 | See source workbook for details. Includes PSE NEI data where applicable. | NWPPC 2021 Plan measure workbook Res-ClothesWasher-2021P_v2, for the measure Front Load_CEE Tier 1+Gas DHW_Electric Dryer | System | System
Kittitas County | Multifamily - Highly Impacted | Water Heat GT 55 Gal | New | Front Load_CEE Tier 1+Gas DHW_Electric Dryer | Washer Savings | 0 | 2024 | 2050 | 0.5404 | per Home | 0 | 0 | 14 | NWPPC 2021 Plan measure workbook Res-ClothesWasher-2021P_v2, for the measure Front Load_CEE Tier 1+Gas DHW_Electric Dryer | 1.4764 | 1.202% | NWPPC 2021 Plan measure workbook Res-ClothesWasher-2021P_v2, for the measure Front Load_CEE Tier 1+Gas DHW_Electric Dryer | 68.1641 | NWPPC 2021 Plan measure workbook Res-ClothesWasher-2021P_v2, for the measure Front Load_CEE Tier 1+Gas DHW_Electric Dryer | 0 | Incremental | 0 | 0 | 0 | 32.685 | 0 | 0.0059325 | 0 | See 'Measure Equipment Cost Source' | NWPPC 2021 Plan measure workbook Res-ClothesWasher-2021P_v2, for the measure Front Load_CEE Tier 1+Gas DHW_Electric Dryer | U | 100% | 99% | 5.279% | 1 | 0 | 10.6704 | See source workbook for details. Includes PSE NEI data where applicable. | NWPPC 2021 Plan measure workbook Res-ClothesWasher-2021P_v2, for the measure Front Load_CEE Tier 1+Gas DHW_Electric Dryer | System | System
Kittitas County | Manufactured | Water Heat GT 55 Gal | Existing | Front Load_CEE Tier 1+Gas DHW_Electric Dryer | Washer Savings | 0 | 2024 | 2050 | 0.87443 | per Home | 0 | 0 | 14 | NWPPC 2021 Plan measure workbook Res-ClothesWasher-2021P_v2, for the measure Front Load_CEE Tier 1+Gas DHW_Electric Dryer | 2.389 | 1.754% | NWPPC 2021 Plan measure workbook Res-ClothesWasher-2021P_v2, for the measure Front Load_CEE Tier 1+Gas DHW_Electric Dryer | 110.2974 | NWPPC 2021 Plan measure workbook Res-ClothesWasher-2021P_v2, for the measure Front Load_CEE Tier 1+Gas DHW_Electric Dryer | 0 | Incremental | 0 | 0 | 0 | 52.8881 | 0 | 0.0095994 | 0 | See 'Measure Equipment Cost Source' | NWPPC 2021 Plan measure workbook Res-ClothesWasher-2021P_v2, for the measure Front Load_CEE Tier 1+Gas DHW_Electric Dryer | U | 100% | 99% | 8.558% | 1 | 0 | 17.2659 | See source workbook for details. Includes PSE NEI data where applicable. | NWPPC 2021 Plan measure workbook Res-ClothesWasher-2021P_v2, for the measure Front Load_CEE Tier 1+Gas DHW_Electric Dryer | System | System
Kittitas County | Manufactured | Water Heat GT 55 Gal | New | Front Load_CEE Tier 1+Gas DHW_Electric Dryer | Washer Savings | 0 | 2024 | 2050 | 0.87443 | per Home | 0 | 0 | 14 | NWPPC 2021 Plan measure workbook Res-ClothesWasher-2021P_v2, for the measure Front Load_CEE Tier 1+Gas DHW_Electric Dryer | 2.389 | 1.754% | NWPPC 2021 Plan measure workbook Res-ClothesWasher-2021P_v2, for the measure Front Load_CEE Tier 1+Gas DHW_Electric Dryer | 110.2974 | NWPPC 2021 Plan measure workbook Res-ClothesWasher-2021P_v2, for the measure Front Load_CEE Tier 1+Gas DHW_Electric Dryer | 0 | Incremental | 0 | 0 | 0 | 52.8881 | 0 | 0.0095994 | 0 | See 'Measure Equipment Cost Source' | NWPPC 2021 Plan measure workbook Res-ClothesWasher-2021P_v2, for the measure Front Load_CEE Tier 1+Gas DHW_Electric Dryer | U | 100% | 99% | 8.558% | 1 | 0 | 17.2659 | See source workbook for details. Includes PSE NEI data where applicable. | NWPPC 2021 Plan measure workbook Res-ClothesWasher-2021P_v2, for the measure Front Load_CEE Tier 1+Gas DHW_Electric Dryer | System | System
Kittitas County | Manufactured - Highly Impacted | Water Heat GT 55 Gal | Existing | Front Load_CEE Tier 1+Gas DHW_Electric Dryer | Washer Savings | 0 | 2024 | 2050 | 0.67793 | per Home | 0 | 0 | 14 | NWPPC 2021 Plan measure workbook Res-ClothesWasher-2021P_v2, for the measure Front Load_CEE Tier 1+Gas DHW_Electric Dryer | 1.8521 | 1.595% | NWPPC 2021 Plan measure workbook Res-ClothesWasher-2021P_v2, for the measure Front Load_CEE Tier 1+Gas DHW_Electric Dryer | 85.5119 | NWPPC 2021 Plan measure workbook Res-ClothesWasher-2021P_v2, for the measure Front Load_CEE Tier 1+Gas DHW_Electric Dryer | 0 | Incremental | 0 | 0 | 0 | 41.0033 | 0 | 0.0074423 | 0 | See 'Measure Equipment Cost Source' | NWPPC 2021 Plan measure workbook Res-ClothesWasher-2021P_v2, for the measure Front Load_CEE Tier 1+Gas DHW_Electric Dryer | U | 100% | 99% | 3.361% | 1 | 0 | 13.386 | See source workbook for details. Includes PSE NEI data where applicable. | NWPPC 2021 Plan measure workbook Res-ClothesWasher-2021P_v2, for the measure Front Load_CEE Tier 1+Gas DHW_Electric Dryer | System | System
Kittitas County | Manufactured - Highly Impacted | Water Heat GT 55 Gal | New | Front Load_CEE Tier 1+Gas DHW_Electric Dryer | Washer Savings | 0 | 2024 | 2050 | 0.67793 | per Home | 0 | 0 | 14 | NWPPC 2021 Plan measure workbook Res-ClothesWasher-2021P_v2, for the measure Front Load_CEE Tier 1+Gas DHW_Electric Dryer | 1.8521 | 1.595% | NWPPC 2021 Plan measure workbook Res-ClothesWasher-2021P_v2, for the measure Front Load_CEE Tier 1+Gas DHW_Electric Dryer | 85.5119 | NWPPC 2021 Plan measure workbook Res-ClothesWasher-2021P_v2, for the measure Front Load_CEE Tier 1+Gas DHW_Electric Dryer | 0 | Incremental | 0 | 0 | 0 | 41.0033 | 0 | 0.0074423 | 0 | See 'Measure Equipment Cost Source' | NWPPC 2021 Plan measure workbook Res-ClothesWasher-2021P_v2, for the measure Front Load_CEE Tier 1+Gas DHW_Electric Dryer | U | 100% | 99% | 3.361% | 1 | 0 | 13.386 | See source workbook for details. Includes PSE NEI data where applicable. | NWPPC 2021 Plan measure workbook Res-ClothesWasher-2021P_v2, for the measure Front Load_CEE Tier 1+Gas DHW_Electric Dryer | System | System
Kittitas County | Single Family | Water Heat LE 55 Gal | Existing | Front Load_CEE Tier 1+Gas DHW_Gas Dryer | Washer Savings | 0 | 2024 | 2050 | 0.92861 | per Home | 0 | 0 | 14 | NWPPC 2021 Plan measure workbook Res-ClothesWasher-2021P_v2, for the measure Front Load_CEE Tier 1+Gas DHW_Gas Dryer | 7.947 | 4.392% | NWPPC 2021 Plan measure workbook Res-ClothesWasher-2021P_v2, for the measure Front Load_CEE Tier 1+Gas DHW_Gas Dryer | -12.5512 | NWPPC 2021 Plan measure workbook Res-ClothesWasher-2021P_v2, for the measure Front Load_CEE Tier 1+Gas DHW_Gas Dryer | 0 | Incremental | 0 | 0 | 0 | 56.1652 | 0 | 0.010194 | 0 | See 'Measure Equipment Cost Source' | NWPPC 2021 Plan measure workbook Res-ClothesWasher-2021P_v2, for the measure Front Load_CEE Tier 1+Gas DHW_Gas Dryer | V | 100% | 99% | 4.886% | 1 | 0 | 18.3357 | See source workbook for details. Includes PSE NEI data where applicable. | NWPPC 2021 Plan measure workbook Res-ClothesWasher-2021P_v2, for the measure Front Load_CEE Tier 1+Gas DHW_Gas Dryer | System | System
Kittitas County | Single Family | Water Heat LE 55 Gal | New | Front Load_CEE Tier 1+Gas DHW_Gas Dryer | Washer Savings | 0 | 2024 | 2050 | 0.92861 | per Home | 0 | 0 | 14 | NWPPC 2021 Plan measure workbook Res-ClothesWasher-2021P_v2, for the measure Front Load_CEE Tier 1+Gas DHW_Gas Dryer | 7.6613 | 4.392% | NWPPC 2021 Plan measure workbook Res-ClothesWasher-2021P_v2, for the measure Front Load_CEE Tier 1+Gas DHW_Gas Dryer | -12.5512 | NWPPC 2021 Plan measure workbook Res-ClothesWasher-2021P_v2, for the measure Front Load_CEE Tier 1+Gas DHW_Gas Dryer | 0 | Incremental | 0 | 0 | 0 | 56.1652 | 0 | 0.010194 | 0 | See 'Measure Equipment Cost Source' | NWPPC 2021 Plan measure workbook Res-ClothesWasher-2021P_v2, for the measure Front Load_CEE Tier 1+Gas DHW_Gas Dryer | V | 100% | 99% | 4.886% | 1 | 0 | 18.3357 | See source workbook for details. Includes PSE NEI data where applicable. | NWPPC 2021 Plan measure workbook Res-ClothesWasher-2021P_v2, for the measure Front Load_CEE Tier 1+Gas DHW_Gas Dryer | System | System
Kittitas County | Single Family - Highly Impacted | Water Heat LE 55 Gal | Existing | Front Load_CEE Tier 1+Gas DHW_Gas Dryer | Washer Savings | 0 | 2024 | 2050 | 0.66799 | per Home | 0 | 0 | 14 | NWPPC 2021 Plan measure workbook Res-ClothesWasher-2021P_v2, for the measure Front Load_CEE Tier 1+Gas DHW_Gas Dryer | 5.7166 | 3.616% | NWPPC 2021 Plan measure workbook Res-ClothesWasher-2021P_v2, for the measure Front Load_CEE Tier 1+Gas DHW_Gas Dryer | -9.0285 | NWPPC 2021 Plan measure workbook Res-ClothesWasher-2021P_v2, for the measure Front Load_CEE Tier 1+Gas DHW_Gas Dryer | 0 | Incremental | 0 | 0 | 0 | 40.4016 | 0 | 0.0073331 | 0 | See 'Measure Equipment Cost Source' | NWPPC 2021 Plan measure workbook Res-ClothesWasher-2021P_v2, for the measure Front Load_CEE Tier 1+Gas DHW_Gas Dryer | V | 100% | 99% | 3.016% | 1 | 0 | 13.1895 | See source workbook for details. Includes PSE NEI data where applicable. | NWPPC 2021 Plan measure workbook Res-ClothesWasher-2021P_v2, for the measure Front Load_CEE Tier 1+Gas DHW_Gas Dryer | System | System
Kittitas County | Single Family - Highly Impacted | Water Heat LE 55 Gal | New | Front Load_CEE Tier 1+Gas DHW_Gas Dryer | Washer Savings | 0 | 2024 | 2050 | 0.66799 | per Home | 0 | 0 | 14 | NWPPC 2021 Plan measure workbook Res-ClothesWasher-2021P_v2, for the measure Front Load_CEE Tier 1+Gas DHW_Gas Dryer | 5.5111 | 3.616% | NWPPC 2021 Plan measure workbook Res-ClothesWasher-2021P_v2, for the measure Front Load_CEE Tier 1+Gas DHW_Gas Dryer | -9.0285 | NWPPC 2021 Plan measure workbook Res-ClothesWasher-2021P_v2, for the measure Front Load_CEE Tier 1+Gas DHW_Gas Dryer | 0 | Incremental | 0 | 0 | 0 | 40.4016 | 0 | 0.0073331 | 0 | See 'Measure Equipment Cost Source' | NWPPC 2021 Plan measure workbook Res-ClothesWasher-2021P_v2, for the measure Front Load_CEE Tier 1+Gas DHW_Gas Dryer | V | 100% | 99% | 3.016% | 1 | 0 | 13.1895 | See source workbook for details. Includes PSE NEI data where applicable. | NWPPC 2021 Plan measure workbook Res-ClothesWasher-2021P_v2, for the measure Front Load_CEE Tier 1+Gas DHW_Gas Dryer | System | System
Kittitas County | Multifamily | Water Heat LE 55 Gal | Existing | Front Load_CEE Tier 1+Gas DHW_Gas Dryer | Washer Savings | 0 | 2024 | 2050 | 0.6367 | per Home | 0 | 0 | 14 | NWPPC 2021 Plan measure workbook Res-ClothesWasher-2021P_v2, for the measure Front Load_CEE Tier 1+Gas DHW_Gas Dryer | 5.4489 | 4.24% | NWPPC 2021 Plan measure workbook Res-ClothesWasher-2021P_v2, for the measure Front Load_CEE Tier 1+Gas DHW_Gas Dryer | -8.6057 | NWPPC 2021 Plan measure workbook Res-ClothesWasher-2021P_v2, for the measure Front Load_CEE Tier 1+Gas DHW_Gas Dryer | 0 | Incremental | 0 | 0 | 0 | 38.5095 | 0 | 0.0069897 | 0 | See 'Measure Equipment Cost Source' | NWPPC 2021 Plan measure workbook Res-ClothesWasher-2021P_v2, for the measure Front Load_CEE Tier 1+Gas DHW_Gas Dryer | V | 100% | 99% | 0.1369% | 1 | 0 | 12.5718 | See source workbook for details. Includes PSE NEI data where applicable. | NWPPC 2021 Plan measure workbook Res-ClothesWasher-2021P_v2, for the measure Front Load_CEE Tier 1+Gas DHW_Gas Dryer | System | System
Kittitas County | Multifamily | Water Heat LE 55 Gal | New | Front Load_CEE Tier 1+Gas DHW_Gas Dryer | Washer Savings | 0 | 2024 | 2050 | 0.6367 | per Home | 0 | 0 | 14 | NWPPC 2021 Plan measure workbook Res-ClothesWasher-2021P_v2, for the measure Front Load_CEE Tier 1+Gas DHW_Gas Dryer | 5.253 | 4.24% | NWPPC 2021 Plan measure workbook Res-ClothesWasher-2021P_v2, for the measure Front Load_CEE Tier 1+Gas DHW_Gas Dryer | -8.6057 | NWPPC 2021 Plan measure workbook Res-ClothesWasher-2021P_v2, for the measure Front Load_CEE Tier 1+Gas DHW_Gas Dryer | 0 | Incremental | 0 | 0 | 0 | 38.5095 | 0 | 0.0069897 | 0 | See 'Measure Equipment Cost Source' | NWPPC 2021 Plan measure workbook Res-ClothesWasher-2021P_v2, for the measure Front Load_CEE Tier 1+Gas DHW_Gas Dryer | V | 100% | 99% | 0.1369% | 1 | 0 | 12.5718 | See source workbook for details. Includes PSE NEI data where applicable. | NWPPC 2021 Plan measure workbook Res-ClothesWasher-2021P_v2, for the measure Front Load_CEE Tier 1+Gas DHW_Gas Dryer | System | System
Kittitas County | Multifamily - Highly Impacted | Water Heat LE 55 Gal | Existing | Front Load_CEE Tier 1+Gas DHW_Gas Dryer | Washer Savings | 0 | 2024 | 2050 | 0.5404 | per Home | 0 | 0 | 14 | NWPPC 2021 Plan measure workbook Res-ClothesWasher-2021P_v2, for the measure Front Load_CEE Tier 1+Gas DHW_Gas Dryer | 4.6247 | 3.197% | NWPPC 2021 Plan measure workbook Res-ClothesWasher-2021P_v2, for the measure Front Load_CEE Tier 1+Gas DHW_Gas Dryer | -7.3041 | NWPPC 2021 Plan measure workbook Res-ClothesWasher-2021P_v2, for the measure Front Load_CEE Tier 1+Gas DHW_Gas Dryer | 0 | Incremental | 0 | 0 | 0 | 32.685 | 0 | 0.0059325 | 0 | See 'Measure Equipment Cost Source' | NWPPC 2021 Plan measure workbook Res-ClothesWasher-2021P_v2, for the measure Front Load_CEE Tier 1+Gas DHW_Gas Dryer | V | 100% | 99% | 0.07744% | 1 | 0 | 10.6704 | See source workbook for details. Includes PSE NEI data where applicable. | NWPPC 2021 Plan measure workbook Res-ClothesWasher-2021P_v2, for the measure Front Load_CEE Tier 1+Gas DHW_Gas Dryer | System | System
Kittitas County | Multifamily - Highly Impacted | Water Heat LE 55 Gal | New | Front Load_CEE Tier 1+Gas DHW_Gas Dryer | Washer Savings | 0 | 2024 | 2050 | 0.5404 | per Home | 0 | 0 | 14 | NWPPC 2021 Plan measure workbook Res-ClothesWasher-2021P_v2, for the measure Front Load_CEE Tier 1+Gas DHW_Gas Dryer | 4.4585 | 3.197% | NWPPC 2021 Plan measure workbook Res-ClothesWasher-2021P_v2, for the measure Front Load_CEE Tier 1+Gas DHW_Gas Dryer | -7.3041 | NWPPC 2021 Plan measure workbook Res-ClothesWasher-2021P_v2, for the measure Front Load_CEE Tier 1+Gas DHW_Gas Dryer | 0 | Incremental | 0 | 0 | 0 | 32.685 | 0 | 0.0059325 | 0 | See 'Measure Equipment Cost Source' | NWPPC 2021 Plan measure workbook Res-ClothesWasher-2021P_v2, for the measure Front Load_CEE Tier 1+Gas DHW_Gas Dryer | V | 100% | 99% | 0.07744% | 1 | 0 | 10.6704 | See source workbook for details. Includes PSE NEI data where applicable. | NWPPC 2021 Plan measure workbook Res-ClothesWasher-2021P_v2, for the measure Front Load_CEE Tier 1+Gas DHW_Gas Dryer | System | System
Kittitas County | Manufactured | Water Heat LE 55 Gal | Existing | Front Load_CEE Tier 1+Gas DHW_Gas Dryer | Washer Savings | 0 | 2024 | 2050 | 0.87443 | per Home | 0 | 0 | 14 | NWPPC 2021 Plan measure workbook Res-ClothesWasher-2021P_v2, for the measure Front Load_CEE Tier 1+Gas DHW_Gas Dryer | 7.4833 | 4.666% | NWPPC 2021 Plan measure workbook Res-ClothesWasher-2021P_v2, for the measure Front Load_CEE Tier 1+Gas DHW_Gas Dryer | -11.8189 | NWPPC 2021 Plan measure workbook Res-ClothesWasher-2021P_v2, for the measure Front Load_CEE Tier 1+Gas DHW_Gas Dryer | 0 | Incremental | 0 | 0 | 0 | 52.8881 | 0 | 0.0095994 | 0 | See 'Measure Equipment Cost Source' | NWPPC 2021 Plan measure workbook Res-ClothesWasher-2021P_v2, for the measure Front Load_CEE Tier 1+Gas DHW_Gas Dryer | V | 100% | 99% | 0.7039% | 1 | 0 | 17.2659 | See source workbook for details. Includes PSE NEI data where applicable. | NWPPC 2021 Plan measure workbook Res-ClothesWasher-2021P_v2, for the measure Front Load_CEE Tier 1+Gas DHW_Gas Dryer | System | System
Kittitas County | Manufactured | Water Heat LE 55 Gal | New | Front Load_CEE Tier 1+Gas DHW_Gas Dryer | Washer Savings | 0 | 2024 | 2050 | 0.87443 | per Home | 0 | 0 | 14 | NWPPC 2021 Plan measure workbook Res-ClothesWasher-2021P_v2, for the measure Front Load_CEE Tier 1+Gas DHW_Gas Dryer | 7.2143 | 4.666% | NWPPC 2021 Plan measure workbook Res-ClothesWasher-2021P_v2, for the measure Front Load_CEE Tier 1+Gas DHW_Gas Dryer | -11.8189 | NWPPC 2021 Plan measure workbook Res-ClothesWasher-2021P_v2, for the measure Front Load_CEE Tier 1+Gas DHW_Gas Dryer | 0 | Incremental | 0 | 0 | 0 | 52.8881 | 0 | 0.0095994 | 0 | See 'Measure Equipment Cost Source' | NWPPC 2021 Plan measure workbook Res-ClothesWasher-2021P_v2, for the measure Front Load_CEE Tier 1+Gas DHW_Gas Dryer | V | 100% | 99% | 0.7039% | 1 | 0 | 17.2659 | See source workbook for details. Includes PSE NEI data where applicable. | NWPPC 2021 Plan measure workbook Res-ClothesWasher-2021P_v2, for the measure Front Load_CEE Tier 1+Gas DHW_Gas Dryer | System | System
Kittitas County | Manufactured - Highly Impacted | Water Heat LE 55 Gal | Existing | Front Load_CEE Tier 1+Gas DHW_Gas Dryer | Washer Savings | 0 | 2024 | 2050 | 0.67793 | per Home | 0 | 0 | 14 | NWPPC 2021 Plan measure workbook Res-ClothesWasher-2021P_v2, for the measure Front Load_CEE Tier 1+Gas DHW_Gas Dryer | 5.8017 | 4.242% | NWPPC 2021 Plan measure workbook Res-ClothesWasher-2021P_v2, for the measure Front Load_CEE Tier 1+Gas DHW_Gas Dryer | -9.163 | NWPPC 2021 Plan measure workbook Res-ClothesWasher-2021P_v2, for the measure Front Load_CEE Tier 1+Gas DHW_Gas Dryer | 0 | Incremental | 0 | 0 | 0 | 41.0033 | 0 | 0.0074423 | 0 | See 'Measure Equipment Cost Source' | NWPPC 2021 Plan measure workbook Res-ClothesWasher-2021P_v2, for the measure Front Load_CEE Tier 1+Gas DHW_Gas Dryer | V | 100% | 99% | 0.03633% | 1 | 0 | 13.386 | See source workbook for details. Includes PSE NEI data where applicable. | NWPPC 2021 Plan measure workbook Res-ClothesWasher-2021P_v2, for the measure Front Load_CEE Tier 1+Gas DHW_Gas Dryer | System | System
Kittitas County | Manufactured - Highly Impacted | Water Heat LE 55 Gal | New | Front Load_CEE Tier 1+Gas DHW_Gas Dryer | Washer Savings | 0 | 2024 | 2050 | 0.67793 | per Home | 0 | 0 | 14 | NWPPC 2021 Plan measure workbook Res-ClothesWasher-2021P_v2, for the measure Front Load_CEE Tier 1+Gas DHW_Gas Dryer | 5.5931 | 4.242% | NWPPC 2021 Plan measure workbook Res-ClothesWasher-2021P_v2, for the measure Front Load_CEE Tier 1+Gas DHW_Gas Dryer | -9.163 | NWPPC 2021 Plan measure workbook Res-ClothesWasher-2021P_v2, for the measure Front Load_CEE Tier 1+Gas DHW_Gas Dryer | 0 | Incremental | 0 | 0 | 0 | 41.0033 | 0 | 0.0074423 | 0 | See 'Measure Equipment Cost Source' | NWPPC 2021 Plan measure workbook Res-ClothesWasher-2021P_v2, for the measure Front Load_CEE Tier 1+Gas DHW_Gas Dryer | V | 100% | 99% | 0.03633% | 1 | 0 | 13.386 | See source workbook for details. Includes PSE NEI data where applicable. | NWPPC 2021 Plan measure workbook Res-ClothesWasher-2021P_v2, for the measure Front Load_CEE Tier 1+Gas DHW_Gas Dryer | System | System
Kittitas County | Single Family | Water Heat GT 55 Gal | Existing | Front Load_CEE Tier 1+Gas DHW_Gas Dryer | Washer Savings | 0 | 2024 | 2050 | 0.92861 | per Home | 0 | 0 | 14 | NWPPC 2021 Plan measure workbook Res-ClothesWasher-2021P_v2, for the measure Front Load_CEE Tier 1+Gas DHW_Gas Dryer | 6.7481 | 4.392% | NWPPC 2021 Plan measure workbook Res-ClothesWasher-2021P_v2, for the measure Front Load_CEE Tier 1+Gas DHW_Gas Dryer | -12.5512 | NWPPC 2021 Plan measure workbook Res-ClothesWasher-2021P_v2, for the measure Front Load_CEE Tier 1+Gas DHW_Gas Dryer | 0 | Incremental | 0 | 0 | 0 | 56.1652 | 0 | 0.010194 | 0 | See 'Measure Equipment Cost Source' | NWPPC 2021 Plan measure workbook Res-ClothesWasher-2021P_v2, for the measure Front Load_CEE Tier 1+Gas DHW_Gas Dryer | V | 100% | 99% | 4.886% | 1 | 0 | 18.3357 | See source workbook for details. Includes PSE NEI data where applicable. | NWPPC 2021 Plan measure workbook Res-ClothesWasher-2021P_v2, for the measure Front Load_CEE Tier 1+Gas DHW_Gas Dryer | System | System
Kittitas County | Single Family | Water Heat GT 55 Gal | New | Front Load_CEE Tier 1+Gas DHW_Gas Dryer | Washer Savings | 0 | 2024 | 2050 | 0.92861 | per Home | 0 | 0 | 14 | NWPPC 2021 Plan measure workbook Res-ClothesWasher-2021P_v2, for the measure Front Load_CEE Tier 1+Gas DHW_Gas Dryer | 6.7481 | 4.392% | NWPPC 2021 Plan measure workbook Res-ClothesWasher-2021P_v2, for the measure Front Load_CEE Tier 1+Gas DHW_Gas Dryer | -12.5512 | NWPPC 2021 Plan measure workbook Res-ClothesWasher-2021P_v2, for the measure Front Load_CEE Tier 1+Gas DHW_Gas Dryer | 0 | Incremental | 0 | 0 | 0 | 56.1652 | 0 | 0.010194 | 0 | See 'Measure Equipment Cost Source' | NWPPC 2021 Plan measure workbook Res-ClothesWasher-2021P_v2, for the measure Front Load_CEE Tier 1+Gas DHW_Gas Dryer | V | 100% | 99% | 4.886% | 1 | 0 | 18.3357 | See source workbook for details. Includes PSE NEI data where applicable. | NWPPC 2021 Plan measure workbook Res-ClothesWasher-2021P_v2, for the measure Front Load_CEE Tier 1+Gas DHW_Gas Dryer | System | System
Kittitas County | Single Family - Highly Impacted | Water Heat GT 55 Gal | Existing | Front Load_CEE Tier 1+Gas DHW_Gas Dryer | Washer Savings | 0 | 2024 | 2050 | 0.66799 | per Home | 0 | 0 | 14 | NWPPC 2021 Plan measure workbook Res-ClothesWasher-2021P_v2, for the measure Front Load_CEE Tier 1+Gas DHW_Gas Dryer | 4.8541 | 3.616% | NWPPC 2021 Plan measure workbook Res-ClothesWasher-2021P_v2, for the measure Front Load_CEE Tier 1+Gas DHW_Gas Dryer | -9.0285 | NWPPC 2021 Plan measure workbook Res-ClothesWasher-2021P_v2, for the measure Front Load_CEE Tier 1+Gas DHW_Gas Dryer | 0 | Incremental | 0 | 0 | 0 | 40.4016 | 0 | 0.0073331 | 0 | See 'Measure Equipment Cost Source' | NWPPC 2021 Plan measure workbook Res-ClothesWasher-2021P_v2, for the measure Front Load_CEE Tier 1+Gas DHW_Gas Dryer | V | 100% | 99% | 3.016% | 1 | 0 | 13.1895 | See source workbook for details. Includes PSE NEI data where applicable. | NWPPC 2021 Plan measure workbook Res-ClothesWasher-2021P_v2, for the measure Front Load_CEE Tier 1+Gas DHW_Gas Dryer | System | System
Kittitas County | Single Family - Highly Impacted | Water Heat GT 55 Gal | New | Front Load_CEE Tier 1+Gas DHW_Gas Dryer | Washer Savings | 0 | 2024 | 2050 | 0.66799 | per Home | 0 | 0 | 14 | NWPPC 2021 Plan measure workbook Res-ClothesWasher-2021P_v2, for the measure Front Load_CEE Tier 1+Gas DHW_Gas Dryer | 4.8541 | 3.616% | NWPPC 2021 Plan measure workbook Res-ClothesWasher-2021P_v2, for the measure Front Load_CEE Tier 1+Gas DHW_Gas Dryer | -9.0285 | NWPPC 2021 Plan measure workbook Res-ClothesWasher-2021P_v2, for the measure Front Load_CEE Tier 1+Gas DHW_Gas Dryer | 0 | Incremental | 0 | 0 | 0 | 40.4016 | 0 | 0.0073331 | 0 | See 'Measure Equipment Cost Source' | NWPPC 2021 Plan measure workbook Res-ClothesWasher-2021P_v2, for the measure Front Load_CEE Tier 1+Gas DHW_Gas Dryer | V | 100% | 99% | 3.016% | 1 | 0 | 13.1895 | See source workbook for details. Includes PSE NEI data where applicable. | NWPPC 2021 Plan measure workbook Res-ClothesWasher-2021P_v2, for the measure Front Load_CEE Tier 1+Gas DHW_Gas Dryer | System | System
Kittitas County | Multifamily | Water Heat GT 55 Gal | Existing | Front Load_CEE Tier 1+Gas DHW_Gas Dryer | Washer Savings | 0 | 2024 | 2050 | 0.6367 | per Home | 0 | 0 | 14 | NWPPC 2021 Plan measure workbook Res-ClothesWasher-2021P_v2, for the measure Front Load_CEE Tier 1+Gas DHW_Gas Dryer | 4.6268 | 4.24% | NWPPC 2021 Plan measure workbook Res-ClothesWasher-2021P_v2, for the measure Front Load_CEE Tier 1+Gas DHW_Gas Dryer | -8.6057 | NWPPC 2021 Plan measure workbook Res-ClothesWasher-2021P_v2, for the measure Front Load_CEE Tier 1+Gas DHW_Gas Dryer | 0 | Incremental | 0 | 0 | 0 | 38.5095 | 0 | 0.0069897 | 0 | See 'Measure Equipment Cost Source' | NWPPC 2021 Plan measure workbook Res-ClothesWasher-2021P_v2, for the measure Front Load_CEE Tier 1+Gas DHW_Gas Dryer | V | 100% | 99% | 0.1369% | 1 | 0 | 12.5718 | See source workbook for details. Includes PSE NEI data where applicable. | NWPPC 2021 Plan measure workbook Res-ClothesWasher-2021P_v2, for the measure Front Load_CEE Tier 1+Gas DHW_Gas Dryer | System | System
Kittitas County | Multifamily | Water Heat GT 55 Gal | New | Front Load_CEE Tier 1+Gas DHW_Gas Dryer | Washer Savings | 0 | 2024 | 2050 | 0.6367 | per Home | 0 | 0 | 14 | NWPPC 2021 Plan measure workbook Res-ClothesWasher-2021P_v2, for the measure Front Load_CEE Tier 1+Gas DHW_Gas Dryer | 4.6268 | 4.24% | NWPPC 2021 Plan measure workbook Res-ClothesWasher-2021P_v2, for the measure Front Load_CEE Tier 1+Gas DHW_Gas Dryer | -8.6057 | NWPPC 2021 Plan measure workbook Res-ClothesWasher-2021P_v2, for the measure Front Load_CEE Tier 1+Gas DHW_Gas Dryer | 0 | Incremental | 0 | 0 | 0 | 38.5095 | 0 | 0.0069897 | 0 | See 'Measure Equipment Cost Source' | NWPPC 2021 Plan measure workbook Res-ClothesWasher-2021P_v2, for the measure Front Load_CEE Tier 1+Gas DHW_Gas Dryer | V | 100% | 99% | 0.1369% | 1 | 0 | 12.5718 | See source workbook for details. Includes PSE NEI data where applicable. | NWPPC 2021 Plan measure workbook Res-ClothesWasher-2021P_v2, for the measure Front Load_CEE Tier 1+Gas DHW_Gas Dryer | System | System
Kittitas County | Multifamily - Highly Impacted | Water Heat GT 55 Gal | Existing | Front Load_CEE Tier 1+Gas DHW_Gas Dryer | Washer Savings | 0 | 2024 | 2050 | 0.5404 | per Home | 0 | 0 | 14 | NWPPC 2021 Plan measure workbook Res-ClothesWasher-2021P_v2, for the measure Front Load_CEE Tier 1+Gas DHW_Gas Dryer | 3.927 | 3.197% | NWPPC 2021 Plan measure workbook Res-ClothesWasher-2021P_v2, for the measure Front Load_CEE Tier 1+Gas DHW_Gas Dryer | -7.3041 | NWPPC 2021 Plan measure workbook Res-ClothesWasher-2021P_v2, for the measure Front Load_CEE Tier 1+Gas DHW_Gas Dryer | 0 | Incremental | 0 | 0 | 0 | 32.685 | 0 | 0.0059325 | 0 | See 'Measure Equipment Cost Source' | NWPPC 2021 Plan measure workbook Res-ClothesWasher-2021P_v2, for the measure Front Load_CEE Tier 1+Gas DHW_Gas Dryer | V | 100% | 99% | 0.07744% | 1 | 0 | 10.6704 | See source workbook for details. Includes PSE NEI data where applicable. | NWPPC 2021 Plan measure workbook Res-ClothesWasher-2021P_v2, for the measure Front Load_CEE Tier 1+Gas DHW_Gas Dryer | System | System
Kittitas County | Multifamily - Highly Impacted | Water Heat GT 55 Gal | New | Front Load_CEE Tier 1+Gas DHW_Gas Dryer | Washer Savings | 0 | 2024 | 2050 | 0.5404 | per Home | 0 | 0 | 14 | NWPPC 2021 Plan measure workbook Res-ClothesWasher-2021P_v2, for the measure Front Load_CEE Tier 1+Gas DHW_Gas Dryer | 3.927 | 3.197% | NWPPC 2021 Plan measure workbook Res-ClothesWasher-2021P_v2, for the measure Front Load_CEE Tier 1+Gas DHW_Gas Dryer | -7.3041 | NWPPC 2021 Plan measure workbook Res-ClothesWasher-2021P_v2, for the measure Front Load_CEE Tier 1+Gas DHW_Gas Dryer | 0 | Incremental | 0 | 0 | 0 | 32.685 | 0 | 0.0059325 | 0 | See 'Measure Equipment Cost Source' | NWPPC 2021 Plan measure workbook Res-ClothesWasher-2021P_v2, for the measure Front Load_CEE Tier 1+Gas DHW_Gas Dryer | V | 100% | 99% | 0.07744% | 1 | 0 | 10.6704 | See source workbook for details. Includes PSE NEI data where applicable. | NWPPC 2021 Plan measure workbook Res-ClothesWasher-2021P_v2, for the measure Front Load_CEE Tier 1+Gas DHW_Gas Dryer | System | System
Kittitas County | Manufactured | Water Heat GT 55 Gal | Existing | Front Load_CEE Tier 1+Gas DHW_Gas Dryer | Washer Savings | 0 | 2024 | 2050 | 0.87443 | per Home | 0 | 0 | 14 | NWPPC 2021 Plan measure workbook Res-ClothesWasher-2021P_v2, for the measure Front Load_CEE Tier 1+Gas DHW_Gas Dryer | 6.3543 | 4.666% | NWPPC 2021 Plan measure workbook Res-ClothesWasher-2021P_v2, for the measure Front Load_CEE Tier 1+Gas DHW_Gas Dryer | -11.8189 | NWPPC 2021 Plan measure workbook Res-ClothesWasher-2021P_v2, for the measure Front Load_CEE Tier 1+Gas DHW_Gas Dryer | 0 | Incremental | 0 | 0 | 0 | 52.8881 | 0 | 0.0095994 | 0 | See 'Measure Equipment Cost Source' | NWPPC 2021 Plan measure workbook Res-ClothesWasher-2021P_v2, for the measure Front Load_CEE Tier 1+Gas DHW_Gas Dryer | V | 100% | 99% | 0.7039% | 1 | 0 | 17.2659 | See source workbook for details. Includes PSE NEI data where applicable. | NWPPC 2021 Plan measure workbook Res-ClothesWasher-2021P_v2, for the measure Front Load_CEE Tier 1+Gas DHW_Gas Dryer | System | System
Kittitas County | Manufactured | Water Heat GT 55 Gal | New | Front Load_CEE Tier 1+Gas DHW_Gas Dryer | Washer Savings | 0 | 2024 | 2050 | 0.87443 | per Home | 0 | 0 | 14 | NWPPC 2021 Plan measure workbook Res-ClothesWasher-2021P_v2, for the measure Front Load_CEE Tier 1+Gas DHW_Gas Dryer | 6.3543 | 4.666% | NWPPC 2021 Plan measure workbook Res-ClothesWasher-2021P_v2, for the measure Front Load_CEE Tier 1+Gas DHW_Gas Dryer | -11.8189 | NWPPC 2021 Plan measure workbook Res-ClothesWasher-2021P_v2, for the measure Front Load_CEE Tier 1+Gas DHW_Gas Dryer | 0 | Incremental | 0 | 0 | 0 | 52.8881 | 0 | 0.0095994 | 0 | See 'Measure Equipment Cost Source' | NWPPC 2021 Plan measure workbook Res-ClothesWasher-2021P_v2, for the measure Front Load_CEE Tier 1+Gas DHW_Gas Dryer | V | 100% | 99% | 0.7039% | 1 | 0 | 17.2659 | See source workbook for details. Includes PSE NEI data where applicable. | NWPPC 2021 Plan measure workbook Res-ClothesWasher-2021P_v2, for the measure Front Load_CEE Tier 1+Gas DHW_Gas Dryer | System | System
Kittitas County | Manufactured - Highly Impacted | Water Heat GT 55 Gal | Existing | Front Load_CEE Tier 1+Gas DHW_Gas Dryer | Washer Savings | 0 | 2024 | 2050 | 0.67793 | per Home | 0 | 0 | 14 | NWPPC 2021 Plan measure workbook Res-ClothesWasher-2021P_v2, for the measure Front Load_CEE Tier 1+Gas DHW_Gas Dryer | 4.9264 | 4.242% | NWPPC 2021 Plan measure workbook Res-ClothesWasher-2021P_v2, for the measure Front Load_CEE Tier 1+Gas DHW_Gas Dryer | -9.163 | NWPPC 2021 Plan measure workbook Res-ClothesWasher-2021P_v2, for the measure Front Load_CEE Tier 1+Gas DHW_Gas Dryer | 0 | Incremental | 0 | 0 | 0 | 41.0033 | 0 | 0.0074423 | 0 | See 'Measure Equipment Cost Source' | NWPPC 2021 Plan measure workbook Res-ClothesWasher-2021P_v2, for the measure Front Load_CEE Tier 1+Gas DHW_Gas Dryer | V | 100% | 99% | 0.03633% | 1 | 0 | 13.386 | See source workbook for details. Includes PSE NEI data where applicable. | NWPPC 2021 Plan measure workbook Res-ClothesWasher-2021P_v2, for the measure Front Load_CEE Tier 1+Gas DHW_Gas Dryer | System | System
Kittitas County | Manufactured - Highly Impacted | Water Heat GT 55 Gal | New | Front Load_CEE Tier 1+Gas DHW_Gas Dryer | Washer Savings | 0 | 2024 | 2050 | 0.67793 | per Home | 0 | 0 | 14 | NWPPC 2021 Plan measure workbook Res-ClothesWasher-2021P_v2, for the measure Front Load_CEE Tier 1+Gas DHW_Gas Dryer | 4.9264 | 4.242% | NWPPC 2021 Plan measure workbook Res-ClothesWasher-2021P_v2, for the measure Front Load_CEE Tier 1+Gas DHW_Gas Dryer | -9.163 | NWPPC 2021 Plan measure workbook Res-ClothesWasher-2021P_v2, for the measure Front Load_CEE Tier 1+Gas DHW_Gas Dryer | 0 | Incremental | 0 | 0 | 0 | 41.0033 | 0 | 0.0074423 | 0 | See 'Measure Equipment Cost Source' | NWPPC 2021 Plan measure workbook Res-ClothesWasher-2021P_v2, for the measure Front Load_CEE Tier 1+Gas DHW_Gas Dryer | V | 100% | 99% | 0.03633% | 1 | 0 | 13.386 | See source workbook for details. Includes PSE NEI data where applicable. | NWPPC 2021 Plan measure workbook Res-ClothesWasher-2021P_v2, for the measure Front Load_CEE Tier 1+Gas DHW_Gas Dryer | System | System
Kittitas County | Single Family | Water Heat LE 55 Gal | Existing | Front Load_CEE Tier 2+Gas DHW_Electric Dryer | Washer Savings | 0 | 2024 | 2050 | 0.92861 | per Home | 0 | 0 | 14 | NWPPC 2021 Plan measure workbook Res-ClothesWasher-2021P_v2, for the measure Front Load_CEE Tier 2+Gas DHW_Electric Dryer | 3.6191 | 2% | NWPPC 2021 Plan measure workbook Res-ClothesWasher-2021P_v2, for the measure Front Load_CEE Tier 2+Gas DHW_Electric Dryer | 145.7239 | NWPPC 2021 Plan measure workbook Res-ClothesWasher-2021P_v2, for the measure Front Load_CEE Tier 2+Gas DHW_Electric Dryer | 0 | Incremental | 0 | 0 | 0 | 81.1955 | 0 | 0.010194 | 0 | See 'Measure Equipment Cost Source' | NWPPC 2021 Plan measure workbook Res-ClothesWasher-2021P_v2, for the measure Front Load_CEE Tier 2+Gas DHW_Electric Dryer | U | 100% | 99% | 30.62% | 1 | 0 | 20.9505 | See source workbook for details. Includes PSE NEI data where applicable. | NWPPC 2021 Plan measure workbook Res-ClothesWasher-2021P_v2, for the measure Front Load_CEE Tier 2+Gas DHW_Electric Dryer | System | System
Kittitas County | Single Family | Water Heat LE 55 Gal | New | Front Load_CEE Tier 2+Gas DHW_Electric Dryer | Washer Savings | 0 | 2024 | 2050 | 0.92861 | per Home | 0 | 0 | 14 | NWPPC 2021 Plan measure workbook Res-ClothesWasher-2021P_v2, for the measure Front Load_CEE Tier 2+Gas DHW_Electric Dryer | 3.489 | 2% | NWPPC 2021 Plan measure workbook Res-ClothesWasher-2021P_v2, for the measure Front Load_CEE Tier 2+Gas DHW_Electric Dryer | 145.7239 | NWPPC 2021 Plan measure workbook Res-ClothesWasher-2021P_v2, for the measure Front Load_CEE Tier 2+Gas DHW_Electric Dryer | 0 | Incremental | 0 | 0 | 0 | 81.1955 | 0 | 0.010194 | 0 | See 'Measure Equipment Cost Source' | NWPPC 2021 Plan measure workbook Res-ClothesWasher-2021P_v2, for the measure Front Load_CEE Tier 2+Gas DHW_Electric Dryer | U | 100% | 99% | 30.62% | 1 | 0 | 20.9505 | See source workbook for details. Includes PSE NEI data where applicable. | NWPPC 2021 Plan measure workbook Res-ClothesWasher-2021P_v2, for the measure Front Load_CEE Tier 2+Gas DHW_Electric Dryer | System | System
Kittitas County | Single Family - Highly Impacted | Water Heat LE 55 Gal | Existing | Front Load_CEE Tier 2+Gas DHW_Electric Dryer | Washer Savings | 0 | 2024 | 2050 | 0.66799 | per Home | 0 | 0 | 14 | NWPPC 2021 Plan measure workbook Res-ClothesWasher-2021P_v2, for the measure Front Load_CEE Tier 2+Gas DHW_Electric Dryer | 2.6033 | 1.647% | NWPPC 2021 Plan measure workbook Res-ClothesWasher-2021P_v2, for the measure Front Load_CEE Tier 2+Gas DHW_Electric Dryer | 104.8244 | NWPPC 2021 Plan measure workbook Res-ClothesWasher-2021P_v2, for the measure Front Load_CEE Tier 2+Gas DHW_Electric Dryer | 0 | Incremental | 0 | 0 | 0 | 58.4068 | 0 | 0.0073331 | 0 | See 'Measure Equipment Cost Source' | NWPPC 2021 Plan measure workbook Res-ClothesWasher-2021P_v2, for the measure Front Load_CEE Tier 2+Gas DHW_Electric Dryer | U | 100% | 99% | 23.49% | 1 | 0 | 15.0704 | See source workbook for details. Includes PSE NEI data where applicable. | NWPPC 2021 Plan measure workbook Res-ClothesWasher-2021P_v2, for the measure Front Load_CEE Tier 2+Gas DHW_Electric Dryer | System | System
Kittitas County | Single Family - Highly Impacted | Water Heat LE 55 Gal | New | Front Load_CEE Tier 2+Gas DHW_Electric Dryer | Washer Savings | 0 | 2024 | 2050 | 0.66799 | per Home | 0 | 0 | 14 | NWPPC 2021 Plan measure workbook Res-ClothesWasher-2021P_v2, for the measure Front Load_CEE Tier 2+Gas DHW_Electric Dryer | 2.5097 | 1.647% | NWPPC 2021 Plan measure workbook Res-ClothesWasher-2021P_v2, for the measure Front Load_CEE Tier 2+Gas DHW_Electric Dryer | 104.8244 | NWPPC 2021 Plan measure workbook Res-ClothesWasher-2021P_v2, for the measure Front Load_CEE Tier 2+Gas DHW_Electric Dryer | 0 | Incremental | 0 | 0 | 0 | 58.4068 | 0 | 0.0073331 | 0 | See 'Measure Equipment Cost Source' | NWPPC 2021 Plan measure workbook Res-ClothesWasher-2021P_v2, for the measure Front Load_CEE Tier 2+Gas DHW_Electric Dryer | U | 100% | 99% | 23.49% | 1 | 0 | 15.0704 | See source workbook for details. Includes PSE NEI data where applicable. | NWPPC 2021 Plan measure workbook Res-ClothesWasher-2021P_v2, for the measure Front Load_CEE Tier 2+Gas DHW_Electric Dryer | System | System
Kittitas County | Multifamily | Water Heat LE 55 Gal | Existing | Front Load_CEE Tier 2+Gas DHW_Electric Dryer | Washer Savings | 0 | 2024 | 2050 | 0.6367 | per Home | 0 | 0 | 14 | NWPPC 2021 Plan measure workbook Res-ClothesWasher-2021P_v2, for the measure Front Load_CEE Tier 2+Gas DHW_Electric Dryer | 2.4814 | 1.931% | NWPPC 2021 Plan measure workbook Res-ClothesWasher-2021P_v2, for the measure Front Load_CEE Tier 2+Gas DHW_Electric Dryer | 99.9151 | NWPPC 2021 Plan measure workbook Res-ClothesWasher-2021P_v2, for the measure Front Load_CEE Tier 2+Gas DHW_Electric Dryer | 0 | Incremental | 0 | 0 | 0 | 55.6714 | 0 | 0.0069897 | 0 | See 'Measure Equipment Cost Source' | NWPPC 2021 Plan measure workbook Res-ClothesWasher-2021P_v2, for the measure Front Load_CEE Tier 2+Gas DHW_Electric Dryer | U | 100% | 99% | 7.004% | 1 | 0 | 14.3646 | See source workbook for details. Includes PSE NEI data where applicable. | NWPPC 2021 Plan measure workbook Res-ClothesWasher-2021P_v2, for the measure Front Load_CEE Tier 2+Gas DHW_Electric Dryer | System | System
Kittitas County | Multifamily | Water Heat LE 55 Gal | New | Front Load_CEE Tier 2+Gas DHW_Electric Dryer | Washer Savings | 0 | 2024 | 2050 | 0.6367 | per Home | 0 | 0 | 14 | NWPPC 2021 Plan measure workbook Res-ClothesWasher-2021P_v2, for the measure Front Load_CEE Tier 2+Gas DHW_Electric Dryer | 2.3922 | 1.931% | NWPPC 2021 Plan measure workbook Res-ClothesWasher-2021P_v2, for the measure Front Load_CEE Tier 2+Gas DHW_Electric Dryer | 99.9151 | NWPPC 2021 Plan measure workbook Res-ClothesWasher-2021P_v2, for the measure Front Load_CEE Tier 2+Gas DHW_Electric Dryer | 0 | Incremental | 0 | 0 | 0 | 55.6714 | 0 | 0.0069897 | 0 | See 'Measure Equipment Cost Source' | NWPPC 2021 Plan measure workbook Res-ClothesWasher-2021P_v2, for the measure Front Load_CEE Tier 2+Gas DHW_Electric Dryer | U | 100% | 99% | 7.004% | 1 | 0 | 14.3646 | See source workbook for details. Includes PSE NEI data where applicable. | NWPPC 2021 Plan measure workbook Res-ClothesWasher-2021P_v2, for the measure Front Load_CEE Tier 2+Gas DHW_Electric Dryer | System | System
Kittitas County | Multifamily - Highly Impacted | Water Heat LE 55 Gal | Existing | Front Load_CEE Tier 2+Gas DHW_Electric Dryer | Washer Savings | 0 | 2024 | 2050 | 0.5404 | per Home | 0 | 0 | 14 | NWPPC 2021 Plan measure workbook Res-ClothesWasher-2021P_v2, for the measure Front Load_CEE Tier 2+Gas DHW_Electric Dryer | 2.1061 | 1.456% | NWPPC 2021 Plan measure workbook Res-ClothesWasher-2021P_v2, for the measure Front Load_CEE Tier 2+Gas DHW_Electric Dryer | 84.8033 | NWPPC 2021 Plan measure workbook Res-ClothesWasher-2021P_v2, for the measure Front Load_CEE Tier 2+Gas DHW_Electric Dryer | 0 | Incremental | 0 | 0 | 0 | 47.2513 | 0 | 0.0059325 | 0 | See 'Measure Equipment Cost Source' | NWPPC 2021 Plan measure workbook Res-ClothesWasher-2021P_v2, for the measure Front Load_CEE Tier 2+Gas DHW_Electric Dryer | U | 100% | 99% | 5.279% | 1 | 0 | 12.192 | See source workbook for details. Includes PSE NEI data where applicable. | NWPPC 2021 Plan measure workbook Res-ClothesWasher-2021P_v2, for the measure Front Load_CEE Tier 2+Gas DHW_Electric Dryer | System | System
Kittitas County | Multifamily - Highly Impacted | Water Heat LE 55 Gal | New | Front Load_CEE Tier 2+Gas DHW_Electric Dryer | Washer Savings | 0 | 2024 | 2050 | 0.5404 | per Home | 0 | 0 | 14 | NWPPC 2021 Plan measure workbook Res-ClothesWasher-2021P_v2, for the measure Front Load_CEE Tier 2+Gas DHW_Electric Dryer | 2.0304 | 1.456% | NWPPC 2021 Plan measure workbook Res-ClothesWasher-2021P_v2, for the measure Front Load_CEE Tier 2+Gas DHW_Electric Dryer | 84.8033 | NWPPC 2021 Plan measure workbook Res-ClothesWasher-2021P_v2, for the measure Front Load_CEE Tier 2+Gas DHW_Electric Dryer | 0 | Incremental | 0 | 0 | 0 | 47.2513 | 0 | 0.0059325 | 0 | See 'Measure Equipment Cost Source' | NWPPC 2021 Plan measure workbook Res-ClothesWasher-2021P_v2, for the measure Front Load_CEE Tier 2+Gas DHW_Electric Dryer | U | 100% | 99% | 5.279% | 1 | 0 | 12.192 | See source workbook for details. Includes PSE NEI data where applicable. | NWPPC 2021 Plan measure workbook Res-ClothesWasher-2021P_v2, for the measure Front Load_CEE Tier 2+Gas DHW_Electric Dryer | System | System
Kittitas County | Manufactured | Water Heat LE 55 Gal | Existing | Front Load_CEE Tier 2+Gas DHW_Electric Dryer | Washer Savings | 0 | 2024 | 2050 | 0.87443 | per Home | 0 | 0 | 14 | NWPPC 2021 Plan measure workbook Res-ClothesWasher-2021P_v2, for the measure Front Load_CEE Tier 2+Gas DHW_Electric Dryer | 3.4079 | 2.125% | NWPPC 2021 Plan measure workbook Res-ClothesWasher-2021P_v2, for the measure Front Load_CEE Tier 2+Gas DHW_Electric Dryer | 137.2214 | NWPPC 2021 Plan measure workbook Res-ClothesWasher-2021P_v2, for the measure Front Load_CEE Tier 2+Gas DHW_Electric Dryer | 0 | Incremental | 0 | 0 | 0 | 76.458 | 0 | 0.0095994 | 0 | See 'Measure Equipment Cost Source' | NWPPC 2021 Plan measure workbook Res-ClothesWasher-2021P_v2, for the measure Front Load_CEE Tier 2+Gas DHW_Electric Dryer | U | 100% | 99% | 8.558% | 1 | 0 | 19.7281 | See source workbook for details. Includes PSE NEI data where applicable. | NWPPC 2021 Plan measure workbook Res-ClothesWasher-2021P_v2, for the measure Front Load_CEE Tier 2+Gas DHW_Electric Dryer | System | System
Kittitas County | Manufactured | Water Heat LE 55 Gal | New | Front Load_CEE Tier 2+Gas DHW_Electric Dryer | Washer Savings | 0 | 2024 | 2050 | 0.87443 | per Home | 0 | 0 | 14 | NWPPC 2021 Plan measure workbook Res-ClothesWasher-2021P_v2, for the measure Front Load_CEE Tier 2+Gas DHW_Electric Dryer | 3.2854 | 2.125% | NWPPC 2021 Plan measure workbook Res-ClothesWasher-2021P_v2, for the measure Front Load_CEE Tier 2+Gas DHW_Electric Dryer | 137.2214 | NWPPC 2021 Plan measure workbook Res-ClothesWasher-2021P_v2, for the measure Front Load_CEE Tier 2+Gas DHW_Electric Dryer | 0 | Incremental | 0 | 0 | 0 | 76.458 | 0 | 0.0095994 | 0 | See 'Measure Equipment Cost Source' | NWPPC 2021 Plan measure workbook Res-ClothesWasher-2021P_v2, for the measure Front Load_CEE Tier 2+Gas DHW_Electric Dryer | U | 100% | 99% | 8.558% | 1 | 0 | 19.7281 | See source workbook for details. Includes PSE NEI data where applicable. | NWPPC 2021 Plan measure workbook Res-ClothesWasher-2021P_v2, for the measure Front Load_CEE Tier 2+Gas DHW_Electric Dryer | System | System
Kittitas County | Manufactured - Highly Impacted | Water Heat LE 55 Gal | Existing | Front Load_CEE Tier 2+Gas DHW_Electric Dryer | Washer Savings | 0 | 2024 | 2050 | 0.67793 | per Home | 0 | 0 | 14 | NWPPC 2021 Plan measure workbook Res-ClothesWasher-2021P_v2, for the measure Front Load_CEE Tier 2+Gas DHW_Electric Dryer | 2.6421 | 1.932% | NWPPC 2021 Plan measure workbook Res-ClothesWasher-2021P_v2, for the measure Front Load_CEE Tier 2+Gas DHW_Electric Dryer | 106.3857 | NWPPC 2021 Plan measure workbook Res-ClothesWasher-2021P_v2, for the measure Front Load_CEE Tier 2+Gas DHW_Electric Dryer | 0 | Incremental | 0 | 0 | 0 | 59.2767 | 0 | 0.0074423 | 0 | See 'Measure Equipment Cost Source' | NWPPC 2021 Plan measure workbook Res-ClothesWasher-2021P_v2, for the measure Front Load_CEE Tier 2+Gas DHW_Electric Dryer | U | 100% | 99% | 3.361% | 1 | 0 | 15.2949 | See source workbook for details. Includes PSE NEI data where applicable. | NWPPC 2021 Plan measure workbook Res-ClothesWasher-2021P_v2, for the measure Front Load_CEE Tier 2+Gas DHW_Electric Dryer | System | System
Kittitas County | Manufactured - Highly Impacted | Water Heat LE 55 Gal | New | Front Load_CEE Tier 2+Gas DHW_Electric Dryer | Washer Savings | 0 | 2024 | 2050 | 0.67793 | per Home | 0 | 0 | 14 | NWPPC 2021 Plan measure workbook Res-ClothesWasher-2021P_v2, for the measure Front Load_CEE Tier 2+Gas DHW_Electric Dryer | 2.5471 | 1.932% | NWPPC 2021 Plan measure workbook Res-ClothesWasher-2021P_v2, for the measure Front Load_CEE Tier 2+Gas DHW_Electric Dryer | 106.3857 | NWPPC 2021 Plan measure workbook Res-ClothesWasher-2021P_v2, for the measure Front Load_CEE Tier 2+Gas DHW_Electric Dryer | 0 | Incremental | 0 | 0 | 0 | 59.2767 | 0 | 0.0074423 | 0 | See 'Measure Equipment Cost Source' | NWPPC 2021 Plan measure workbook Res-ClothesWasher-2021P_v2, for the measure Front Load_CEE Tier 2+Gas DHW_Electric Dryer | U | 100% | 99% | 3.361% | 1 | 0 | 15.2949 | See source workbook for details. Includes PSE NEI data where applicable. | NWPPC 2021 Plan measure workbook Res-ClothesWasher-2021P_v2, for the measure Front Load_CEE Tier 2+Gas DHW_Electric Dryer | System | System
Kittitas County | Single Family | Water Heat GT 55 Gal | Existing | Front Load_CEE Tier 2+Gas DHW_Electric Dryer | Washer Savings | 0 | 2024 | 2050 | 0.92861 | per Home | 0 | 0 | 14 | NWPPC 2021 Plan measure workbook Res-ClothesWasher-2021P_v2, for the measure Front Load_CEE Tier 2+Gas DHW_Electric Dryer | 3.0731 | 2% | NWPPC 2021 Plan measure workbook Res-ClothesWasher-2021P_v2, for the measure Front Load_CEE Tier 2+Gas DHW_Electric Dryer | 145.7239 | NWPPC 2021 Plan measure workbook Res-ClothesWasher-2021P_v2, for the measure Front Load_CEE Tier 2+Gas DHW_Electric Dryer | 0 | Incremental | 0 | 0 | 0 | 81.1955 | 0 | 0.010194 | 0 | See 'Measure Equipment Cost Source' | NWPPC 2021 Plan measure workbook Res-ClothesWasher-2021P_v2, for the measure Front Load_CEE Tier 2+Gas DHW_Electric Dryer | U | 100% | 99% | 30.62% | 1 | 0 | 20.9505 | See source workbook for details. Includes PSE NEI data where applicable. | NWPPC 2021 Plan measure workbook Res-ClothesWasher-2021P_v2, for the measure Front Load_CEE Tier 2+Gas DHW_Electric Dryer | System | System
Kittitas County | Single Family | Water Heat GT 55 Gal | New | Front Load_CEE Tier 2+Gas DHW_Electric Dryer | Washer Savings | 0 | 2024 | 2050 | 0.92861 | per Home | 0 | 0 | 14 | NWPPC 2021 Plan measure workbook Res-ClothesWasher-2021P_v2, for the measure Front Load_CEE Tier 2+Gas DHW_Electric Dryer | 3.0731 | 2% | NWPPC 2021 Plan measure workbook Res-ClothesWasher-2021P_v2, for the measure Front Load_CEE Tier 2+Gas DHW_Electric Dryer | 145.7239 | NWPPC 2021 Plan measure workbook Res-ClothesWasher-2021P_v2, for the measure Front Load_CEE Tier 2+Gas DHW_Electric Dryer | 0 | Incremental | 0 | 0 | 0 | 81.1955 | 0 | 0.010194 | 0 | See 'Measure Equipment Cost Source' | NWPPC 2021 Plan measure workbook Res-ClothesWasher-2021P_v2, for the measure Front Load_CEE Tier 2+Gas DHW_Electric Dryer | U | 100% | 99% | 30.62% | 1 | 0 | 20.9505 | See source workbook for details. Includes PSE NEI data where applicable. | NWPPC 2021 Plan measure workbook Res-ClothesWasher-2021P_v2, for the measure Front Load_CEE Tier 2+Gas DHW_Electric Dryer | System | System
Kittitas County | Single Family - Highly Impacted | Water Heat GT 55 Gal | Existing | Front Load_CEE Tier 2+Gas DHW_Electric Dryer | Washer Savings | 0 | 2024 | 2050 | 0.66799 | per Home | 0 | 0 | 14 | NWPPC 2021 Plan measure workbook Res-ClothesWasher-2021P_v2, for the measure Front Load_CEE Tier 2+Gas DHW_Electric Dryer | 2.2106 | 1.647% | NWPPC 2021 Plan measure workbook Res-ClothesWasher-2021P_v2, for the measure Front Load_CEE Tier 2+Gas DHW_Electric Dryer | 104.8244 | NWPPC 2021 Plan measure workbook Res-ClothesWasher-2021P_v2, for the measure Front Load_CEE Tier 2+Gas DHW_Electric Dryer | 0 | Incremental | 0 | 0 | 0 | 58.4068 | 0 | 0.0073331 | 0 | See 'Measure Equipment Cost Source' | NWPPC 2021 Plan measure workbook Res-ClothesWasher-2021P_v2, for the measure Front Load_CEE Tier 2+Gas DHW_Electric Dryer | U | 100% | 99% | 23.49% | 1 | 0 | 15.0704 | See source workbook for details. Includes PSE NEI data where applicable. | NWPPC 2021 Plan measure workbook Res-ClothesWasher-2021P_v2, for the measure Front Load_CEE Tier 2+Gas DHW_Electric Dryer | System | System
Kittitas County | Single Family - Highly Impacted | Water Heat GT 55 Gal | New | Front Load_CEE Tier 2+Gas DHW_Electric Dryer | Washer Savings | 0 | 2024 | 2050 | 0.66799 | per Home | 0 | 0 | 14 | NWPPC 2021 Plan measure workbook Res-ClothesWasher-2021P_v2, for the measure Front Load_CEE Tier 2+Gas DHW_Electric Dryer | 2.2106 | 1.647% | NWPPC 2021 Plan measure workbook Res-ClothesWasher-2021P_v2, for the measure Front Load_CEE Tier 2+Gas DHW_Electric Dryer | 104.8244 | NWPPC 2021 Plan measure workbook Res-ClothesWasher-2021P_v2, for the measure Front Load_CEE Tier 2+Gas DHW_Electric Dryer | 0 | Incremental | 0 | 0 | 0 | 58.4068 | 0 | 0.0073331 | 0 | See 'Measure Equipment Cost Source' | NWPPC 2021 Plan measure workbook Res-ClothesWasher-2021P_v2, for the measure Front Load_CEE Tier 2+Gas DHW_Electric Dryer | U | 100% | 99% | 23.49% | 1 | 0 | 15.0704 | See source workbook for details. Includes PSE NEI data where applicable. | NWPPC 2021 Plan measure workbook Res-ClothesWasher-2021P_v2, for the measure Front Load_CEE Tier 2+Gas DHW_Electric Dryer | System | System
Kittitas County | Multifamily | Water Heat GT 55 Gal | Existing | Front Load_CEE Tier 2+Gas DHW_Electric Dryer | Washer Savings | 0 | 2024 | 2050 | 0.6367 | per Home | 0 | 0 | 14 | NWPPC 2021 Plan measure workbook Res-ClothesWasher-2021P_v2, for the measure Front Load_CEE Tier 2+Gas DHW_Electric Dryer | 2.1071 | 1.931% | NWPPC 2021 Plan measure workbook Res-ClothesWasher-2021P_v2, for the measure Front Load_CEE Tier 2+Gas DHW_Electric Dryer | 99.9151 | NWPPC 2021 Plan measure workbook Res-ClothesWasher-2021P_v2, for the measure Front Load_CEE Tier 2+Gas DHW_Electric Dryer | 0 | Incremental | 0 | 0 | 0 | 55.6714 | 0 | 0.0069897 | 0 | See 'Measure Equipment Cost Source' | NWPPC 2021 Plan measure workbook Res-ClothesWasher-2021P_v2, for the measure Front Load_CEE Tier 2+Gas DHW_Electric Dryer | U | 100% | 99% | 7.004% | 1 | 0 | 14.3646 | See source workbook for details. Includes PSE NEI data where applicable. | NWPPC 2021 Plan measure workbook Res-ClothesWasher-2021P_v2, for the measure Front Load_CEE Tier 2+Gas DHW_Electric Dryer | System | System
Kittitas County | Multifamily | Water Heat GT 55 Gal | New | Front Load_CEE Tier 2+Gas DHW_Electric Dryer | Washer Savings | 0 | 2024 | 2050 | 0.6367 | per Home | 0 | 0 | 14 | NWPPC 2021 Plan measure workbook Res-ClothesWasher-2021P_v2, for the measure Front Load_CEE Tier 2+Gas DHW_Electric Dryer | 2.1071 | 1.931% | NWPPC 2021 Plan measure workbook Res-ClothesWasher-2021P_v2, for the measure Front Load_CEE Tier 2+Gas DHW_Electric Dryer | 99.9151 | NWPPC 2021 Plan measure workbook Res-ClothesWasher-2021P_v2, for the measure Front Load_CEE Tier 2+Gas DHW_Electric Dryer | 0 | Incremental | 0 | 0 | 0 | 55.6714 | 0 | 0.0069897 | 0 | See 'Measure Equipment Cost Source' | NWPPC 2021 Plan measure workbook Res-ClothesWasher-2021P_v2, for the measure Front Load_CEE Tier 2+Gas DHW_Electric Dryer | U | 100% | 99% | 7.004% | 1 | 0 | 14.3646 | See source workbook for details. Includes PSE NEI data where applicable. | NWPPC 2021 Plan measure workbook Res-ClothesWasher-2021P_v2, for the measure Front Load_CEE Tier 2+Gas DHW_Electric Dryer | System | System
Kittitas County | Multifamily - Highly Impacted | Water Heat GT 55 Gal | Existing | Front Load_CEE Tier 2+Gas DHW_Electric Dryer | Washer Savings | 0 | 2024 | 2050 | 0.5404 | per Home | 0 | 0 | 14 | NWPPC 2021 Plan measure workbook Res-ClothesWasher-2021P_v2, for the measure Front Load_CEE Tier 2+Gas DHW_Electric Dryer | 1.7884 | 1.456% | NWPPC 2021 Plan measure workbook Res-ClothesWasher-2021P_v2, for the measure Front Load_CEE Tier 2+Gas DHW_Electric Dryer | 84.8033 | NWPPC 2021 Plan measure workbook Res-ClothesWasher-2021P_v2, for the measure Front Load_CEE Tier 2+Gas DHW_Electric Dryer | 0 | Incremental | 0 | 0 | 0 | 47.2513 | 0 | 0.0059325 | 0 | See 'Measure Equipment Cost Source' | NWPPC 2021 Plan measure workbook Res-ClothesWasher-2021P_v2, for the measure Front Load_CEE Tier 2+Gas DHW_Electric Dryer | U | 100% | 99% | 5.279% | 1 | 0 | 12.192 | See source workbook for details. Includes PSE NEI data where applicable. | NWPPC 2021 Plan measure workbook Res-ClothesWasher-2021P_v2, for the measure Front Load_CEE Tier 2+Gas DHW_Electric Dryer | System | System
Kittitas County | Multifamily - Highly Impacted | Water Heat GT 55 Gal | New | Front Load_CEE Tier 2+Gas DHW_Electric Dryer | Washer Savings | 0 | 2024 | 2050 | 0.5404 | per Home | 0 | 0 | 14 | NWPPC 2021 Plan measure workbook Res-ClothesWasher-2021P_v2, for the measure Front Load_CEE Tier 2+Gas DHW_Electric Dryer | 1.7884 | 1.456% | NWPPC 2021 Plan measure workbook Res-ClothesWasher-2021P_v2, for the measure Front Load_CEE Tier 2+Gas DHW_Electric Dryer | 84.8033 | NWPPC 2021 Plan measure workbook Res-ClothesWasher-2021P_v2, for the measure Front Load_CEE Tier 2+Gas DHW_Electric Dryer | 0 | Incremental | 0 | 0 | 0 | 47.2513 | 0 | 0.0059325 | 0 | See 'Measure Equipment Cost Source' | NWPPC 2021 Plan measure workbook Res-ClothesWasher-2021P_v2, for the measure Front Load_CEE Tier 2+Gas DHW_Electric Dryer | U | 100% | 99% | 5.279% | 1 | 0 | 12.192 | See source workbook for details. Includes PSE NEI data where applicable. | NWPPC 2021 Plan measure workbook Res-ClothesWasher-2021P_v2, for the measure Front Load_CEE Tier 2+Gas DHW_Electric Dryer | System | System
Kittitas County | Manufactured | Water Heat GT 55 Gal | Existing | Front Load_CEE Tier 2+Gas DHW_Electric Dryer | Washer Savings | 0 | 2024 | 2050 | 0.87443 | per Home | 0 | 0 | 14 | NWPPC 2021 Plan measure workbook Res-ClothesWasher-2021P_v2, for the measure Front Load_CEE Tier 2+Gas DHW_Electric Dryer | 2.8938 | 2.125% | NWPPC 2021 Plan measure workbook Res-ClothesWasher-2021P_v2, for the measure Front Load_CEE Tier 2+Gas DHW_Electric Dryer | 137.2214 | NWPPC 2021 Plan measure workbook Res-ClothesWasher-2021P_v2, for the measure Front Load_CEE Tier 2+Gas DHW_Electric Dryer | 0 | Incremental | 0 | 0 | 0 | 76.458 | 0 | 0.0095994 | 0 | See 'Measure Equipment Cost Source' | NWPPC 2021 Plan measure workbook Res-ClothesWasher-2021P_v2, for the measure Front Load_CEE Tier 2+Gas DHW_Electric Dryer | U | 100% | 99% | 8.558% | 1 | 0 | 19.7281 | See source workbook for details. Includes PSE NEI data where applicable. | NWPPC 2021 Plan measure workbook Res-ClothesWasher-2021P_v2, for the measure Front Load_CEE Tier 2+Gas DHW_Electric Dryer | System | System
Kittitas County | Manufactured | Water Heat GT 55 Gal | New | Front Load_CEE Tier 2+Gas DHW_Electric Dryer | Washer Savings | 0 | 2024 | 2050 | 0.87443 | per Home | 0 | 0 | 14 | NWPPC 2021 Plan measure workbook Res-ClothesWasher-2021P_v2, for the measure Front Load_CEE Tier 2+Gas DHW_Electric Dryer | 2.8938 | 2.125% | NWPPC 2021 Plan measure workbook Res-ClothesWasher-2021P_v2, for the measure Front Load_CEE Tier 2+Gas DHW_Electric Dryer | 137.2214 | NWPPC 2021 Plan measure workbook Res-ClothesWasher-2021P_v2, for the measure Front Load_CEE Tier 2+Gas DHW_Electric Dryer | 0 | Incremental | 0 | 0 | 0 | 76.458 | 0 | 0.0095994 | 0 | See 'Measure Equipment Cost Source' | NWPPC 2021 Plan measure workbook Res-ClothesWasher-2021P_v2, for the measure Front Load_CEE Tier 2+Gas DHW_Electric Dryer | U | 100% | 99% | 8.558% | 1 | 0 | 19.7281 | See source workbook for details. Includes PSE NEI data where applicable. | NWPPC 2021 Plan measure workbook Res-ClothesWasher-2021P_v2, for the measure Front Load_CEE Tier 2+Gas DHW_Electric Dryer | System | System
Kittitas County | Manufactured - Highly Impacted | Water Heat GT 55 Gal | Existing | Front Load_CEE Tier 2+Gas DHW_Electric Dryer | Washer Savings | 0 | 2024 | 2050 | 0.67793 | per Home | 0 | 0 | 14 | NWPPC 2021 Plan measure workbook Res-ClothesWasher-2021P_v2, for the measure Front Load_CEE Tier 2+Gas DHW_Electric Dryer | 2.2435 | 1.932% | NWPPC 2021 Plan measure workbook Res-ClothesWasher-2021P_v2, for the measure Front Load_CEE Tier 2+Gas DHW_Electric Dryer | 106.3857 | NWPPC 2021 Plan measure workbook Res-ClothesWasher-2021P_v2, for the measure Front Load_CEE Tier 2+Gas DHW_Electric Dryer | 0 | Incremental | 0 | 0 | 0 | 59.2767 | 0 | 0.0074423 | 0 | See 'Measure Equipment Cost Source' | NWPPC 2021 Plan measure workbook Res-ClothesWasher-2021P_v2, for the measure Front Load_CEE Tier 2+Gas DHW_Electric Dryer | U | 100% | 99% | 3.361% | 1 | 0 | 15.2949 | See source workbook for details. Includes PSE NEI data where applicable. | NWPPC 2021 Plan measure workbook Res-ClothesWasher-2021P_v2, for the measure Front Load_CEE Tier 2+Gas DHW_Electric Dryer | System | System
Kittitas County | Manufactured - Highly Impacted | Water Heat GT 55 Gal | New | Front Load_CEE Tier 2+Gas DHW_Electric Dryer | Washer Savings | 0 | 2024 | 2050 | 0.67793 | per Home | 0 | 0 | 14 | NWPPC 2021 Plan measure workbook Res-ClothesWasher-2021P_v2, for the measure Front Load_CEE Tier 2+Gas DHW_Electric Dryer | 2.2435 | 1.932% | NWPPC 2021 Plan measure workbook Res-ClothesWasher-2021P_v2, for the measure Front Load_CEE Tier 2+Gas DHW_Electric Dryer | 106.3857 | NWPPC 2021 Plan measure workbook Res-ClothesWasher-2021P_v2, for the measure Front Load_CEE Tier 2+Gas DHW_Electric Dryer | 0 | Incremental | 0 | 0 | 0 | 59.2767 | 0 | 0.0074423 | 0 | See 'Measure Equipment Cost Source' | NWPPC 2021 Plan measure workbook Res-ClothesWasher-2021P_v2, for the measure Front Load_CEE Tier 2+Gas DHW_Electric Dryer | U | 100% | 99% | 3.361% | 1 | 0 | 15.2949 | See source workbook for details. Includes PSE NEI data where applicable. | NWPPC 2021 Plan measure workbook Res-ClothesWasher-2021P_v2, for the measure Front Load_CEE Tier 2+Gas DHW_Electric Dryer | System | System
Kittitas County | Single Family | Water Heat LE 55 Gal | Existing | Front Load_CEE Tier 2+Gas DHW_Gas Dryer | Washer Savings | 0 | 2024 | 2050 | 0.92861 | per Home | 0 | 0 | 14 | NWPPC 2021 Plan measure workbook Res-ClothesWasher-2021P_v2, for the measure Front Load_CEE Tier 2+Gas DHW_Gas Dryer | 9.6497 | 5.333% | NWPPC 2021 Plan measure workbook Res-ClothesWasher-2021P_v2, for the measure Front Load_CEE Tier 2+Gas DHW_Gas Dryer | -11.9744 | NWPPC 2021 Plan measure workbook Res-ClothesWasher-2021P_v2, for the measure Front Load_CEE Tier 2+Gas DHW_Gas Dryer | 0 | Incremental | 0 | 0 | 0 | 81.1955 | 0 | 0.010194 | 0 | See 'Measure Equipment Cost Source' | NWPPC 2021 Plan measure workbook Res-ClothesWasher-2021P_v2, for the measure Front Load_CEE Tier 2+Gas DHW_Gas Dryer | V | 100% | 99% | 4.886% | 1 | 0 | 20.9505 | See source workbook for details. Includes PSE NEI data where applicable. | NWPPC 2021 Plan measure workbook Res-ClothesWasher-2021P_v2, for the measure Front Load_CEE Tier 2+Gas DHW_Gas Dryer | System | System
Kittitas County | Single Family | Water Heat LE 55 Gal | New | Front Load_CEE Tier 2+Gas DHW_Gas Dryer | Washer Savings | 0 | 2024 | 2050 | 0.92861 | per Home | 0 | 0 | 14 | NWPPC 2021 Plan measure workbook Res-ClothesWasher-2021P_v2, for the measure Front Load_CEE Tier 2+Gas DHW_Gas Dryer | 9.3028 | 5.333% | NWPPC 2021 Plan measure workbook Res-ClothesWasher-2021P_v2, for the measure Front Load_CEE Tier 2+Gas DHW_Gas Dryer | -11.9744 | NWPPC 2021 Plan measure workbook Res-ClothesWasher-2021P_v2, for the measure Front Load_CEE Tier 2+Gas DHW_Gas Dryer | 0 | Incremental | 0 | 0 | 0 | 81.1955 | 0 | 0.010194 | 0 | See 'Measure Equipment Cost Source' | NWPPC 2021 Plan measure workbook Res-ClothesWasher-2021P_v2, for the measure Front Load_CEE Tier 2+Gas DHW_Gas Dryer | V | 100% | 99% | 4.886% | 1 | 0 | 20.9505 | See source workbook for details. Includes PSE NEI data where applicable. | NWPPC 2021 Plan measure workbook Res-ClothesWasher-2021P_v2, for the measure Front Load_CEE Tier 2+Gas DHW_Gas Dryer | System | System
Kittitas County | Single Family - Highly Impacted | Water Heat LE 55 Gal | Existing | Front Load_CEE Tier 2+Gas DHW_Gas Dryer | Washer Savings | 0 | 2024 | 2050 | 0.66799 | per Home | 0 | 0 | 14 | NWPPC 2021 Plan measure workbook Res-ClothesWasher-2021P_v2, for the measure Front Load_CEE Tier 2+Gas DHW_Gas Dryer | 6.9414 | 4.391% | NWPPC 2021 Plan measure workbook Res-ClothesWasher-2021P_v2, for the measure Front Load_CEE Tier 2+Gas DHW_Gas Dryer | -8.6136 | NWPPC 2021 Plan measure workbook Res-ClothesWasher-2021P_v2, for the measure Front Load_CEE Tier 2+Gas DHW_Gas Dryer | 0 | Incremental | 0 | 0 | 0 | 58.4068 | 0 | 0.0073331 | 0 | See 'Measure Equipment Cost Source' | NWPPC 2021 Plan measure workbook Res-ClothesWasher-2021P_v2, for the measure Front Load_CEE Tier 2+Gas DHW_Gas Dryer | V | 100% | 99% | 3.016% | 1 | 0 | 15.0704 | See source workbook for details. Includes PSE NEI data where applicable. | NWPPC 2021 Plan measure workbook Res-ClothesWasher-2021P_v2, for the measure Front Load_CEE Tier 2+Gas DHW_Gas Dryer | System | System
Kittitas County | Single Family - Highly Impacted | Water Heat LE 55 Gal | New | Front Load_CEE Tier 2+Gas DHW_Gas Dryer | Washer Savings | 0 | 2024 | 2050 | 0.66799 | per Home | 0 | 0 | 14 | NWPPC 2021 Plan measure workbook Res-ClothesWasher-2021P_v2, for the measure Front Load_CEE Tier 2+Gas DHW_Gas Dryer | 6.6918 | 4.391% | NWPPC 2021 Plan measure workbook Res-ClothesWasher-2021P_v2, for the measure Front Load_CEE Tier 2+Gas DHW_Gas Dryer | -8.6136 | NWPPC 2021 Plan measure workbook Res-ClothesWasher-2021P_v2, for the measure Front Load_CEE Tier 2+Gas DHW_Gas Dryer | 0 | Incremental | 0 | 0 | 0 | 58.4068 | 0 | 0.0073331 | 0 | See 'Measure Equipment Cost Source' | NWPPC 2021 Plan measure workbook Res-ClothesWasher-2021P_v2, for the measure Front Load_CEE Tier 2+Gas DHW_Gas Dryer | V | 100% | 99% | 3.016% | 1 | 0 | 15.0704 | See source workbook for details. Includes PSE NEI data where applicable. | NWPPC 2021 Plan measure workbook Res-ClothesWasher-2021P_v2, for the measure Front Load_CEE Tier 2+Gas DHW_Gas Dryer | System | System
Kittitas County | Multifamily | Water Heat LE 55 Gal | Existing | Front Load_CEE Tier 2+Gas DHW_Gas Dryer | Washer Savings | 0 | 2024 | 2050 | 0.6367 | per Home | 0 | 0 | 14 | NWPPC 2021 Plan measure workbook Res-ClothesWasher-2021P_v2, for the measure Front Load_CEE Tier 2+Gas DHW_Gas Dryer | 6.6163 | 5.149% | NWPPC 2021 Plan measure workbook Res-ClothesWasher-2021P_v2, for the measure Front Load_CEE Tier 2+Gas DHW_Gas Dryer | -8.2102 | NWPPC 2021 Plan measure workbook Res-ClothesWasher-2021P_v2, for the measure Front Load_CEE Tier 2+Gas DHW_Gas Dryer | 0 | Incremental | 0 | 0 | 0 | 55.6714 | 0 | 0.0069897 | 0 | See 'Measure Equipment Cost Source' | NWPPC 2021 Plan measure workbook Res-ClothesWasher-2021P_v2, for the measure Front Load_CEE Tier 2+Gas DHW_Gas Dryer | V | 100% | 99% | 0.1369% | 1 | 0 | 14.3646 | See source workbook for details. Includes PSE NEI data where applicable. | NWPPC 2021 Plan measure workbook Res-ClothesWasher-2021P_v2, for the measure Front Load_CEE Tier 2+Gas DHW_Gas Dryer | System | System
Kittitas County | Multifamily | Water Heat LE 55 Gal | New | Front Load_CEE Tier 2+Gas DHW_Gas Dryer | Washer Savings | 0 | 2024 | 2050 | 0.6367 | per Home | 0 | 0 | 14 | NWPPC 2021 Plan measure workbook Res-ClothesWasher-2021P_v2, for the measure Front Load_CEE Tier 2+Gas DHW_Gas Dryer | 6.3784 | 5.149% | NWPPC 2021 Plan measure workbook Res-ClothesWasher-2021P_v2, for the measure Front Load_CEE Tier 2+Gas DHW_Gas Dryer | -8.2102 | NWPPC 2021 Plan measure workbook Res-ClothesWasher-2021P_v2, for the measure Front Load_CEE Tier 2+Gas DHW_Gas Dryer | 0 | Incremental | 0 | 0 | 0 | 55.6714 | 0 | 0.0069897 | 0 | See 'Measure Equipment Cost Source' | NWPPC 2021 Plan measure workbook Res-ClothesWasher-2021P_v2, for the measure Front Load_CEE Tier 2+Gas DHW_Gas Dryer | V | 100% | 99% | 0.1369% | 1 | 0 | 14.3646 | See source workbook for details. Includes PSE NEI data where applicable. | NWPPC 2021 Plan measure workbook Res-ClothesWasher-2021P_v2, for the measure Front Load_CEE Tier 2+Gas DHW_Gas Dryer | System | System
Kittitas County | Multifamily - Highly Impacted | Water Heat LE 55 Gal | Existing | Front Load_CEE Tier 2+Gas DHW_Gas Dryer | Washer Savings | 0 | 2024 | 2050 | 0.5404 | per Home | 0 | 0 | 14 | NWPPC 2021 Plan measure workbook Res-ClothesWasher-2021P_v2, for the measure Front Load_CEE Tier 2+Gas DHW_Gas Dryer | 5.6156 | 3.882% | NWPPC 2021 Plan measure workbook Res-ClothesWasher-2021P_v2, for the measure Front Load_CEE Tier 2+Gas DHW_Gas Dryer | -6.9684 | NWPPC 2021 Plan measure workbook Res-ClothesWasher-2021P_v2, for the measure Front Load_CEE Tier 2+Gas DHW_Gas Dryer | 0 | Incremental | 0 | 0 | 0 | 47.2513 | 0 | 0.0059325 | 0 | See 'Measure Equipment Cost Source' | NWPPC 2021 Plan measure workbook Res-ClothesWasher-2021P_v2, for the measure Front Load_CEE Tier 2+Gas DHW_Gas Dryer | V | 100% | 99% | 0.07744% | 1 | 0 | 12.192 | See source workbook for details. Includes PSE NEI data where applicable. | NWPPC 2021 Plan measure workbook Res-ClothesWasher-2021P_v2, for the measure Front Load_CEE Tier 2+Gas DHW_Gas Dryer | System | System
Kittitas County | Multifamily - Highly Impacted | Water Heat LE 55 Gal | New | Front Load_CEE Tier 2+Gas DHW_Gas Dryer | Washer Savings | 0 | 2024 | 2050 | 0.5404 | per Home | 0 | 0 | 14 | NWPPC 2021 Plan measure workbook Res-ClothesWasher-2021P_v2, for the measure Front Load_CEE Tier 2+Gas DHW_Gas Dryer | 5.4137 | 3.882% | NWPPC 2021 Plan measure workbook Res-ClothesWasher-2021P_v2, for the measure Front Load_CEE Tier 2+Gas DHW_Gas Dryer | -6.9684 | NWPPC 2021 Plan measure workbook Res-ClothesWasher-2021P_v2, for the measure Front Load_CEE Tier 2+Gas DHW_Gas Dryer | 0 | Incremental | 0 | 0 | 0 | 47.2513 | 0 | 0.0059325 | 0 | See 'Measure Equipment Cost Source' | NWPPC 2021 Plan measure workbook Res-ClothesWasher-2021P_v2, for the measure Front Load_CEE Tier 2+Gas DHW_Gas Dryer | V | 100% | 99% | 0.07744% | 1 | 0 | 12.192 | See source workbook for details. Includes PSE NEI data where applicable. | NWPPC 2021 Plan measure workbook Res-ClothesWasher-2021P_v2, for the measure Front Load_CEE Tier 2+Gas DHW_Gas Dryer | System | System
Kittitas County | Manufactured | Water Heat LE 55 Gal | Existing | Front Load_CEE Tier 2+Gas DHW_Gas Dryer | Washer Savings | 0 | 2024 | 2050 | 0.87443 | per Home | 0 | 0 | 14 | NWPPC 2021 Plan measure workbook Res-ClothesWasher-2021P_v2, for the measure Front Load_CEE Tier 2+Gas DHW_Gas Dryer | 9.0867 | 5.665% | NWPPC 2021 Plan measure workbook Res-ClothesWasher-2021P_v2, for the measure Front Load_CEE Tier 2+Gas DHW_Gas Dryer | -11.2757 | NWPPC 2021 Plan measure workbook Res-ClothesWasher-2021P_v2, for the measure Front Load_CEE Tier 2+Gas DHW_Gas Dryer | 0 | Incremental | 0 | 0 | 0 | 76.458 | 0 | 0.0095994 | 0 | See 'Measure Equipment Cost Source' | NWPPC 2021 Plan measure workbook Res-ClothesWasher-2021P_v2, for the measure Front Load_CEE Tier 2+Gas DHW_Gas Dryer | V | 100% | 99% | 0.7039% | 1 | 0 | 19.7281 | See source workbook for details. Includes PSE NEI data where applicable. | NWPPC 2021 Plan measure workbook Res-ClothesWasher-2021P_v2, for the measure Front Load_CEE Tier 2+Gas DHW_Gas Dryer | System | System
Kittitas County | Manufactured | Water Heat LE 55 Gal | New | Front Load_CEE Tier 2+Gas DHW_Gas Dryer | Washer Savings | 0 | 2024 | 2050 | 0.87443 | per Home | 0 | 0 | 14 | NWPPC 2021 Plan measure workbook Res-ClothesWasher-2021P_v2, for the measure Front Load_CEE Tier 2+Gas DHW_Gas Dryer | 8.76 | 5.665% | NWPPC 2021 Plan measure workbook Res-ClothesWasher-2021P_v2, for the measure Front Load_CEE Tier 2+Gas DHW_Gas Dryer | -11.2757 | NWPPC 2021 Plan measure workbook Res-ClothesWasher-2021P_v2, for the measure Front Load_CEE Tier 2+Gas DHW_Gas Dryer | 0 | Incremental | 0 | 0 | 0 | 76.458 | 0 | 0.0095994 | 0 | See 'Measure Equipment Cost Source' | NWPPC 2021 Plan measure workbook Res-ClothesWasher-2021P_v2, for the measure Front Load_CEE Tier 2+Gas DHW_Gas Dryer | V | 100% | 99% | 0.7039% | 1 | 0 | 19.7281 | See source workbook for details. Includes PSE NEI data where applicable. | NWPPC 2021 Plan measure workbook Res-ClothesWasher-2021P_v2, for the measure Front Load_CEE Tier 2+Gas DHW_Gas Dryer | System | System
Kittitas County | Manufactured - Highly Impacted | Water Heat LE 55 Gal | Existing | Front Load_CEE Tier 2+Gas DHW_Gas Dryer | Washer Savings | 0 | 2024 | 2050 | 0.67793 | per Home | 0 | 0 | 14 | NWPPC 2021 Plan measure workbook Res-ClothesWasher-2021P_v2, for the measure Front Load_CEE Tier 2+Gas DHW_Gas Dryer | 7.0448 | 5.151% | NWPPC 2021 Plan measure workbook Res-ClothesWasher-2021P_v2, for the measure Front Load_CEE Tier 2+Gas DHW_Gas Dryer | -8.7419 | NWPPC 2021 Plan measure workbook Res-ClothesWasher-2021P_v2, for the measure Front Load_CEE Tier 2+Gas DHW_Gas Dryer | 0 | Incremental | 0 | 0 | 0 | 59.2767 | 0 | 0.0074423 | 0 | See 'Measure Equipment Cost Source' | NWPPC 2021 Plan measure workbook Res-ClothesWasher-2021P_v2, for the measure Front Load_CEE Tier 2+Gas DHW_Gas Dryer | V | 100% | 99% | 0.03633% | 1 | 0 | 15.2949 | See source workbook for details. Includes PSE NEI data where applicable. | NWPPC 2021 Plan measure workbook Res-ClothesWasher-2021P_v2, for the measure Front Load_CEE Tier 2+Gas DHW_Gas Dryer | System | System
Kittitas County | Manufactured - Highly Impacted | Water Heat LE 55 Gal | New | Front Load_CEE Tier 2+Gas DHW_Gas Dryer | Washer Savings | 0 | 2024 | 2050 | 0.67793 | per Home | 0 | 0 | 14 | NWPPC 2021 Plan measure workbook Res-ClothesWasher-2021P_v2, for the measure Front Load_CEE Tier 2+Gas DHW_Gas Dryer | 6.7915 | 5.151% | NWPPC 2021 Plan measure workbook Res-ClothesWasher-2021P_v2, for the measure Front Load_CEE Tier 2+Gas DHW_Gas Dryer | -8.7419 | NWPPC 2021 Plan measure workbook Res-ClothesWasher-2021P_v2, for the measure Front Load_CEE Tier 2+Gas DHW_Gas Dryer | 0 | Incremental | 0 | 0 | 0 | 59.2767 | 0 | 0.0074423 | 0 | See 'Measure Equipment Cost Source' | NWPPC 2021 Plan measure workbook Res-ClothesWasher-2021P_v2, for the measure Front Load_CEE Tier 2+Gas DHW_Gas Dryer | V | 100% | 99% | 0.03633% | 1 | 0 | 15.2949 | See source workbook for details. Includes PSE NEI data where applicable. | NWPPC 2021 Plan measure workbook Res-ClothesWasher-2021P_v2, for the measure Front Load_CEE Tier 2+Gas DHW_Gas Dryer | System | System
Kittitas County | Single Family | Water Heat GT 55 Gal | Existing | Front Load_CEE Tier 2+Gas DHW_Gas Dryer | Washer Savings | 0 | 2024 | 2050 | 0.92861 | per Home | 0 | 0 | 14 | NWPPC 2021 Plan measure workbook Res-ClothesWasher-2021P_v2, for the measure Front Load_CEE Tier 2+Gas DHW_Gas Dryer | 8.1939 | 5.333% | NWPPC 2021 Plan measure workbook Res-ClothesWasher-2021P_v2, for the measure Front Load_CEE Tier 2+Gas DHW_Gas Dryer | -11.9744 | NWPPC 2021 Plan measure workbook Res-ClothesWasher-2021P_v2, for the measure Front Load_CEE Tier 2+Gas DHW_Gas Dryer | 0 | Incremental | 0 | 0 | 0 | 81.1955 | 0 | 0.010194 | 0 | See 'Measure Equipment Cost Source' | NWPPC 2021 Plan measure workbook Res-ClothesWasher-2021P_v2, for the measure Front Load_CEE Tier 2+Gas DHW_Gas Dryer | V | 100% | 99% | 4.886% | 1 | 0 | 20.9505 | See source workbook for details. Includes PSE NEI data where applicable. | NWPPC 2021 Plan measure workbook Res-ClothesWasher-2021P_v2, for the measure Front Load_CEE Tier 2+Gas DHW_Gas Dryer | System | System
Kittitas County | Single Family | Water Heat GT 55 Gal | New | Front Load_CEE Tier 2+Gas DHW_Gas Dryer | Washer Savings | 0 | 2024 | 2050 | 0.92861 | per Home | 0 | 0 | 14 | NWPPC 2021 Plan measure workbook Res-ClothesWasher-2021P_v2, for the measure Front Load_CEE Tier 2+Gas DHW_Gas Dryer | 8.1939 | 5.333% | NWPPC 2021 Plan measure workbook Res-ClothesWasher-2021P_v2, for the measure Front Load_CEE Tier 2+Gas DHW_Gas Dryer | -11.9744 | NWPPC 2021 Plan measure workbook Res-ClothesWasher-2021P_v2, for the measure Front Load_CEE Tier 2+Gas DHW_Gas Dryer | 0 | Incremental | 0 | 0 | 0 | 81.1955 | 0 | 0.010194 | 0 | See 'Measure Equipment Cost Source' | NWPPC 2021 Plan measure workbook Res-ClothesWasher-2021P_v2, for the measure Front Load_CEE Tier 2+Gas DHW_Gas Dryer | V | 100% | 99% | 4.886% | 1 | 0 | 20.9505 | See source workbook for details. Includes PSE NEI data where applicable. | NWPPC 2021 Plan measure workbook Res-ClothesWasher-2021P_v2, for the measure Front Load_CEE Tier 2+Gas DHW_Gas Dryer | System | System
Kittitas County | Single Family - Highly Impacted | Water Heat GT 55 Gal | Existing | Front Load_CEE Tier 2+Gas DHW_Gas Dryer | Washer Savings | 0 | 2024 | 2050 | 0.66799 | per Home | 0 | 0 | 14 | NWPPC 2021 Plan measure workbook Res-ClothesWasher-2021P_v2, for the measure Front Load_CEE Tier 2+Gas DHW_Gas Dryer | 5.8942 | 4.391% | NWPPC 2021 Plan measure workbook Res-ClothesWasher-2021P_v2, for the measure Front Load_CEE Tier 2+Gas DHW_Gas Dryer | -8.6136 | NWPPC 2021 Plan measure workbook Res-ClothesWasher-2021P_v2, for the measure Front Load_CEE Tier 2+Gas DHW_Gas Dryer | 0 | Incremental | 0 | 0 | 0 | 58.4068 | 0 | 0.0073331 | 0 | See 'Measure Equipment Cost Source' | NWPPC 2021 Plan measure workbook Res-ClothesWasher-2021P_v2, for the measure Front Load_CEE Tier 2+Gas DHW_Gas Dryer | V | 100% | 99% | 3.016% | 1 | 0 | 15.0704 | See source workbook for details. Includes PSE NEI data where applicable. | NWPPC 2021 Plan measure workbook Res-ClothesWasher-2021P_v2, for the measure Front Load_CEE Tier 2+Gas DHW_Gas Dryer | System | System
Kittitas County | Single Family - Highly Impacted | Water Heat GT 55 Gal | New | Front Load_CEE Tier 2+Gas DHW_Gas Dryer | Washer Savings | 0 | 2024 | 2050 | 0.66799 | per Home | 0 | 0 | 14 | NWPPC 2021 Plan measure workbook Res-ClothesWasher-2021P_v2, for the measure Front Load_CEE Tier 2+Gas DHW_Gas Dryer | 5.8942 | 4.391% | NWPPC 2021 Plan measure workbook Res-ClothesWasher-2021P_v2, for the measure Front Load_CEE Tier 2+Gas DHW_Gas Dryer | -8.6136 | NWPPC 2021 Plan measure workbook Res-ClothesWasher-2021P_v2, for the measure Front Load_CEE Tier 2+Gas DHW_Gas Dryer | 0 | Incremental | 0 | 0 | 0 | 58.4068 | 0 | 0.0073331 | 0 | See 'Measure Equipment Cost Source' | NWPPC 2021 Plan measure workbook Res-ClothesWasher-2021P_v2, for the measure Front Load_CEE Tier 2+Gas DHW_Gas Dryer | V | 100% | 99% | 3.016% | 1 | 0 | 15.0704 | See source workbook for details. Includes PSE NEI data where applicable. | NWPPC 2021 Plan measure workbook Res-ClothesWasher-2021P_v2, for the measure Front Load_CEE Tier 2+Gas DHW_Gas Dryer | System | System
Kittitas County | Multifamily | Water Heat GT 55 Gal | Existing | Front Load_CEE Tier 2+Gas DHW_Gas Dryer | Washer Savings | 0 | 2024 | 2050 | 0.6367 | per Home | 0 | 0 | 14 | NWPPC 2021 Plan measure workbook Res-ClothesWasher-2021P_v2, for the measure Front Load_CEE Tier 2+Gas DHW_Gas Dryer | 5.6181 | 5.149% | NWPPC 2021 Plan measure workbook Res-ClothesWasher-2021P_v2, for the measure Front Load_CEE Tier 2+Gas DHW_Gas Dryer | -8.2102 | NWPPC 2021 Plan measure workbook Res-ClothesWasher-2021P_v2, for the measure Front Load_CEE Tier 2+Gas DHW_Gas Dryer | 0 | Incremental | 0 | 0 | 0 | 55.6714 | 0 | 0.0069897 | 0 | See 'Measure Equipment Cost Source' | NWPPC 2021 Plan measure workbook Res-ClothesWasher-2021P_v2, for the measure Front Load_CEE Tier 2+Gas DHW_Gas Dryer | V | 100% | 99% | 0.1369% | 1 | 0 | 14.3646 | See source workbook for details. Includes PSE NEI data where applicable. | NWPPC 2021 Plan measure workbook Res-ClothesWasher-2021P_v2, for the measure Front Load_CEE Tier 2+Gas DHW_Gas Dryer | System | System
Kittitas County | Multifamily | Water Heat GT 55 Gal | New | Front Load_CEE Tier 2+Gas DHW_Gas Dryer | Washer Savings | 0 | 2024 | 2050 | 0.6367 | per Home | 0 | 0 | 14 | NWPPC 2021 Plan measure workbook Res-ClothesWasher-2021P_v2, for the measure Front Load_CEE Tier 2+Gas DHW_Gas Dryer | 5.6181 | 5.149% | NWPPC 2021 Plan measure workbook Res-ClothesWasher-2021P_v2, for the measure Front Load_CEE Tier 2+Gas DHW_Gas Dryer | -8.2102 | NWPPC 2021 Plan measure workbook Res-ClothesWasher-2021P_v2, for the measure Front Load_CEE Tier 2+Gas DHW_Gas Dryer | 0 | Incremental | 0 | 0 | 0 | 55.6714 | 0 | 0.0069897 | 0 | See 'Measure Equipment Cost Source' | NWPPC 2021 Plan measure workbook Res-ClothesWasher-2021P_v2, for the measure Front Load_CEE Tier 2+Gas DHW_Gas Dryer | V | 100% | 99% | 0.1369% | 1 | 0 | 14.3646 | See source workbook for details. Includes PSE NEI data where applicable. | NWPPC 2021 Plan measure workbook Res-ClothesWasher-2021P_v2, for the measure Front Load_CEE Tier 2+Gas DHW_Gas Dryer | System | System
Kittitas County | Multifamily - Highly Impacted | Water Heat GT 55 Gal | Existing | Front Load_CEE Tier 2+Gas DHW_Gas Dryer | Washer Savings | 0 | 2024 | 2050 | 0.5404 | per Home | 0 | 0 | 14 | NWPPC 2021 Plan measure workbook Res-ClothesWasher-2021P_v2, for the measure Front Load_CEE Tier 2+Gas DHW_Gas Dryer | 4.7684 | 3.882% | NWPPC 2021 Plan measure workbook Res-ClothesWasher-2021P_v2, for the measure Front Load_CEE Tier 2+Gas DHW_Gas Dryer | -6.9684 | NWPPC 2021 Plan measure workbook Res-ClothesWasher-2021P_v2, for the measure Front Load_CEE Tier 2+Gas DHW_Gas Dryer | 0 | Incremental | 0 | 0 | 0 | 47.2513 | 0 | 0.0059325 | 0 | See 'Measure Equipment Cost Source' | NWPPC 2021 Plan measure workbook Res-ClothesWasher-2021P_v2, for the measure Front Load_CEE Tier 2+Gas DHW_Gas Dryer | V | 100% | 99% | 0.07744% | 1 | 0 | 12.192 | See source workbook for details. Includes PSE NEI data where applicable. | NWPPC 2021 Plan measure workbook Res-ClothesWasher-2021P_v2, for the measure Front Load_CEE Tier 2+Gas DHW_Gas Dryer | System | System
Kittitas County | Multifamily - Highly Impacted | Water Heat GT 55 Gal | New | Front Load_CEE Tier 2+Gas DHW_Gas Dryer | Washer Savings | 0 | 2024 | 2050 | 0.5404 | per Home | 0 | 0 | 14 | NWPPC 2021 Plan measure workbook Res-ClothesWasher-2021P_v2, for the measure Front Load_CEE Tier 2+Gas DHW_Gas Dryer | 4.7684 | 3.882% | NWPPC 2021 Plan measure workbook Res-ClothesWasher-2021P_v2, for the measure Front Load_CEE Tier 2+Gas DHW_Gas Dryer | -6.9684 | NWPPC 2021 Plan measure workbook Res-ClothesWasher-2021P_v2, for the measure Front Load_CEE Tier 2+Gas DHW_Gas Dryer | 0 | Incremental | 0 | 0 | 0 | 47.2513 | 0 | 0.0059325 | 0 | See 'Measure Equipment Cost Source' | NWPPC 2021 Plan measure workbook Res-ClothesWasher-2021P_v2, for the measure Front Load_CEE Tier 2+Gas DHW_Gas Dryer | V | 100% | 99% | 0.07744% | 1 | 0 | 12.192 | See source workbook for details. Includes PSE NEI data where applicable. | NWPPC 2021 Plan measure workbook Res-ClothesWasher-2021P_v2, for the measure Front Load_CEE Tier 2+Gas DHW_Gas Dryer | System | System
Kittitas County | Manufactured | Water Heat GT 55 Gal | Existing | Front Load_CEE Tier 2+Gas DHW_Gas Dryer | Washer Savings | 0 | 2024 | 2050 | 0.87443 | per Home | 0 | 0 | 14 | NWPPC 2021 Plan measure workbook Res-ClothesWasher-2021P_v2, for the measure Front Load_CEE Tier 2+Gas DHW_Gas Dryer | 7.7158 | 5.665% | NWPPC 2021 Plan measure workbook Res-ClothesWasher-2021P_v2, for the measure Front Load_CEE Tier 2+Gas DHW_Gas Dryer | -11.2757 | NWPPC 2021 Plan measure workbook Res-ClothesWasher-2021P_v2, for the measure Front Load_CEE Tier 2+Gas DHW_Gas Dryer | 0 | Incremental | 0 | 0 | 0 | 76.458 | 0 | 0.0095994 | 0 | See 'Measure Equipment Cost Source' | NWPPC 2021 Plan measure workbook Res-ClothesWasher-2021P_v2, for the measure Front Load_CEE Tier 2+Gas DHW_Gas Dryer | V | 100% | 99% | 0.7039% | 1 | 0 | 19.7281 | See source workbook for details. Includes PSE NEI data where applicable. | NWPPC 2021 Plan measure workbook Res-ClothesWasher-2021P_v2, for the measure Front Load_CEE Tier 2+Gas DHW_Gas Dryer | System | System
Kittitas County | Manufactured | Water Heat GT 55 Gal | New | Front Load_CEE Tier 2+Gas DHW_Gas Dryer | Washer Savings | 0 | 2024 | 2050 | 0.87443 | per Home | 0 | 0 | 14 | NWPPC 2021 Plan measure workbook Res-ClothesWasher-2021P_v2, for the measure Front Load_CEE Tier 2+Gas DHW_Gas Dryer | 7.7158 | 5.665% | NWPPC 2021 Plan measure workbook Res-ClothesWasher-2021P_v2, for the measure Front Load_CEE Tier 2+Gas DHW_Gas Dryer | -11.2757 | NWPPC 2021 Plan measure workbook Res-ClothesWasher-2021P_v2, for the measure Front Load_CEE Tier 2+Gas DHW_Gas Dryer | 0 | Incremental | 0 | 0 | 0 | 76.458 | 0 | 0.0095994 | 0 | See 'Measure Equipment Cost Source' | NWPPC 2021 Plan measure workbook Res-ClothesWasher-2021P_v2, for the measure Front Load_CEE Tier 2+Gas DHW_Gas Dryer | V | 100% | 99% | 0.7039% | 1 | 0 | 19.7281 | See source workbook for details. Includes PSE NEI data where applicable. | NWPPC 2021 Plan measure workbook Res-ClothesWasher-2021P_v2, for the measure Front Load_CEE Tier 2+Gas DHW_Gas Dryer | System | System
Kittitas County | Manufactured - Highly Impacted | Water Heat GT 55 Gal | Existing | Front Load_CEE Tier 2+Gas DHW_Gas Dryer | Washer Savings | 0 | 2024 | 2050 | 0.67793 | per Home | 0 | 0 | 14 | NWPPC 2021 Plan measure workbook Res-ClothesWasher-2021P_v2, for the measure Front Load_CEE Tier 2+Gas DHW_Gas Dryer | 5.9819 | 5.151% | NWPPC 2021 Plan measure workbook Res-ClothesWasher-2021P_v2, for the measure Front Load_CEE Tier 2+Gas DHW_Gas Dryer | -8.7419 | NWPPC 2021 Plan measure workbook Res-ClothesWasher-2021P_v2, for the measure Front Load_CEE Tier 2+Gas DHW_Gas Dryer | 0 | Incremental | 0 | 0 | 0 | 59.2767 | 0 | 0.0074423 | 0 | See 'Measure Equipment Cost Source' | NWPPC 2021 Plan measure workbook Res-ClothesWasher-2021P_v2, for the measure Front Load_CEE Tier 2+Gas DHW_Gas Dryer | V | 100% | 99% | 0.03633% | 1 | 0 | 15.2949 | See source workbook for details. Includes PSE NEI data where applicable. | NWPPC 2021 Plan measure workbook Res-ClothesWasher-2021P_v2, for the measure Front Load_CEE Tier 2+Gas DHW_Gas Dryer | System | System
Kittitas County | Manufactured - Highly Impacted | Water Heat GT 55 Gal | New | Front Load_CEE Tier 2+Gas DHW_Gas Dryer | Washer Savings | 0 | 2024 | 2050 | 0.67793 | per Home | 0 | 0 | 14 | NWPPC 2021 Plan measure workbook Res-ClothesWasher-2021P_v2, for the measure Front Load_CEE Tier 2+Gas DHW_Gas Dryer | 5.9819 | 5.151% | NWPPC 2021 Plan measure workbook Res-ClothesWasher-2021P_v2, for the measure Front Load_CEE Tier 2+Gas DHW_Gas Dryer | -8.7419 | NWPPC 2021 Plan measure workbook Res-ClothesWasher-2021P_v2, for the measure Front Load_CEE Tier 2+Gas DHW_Gas Dryer | 0 | Incremental | 0 | 0 | 0 | 59.2767 | 0 | 0.0074423 | 0 | See 'Measure Equipment Cost Source' | NWPPC 2021 Plan measure workbook Res-ClothesWasher-2021P_v2, for the measure Front Load_CEE Tier 2+Gas DHW_Gas Dryer | V | 100% | 99% | 0.03633% | 1 | 0 | 15.2949 | See source workbook for details. Includes PSE NEI data where applicable. | NWPPC 2021 Plan measure workbook Res-ClothesWasher-2021P_v2, for the measure Front Load_CEE Tier 2+Gas DHW_Gas Dryer | System | System
Kittitas County | Multifamily | Heat Central Gas Boiler | Existing | Insulated Door_R2.5 - R5_HZ1_Gas | Heating Energy | 0 | 2024 | 2050 | 19.0004 | per Home | 0 | 1 | 45 | RTF measure workbook ResMFWeatherization_v4_3, for the measure Insulated Door_R2.5 - R5_HZ1_Gas | 2.6417 | 0.6197% | RTF measure workbook ResMFWeatherization_v4_3, for the measure Insulated Door_R2.5 - R5_HZ1_Gas | 0 | RTF measure workbook ResMFWeatherization_v4_3, for the measure Insulated Door_R2.5 - R5_HZ1_Gas | 0 | Incremental | 0 | 0 | 0 | 392.1706 | 0 | 0 | 0 | See 'Measure Equipment Cost Source' | RTF measure workbook ResMFWeatherization_v4_3, for the measure Insulated Door_R2.5 - R5_HZ1_Gas | E | 100% | 9.337% | 100% | 1 | 0 | 0 | See source workbook for details. Includes PSE NEI data where applicable. | RTF measure workbook ResMFWeatherization_v4_3, for the measure Insulated Door_R2.5 - R5_HZ1_Gas | System | System
Kittitas County | Multifamily - Highly Impacted | Heat Central Gas Boiler | Existing | Insulated Door_R2.5 - R5_HZ1_Gas | Heating Energy | 0 | 2024 | 2050 | 16.1266 | per Home | 0 | 1 | 45 | RTF measure workbook ResMFWeatherization_v4_3, for the measure Insulated Door_R2.5 - R5_HZ1_Gas | 2.2421 | 0.6197% | RTF measure workbook ResMFWeatherization_v4_3, for the measure Insulated Door_R2.5 - R5_HZ1_Gas | 0 | RTF measure workbook ResMFWeatherization_v4_3, for the measure Insulated Door_R2.5 - R5_HZ1_Gas | 0 | Incremental | 0 | 0 | 0 | 332.8559 | 0 | 0 | 0 | See 'Measure Equipment Cost Source' | RTF measure workbook ResMFWeatherization_v4_3, for the measure Insulated Door_R2.5 - R5_HZ1_Gas | E | 100% | 9.337% | 100% | 1 | 0 | 0 | See source workbook for details. Includes PSE NEI data where applicable. | RTF measure workbook ResMFWeatherization_v4_3, for the measure Insulated Door_R2.5 - R5_HZ1_Gas | System | System
Kittitas County | Multifamily | Heat Central Gas Furnace | Existing | Insulated Door_R2.5 - R5_HZ1_Gas | Heating Energy | 0 | 2024 | 2050 | 19.0004 | per Home | 0 | 1 | 45 | RTF measure workbook ResMFWeatherization_v4_3, for the measure Insulated Door_R2.5 - R5_HZ1_Gas | 1.9482 | 0.6197% | RTF measure workbook ResMFWeatherization_v4_3, for the measure Insulated Door_R2.5 - R5_HZ1_Gas | 0 | RTF measure workbook ResMFWeatherization_v4_3, for the measure Insulated Door_R2.5 - R5_HZ1_Gas | 0 | Incremental | 0 | 0 | 0 | 392.1706 | 0 | 0 | 0 | See 'Measure Equipment Cost Source' | RTF measure workbook ResMFWeatherization_v4_3, for the measure Insulated Door_R2.5 - R5_HZ1_Gas | E | 100% | 9.337% | 100% | 1 | 0 | 0 | See source workbook for details. Includes PSE NEI data where applicable. | RTF measure workbook ResMFWeatherization_v4_3, for the measure Insulated Door_R2.5 - R5_HZ1_Gas | System | System
Kittitas County | Multifamily - Highly Impacted | Heat Central Gas Furnace | Existing | Insulated Door_R2.5 - R5_HZ1_Gas | Heating Energy | 0 | 2024 | 2050 | 16.1266 | per Home | 0 | 1 | 45 | RTF measure workbook ResMFWeatherization_v4_3, for the measure Insulated Door_R2.5 - R5_HZ1_Gas | 1.6535 | 0.6197% | RTF measure workbook ResMFWeatherization_v4_3, for the measure Insulated Door_R2.5 - R5_HZ1_Gas | 0 | RTF measure workbook ResMFWeatherization_v4_3, for the measure Insulated Door_R2.5 - R5_HZ1_Gas | 0 | Incremental | 0 | 0 | 0 | 332.8559 | 0 | 0 | 0 | See 'Measure Equipment Cost Source' | RTF measure workbook ResMFWeatherization_v4_3, for the measure Insulated Door_R2.5 - R5_HZ1_Gas | E | 100% | 9.337% | 100% | 1 | 0 | 0 | See source workbook for details. Includes PSE NEI data where applicable. | RTF measure workbook ResMFWeatherization_v4_3, for the measure Insulated Door_R2.5 - R5_HZ1_Gas | System | System
Kittitas County | Multifamily | Heat Room Gas | Existing | Insulated Door_R2.5 - R5_HZ1_Gas | Heating Energy | 0 | 2024 | 2050 | 19.0004 | per Home | 0 | 1 | 45 | RTF measure workbook ResMFWeatherization_v4_3, for the measure Insulated Door_R2.5 - R5_HZ1_Gas | 1.9986 | 0.6197% | RTF measure workbook ResMFWeatherization_v4_3, for the measure Insulated Door_R2.5 - R5_HZ1_Gas | 0 | RTF measure workbook ResMFWeatherization_v4_3, for the measure Insulated Door_R2.5 - R5_HZ1_Gas | 0 | Incremental | 0 | 0 | 0 | 392.1706 | 0 | 0 | 0 | See 'Measure Equipment Cost Source' | RTF measure workbook ResMFWeatherization_v4_3, for the measure Insulated Door_R2.5 - R5_HZ1_Gas | E | 100% | 9.337% | 100% | 1 | 0 | 0 | See source workbook for details. Includes PSE NEI data where applicable. | RTF measure workbook ResMFWeatherization_v4_3, for the measure Insulated Door_R2.5 - R5_HZ1_Gas | System | System
Kittitas County | Multifamily - Highly Impacted | Heat Room Gas | Existing | Insulated Door_R2.5 - R5_HZ1_Gas | Heating Energy | 0 | 2024 | 2050 | 16.1266 | per Home | 0 | 1 | 45 | RTF measure workbook ResMFWeatherization_v4_3, for the measure Insulated Door_R2.5 - R5_HZ1_Gas | 1.6964 | 0.6197% | RTF measure workbook ResMFWeatherization_v4_3, for the measure Insulated Door_R2.5 - R5_HZ1_Gas | 0 | RTF measure workbook ResMFWeatherization_v4_3, for the measure Insulated Door_R2.5 - R5_HZ1_Gas | 0 | Incremental | 0 | 0 | 0 | 332.8559 | 0 | 0 | 0 | See 'Measure Equipment Cost Source' | RTF measure workbook ResMFWeatherization_v4_3, for the measure Insulated Door_R2.5 - R5_HZ1_Gas | E | 100% | 9.337% | 100% | 1 | 0 | 0 | See source workbook for details. Includes PSE NEI data where applicable. | RTF measure workbook ResMFWeatherization_v4_3, for the measure Insulated Door_R2.5 - R5_HZ1_Gas | System | System
Kittitas County | Single Family | Water Heat LE 55 Gal | Existing | ENERGY STAR Dishwasher | Dishwasher | 0 | 2024 | 2050 | 0.81824 | per Home | 0 | 0 | 15 | NWPPC 2021 Plan measure workbook Res-Dishwasher-2021P_v2_gas, for the measure ENERGY STAR Dishwasher | 1.6492 | 0.9115% | NWPPC 2021 Plan measure workbook Res-Dishwasher-2021P_v2_gas, for the measure ENERGY STAR Dishwasher | 0.61133 | NWPPC 2021 Plan measure workbook Res-Dishwasher-2021P_v2_gas, for the measure ENERGY STAR Dishwasher | 0 | Incremental | 0 | 0 | 0 | 49.9748 | 0 | 0 | 0 | See 'Measure Equipment Cost Source' | NWPPC 2021 Plan measure workbook Res-Dishwasher-2021P_v2_gas, for the measure ENERGY STAR Dishwasher |  | 100% | 9.9% | 100% | 1 | 0 | 2.1741 | See source workbook for details. Includes PSE NEI data where applicable. | NWPPC 2021 Plan measure workbook Res-Dishwasher-2021P_v2_gas, for the measure ENERGY STAR Dishwasher | System | System
Kittitas County | Single Family | Water Heat LE 55 Gal | New | ENERGY STAR Dishwasher | Dishwasher | 0 | 2024 | 2050 | 0.81824 | per Home | 0 | 0 | 15 | NWPPC 2021 Plan measure workbook Res-Dishwasher-2021P_v2_gas, for the measure ENERGY STAR Dishwasher | 1.5899 | 0.9115% | NWPPC 2021 Plan measure workbook Res-Dishwasher-2021P_v2_gas, for the measure ENERGY STAR Dishwasher | 0.61133 | NWPPC 2021 Plan measure workbook Res-Dishwasher-2021P_v2_gas, for the measure ENERGY STAR Dishwasher | 0 | Incremental | 0 | 0 | 0 | 49.9748 | 0 | 0 | 0 | See 'Measure Equipment Cost Source' | NWPPC 2021 Plan measure workbook Res-Dishwasher-2021P_v2_gas, for the measure ENERGY STAR Dishwasher |  | 100% | 9.9% | 100% | 1 | 0 | 2.1741 | See source workbook for details. Includes PSE NEI data where applicable. | NWPPC 2021 Plan measure workbook Res-Dishwasher-2021P_v2_gas, for the measure ENERGY STAR Dishwasher | System | System
Kittitas County | Single Family | Water Heat GT 55 Gal | Existing | ENERGY STAR Dishwasher | Dishwasher | 0 | 2024 | 2050 | 0.81824 | per Home | 0 | 0 | 15 | NWPPC 2021 Plan measure workbook Res-Dishwasher-2021P_v2_gas, for the measure ENERGY STAR Dishwasher | 1.4004 | 0.9115% | NWPPC 2021 Plan measure workbook Res-Dishwasher-2021P_v2_gas, for the measure ENERGY STAR Dishwasher | 0.61133 | NWPPC 2021 Plan measure workbook Res-Dishwasher-2021P_v2_gas, for the measure ENERGY STAR Dishwasher | 0 | Incremental | 0 | 0 | 0 | 49.9748 | 0 | 0 | 0 | See 'Measure Equipment Cost Source' | NWPPC 2021 Plan measure workbook Res-Dishwasher-2021P_v2_gas, for the measure ENERGY STAR Dishwasher |  | 100% | 9.9% | 100% | 1 | 0 | 2.1741 | See source workbook for details. Includes PSE NEI data where applicable. | NWPPC 2021 Plan measure workbook Res-Dishwasher-2021P_v2_gas, for the measure ENERGY STAR Dishwasher | System | System
Kittitas County | Single Family | Water Heat GT 55 Gal | New | ENERGY STAR Dishwasher | Dishwasher | 0 | 2024 | 2050 | 0.81824 | per Home | 0 | 0 | 15 | NWPPC 2021 Plan measure workbook Res-Dishwasher-2021P_v2_gas, for the measure ENERGY STAR Dishwasher | 1.4004 | 0.9115% | NWPPC 2021 Plan measure workbook Res-Dishwasher-2021P_v2_gas, for the measure ENERGY STAR Dishwasher | 0.61133 | NWPPC 2021 Plan measure workbook Res-Dishwasher-2021P_v2_gas, for the measure ENERGY STAR Dishwasher | 0 | Incremental | 0 | 0 | 0 | 49.9748 | 0 | 0 | 0 | See 'Measure Equipment Cost Source' | NWPPC 2021 Plan measure workbook Res-Dishwasher-2021P_v2_gas, for the measure ENERGY STAR Dishwasher |  | 100% | 9.9% | 100% | 1 | 0 | 2.1741 | See source workbook for details. Includes PSE NEI data where applicable. | NWPPC 2021 Plan measure workbook Res-Dishwasher-2021P_v2_gas, for the measure ENERGY STAR Dishwasher | System | System
Kittitas County | Single Family - Highly Impacted | Water Heat LE 55 Gal | Existing | ENERGY STAR Dishwasher | Dishwasher | 0 | 2024 | 2050 | 0.81824 | per Home | 0 | 0 | 15 | NWPPC 2021 Plan measure workbook Res-Dishwasher-2021P_v2_gas, for the measure ENERGY STAR Dishwasher | 1.4408 | 0.9115% | NWPPC 2021 Plan measure workbook Res-Dishwasher-2021P_v2_gas, for the measure ENERGY STAR Dishwasher | 0.61133 | NWPPC 2021 Plan measure workbook Res-Dishwasher-2021P_v2_gas, for the measure ENERGY STAR Dishwasher | 0 | Incremental | 0 | 0 | 0 | 49.9748 | 0 | 0 | 0 | See 'Measure Equipment Cost Source' | NWPPC 2021 Plan measure workbook Res-Dishwasher-2021P_v2_gas, for the measure ENERGY STAR Dishwasher |  | 100% | 9.9% | 100% | 1 | 0 | 2.1741 | See source workbook for details. Includes PSE NEI data where applicable. | NWPPC 2021 Plan measure workbook Res-Dishwasher-2021P_v2_gas, for the measure ENERGY STAR Dishwasher | System | System
Kittitas County | Single Family - Highly Impacted | Water Heat LE 55 Gal | New | ENERGY STAR Dishwasher | Dishwasher | 0 | 2024 | 2050 | 0.81824 | per Home | 0 | 0 | 15 | NWPPC 2021 Plan measure workbook Res-Dishwasher-2021P_v2_gas, for the measure ENERGY STAR Dishwasher | 1.389 | 0.9115% | NWPPC 2021 Plan measure workbook Res-Dishwasher-2021P_v2_gas, for the measure ENERGY STAR Dishwasher | 0.61133 | NWPPC 2021 Plan measure workbook Res-Dishwasher-2021P_v2_gas, for the measure ENERGY STAR Dishwasher | 0 | Incremental | 0 | 0 | 0 | 49.9748 | 0 | 0 | 0 | See 'Measure Equipment Cost Source' | NWPPC 2021 Plan measure workbook Res-Dishwasher-2021P_v2_gas, for the measure ENERGY STAR Dishwasher |  | 100% | 9.9% | 100% | 1 | 0 | 2.1741 | See source workbook for details. Includes PSE NEI data where applicable. | NWPPC 2021 Plan measure workbook Res-Dishwasher-2021P_v2_gas, for the measure ENERGY STAR Dishwasher | System | System
Kittitas County | Single Family - Highly Impacted | Water Heat GT 55 Gal | Existing | ENERGY STAR Dishwasher | Dishwasher | 0 | 2024 | 2050 | 0.81824 | per Home | 0 | 0 | 15 | NWPPC 2021 Plan measure workbook Res-Dishwasher-2021P_v2_gas, for the measure ENERGY STAR Dishwasher | 1.2234 | 0.9115% | NWPPC 2021 Plan measure workbook Res-Dishwasher-2021P_v2_gas, for the measure ENERGY STAR Dishwasher | 0.61133 | NWPPC 2021 Plan measure workbook Res-Dishwasher-2021P_v2_gas, for the measure ENERGY STAR Dishwasher | 0 | Incremental | 0 | 0 | 0 | 49.9748 | 0 | 0 | 0 | See 'Measure Equipment Cost Source' | NWPPC 2021 Plan measure workbook Res-Dishwasher-2021P_v2_gas, for the measure ENERGY STAR Dishwasher |  | 100% | 9.9% | 100% | 1 | 0 | 2.1741 | See source workbook for details. Includes PSE NEI data where applicable. | NWPPC 2021 Plan measure workbook Res-Dishwasher-2021P_v2_gas, for the measure ENERGY STAR Dishwasher | System | System
Kittitas County | Single Family - Highly Impacted | Water Heat GT 55 Gal | New | ENERGY STAR Dishwasher | Dishwasher | 0 | 2024 | 2050 | 0.81824 | per Home | 0 | 0 | 15 | NWPPC 2021 Plan measure workbook Res-Dishwasher-2021P_v2_gas, for the measure ENERGY STAR Dishwasher | 1.2234 | 0.9115% | NWPPC 2021 Plan measure workbook Res-Dishwasher-2021P_v2_gas, for the measure ENERGY STAR Dishwasher | 0.61133 | NWPPC 2021 Plan measure workbook Res-Dishwasher-2021P_v2_gas, for the measure ENERGY STAR Dishwasher | 0 | Incremental | 0 | 0 | 0 | 49.9748 | 0 | 0 | 0 | See 'Measure Equipment Cost Source' | NWPPC 2021 Plan measure workbook Res-Dishwasher-2021P_v2_gas, for the measure ENERGY STAR Dishwasher |  | 100% | 9.9% | 100% | 1 | 0 | 2.1741 | See source workbook for details. Includes PSE NEI data where applicable. | NWPPC 2021 Plan measure workbook Res-Dishwasher-2021P_v2_gas, for the measure ENERGY STAR Dishwasher | System | System
Kittitas County | Multifamily | Water Heat LE 55 Gal | Existing | ENERGY STAR Dishwasher | Dishwasher | 0 | 2024 | 2050 | 0.70661 | per Home | 0 | 0 | 15 | NWPPC 2021 Plan measure workbook Res-Dishwasher-2021P_v2_gas, for the measure ENERGY STAR Dishwasher | 1.0115 | 0.7871% | NWPPC 2021 Plan measure workbook Res-Dishwasher-2021P_v2_gas, for the measure ENERGY STAR Dishwasher | 0.52793 | NWPPC 2021 Plan measure workbook Res-Dishwasher-2021P_v2_gas, for the measure ENERGY STAR Dishwasher | 0 | Incremental | 0 | 0 | 0 | 43.1569 | 0 | 0 | 0 | See 'Measure Equipment Cost Source' | NWPPC 2021 Plan measure workbook Res-Dishwasher-2021P_v2_gas, for the measure ENERGY STAR Dishwasher |  | 100% | 9.9% | 100% | 1 | 0 | 1.8775 | See source workbook for details. Includes PSE NEI data where applicable. | NWPPC 2021 Plan measure workbook Res-Dishwasher-2021P_v2_gas, for the measure ENERGY STAR Dishwasher | System | System
Kittitas County | Multifamily | Water Heat LE 55 Gal | New | ENERGY STAR Dishwasher | Dishwasher | 0 | 2024 | 2050 | 0.70661 | per Home | 0 | 0 | 15 | NWPPC 2021 Plan measure workbook Res-Dishwasher-2021P_v2_gas, for the measure ENERGY STAR Dishwasher | 0.97513 | 0.7871% | NWPPC 2021 Plan measure workbook Res-Dishwasher-2021P_v2_gas, for the measure ENERGY STAR Dishwasher | 0.52793 | NWPPC 2021 Plan measure workbook Res-Dishwasher-2021P_v2_gas, for the measure ENERGY STAR Dishwasher | 0 | Incremental | 0 | 0 | 0 | 43.1569 | 0 | 0 | 0 | See 'Measure Equipment Cost Source' | NWPPC 2021 Plan measure workbook Res-Dishwasher-2021P_v2_gas, for the measure ENERGY STAR Dishwasher |  | 100% | 9.9% | 100% | 1 | 0 | 1.8775 | See source workbook for details. Includes PSE NEI data where applicable. | NWPPC 2021 Plan measure workbook Res-Dishwasher-2021P_v2_gas, for the measure ENERGY STAR Dishwasher | System | System
Kittitas County | Multifamily | Water Heat GT 55 Gal | Existing | ENERGY STAR Dishwasher | Dishwasher | 0 | 2024 | 2050 | 0.70661 | per Home | 0 | 0 | 15 | NWPPC 2021 Plan measure workbook Res-Dishwasher-2021P_v2_gas, for the measure ENERGY STAR Dishwasher | 0.85889 | 0.7871% | NWPPC 2021 Plan measure workbook Res-Dishwasher-2021P_v2_gas, for the measure ENERGY STAR Dishwasher | 0.52793 | NWPPC 2021 Plan measure workbook Res-Dishwasher-2021P_v2_gas, for the measure ENERGY STAR Dishwasher | 0 | Incremental | 0 | 0 | 0 | 43.1569 | 0 | 0 | 0 | See 'Measure Equipment Cost Source' | NWPPC 2021 Plan measure workbook Res-Dishwasher-2021P_v2_gas, for the measure ENERGY STAR Dishwasher |  | 100% | 9.9% | 100% | 1 | 0 | 1.8775 | See source workbook for details. Includes PSE NEI data where applicable. | NWPPC 2021 Plan measure workbook Res-Dishwasher-2021P_v2_gas, for the measure ENERGY STAR Dishwasher | System | System
Kittitas County | Multifamily | Water Heat GT 55 Gal | New | ENERGY STAR Dishwasher | Dishwasher | 0 | 2024 | 2050 | 0.70661 | per Home | 0 | 0 | 15 | NWPPC 2021 Plan measure workbook Res-Dishwasher-2021P_v2_gas, for the measure ENERGY STAR Dishwasher | 0.85889 | 0.7871% | NWPPC 2021 Plan measure workbook Res-Dishwasher-2021P_v2_gas, for the measure ENERGY STAR Dishwasher | 0.52793 | NWPPC 2021 Plan measure workbook Res-Dishwasher-2021P_v2_gas, for the measure ENERGY STAR Dishwasher | 0 | Incremental | 0 | 0 | 0 | 43.1569 | 0 | 0 | 0 | See 'Measure Equipment Cost Source' | NWPPC 2021 Plan measure workbook Res-Dishwasher-2021P_v2_gas, for the measure ENERGY STAR Dishwasher |  | 100% | 9.9% | 100% | 1 | 0 | 1.8775 | See source workbook for details. Includes PSE NEI data where applicable. | NWPPC 2021 Plan measure workbook Res-Dishwasher-2021P_v2_gas, for the measure ENERGY STAR Dishwasher | System | System
Kittitas County | Multifamily - Highly Impacted | Water Heat LE 55 Gal | Existing | ENERGY STAR Dishwasher | Dishwasher | 0 | 2024 | 2050 | 0.70661 | per Home | 0 | 0 | 15 | NWPPC 2021 Plan measure workbook Res-Dishwasher-2021P_v2_gas, for the measure ENERGY STAR Dishwasher | 1.1387 | 0.7871% | NWPPC 2021 Plan measure workbook Res-Dishwasher-2021P_v2_gas, for the measure ENERGY STAR Dishwasher | 0.52793 | NWPPC 2021 Plan measure workbook Res-Dishwasher-2021P_v2_gas, for the measure ENERGY STAR Dishwasher | 0 | Incremental | 0 | 0 | 0 | 43.1569 | 0 | 0 | 0 | See 'Measure Equipment Cost Source' | NWPPC 2021 Plan measure workbook Res-Dishwasher-2021P_v2_gas, for the measure ENERGY STAR Dishwasher |  | 100% | 9.9% | 100% | 1 | 0 | 1.8775 | See source workbook for details. Includes PSE NEI data where applicable. | NWPPC 2021 Plan measure workbook Res-Dishwasher-2021P_v2_gas, for the measure ENERGY STAR Dishwasher | System | System
Kittitas County | Multifamily - Highly Impacted | Water Heat LE 55 Gal | New | ENERGY STAR Dishwasher | Dishwasher | 0 | 2024 | 2050 | 0.70661 | per Home | 0 | 0 | 15 | NWPPC 2021 Plan measure workbook Res-Dishwasher-2021P_v2_gas, for the measure ENERGY STAR Dishwasher | 1.0978 | 0.7871% | NWPPC 2021 Plan measure workbook Res-Dishwasher-2021P_v2_gas, for the measure ENERGY STAR Dishwasher | 0.52793 | NWPPC 2021 Plan measure workbook Res-Dishwasher-2021P_v2_gas, for the measure ENERGY STAR Dishwasher | 0 | Incremental | 0 | 0 | 0 | 43.1569 | 0 | 0 | 0 | See 'Measure Equipment Cost Source' | NWPPC 2021 Plan measure workbook Res-Dishwasher-2021P_v2_gas, for the measure ENERGY STAR Dishwasher |  | 100% | 9.9% | 100% | 1 | 0 | 1.8775 | See source workbook for details. Includes PSE NEI data where applicable. | NWPPC 2021 Plan measure workbook Res-Dishwasher-2021P_v2_gas, for the measure ENERGY STAR Dishwasher | System | System
Kittitas County | Multifamily - Highly Impacted | Water Heat GT 55 Gal | Existing | ENERGY STAR Dishwasher | Dishwasher | 0 | 2024 | 2050 | 0.70661 | per Home | 0 | 0 | 15 | NWPPC 2021 Plan measure workbook Res-Dishwasher-2021P_v2_gas, for the measure ENERGY STAR Dishwasher | 0.9669 | 0.7871% | NWPPC 2021 Plan measure workbook Res-Dishwasher-2021P_v2_gas, for the measure ENERGY STAR Dishwasher | 0.52793 | NWPPC 2021 Plan measure workbook Res-Dishwasher-2021P_v2_gas, for the measure ENERGY STAR Dishwasher | 0 | Incremental | 0 | 0 | 0 | 43.1569 | 0 | 0 | 0 | See 'Measure Equipment Cost Source' | NWPPC 2021 Plan measure workbook Res-Dishwasher-2021P_v2_gas, for the measure ENERGY STAR Dishwasher |  | 100% | 9.9% | 100% | 1 | 0 | 1.8775 | See source workbook for details. Includes PSE NEI data where applicable. | NWPPC 2021 Plan measure workbook Res-Dishwasher-2021P_v2_gas, for the measure ENERGY STAR Dishwasher | System | System
Kittitas County | Multifamily - Highly Impacted | Water Heat GT 55 Gal | New | ENERGY STAR Dishwasher | Dishwasher | 0 | 2024 | 2050 | 0.70661 | per Home | 0 | 0 | 15 | NWPPC 2021 Plan measure workbook Res-Dishwasher-2021P_v2_gas, for the measure ENERGY STAR Dishwasher | 0.9669 | 0.7871% | NWPPC 2021 Plan measure workbook Res-Dishwasher-2021P_v2_gas, for the measure ENERGY STAR Dishwasher | 0.52793 | NWPPC 2021 Plan measure workbook Res-Dishwasher-2021P_v2_gas, for the measure ENERGY STAR Dishwasher | 0 | Incremental | 0 | 0 | 0 | 43.1569 | 0 | 0 | 0 | See 'Measure Equipment Cost Source' | NWPPC 2021 Plan measure workbook Res-Dishwasher-2021P_v2_gas, for the measure ENERGY STAR Dishwasher |  | 100% | 9.9% | 100% | 1 | 0 | 1.8775 | See source workbook for details. Includes PSE NEI data where applicable. | NWPPC 2021 Plan measure workbook Res-Dishwasher-2021P_v2_gas, for the measure ENERGY STAR Dishwasher | System | System
Kittitas County | Manufactured | Water Heat LE 55 Gal | Existing | ENERGY STAR Dishwasher | Dishwasher | 0 | 2024 | 2050 | 0.59716 | per Home | 0 | 0 | 15 | NWPPC 2021 Plan measure workbook Res-Dishwasher-2021P_v2_gas, for the measure ENERGY STAR Dishwasher | 1.0669 | 0.6652% | NWPPC 2021 Plan measure workbook Res-Dishwasher-2021P_v2_gas, for the measure ENERGY STAR Dishwasher | 0.44615 | NWPPC 2021 Plan measure workbook Res-Dishwasher-2021P_v2_gas, for the measure ENERGY STAR Dishwasher | 0 | Incremental | 0 | 0 | 0 | 36.4721 | 0 | 0 | 0 | See 'Measure Equipment Cost Source' | NWPPC 2021 Plan measure workbook Res-Dishwasher-2021P_v2_gas, for the measure ENERGY STAR Dishwasher |  | 100% | 9.9% | 100% | 1 | 0 | 1.5867 | See source workbook for details. Includes PSE NEI data where applicable. | NWPPC 2021 Plan measure workbook Res-Dishwasher-2021P_v2_gas, for the measure ENERGY STAR Dishwasher | System | System
Kittitas County | Manufactured | Water Heat LE 55 Gal | New | ENERGY STAR Dishwasher | Dishwasher | 0 | 2024 | 2050 | 0.59716 | per Home | 0 | 0 | 15 | NWPPC 2021 Plan measure workbook Res-Dishwasher-2021P_v2_gas, for the measure ENERGY STAR Dishwasher | 1.0286 | 0.6652% | NWPPC 2021 Plan measure workbook Res-Dishwasher-2021P_v2_gas, for the measure ENERGY STAR Dishwasher | 0.44615 | NWPPC 2021 Plan measure workbook Res-Dishwasher-2021P_v2_gas, for the measure ENERGY STAR Dishwasher | 0 | Incremental | 0 | 0 | 0 | 36.4721 | 0 | 0 | 0 | See 'Measure Equipment Cost Source' | NWPPC 2021 Plan measure workbook Res-Dishwasher-2021P_v2_gas, for the measure ENERGY STAR Dishwasher |  | 100% | 9.9% | 100% | 1 | 0 | 1.5867 | See source workbook for details. Includes PSE NEI data where applicable. | NWPPC 2021 Plan measure workbook Res-Dishwasher-2021P_v2_gas, for the measure ENERGY STAR Dishwasher | System | System
Kittitas County | Manufactured | Water Heat GT 55 Gal | Existing | ENERGY STAR Dishwasher | Dishwasher | 0 | 2024 | 2050 | 0.59716 | per Home | 0 | 0 | 15 | NWPPC 2021 Plan measure workbook Res-Dishwasher-2021P_v2_gas, for the measure ENERGY STAR Dishwasher | 0.90595 | 0.6652% | NWPPC 2021 Plan measure workbook Res-Dishwasher-2021P_v2_gas, for the measure ENERGY STAR Dishwasher | 0.44615 | NWPPC 2021 Plan measure workbook Res-Dishwasher-2021P_v2_gas, for the measure ENERGY STAR Dishwasher | 0 | Incremental | 0 | 0 | 0 | 36.4721 | 0 | 0 | 0 | See 'Measure Equipment Cost Source' | NWPPC 2021 Plan measure workbook Res-Dishwasher-2021P_v2_gas, for the measure ENERGY STAR Dishwasher |  | 100% | 9.9% | 100% | 1 | 0 | 1.5867 | See source workbook for details. Includes PSE NEI data where applicable. | NWPPC 2021 Plan measure workbook Res-Dishwasher-2021P_v2_gas, for the measure ENERGY STAR Dishwasher | System | System
Kittitas County | Manufactured | Water Heat GT 55 Gal | New | ENERGY STAR Dishwasher | Dishwasher | 0 | 2024 | 2050 | 0.59716 | per Home | 0 | 0 | 15 | NWPPC 2021 Plan measure workbook Res-Dishwasher-2021P_v2_gas, for the measure ENERGY STAR Dishwasher | 0.90595 | 0.6652% | NWPPC 2021 Plan measure workbook Res-Dishwasher-2021P_v2_gas, for the measure ENERGY STAR Dishwasher | 0.44615 | NWPPC 2021 Plan measure workbook Res-Dishwasher-2021P_v2_gas, for the measure ENERGY STAR Dishwasher | 0 | Incremental | 0 | 0 | 0 | 36.4721 | 0 | 0 | 0 | See 'Measure Equipment Cost Source' | NWPPC 2021 Plan measure workbook Res-Dishwasher-2021P_v2_gas, for the measure ENERGY STAR Dishwasher |  | 100% | 9.9% | 100% | 1 | 0 | 1.5867 | See source workbook for details. Includes PSE NEI data where applicable. | NWPPC 2021 Plan measure workbook Res-Dishwasher-2021P_v2_gas, for the measure ENERGY STAR Dishwasher | System | System
Kittitas County | Manufactured - Highly Impacted | Water Heat LE 55 Gal | Existing | ENERGY STAR Dishwasher | Dishwasher | 0 | 2024 | 2050 | 0.59716 | per Home | 0 | 0 | 15 | NWPPC 2021 Plan measure workbook Res-Dishwasher-2021P_v2_gas, for the measure ENERGY STAR Dishwasher | 0.90968 | 0.6652% | NWPPC 2021 Plan measure workbook Res-Dishwasher-2021P_v2_gas, for the measure ENERGY STAR Dishwasher | 0.44615 | NWPPC 2021 Plan measure workbook Res-Dishwasher-2021P_v2_gas, for the measure ENERGY STAR Dishwasher | 0 | Incremental | 0 | 0 | 0 | 36.4721 | 0 | 0 | 0 | See 'Measure Equipment Cost Source' | NWPPC 2021 Plan measure workbook Res-Dishwasher-2021P_v2_gas, for the measure ENERGY STAR Dishwasher |  | 100% | 9.9% | 100% | 1 | 0 | 1.5867 | See source workbook for details. Includes PSE NEI data where applicable. | NWPPC 2021 Plan measure workbook Res-Dishwasher-2021P_v2_gas, for the measure ENERGY STAR Dishwasher | System | System
Kittitas County | Manufactured - Highly Impacted | Water Heat LE 55 Gal | New | ENERGY STAR Dishwasher | Dishwasher | 0 | 2024 | 2050 | 0.59716 | per Home | 0 | 0 | 15 | NWPPC 2021 Plan measure workbook Res-Dishwasher-2021P_v2_gas, for the measure ENERGY STAR Dishwasher | 0.87697 | 0.6652% | NWPPC 2021 Plan measure workbook Res-Dishwasher-2021P_v2_gas, for the measure ENERGY STAR Dishwasher | 0.44615 | NWPPC 2021 Plan measure workbook Res-Dishwasher-2021P_v2_gas, for the measure ENERGY STAR Dishwasher | 0 | Incremental | 0 | 0 | 0 | 36.4721 | 0 | 0 | 0 | See 'Measure Equipment Cost Source' | NWPPC 2021 Plan measure workbook Res-Dishwasher-2021P_v2_gas, for the measure ENERGY STAR Dishwasher |  | 100% | 9.9% | 100% | 1 | 0 | 1.5867 | See source workbook for details. Includes PSE NEI data where applicable. | NWPPC 2021 Plan measure workbook Res-Dishwasher-2021P_v2_gas, for the measure ENERGY STAR Dishwasher | System | System
Kittitas County | Manufactured - Highly Impacted | Water Heat GT 55 Gal | Existing | ENERGY STAR Dishwasher | Dishwasher | 0 | 2024 | 2050 | 0.59716 | per Home | 0 | 0 | 15 | NWPPC 2021 Plan measure workbook Res-Dishwasher-2021P_v2_gas, for the measure ENERGY STAR Dishwasher | 0.77243 | 0.6652% | NWPPC 2021 Plan measure workbook Res-Dishwasher-2021P_v2_gas, for the measure ENERGY STAR Dishwasher | 0.44615 | NWPPC 2021 Plan measure workbook Res-Dishwasher-2021P_v2_gas, for the measure ENERGY STAR Dishwasher | 0 | Incremental | 0 | 0 | 0 | 36.4721 | 0 | 0 | 0 | See 'Measure Equipment Cost Source' | NWPPC 2021 Plan measure workbook Res-Dishwasher-2021P_v2_gas, for the measure ENERGY STAR Dishwasher |  | 100% | 9.9% | 100% | 1 | 0 | 1.5867 | See source workbook for details. Includes PSE NEI data where applicable. | NWPPC 2021 Plan measure workbook Res-Dishwasher-2021P_v2_gas, for the measure ENERGY STAR Dishwasher | System | System
Kittitas County | Manufactured - Highly Impacted | Water Heat GT 55 Gal | New | ENERGY STAR Dishwasher | Dishwasher | 0 | 2024 | 2050 | 0.59716 | per Home | 0 | 0 | 15 | NWPPC 2021 Plan measure workbook Res-Dishwasher-2021P_v2_gas, for the measure ENERGY STAR Dishwasher | 0.77243 | 0.6652% | NWPPC 2021 Plan measure workbook Res-Dishwasher-2021P_v2_gas, for the measure ENERGY STAR Dishwasher | 0.44615 | NWPPC 2021 Plan measure workbook Res-Dishwasher-2021P_v2_gas, for the measure ENERGY STAR Dishwasher | 0 | Incremental | 0 | 0 | 0 | 36.4721 | 0 | 0 | 0 | See 'Measure Equipment Cost Source' | NWPPC 2021 Plan measure workbook Res-Dishwasher-2021P_v2_gas, for the measure ENERGY STAR Dishwasher |  | 100% | 9.9% | 100% | 1 | 0 | 1.5867 | See source workbook for details. Includes PSE NEI data where applicable. | NWPPC 2021 Plan measure workbook Res-Dishwasher-2021P_v2_gas, for the measure ENERGY STAR Dishwasher | System | System
Kittitas County | Single Family | Heat Central Gas Boiler | Existing | Boiler - Controls | Boiler Reset Controls | No Boiler Control | 2024 | 2050 | 1 | per Home | 0 | 1 | 5 | WI Focus on Energy 2021TRM. 2021. Boiler Control, Outside Air Temperature Reset/Cutout Control measure. Page 130. | 51.7157 | 8% | calculated based on WI Focus on Energy 2019 TRM | 0 | calculated based on WI Focus on Energy 2019 TRM | 0 | Full | 0 | 0 | 0 | 820.2497 | 0 | 0 | 0 | Existing conditions, assuming no cost | 2022 Illinois Statewide Technical Reference Manual for Energy Efficiency Version 10.0 Volume 3: Residential Measures Boiler Reset Controls page 169. Referencing Nexant. Questar DSM Market Characterization Report. August 9, 2006. |  | 100% | 40% | 100% | 1 | 0 | 0 | No applicable non-energy benefitsIncludes PSE NEI data where applicable. | No applicable non-energy benefits | System | System
Kittitas County | Single Family - Highly Impacted | Heat Central Gas Boiler | Existing | Boiler - Controls | Boiler Reset Controls | No Boiler Control | 2024 | 2050 | 1 | per Home | 0 | 1 | 5 | WI Focus on Energy 2021TRM. 2021. Boiler Control, Outside Air Temperature Reset/Cutout Control measure. Page 130. | 37.2009 | 8% | calculated based on WI Focus on Energy 2019 TRM | 0 | calculated based on WI Focus on Energy 2019 TRM | 0 | Full | 0 | 0 | 0 | 820.2497 | 0 | 0 | 0 | Existing conditions, assuming no cost | 2022 Illinois Statewide Technical Reference Manual for Energy Efficiency Version 10.0 Volume 3: Residential Measures Boiler Reset Controls page 169. Referencing Nexant. Questar DSM Market Characterization Report. August 9, 2006. |  | 100% | 40% | 100% | 1 | 0 | 0 | No applicable non-energy benefitsIncludes PSE NEI data where applicable. | No applicable non-energy benefits | System | System
Kittitas County | Multifamily | Heat Central Gas Boiler | Existing | Boiler - Controls | Boiler Reset Controls | No Boiler Control | 2024 | 2050 | 1 | per Home | 0 | 1 | 5 | WI Focus on Energy 2021TRM. 2021. Boiler Control, Outside Air Temperature Reset/Cutout Control measure. Page 130. | 34.1036 | 8% | calculated based on WI Focus on Energy 2019 TRM | 0 | calculated based on WI Focus on Energy 2019 TRM | 0 | Full | 0 | 0 | 0 | 820.2497 | 0 | 0 | 0 | Existing conditions, assuming no cost | 2022 Illinois Statewide Technical Reference Manual for Energy Efficiency Version 10.0 Volume 3: Residential Measures Boiler Reset Controls page 169. Referencing Nexant. Questar DSM Market Characterization Report. August 9, 2006. |  | 100% | 40% | 100% | 1 | 0 | 0 | No applicable non-energy benefitsIncludes PSE NEI data where applicable. | No applicable non-energy benefits | System | System
Kittitas County | Multifamily - Highly Impacted | Heat Central Gas Boiler | Existing | Boiler - Controls | Boiler Reset Controls | No Boiler Control | 2024 | 2050 | 1 | per Home | 0 | 1 | 5 | WI Focus on Energy 2021TRM. 2021. Boiler Control, Outside Air Temperature Reset/Cutout Control measure. Page 130. | 28.9455 | 8% | calculated based on WI Focus on Energy 2019 TRM | 0 | calculated based on WI Focus on Energy 2019 TRM | 0 | Full | 0 | 0 | 0 | 820.2497 | 0 | 0 | 0 | Existing conditions, assuming no cost | 2022 Illinois Statewide Technical Reference Manual for Energy Efficiency Version 10.0 Volume 3: Residential Measures Boiler Reset Controls page 169. Referencing Nexant. Questar DSM Market Characterization Report. August 9, 2006. |  | 100% | 40% | 100% | 1 | 0 | 0 | No applicable non-energy benefitsIncludes PSE NEI data where applicable. | No applicable non-energy benefits | System | System
Kittitas County | Manufactured | Heat Central Gas Boiler | Existing | Boiler - Controls | Boiler Reset Controls | No Boiler Control | 2024 | 2050 | 1 | per Home | 0 | 1 | 5 | WI Focus on Energy 2021TRM. 2021. Boiler Control, Outside Air Temperature Reset/Cutout Control measure. Page 130. | 46.697 | 8% | calculated based on WI Focus on Energy 2019 TRM | 0 | calculated based on WI Focus on Energy 2019 TRM | 0 | Full | 0 | 0 | 0 | 820.2497 | 0 | 0 | 0 | Existing conditions, assuming no cost | 2022 Illinois Statewide Technical Reference Manual for Energy Efficiency Version 10.0 Volume 3: Residential Measures Boiler Reset Controls page 169. Referencing Nexant. Questar DSM Market Characterization Report. August 9, 2006. |  | 100% | 40% | 100% | 1 | 0 | 0 | No applicable non-energy benefitsIncludes PSE NEI data where applicable. | No applicable non-energy benefits | System | System
Kittitas County | Manufactured - Highly Impacted | Heat Central Gas Boiler | Existing | Boiler - Controls | Boiler Reset Controls | No Boiler Control | 2024 | 2050 | 1 | per Home | 0 | 1 | 5 | WI Focus on Energy 2021TRM. 2021. Boiler Control, Outside Air Temperature Reset/Cutout Control measure. Page 130. | 36.2035 | 8% | calculated based on WI Focus on Energy 2019 TRM | 0 | calculated based on WI Focus on Energy 2019 TRM | 0 | Full | 0 | 0 | 0 | 820.2497 | 0 | 0 | 0 | Existing conditions, assuming no cost | 2022 Illinois Statewide Technical Reference Manual for Energy Efficiency Version 10.0 Volume 3: Residential Measures Boiler Reset Controls page 169. Referencing Nexant. Questar DSM Market Characterization Report. August 9, 2006. |  | 100% | 40% | 100% | 1 | 0 | 0 | No applicable non-energy benefitsIncludes PSE NEI data where applicable. | No applicable non-energy benefits | System | System
Kittitas County | Single Family | Heat Central Gas Boiler | Existing | Tune-up - Boiler | Boiler with Tune-up | Boiler with no Tune-up | 2024 | 2050 | 1 | per Home | 0 | 1 | 2 | WI Focus on Energy 2020 TRM. Boiler Tune-Up, Single Family. Page 845. | 10.3431 | 1.6% | WI Focus on Energy 2020 TRM. Boiler Tune-Up, Single Family. Page 845. | 0 | WI Focus on Energy 2020 TRM. Boiler Tune-Up, Single Family. Page 845. | 0 | Full | 0 | 0 | 0 | 158.5451 | 0 | 0 | 0 | Existing conditions, assuming no cost | Measure costs are labor costs |  | 100% | 34.32% | 100% | 1 | 0 | 0 | No applicable non-energy benefitsIncludes PSE NEI data where applicable. | No applicable non-energy benefits | System | System
Kittitas County | Single Family - Highly Impacted | Heat Central Gas Boiler | Existing | Tune-up - Boiler | Boiler with Tune-up | Boiler with no Tune-up | 2024 | 2050 | 1 | per Home | 0 | 1 | 2 | WI Focus on Energy 2020 TRM. Boiler Tune-Up, Single Family. Page 845. | 7.4402 | 1.6% | WI Focus on Energy 2020 TRM. Boiler Tune-Up, Single Family. Page 845. | 0 | WI Focus on Energy 2020 TRM. Boiler Tune-Up, Single Family. Page 845. | 0 | Full | 0 | 0 | 0 | 158.5451 | 0 | 0 | 0 | Existing conditions, assuming no cost | Measure costs are labor costs |  | 100% | 39.77% | 100% | 1 | 0 | 0 | No applicable non-energy benefitsIncludes PSE NEI data where applicable. | No applicable non-energy benefits | System | System
Kittitas County | Multifamily | Heat Central Gas Boiler | Existing | Tune-up - Boiler | Boiler with Tune-up | Boiler with no Tune-up | 2024 | 2050 | 1 | per Home | 0 | 1 | 2 | WI Focus on Energy 2020 TRM. Boiler Tune-Up, Single Family. Page 845. | 6.8207 | 1.6% | WI Focus on Energy 2020 TRM. Boiler Tune-Up, Single Family. Page 845. | 0 | WI Focus on Energy 2020 TRM. Boiler Tune-Up, Single Family. Page 845. | 0 | Full | 0 | 0 | 0 | 158.5451 | 0 | 0 | 0 | Existing conditions, assuming no cost | Measure costs are labor costs |  | 100% | 43.85% | 100% | 1 | 0 | 0 | No applicable non-energy benefitsIncludes PSE NEI data where applicable. | No applicable non-energy benefits | System | System
Kittitas County | Multifamily - Highly Impacted | Heat Central Gas Boiler | Existing | Tune-up - Boiler | Boiler with Tune-up | Boiler with no Tune-up | 2024 | 2050 | 1 | per Home | 0 | 1 | 2 | WI Focus on Energy 2020 TRM. Boiler Tune-Up, Single Family. Page 845. | 5.7891 | 1.6% | WI Focus on Energy 2020 TRM. Boiler Tune-Up, Single Family. Page 845. | 0 | WI Focus on Energy 2020 TRM. Boiler Tune-Up, Single Family. Page 845. | 0 | Full | 0 | 0 | 0 | 158.5451 | 0 | 0 | 0 | Existing conditions, assuming no cost | Measure costs are labor costs |  | 100% | 59.38% | 100% | 1 | 0 | 0 | No applicable non-energy benefitsIncludes PSE NEI data where applicable. | No applicable non-energy benefits | System | System
Kittitas County | Manufactured | Heat Central Gas Boiler | Existing | Tune-up - Boiler | Boiler with Tune-up | Boiler with no Tune-up | 2024 | 2050 | 1 | per Home | 0 | 1 | 2 | WI Focus on Energy 2020 TRM. Boiler Tune-Up, Single Family. Page 845. | 9.3394 | 1.6% | WI Focus on Energy 2020 TRM. Boiler Tune-Up, Single Family. Page 845. | 0 | WI Focus on Energy 2020 TRM. Boiler Tune-Up, Single Family. Page 845. | 0 | Full | 0 | 0 | 0 | 158.5451 | 0 | 0 | 0 | Existing conditions, assuming no cost | Measure costs are labor costs |  | 100% | 47.5% | 100% | 1 | 0 | 0 | No applicable non-energy benefitsIncludes PSE NEI data where applicable. | No applicable non-energy benefits | System | System
Kittitas County | Manufactured - Highly Impacted | Heat Central Gas Boiler | Existing | Tune-up - Boiler | Boiler with Tune-up | Boiler with no Tune-up | 2024 | 2050 | 1 | per Home | 0 | 1 | 2 | WI Focus on Energy 2020 TRM. Boiler Tune-Up, Single Family. Page 845. | 7.2407 | 1.6% | WI Focus on Energy 2020 TRM. Boiler Tune-Up, Single Family. Page 845. | 0 | WI Focus on Energy 2020 TRM. Boiler Tune-Up, Single Family. Page 845. | 0 | Full | 0 | 0 | 0 | 158.5451 | 0 | 0 | 0 | Existing conditions, assuming no cost | Measure costs are labor costs |  | 100% | 47.5% | 100% | 1 | 0 | 0 | No applicable non-energy benefitsIncludes PSE NEI data where applicable. | No applicable non-energy benefits | System | System
Kittitas County | Single Family | Heat Central Gas Furnace | Existing | Tune-up - Furnace (Gas) | Furnace with Tune-up | Furnace with no Tune-up | 2024 | 2050 | 1 | per Home | 0 | 1 | 2 | WI Focus on Energy 2020 TRM. Furnace Tune-Up, Single Family. Page 960. | 7.6277 | 1.6% | WI Focus on Energy 2020 TRM. Furnace Tune-Up, Single Family. Page 960. | 0 | WI Focus on Energy 2020 TRM. Furnace Tune-Up, Single Family. Page 960. | 0 | Full | 0 | 0 | 0 | 158.5451 | 0 | 0 | 0 | Existing conditions, assuming no cost | Measure costs are labor costs |  | 100% | 34.32% | 100% | 1 | 0 | 0 | No applicable non-energy benefitsIncludes PSE NEI data where applicable. | No applicable non-energy benefits | System | System
Kittitas County | Single Family - Highly Impacted | Heat Central Gas Furnace | Existing | Tune-up - Furnace (Gas) | Furnace with Tune-up | Furnace with no Tune-up | 2024 | 2050 | 1 | per Home | 0 | 1 | 2 | WI Focus on Energy 2020 TRM. Furnace Tune-Up, Single Family. Page 960. | 5.4869 | 1.6% | WI Focus on Energy 2020 TRM. Furnace Tune-Up, Single Family. Page 960. | 0 | WI Focus on Energy 2020 TRM. Furnace Tune-Up, Single Family. Page 960. | 0 | Full | 0 | 0 | 0 | 158.5451 | 0 | 0 | 0 | Existing conditions, assuming no cost | Measure costs are labor costs |  | 100% | 39.77% | 100% | 1 | 0 | 0 | No applicable non-energy benefitsIncludes PSE NEI data where applicable. | No applicable non-energy benefits | System | System
Kittitas County | Multifamily | Heat Central Gas Furnace | Existing | Tune-up - Furnace (Gas) | Furnace with Tune-up | Furnace with no Tune-up | 2024 | 2050 | 1 | per Home | 0 | 1 | 2 | WI Focus on Energy 2020 TRM. Furnace Tune-Up, Single Family. Page 960. | 5.03 | 1.6% | WI Focus on Energy 2020 TRM. Furnace Tune-Up, Single Family. Page 960. | 0 | WI Focus on Energy 2020 TRM. Furnace Tune-Up, Single Family. Page 960. | 0 | Full | 0 | 0 | 0 | 158.5451 | 0 | 0 | 0 | Existing conditions, assuming no cost | Measure costs are labor costs |  | 100% | 43.85% | 100% | 1 | 0 | 0 | No applicable non-energy benefitsIncludes PSE NEI data where applicable. | No applicable non-energy benefits | System | System
Kittitas County | Multifamily - Highly Impacted | Heat Central Gas Furnace | Existing | Tune-up - Furnace (Gas) | Furnace with Tune-up | Furnace with no Tune-up | 2024 | 2050 | 1 | per Home | 0 | 1 | 2 | WI Focus on Energy 2020 TRM. Furnace Tune-Up, Single Family. Page 960. | 4.2692 | 1.6% | WI Focus on Energy 2020 TRM. Furnace Tune-Up, Single Family. Page 960. | 0 | WI Focus on Energy 2020 TRM. Furnace Tune-Up, Single Family. Page 960. | 0 | Full | 0 | 0 | 0 | 158.5451 | 0 | 0 | 0 | Existing conditions, assuming no cost | Measure costs are labor costs |  | 100% | 59.38% | 100% | 1 | 0 | 0 | No applicable non-energy benefitsIncludes PSE NEI data where applicable. | No applicable non-energy benefits | System | System
Kittitas County | Manufactured | Heat Central Gas Furnace | Existing | Tune-up - Furnace (Gas) | Furnace with Tune-up | Furnace with no Tune-up | 2024 | 2050 | 1 | per Home | 0 | 1 | 2 | WI Focus on Energy 2020 TRM. Furnace Tune-Up, Single Family. Page 960. | 6.8875 | 1.6% | WI Focus on Energy 2020 TRM. Furnace Tune-Up, Single Family. Page 960. | 0 | WI Focus on Energy 2020 TRM. Furnace Tune-Up, Single Family. Page 960. | 0 | Full | 0 | 0 | 0 | 158.5451 | 0 | 0 | 0 | Existing conditions, assuming no cost | Measure costs are labor costs |  | 100% | 47.5% | 100% | 1 | 0 | 0 | No applicable non-energy benefitsIncludes PSE NEI data where applicable. | No applicable non-energy benefits | System | System
Kittitas County | Manufactured - Highly Impacted | Heat Central Gas Furnace | Existing | Tune-up - Furnace (Gas) | Furnace with Tune-up | Furnace with no Tune-up | 2024 | 2050 | 1 | per Home | 0 | 1 | 2 | WI Focus on Energy 2020 TRM. Furnace Tune-Up, Single Family. Page 960. | 5.3397 | 1.6% | WI Focus on Energy 2020 TRM. Furnace Tune-Up, Single Family. Page 960. | 0 | WI Focus on Energy 2020 TRM. Furnace Tune-Up, Single Family. Page 960. | 0 | Full | 0 | 0 | 0 | 158.5451 | 0 | 0 | 0 | Existing conditions, assuming no cost | Measure costs are labor costs |  | 100% | 47.5% | 100% | 1 | 0 | 0 | No applicable non-energy benefitsIncludes PSE NEI data where applicable. | No applicable non-energy benefits | System | System
Kittitas County | Single Family | Water Heat LE 55 Gal | Existing | Water Heater Tank Wrap | Add R-10 Tank Wrap | No Tank Wrap | 2024 | 2050 | 1 | per Home | 0 | 1 | 7 | IA TRM Version 6 | 4.1018 | 2.267% | IA TRM Version 6: Residential Water Heater Wrap; RTFStandardInformationWorkbook_v4_5 | 0 | IA TRM Version 6: Residential Water Heater Wrap; RTFStandardInformationWorkbook_v4_5 | 0 | Full | 0 | 0 | 0 | 59.2054 | 0 | 0 | 0 | IA TRM Version 6: Residential Water Heater Wrap | IA TRM Version 6: Residential Water Heater Wrap |  | 100% | 49.89% | 100% | 1 | 0 | 0 | No applicable non-energy benefitsIncludes PSE NEI data where applicable. | No applicable non-energy benefits | System | System
Kittitas County | Single Family | Water Heat LE 55 Gal | New | Water Heater Tank Wrap | Add R-10 Tank Wrap | No Tank Wrap | 2024 | 2050 | 1 | per Home | 0 | 1 | 7 | IA TRM Version 6 | 4.1018 | 2.351% | IA TRM Version 6: Residential Water Heater Wrap; RTFStandardInformationWorkbook_v4_5 | 0 | IA TRM Version 6: Residential Water Heater Wrap; RTFStandardInformationWorkbook_v4_5 | 0 | Full | 0 | 0 | 0 | 59.2054 | 0 | 0 | 0 | IA TRM Version 6: Residential Water Heater Wrap | IA TRM Version 6: Residential Water Heater Wrap |  | 100% | 49.89% | 100% | 1 | 0 | 0 | No applicable non-energy benefitsIncludes PSE NEI data where applicable. | No applicable non-energy benefits | System | System
Kittitas County | Single Family | Water Heat GT 55 Gal | Existing | Water Heater Tank Wrap | Add R-10 Tank Wrap | No Tank Wrap | 2024 | 2050 | 1 | per Home | 0 | 1 | 7 | IA TRM Version 6 | 4.2268 | 2.751% | IA TRM Version 6: Residential Water Heater Wrap; RTFStandardInformationWorkbook_v4_5 | 0 | IA TRM Version 6: Residential Water Heater Wrap; RTFStandardInformationWorkbook_v4_5 | 0 | Full | 0 | 0 | 0 | 59.2054 | 0 | 0 | 0 | IA TRM Version 6: Residential Water Heater Wrap | IA TRM Version 6: Residential Water Heater Wrap |  | 100% | 49.89% | 100% | 1 | 0 | 0 | No applicable non-energy benefitsIncludes PSE NEI data where applicable. | No applicable non-energy benefits | System | System
Kittitas County | Single Family | Water Heat GT 55 Gal | New | Water Heater Tank Wrap | Add R-10 Tank Wrap | No Tank Wrap | 2024 | 2050 | 1 | per Home | 0 | 1 | 7 | IA TRM Version 6 | 4.2268 | 2.751% | IA TRM Version 6: Residential Water Heater Wrap; RTFStandardInformationWorkbook_v4_5 | 0 | IA TRM Version 6: Residential Water Heater Wrap; RTFStandardInformationWorkbook_v4_5 | 0 | Full | 0 | 0 | 0 | 59.2054 | 0 | 0 | 0 | IA TRM Version 6: Residential Water Heater Wrap | IA TRM Version 6: Residential Water Heater Wrap |  | 100% | 49.89% | 100% | 1 | 0 | 0 | No applicable non-energy benefitsIncludes PSE NEI data where applicable. | No applicable non-energy benefits | System | System
Kittitas County | Single Family - Highly Impacted | Water Heat LE 55 Gal | Existing | Water Heater Tank Wrap | Add R-10 Tank Wrap | No Tank Wrap | 2024 | 2050 | 1 | per Home | 0 | 1 | 7 | IA TRM Version 6 | 4.1018 | 2.595% | IA TRM Version 6: Residential Water Heater Wrap; RTFStandardInformationWorkbook_v4_5 | 0 | IA TRM Version 6: Residential Water Heater Wrap; RTFStandardInformationWorkbook_v4_5 | 0 | Full | 0 | 0 | 0 | 59.2054 | 0 | 0 | 0 | IA TRM Version 6: Residential Water Heater Wrap | IA TRM Version 6: Residential Water Heater Wrap |  | 100% | 53.72% | 100% | 1 | 0 | 0 | No applicable non-energy benefitsIncludes PSE NEI data where applicable. | No applicable non-energy benefits | System | System
Kittitas County | Single Family - Highly Impacted | Water Heat LE 55 Gal | New | Water Heater Tank Wrap | Add R-10 Tank Wrap | No Tank Wrap | 2024 | 2050 | 1 | per Home | 0 | 1 | 7 | IA TRM Version 6 | 4.1018 | 2.692% | IA TRM Version 6: Residential Water Heater Wrap; RTFStandardInformationWorkbook_v4_5 | 0 | IA TRM Version 6: Residential Water Heater Wrap; RTFStandardInformationWorkbook_v4_5 | 0 | Full | 0 | 0 | 0 | 59.2054 | 0 | 0 | 0 | IA TRM Version 6: Residential Water Heater Wrap | IA TRM Version 6: Residential Water Heater Wrap |  | 100% | 53.72% | 100% | 1 | 0 | 0 | No applicable non-energy benefitsIncludes PSE NEI data where applicable. | No applicable non-energy benefits | System | System
Kittitas County | Single Family - Highly Impacted | Water Heat GT 55 Gal | Existing | Water Heater Tank Wrap | Add R-10 Tank Wrap | No Tank Wrap | 2024 | 2050 | 1 | per Home | 0 | 1 | 7 | IA TRM Version 6 | 4.2268 | 3.149% | IA TRM Version 6: Residential Water Heater Wrap; RTFStandardInformationWorkbook_v4_5 | 0 | IA TRM Version 6: Residential Water Heater Wrap; RTFStandardInformationWorkbook_v4_5 | 0 | Full | 0 | 0 | 0 | 59.2054 | 0 | 0 | 0 | IA TRM Version 6: Residential Water Heater Wrap | IA TRM Version 6: Residential Water Heater Wrap |  | 100% | 53.72% | 100% | 1 | 0 | 0 | No applicable non-energy benefitsIncludes PSE NEI data where applicable. | No applicable non-energy benefits | System | System
Kittitas County | Single Family - Highly Impacted | Water Heat GT 55 Gal | New | Water Heater Tank Wrap | Add R-10 Tank Wrap | No Tank Wrap | 2024 | 2050 | 1 | per Home | 0 | 1 | 7 | IA TRM Version 6 | 4.2268 | 3.149% | IA TRM Version 6: Residential Water Heater Wrap; RTFStandardInformationWorkbook_v4_5 | 0 | IA TRM Version 6: Residential Water Heater Wrap; RTFStandardInformationWorkbook_v4_5 | 0 | Full | 0 | 0 | 0 | 59.2054 | 0 | 0 | 0 | IA TRM Version 6: Residential Water Heater Wrap | IA TRM Version 6: Residential Water Heater Wrap |  | 100% | 53.72% | 100% | 1 | 0 | 0 | No applicable non-energy benefitsIncludes PSE NEI data where applicable. | No applicable non-energy benefits | System | System
Kittitas County | Multifamily | Water Heat LE 55 Gal | Existing | Water Heater Tank Wrap | Add R-10 Tank Wrap | No Tank Wrap | 2024 | 2050 | 1 | per Home | 0 | 1 | 7 | IA TRM Version 6 | 4.1018 | 3.192% | IA TRM Version 6: Residential Water Heater Wrap; RTFStandardInformationWorkbook_v4_5 | 0 | IA TRM Version 6: Residential Water Heater Wrap; RTFStandardInformationWorkbook_v4_5 | 0 | Full | 0 | 0 | 0 | 59.2054 | 0 | 0 | 0 | IA TRM Version 6: Residential Water Heater Wrap | IA TRM Version 6: Residential Water Heater Wrap |  | 100% | 48.72% | 100% | 1 | 0 | 0 | No applicable non-energy benefitsIncludes PSE NEI data where applicable. | No applicable non-energy benefits | System | System
Kittitas County | Multifamily | Water Heat LE 55 Gal | New | Water Heater Tank Wrap | Add R-10 Tank Wrap | No Tank Wrap | 2024 | 2050 | 1 | per Home | 0 | 1 | 7 | IA TRM Version 6 | 4.1018 | 3.311% | IA TRM Version 6: Residential Water Heater Wrap; RTFStandardInformationWorkbook_v4_5 | 0 | IA TRM Version 6: Residential Water Heater Wrap; RTFStandardInformationWorkbook_v4_5 | 0 | Full | 0 | 0 | 0 | 59.2054 | 0 | 0 | 0 | IA TRM Version 6: Residential Water Heater Wrap | IA TRM Version 6: Residential Water Heater Wrap |  | 100% | 48.72% | 100% | 1 | 0 | 0 | No applicable non-energy benefitsIncludes PSE NEI data where applicable. | No applicable non-energy benefits | System | System
Kittitas County | Multifamily | Water Heat GT 55 Gal | Existing | Water Heater Tank Wrap | Add R-10 Tank Wrap | No Tank Wrap | 2024 | 2050 | 1 | per Home | 0 | 1 | 7 | IA TRM Version 6 | 4.2268 | 3.874% | IA TRM Version 6: Residential Water Heater Wrap; RTFStandardInformationWorkbook_v4_5 | 0 | IA TRM Version 6: Residential Water Heater Wrap; RTFStandardInformationWorkbook_v4_5 | 0 | Full | 0 | 0 | 0 | 59.2054 | 0 | 0 | 0 | IA TRM Version 6: Residential Water Heater Wrap | IA TRM Version 6: Residential Water Heater Wrap |  | 100% | 48.72% | 100% | 1 | 0 | 0 | No applicable non-energy benefitsIncludes PSE NEI data where applicable. | No applicable non-energy benefits | System | System
Kittitas County | Multifamily | Water Heat GT 55 Gal | New | Water Heater Tank Wrap | Add R-10 Tank Wrap | No Tank Wrap | 2024 | 2050 | 1 | per Home | 0 | 1 | 7 | IA TRM Version 6 | 4.2268 | 3.874% | IA TRM Version 6: Residential Water Heater Wrap; RTFStandardInformationWorkbook_v4_5 | 0 | IA TRM Version 6: Residential Water Heater Wrap; RTFStandardInformationWorkbook_v4_5 | 0 | Full | 0 | 0 | 0 | 59.2054 | 0 | 0 | 0 | IA TRM Version 6: Residential Water Heater Wrap | IA TRM Version 6: Residential Water Heater Wrap |  | 100% | 48.72% | 100% | 1 | 0 | 0 | No applicable non-energy benefitsIncludes PSE NEI data where applicable. | No applicable non-energy benefits | System | System
Kittitas County | Multifamily - Highly Impacted | Water Heat LE 55 Gal | Existing | Water Heater Tank Wrap | Add R-10 Tank Wrap | No Tank Wrap | 2024 | 2050 | 1 | per Home | 0 | 1 | 7 | IA TRM Version 6 | 4.1018 | 2.835% | IA TRM Version 6: Residential Water Heater Wrap; RTFStandardInformationWorkbook_v4_5 | 0 | IA TRM Version 6: Residential Water Heater Wrap; RTFStandardInformationWorkbook_v4_5 | 0 | Full | 0 | 0 | 0 | 59.2054 | 0 | 0 | 0 | IA TRM Version 6: Residential Water Heater Wrap | IA TRM Version 6: Residential Water Heater Wrap |  | 100% | 23.75% | 100% | 1 | 0 | 0 | No applicable non-energy benefitsIncludes PSE NEI data where applicable. | No applicable non-energy benefits | System | System
Kittitas County | Multifamily - Highly Impacted | Water Heat LE 55 Gal | New | Water Heater Tank Wrap | Add R-10 Tank Wrap | No Tank Wrap | 2024 | 2050 | 1 | per Home | 0 | 1 | 7 | IA TRM Version 6 | 4.1018 | 2.941% | IA TRM Version 6: Residential Water Heater Wrap; RTFStandardInformationWorkbook_v4_5 | 0 | IA TRM Version 6: Residential Water Heater Wrap; RTFStandardInformationWorkbook_v4_5 | 0 | Full | 0 | 0 | 0 | 59.2054 | 0 | 0 | 0 | IA TRM Version 6: Residential Water Heater Wrap | IA TRM Version 6: Residential Water Heater Wrap |  | 100% | 23.75% | 100% | 1 | 0 | 0 | No applicable non-energy benefitsIncludes PSE NEI data where applicable. | No applicable non-energy benefits | System | System
Kittitas County | Multifamily - Highly Impacted | Water Heat GT 55 Gal | Existing | Water Heater Tank Wrap | Add R-10 Tank Wrap | No Tank Wrap | 2024 | 2050 | 1 | per Home | 0 | 1 | 7 | IA TRM Version 6 | 4.2268 | 3.441% | IA TRM Version 6: Residential Water Heater Wrap; RTFStandardInformationWorkbook_v4_5 | 0 | IA TRM Version 6: Residential Water Heater Wrap; RTFStandardInformationWorkbook_v4_5 | 0 | Full | 0 | 0 | 0 | 59.2054 | 0 | 0 | 0 | IA TRM Version 6: Residential Water Heater Wrap | IA TRM Version 6: Residential Water Heater Wrap |  | 100% | 23.75% | 100% | 1 | 0 | 0 | No applicable non-energy benefitsIncludes PSE NEI data where applicable. | No applicable non-energy benefits | System | System
Kittitas County | Multifamily - Highly Impacted | Water Heat GT 55 Gal | New | Water Heater Tank Wrap | Add R-10 Tank Wrap | No Tank Wrap | 2024 | 2050 | 1 | per Home | 0 | 1 | 7 | IA TRM Version 6 | 4.2268 | 3.441% | IA TRM Version 6: Residential Water Heater Wrap; RTFStandardInformationWorkbook_v4_5 | 0 | IA TRM Version 6: Residential Water Heater Wrap; RTFStandardInformationWorkbook_v4_5 | 0 | Full | 0 | 0 | 0 | 59.2054 | 0 | 0 | 0 | IA TRM Version 6: Residential Water Heater Wrap | IA TRM Version 6: Residential Water Heater Wrap |  | 100% | 23.75% | 100% | 1 | 0 | 0 | No applicable non-energy benefitsIncludes PSE NEI data where applicable. | No applicable non-energy benefits | System | System
Kittitas County | Manufactured | Water Heat LE 55 Gal | Existing | Water Heater Tank Wrap | Add R-10 Tank Wrap | No Tank Wrap | 2024 | 2050 | 1 | per Home | 0 | 1 | 7 | IA TRM Version 6 | 4.1018 | 2.557% | IA TRM Version 6: Residential Water Heater Wrap; RTFStandardInformationWorkbook_v4_5 | 0 | IA TRM Version 6: Residential Water Heater Wrap; RTFStandardInformationWorkbook_v4_5 | 0 | Full | 0 | 0 | 0 | 59.2054 | 0 | 0 | 0 | IA TRM Version 6: Residential Water Heater Wrap | IA TRM Version 6: Residential Water Heater Wrap |  | 100% | 44.71% | 100% | 1 | 0 | 0 | No applicable non-energy benefitsIncludes PSE NEI data where applicable. | No applicable non-energy benefits | System | System
Kittitas County | Manufactured | Water Heat LE 55 Gal | New | Water Heater Tank Wrap | Add R-10 Tank Wrap | No Tank Wrap | 2024 | 2050 | 1 | per Home | 0 | 1 | 7 | IA TRM Version 6 | 4.1018 | 2.653% | IA TRM Version 6: Residential Water Heater Wrap; RTFStandardInformationWorkbook_v4_5 | 0 | IA TRM Version 6: Residential Water Heater Wrap; RTFStandardInformationWorkbook_v4_5 | 0 | Full | 0 | 0 | 0 | 59.2054 | 0 | 0 | 0 | IA TRM Version 6: Residential Water Heater Wrap | IA TRM Version 6: Residential Water Heater Wrap |  | 100% | 44.71% | 100% | 1 | 0 | 0 | No applicable non-energy benefitsIncludes PSE NEI data where applicable. | No applicable non-energy benefits | System | System
Kittitas County | Manufactured | Water Heat GT 55 Gal | Existing | Water Heater Tank Wrap | Add R-10 Tank Wrap | No Tank Wrap | 2024 | 2050 | 1 | per Home | 0 | 1 | 7 | IA TRM Version 6 | 4.2268 | 3.104% | IA TRM Version 6: Residential Water Heater Wrap; RTFStandardInformationWorkbook_v4_5 | 0 | IA TRM Version 6: Residential Water Heater Wrap; RTFStandardInformationWorkbook_v4_5 | 0 | Full | 0 | 0 | 0 | 59.2054 | 0 | 0 | 0 | IA TRM Version 6: Residential Water Heater Wrap | IA TRM Version 6: Residential Water Heater Wrap |  | 100% | 44.71% | 100% | 1 | 0 | 0 | No applicable non-energy benefitsIncludes PSE NEI data where applicable. | No applicable non-energy benefits | System | System
Kittitas County | Manufactured | Water Heat GT 55 Gal | New | Water Heater Tank Wrap | Add R-10 Tank Wrap | No Tank Wrap | 2024 | 2050 | 1 | per Home | 0 | 1 | 7 | IA TRM Version 6 | 4.2268 | 3.104% | IA TRM Version 6: Residential Water Heater Wrap; RTFStandardInformationWorkbook_v4_5 | 0 | IA TRM Version 6: Residential Water Heater Wrap; RTFStandardInformationWorkbook_v4_5 | 0 | Full | 0 | 0 | 0 | 59.2054 | 0 | 0 | 0 | IA TRM Version 6: Residential Water Heater Wrap | IA TRM Version 6: Residential Water Heater Wrap |  | 100% | 44.71% | 100% | 1 | 0 | 0 | No applicable non-energy benefitsIncludes PSE NEI data where applicable. | No applicable non-energy benefits | System | System
Kittitas County | Manufactured - Highly Impacted | Water Heat LE 55 Gal | Existing | Water Heater Tank Wrap | Add R-10 Tank Wrap | No Tank Wrap | 2024 | 2050 | 1 | per Home | 0 | 1 | 7 | IA TRM Version 6 | 4.1018 | 2.999% | IA TRM Version 6: Residential Water Heater Wrap; RTFStandardInformationWorkbook_v4_5 | 0 | IA TRM Version 6: Residential Water Heater Wrap; RTFStandardInformationWorkbook_v4_5 | 0 | Full | 0 | 0 | 0 | 59.2054 | 0 | 0 | 0 | IA TRM Version 6: Residential Water Heater Wrap | IA TRM Version 6: Residential Water Heater Wrap |  | 100% | 44.71% | 100% | 1 | 0 | 0 | No applicable non-energy benefitsIncludes PSE NEI data where applicable. | No applicable non-energy benefits | System | System
Kittitas County | Manufactured - Highly Impacted | Water Heat LE 55 Gal | New | Water Heater Tank Wrap | Add R-10 Tank Wrap | No Tank Wrap | 2024 | 2050 | 1 | per Home | 0 | 1 | 7 | IA TRM Version 6 | 4.1018 | 3.111% | IA TRM Version 6: Residential Water Heater Wrap; RTFStandardInformationWorkbook_v4_5 | 0 | IA TRM Version 6: Residential Water Heater Wrap; RTFStandardInformationWorkbook_v4_5 | 0 | Full | 0 | 0 | 0 | 59.2054 | 0 | 0 | 0 | IA TRM Version 6: Residential Water Heater Wrap | IA TRM Version 6: Residential Water Heater Wrap |  | 100% | 44.71% | 100% | 1 | 0 | 0 | No applicable non-energy benefitsIncludes PSE NEI data where applicable. | No applicable non-energy benefits | System | System
Kittitas County | Manufactured - Highly Impacted | Water Heat GT 55 Gal | Existing | Water Heater Tank Wrap | Add R-10 Tank Wrap | No Tank Wrap | 2024 | 2050 | 1 | per Home | 0 | 1 | 7 | IA TRM Version 6 | 4.2268 | 3.64% | IA TRM Version 6: Residential Water Heater Wrap; RTFStandardInformationWorkbook_v4_5 | 0 | IA TRM Version 6: Residential Water Heater Wrap; RTFStandardInformationWorkbook_v4_5 | 0 | Full | 0 | 0 | 0 | 59.2054 | 0 | 0 | 0 | IA TRM Version 6: Residential Water Heater Wrap | IA TRM Version 6: Residential Water Heater Wrap |  | 100% | 44.71% | 100% | 1 | 0 | 0 | No applicable non-energy benefitsIncludes PSE NEI data where applicable. | No applicable non-energy benefits | System | System
Kittitas County | Manufactured - Highly Impacted | Water Heat GT 55 Gal | New | Water Heater Tank Wrap | Add R-10 Tank Wrap | No Tank Wrap | 2024 | 2050 | 1 | per Home | 0 | 1 | 7 | IA TRM Version 6 | 4.2268 | 3.64% | IA TRM Version 6: Residential Water Heater Wrap; RTFStandardInformationWorkbook_v4_5 | 0 | IA TRM Version 6: Residential Water Heater Wrap; RTFStandardInformationWorkbook_v4_5 | 0 | Full | 0 | 0 | 0 | 59.2054 | 0 | 0 | 0 | IA TRM Version 6: Residential Water Heater Wrap | IA TRM Version 6: Residential Water Heater Wrap |  | 100% | 44.71% | 100% | 1 | 0 | 0 | No applicable non-energy benefitsIncludes PSE NEI data where applicable. | No applicable non-energy benefits | System | System
Kittitas County | Single Family | Heat Central Gas Boiler | Existing | Door Air Sealing - Door Sweeps and Weather Stripping | Add Door Sweeps and Weather Stripping | No Door Sweeps and Weather Stripping | 2024 | 2050 | 2.111 | per Home | 0 | 1 | 5 | ResDoorSweep_v1_1 (assuming same EUL for weatherstrip; engineering judgement) | 16.3744 | 2.533% | RTF ResDoorSweep_v1_1; PA TRM 2021 | 8.5555 | RTF ResDoorSweep_v1_1; PA TRM 2021 | 0 | Full | 0 | 0 | 0 | 84.0202 | 0 | 0 | 0 | ResDoorSweep_v1_1; RSMeans online | ResDoorSweep_v1_1; RSMeans online |  | 100% | 51.88% | 15% | 1 | 0 | 0.77169 | No applicable non-energy benefitsIncludes PSE NEI data where applicable. | No applicable non-energy benefits | System | System
Kittitas County | Single Family | Heat Central Gas Furnace | Existing | Door Air Sealing - Door Sweeps and Weather Stripping | Add Door Sweeps and Weather Stripping | No Door Sweeps and Weather Stripping | 2024 | 2050 | 2.111 | per Home | 0 | 1 | 5 | ResDoorSweep_v1_1 (assuming same EUL for weatherstrip; engineering judgement) | 17.1931 | 3.606% | RTF ResDoorSweep_v1_1; PA TRM 2021 | 23.9595 | RTF ResDoorSweep_v1_1; PA TRM 2021 | 0 | Full | 0 | 0 | 0 | 84.0202 | 0 | 0 | 0 | ResDoorSweep_v1_1; RSMeans online | ResDoorSweep_v1_1; RSMeans online |  | 100% | 51.88% | 15% | 1 | 0 | 0.81027 | No applicable non-energy benefitsIncludes PSE NEI data where applicable. | No applicable non-energy benefits | System | System
Kittitas County | Single Family | Heat Room Gas | Existing | Door Air Sealing - Door Sweeps and Weather Stripping | Add Door Sweeps and Weather Stripping | No Door Sweeps and Weather Stripping | 2024 | 2050 | 2.111 | per Home | 0 | 1 | 5 | ResDoorSweep_v1_1 (assuming same EUL for weatherstrip; engineering judgement) | 18.3393 | 3.75% | RTF ResDoorSweep_v1_1; PA TRM 2021 | 8.1878 | RTF ResDoorSweep_v1_1; PA TRM 2021 | 0 | Full | 0 | 0 | 0 | 84.0202 | 0 | 0 | 0 | ResDoorSweep_v1_1; RSMeans online | ResDoorSweep_v1_1; RSMeans online |  | 100% | 51.88% | 15% | 1 | 0 | 0.86429 | No applicable non-energy benefitsIncludes PSE NEI data where applicable. | No applicable non-energy benefits | System | System
Kittitas County | Single Family - Highly Impacted | Heat Central Gas Boiler | Existing | Door Air Sealing - Door Sweeps and Weather Stripping | Add Door Sweeps and Weather Stripping | No Door Sweeps and Weather Stripping | 2024 | 2050 | 1.5185 | per Home | 0 | 1 | 5 | ResDoorSweep_v1_1 (assuming same EUL for weatherstrip; engineering judgement) | 11.7787 | 2.533% | RTF ResDoorSweep_v1_1; PA TRM 2021 | 6.1543 | RTF ResDoorSweep_v1_1; PA TRM 2021 | 0 | Full | 0 | 0 | 0 | 60.4387 | 0 | 0 | 0 | ResDoorSweep_v1_1; RSMeans online | ResDoorSweep_v1_1; RSMeans online |  | 100% | 51.88% | 15% | 1 | 0 | 0.77169 | No applicable non-energy benefitsIncludes PSE NEI data where applicable. | No applicable non-energy benefits | System | System
Kittitas County | Single Family - Highly Impacted | Heat Central Gas Furnace | Existing | Door Air Sealing - Door Sweeps and Weather Stripping | Add Door Sweeps and Weather Stripping | No Door Sweeps and Weather Stripping | 2024 | 2050 | 1.5185 | per Home | 0 | 1 | 5 | ResDoorSweep_v1_1 (assuming same EUL for weatherstrip; engineering judgement) | 12.3676 | 3.606% | RTF ResDoorSweep_v1_1; PA TRM 2021 | 11.3557 | RTF ResDoorSweep_v1_1; PA TRM 2021 | 0 | Full | 0 | 0 | 0 | 60.4387 | 0 | 0 | 0 | ResDoorSweep_v1_1; RSMeans online | ResDoorSweep_v1_1; RSMeans online |  | 100% | 51.88% | 15% | 1 | 0 | 0.81027 | No applicable non-energy benefitsIncludes PSE NEI data where applicable. | No applicable non-energy benefits | System | System
Kittitas County | Single Family - Highly Impacted | Heat Room Gas | Existing | Door Air Sealing - Door Sweeps and Weather Stripping | Add Door Sweeps and Weather Stripping | No Door Sweeps and Weather Stripping | 2024 | 2050 | 1.5185 | per Home | 0 | 1 | 5 | ResDoorSweep_v1_1 (assuming same EUL for weatherstrip; engineering judgement) | 13.1921 | 3.75% | RTF ResDoorSweep_v1_1; PA TRM 2021 | 2.3961 | RTF ResDoorSweep_v1_1; PA TRM 2021 | 0 | Full | 0 | 0 | 0 | 60.4387 | 0 | 0 | 0 | ResDoorSweep_v1_1; RSMeans online | ResDoorSweep_v1_1; RSMeans online |  | 100% | 51.88% | 15% | 1 | 0 | 0.86429 | No applicable non-energy benefitsIncludes PSE NEI data where applicable. | No applicable non-energy benefits | System | System
Kittitas County | Multifamily | Heat Central Gas Boiler | Existing | Door Air Sealing - Door Sweeps and Weather Stripping | Add Door Sweeps and Weather Stripping | No Door Sweeps and Weather Stripping | 2024 | 2050 | 0.93215 | per Home | 0 | 1 | 5 | ResDoorSweep_v1_1 (assuming same EUL for weatherstrip; engineering judgement) | 7.2305 | 1.696% | RTF ResDoorSweep_v1_1; PA TRM 2021 | 1.7127 | RTF ResDoorSweep_v1_1; PA TRM 2021 | 0 | Full | 0 | 0 | 0 | 37.101 | 0 | 0 | 0 | ResDoorSweep_v1_1; RSMeans online | ResDoorSweep_v1_1; RSMeans online |  | 100% | 25.94% | 15% | 1 | 0 | 0.77169 | No applicable non-energy benefitsIncludes PSE NEI data where applicable. | No applicable non-energy benefits | System | System
Kittitas County | Multifamily | Heat Central Gas Furnace | Existing | Door Air Sealing - Door Sweeps and Weather Stripping | Add Door Sweeps and Weather Stripping | No Door Sweeps and Weather Stripping | 2024 | 2050 | 0.93215 | per Home | 0 | 1 | 5 | ResDoorSweep_v1_1 (assuming same EUL for weatherstrip; engineering judgement) | 7.592 | 2.415% | RTF ResDoorSweep_v1_1; PA TRM 2021 | 13.7895 | RTF ResDoorSweep_v1_1; PA TRM 2021 | 0 | Full | 0 | 0 | 0 | 37.101 | 0 | 0 | 0 | ResDoorSweep_v1_1; RSMeans online | ResDoorSweep_v1_1; RSMeans online |  | 100% | 25.94% | 15% | 1 | 0 | 0.81027 | No applicable non-energy benefitsIncludes PSE NEI data where applicable. | No applicable non-energy benefits | System | System
Kittitas County | Multifamily | Heat Room Gas | Existing | Door Air Sealing - Door Sweeps and Weather Stripping | Add Door Sweeps and Weather Stripping | No Door Sweeps and Weather Stripping | 2024 | 2050 | 0.93215 | per Home | 0 | 1 | 5 | ResDoorSweep_v1_1 (assuming same EUL for weatherstrip; engineering judgement) | 8.0981 | 2.511% | RTF ResDoorSweep_v1_1; PA TRM 2021 | 4.0309 | RTF ResDoorSweep_v1_1; PA TRM 2021 | 0 | Full | 0 | 0 | 0 | 37.101 | 0 | 0 | 0 | ResDoorSweep_v1_1; RSMeans online | ResDoorSweep_v1_1; RSMeans online |  | 100% | 25.94% | 15% | 1 | 0 | 0.86429 | No applicable non-energy benefitsIncludes PSE NEI data where applicable. | No applicable non-energy benefits | System | System
Kittitas County | Multifamily - Highly Impacted | Heat Central Gas Boiler | Existing | Door Air Sealing - Door Sweeps and Weather Stripping | Add Door Sweeps and Weather Stripping | No Door Sweeps and Weather Stripping | 2024 | 2050 | 0.79116 | per Home | 0 | 1 | 5 | ResDoorSweep_v1_1 (assuming same EUL for weatherstrip; engineering judgement) | 6.1369 | 1.696% | RTF ResDoorSweep_v1_1; PA TRM 2021 | 1.7152 | RTF ResDoorSweep_v1_1; PA TRM 2021 | 0 | Full | 0 | 0 | 0 | 31.4896 | 0 | 0 | 0 | ResDoorSweep_v1_1; RSMeans online | ResDoorSweep_v1_1; RSMeans online |  | 100% | 25.94% | 15% | 1 | 0 | 0.77169 | No applicable non-energy benefitsIncludes PSE NEI data where applicable. | No applicable non-energy benefits | System | System
Kittitas County | Multifamily - Highly Impacted | Heat Central Gas Furnace | Existing | Door Air Sealing - Door Sweeps and Weather Stripping | Add Door Sweeps and Weather Stripping | No Door Sweeps and Weather Stripping | 2024 | 2050 | 0.79116 | per Home | 0 | 1 | 5 | ResDoorSweep_v1_1 (assuming same EUL for weatherstrip; engineering judgement) | 6.4437 | 2.415% | RTF ResDoorSweep_v1_1; PA TRM 2021 | 4.3224 | RTF ResDoorSweep_v1_1; PA TRM 2021 | 0 | Full | 0 | 0 | 0 | 31.4896 | 0 | 0 | 0 | ResDoorSweep_v1_1; RSMeans online | ResDoorSweep_v1_1; RSMeans online |  | 100% | 25.94% | 15% | 1 | 0 | 0.81027 | No applicable non-energy benefitsIncludes PSE NEI data where applicable. | No applicable non-energy benefits | System | System
Kittitas County | Multifamily - Highly Impacted | Heat Room Gas | Existing | Door Air Sealing - Door Sweeps and Weather Stripping | Add Door Sweeps and Weather Stripping | No Door Sweeps and Weather Stripping | 2024 | 2050 | 0.79116 | per Home | 0 | 1 | 5 | ResDoorSweep_v1_1 (assuming same EUL for weatherstrip; engineering judgement) | 6.8733 | 2.511% | RTF ResDoorSweep_v1_1; PA TRM 2021 | 0.85761 | RTF ResDoorSweep_v1_1; PA TRM 2021 | 0 | Full | 0 | 0 | 0 | 31.4896 | 0 | 0 | 0 | ResDoorSweep_v1_1; RSMeans online | ResDoorSweep_v1_1; RSMeans online |  | 100% | 25.94% | 15% | 1 | 0 | 0.86429 | No applicable non-energy benefitsIncludes PSE NEI data where applicable. | No applicable non-energy benefits | System | System
Kittitas County | Manufactured | Heat Central Gas Boiler | Existing | Door Air Sealing - Door Sweeps and Weather Stripping | Add Door Sweeps and Weather Stripping | No Door Sweeps and Weather Stripping | 2024 | 2050 | 1.8323 | per Home | 0 | 1 | 5 | ResDoorSweep_v1_1 (assuming same EUL for weatherstrip; engineering judgement) | 14.213 | 2.435% | RTF ResDoorSweep_v1_1; PA TRM 2021 | 6.8643 | RTF ResDoorSweep_v1_1; PA TRM 2021 | 0 | Full | 0 | 0 | 0 | 72.93 | 0 | 0 | 0 | ResDoorSweep_v1_1; RSMeans online | ResDoorSweep_v1_1; RSMeans online |  | 100% | 31.87% | 15% | 1 | 0 | 0.77169 | No applicable non-energy benefitsIncludes PSE NEI data where applicable. | No applicable non-energy benefits | System | System
Kittitas County | Manufactured | Heat Central Gas Furnace | Existing | Door Air Sealing - Door Sweeps and Weather Stripping | Add Door Sweeps and Weather Stripping | No Door Sweeps and Weather Stripping | 2024 | 2050 | 1.8323 | per Home | 0 | 1 | 5 | ResDoorSweep_v1_1 (assuming same EUL for weatherstrip; engineering judgement) | 14.9237 | 3.467% | RTF ResDoorSweep_v1_1; PA TRM 2021 | 21.8203 | RTF ResDoorSweep_v1_1; PA TRM 2021 | 0 | Full | 0 | 0 | 0 | 72.93 | 0 | 0 | 0 | ResDoorSweep_v1_1; RSMeans online | ResDoorSweep_v1_1; RSMeans online |  | 100% | 31.87% | 15% | 1 | 0 | 0.81027 | No applicable non-energy benefitsIncludes PSE NEI data where applicable. | No applicable non-energy benefits | System | System
Kittitas County | Manufactured | Heat Room Gas | Existing | Door Air Sealing - Door Sweeps and Weather Stripping | Add Door Sweeps and Weather Stripping | No Door Sweeps and Weather Stripping | 2024 | 2050 | 1.8323 | per Home | 0 | 1 | 5 | ResDoorSweep_v1_1 (assuming same EUL for weatherstrip; engineering judgement) | 15.9186 | 3.605% | RTF ResDoorSweep_v1_1; PA TRM 2021 | 6.392 | RTF ResDoorSweep_v1_1; PA TRM 2021 | 0 | Full | 0 | 0 | 0 | 72.93 | 0 | 0 | 0 | ResDoorSweep_v1_1; RSMeans online | ResDoorSweep_v1_1; RSMeans online |  | 100% | 31.87% | 15% | 1 | 0 | 0.86429 | No applicable non-energy benefitsIncludes PSE NEI data where applicable. | No applicable non-energy benefits | System | System
Kittitas County | Manufactured - Highly Impacted | Heat Central Gas Boiler | Existing | Door Air Sealing - Door Sweeps and Weather Stripping | Add Door Sweeps and Weather Stripping | No Door Sweeps and Weather Stripping | 2024 | 2050 | 1.4206 | per Home | 0 | 1 | 5 | ResDoorSweep_v1_1 (assuming same EUL for weatherstrip; engineering judgement) | 11.0192 | 2.435% | RTF ResDoorSweep_v1_1; PA TRM 2021 | 5.3218 | RTF ResDoorSweep_v1_1; PA TRM 2021 | 0 | Full | 0 | 0 | 0 | 56.5415 | 0 | 0 | 0 | ResDoorSweep_v1_1; RSMeans online | ResDoorSweep_v1_1; RSMeans online |  | 100% | 31.87% | 15% | 1 | 0 | 0.77169 | No applicable non-energy benefitsIncludes PSE NEI data where applicable. | No applicable non-energy benefits | System | System
Kittitas County | Manufactured - Highly Impacted | Heat Central Gas Furnace | Existing | Door Air Sealing - Door Sweeps and Weather Stripping | Add Door Sweeps and Weather Stripping | No Door Sweeps and Weather Stripping | 2024 | 2050 | 1.4206 | per Home | 0 | 1 | 5 | ResDoorSweep_v1_1 (assuming same EUL for weatherstrip; engineering judgement) | 11.5701 | 3.467% | RTF ResDoorSweep_v1_1; PA TRM 2021 | 15.9085 | RTF ResDoorSweep_v1_1; PA TRM 2021 | 0 | Full | 0 | 0 | 0 | 56.5415 | 0 | 0 | 0 | ResDoorSweep_v1_1; RSMeans online | ResDoorSweep_v1_1; RSMeans online |  | 100% | 31.87% | 15% | 1 | 0 | 0.81027 | No applicable non-energy benefitsIncludes PSE NEI data where applicable. | No applicable non-energy benefits | System | System
Kittitas County | Manufactured - Highly Impacted | Heat Room Gas | Existing | Door Air Sealing - Door Sweeps and Weather Stripping | Add Door Sweeps and Weather Stripping | No Door Sweeps and Weather Stripping | 2024 | 2050 | 1.4206 | per Home | 0 | 1 | 5 | ResDoorSweep_v1_1 (assuming same EUL for weatherstrip; engineering judgement) | 12.3415 | 3.605% | RTF ResDoorSweep_v1_1; PA TRM 2021 | 4.9557 | RTF ResDoorSweep_v1_1; PA TRM 2021 | 0 | Full | 0 | 0 | 0 | 56.5415 | 0 | 0 | 0 | ResDoorSweep_v1_1; RSMeans online | ResDoorSweep_v1_1; RSMeans online |  | 100% | 31.87% | 15% | 1 | 0 | 0.86429 | No applicable non-energy benefitsIncludes PSE NEI data where applicable. | No applicable non-energy benefits | System | System
Kittitas County | Single Family | Heat Central Gas Boiler | Existing | Steam Trap Repair | Steam Trap Repair | Existing Steam Trap with no Maintenance | 2024 | 2050 | 1 | per Home | 0 | 1 | 6 | New York Standard Approach for Estimating Energy Savings from Energy Efficiency Programs (NY TRM), v9, Appendix P | 43.8959 | 6.79% | NY TRM v9; IA TRM v6 | 0 | NY TRM v9; IA TRM v6 | 0 | Full | 0 | 0 | 0 | 180.6785 | 0 | 0 | 0 | IA TRM v6; IL TRM v10 | IA TRM v6; IL TRM v10 |  | 100% | 10% | 100% | 1 | 0 | 0 | No applicable non-energy benefitsIncludes PSE NEI data where applicable. | No applicable non-energy benefits | System | System
Kittitas County | Single Family - Highly Impacted | Heat Central Gas Boiler | Existing | Steam Trap Repair | Steam Trap Repair | Existing Steam Trap with no Maintenance | 2024 | 2050 | 1 | per Home | 0 | 1 | 6 | New York Standard Approach for Estimating Energy Savings from Energy Efficiency Programs (NY TRM), v9, Appendix P | 31.5759 | 6.79% | NY TRM v9; IA TRM v6 | 0 | NY TRM v9; IA TRM v6 | 0 | Full | 0 | 0 | 0 | 180.6785 | 0 | 0 | 0 | IA TRM v6; IL TRM v10 | IA TRM v6; IL TRM v10 |  | 100% | 10% | 100% | 1 | 0 | 0 | No applicable non-energy benefitsIncludes PSE NEI data where applicable. | No applicable non-energy benefits | System | System
Kittitas County | Multifamily | Heat Central Gas Boiler | Existing | Steam Trap Repair | Steam Trap Repair | Existing Steam Trap with no Maintenance | 2024 | 2050 | 1 | per Home | 0 | 1 | 6 | New York Standard Approach for Estimating Energy Savings from Energy Efficiency Programs (NY TRM), v9, Appendix P | 28.9469 | 6.79% | NY TRM v9; IA TRM v6 | 0 | NY TRM v9; IA TRM v6 | 0 | Full | 0 | 0 | 0 | 180.6785 | 0 | 0 | 0 | IA TRM v6; IL TRM v10 | IA TRM v6; IL TRM v10 |  | 100% | 10% | 100% | 1 | 0 | 0 | No applicable non-energy benefitsIncludes PSE NEI data where applicable. | No applicable non-energy benefits | System | System
Kittitas County | Multifamily - Highly Impacted | Heat Central Gas Boiler | Existing | Steam Trap Repair | Steam Trap Repair | Existing Steam Trap with no Maintenance | 2024 | 2050 | 1 | per Home | 0 | 1 | 6 | New York Standard Approach for Estimating Energy Savings from Energy Efficiency Programs (NY TRM), v9, Appendix P | 24.5688 | 6.79% | NY TRM v9; IA TRM v6 | 0 | NY TRM v9; IA TRM v6 | 0 | Full | 0 | 0 | 0 | 180.6785 | 0 | 0 | 0 | IA TRM v6; IL TRM v10 | IA TRM v6; IL TRM v10 |  | 100% | 10% | 100% | 1 | 0 | 0 | No applicable non-energy benefitsIncludes PSE NEI data where applicable. | No applicable non-energy benefits | System | System
Kittitas County | Manufactured | Heat Central Gas Boiler | Existing | Steam Trap Repair | Steam Trap Repair | Existing Steam Trap with no Maintenance | 2024 | 2050 | 1 | per Home | 0 | 1 | 6 | New York Standard Approach for Estimating Energy Savings from Energy Efficiency Programs (NY TRM), v9, Appendix P | 39.6361 | 6.79% | NY TRM v9; IA TRM v6 | 0 | NY TRM v9; IA TRM v6 | 0 | Full | 0 | 0 | 0 | 180.6785 | 0 | 0 | 0 | IA TRM v6; IL TRM v10 | IA TRM v6; IL TRM v10 |  | 100% | 10% | 100% | 1 | 0 | 0 | No applicable non-energy benefitsIncludes PSE NEI data where applicable. | No applicable non-energy benefits | System | System
Kittitas County | Manufactured - Highly Impacted | Heat Central Gas Boiler | Existing | Steam Trap Repair | Steam Trap Repair | Existing Steam Trap with no Maintenance | 2024 | 2050 | 1 | per Home | 0 | 1 | 6 | New York Standard Approach for Estimating Energy Savings from Energy Efficiency Programs (NY TRM), v9, Appendix P | 30.7293 | 6.79% | NY TRM v9; IA TRM v6 | 0 | NY TRM v9; IA TRM v6 | 0 | Full | 0 | 0 | 0 | 180.6785 | 0 | 0 | 0 | IA TRM v6; IL TRM v10 | IA TRM v6; IL TRM v10 |  | 100% | 10% | 100% | 1 | 0 | 0 | No applicable non-energy benefitsIncludes PSE NEI data where applicable. | No applicable non-energy benefits | System | System
Kittitas County | Single Family | Heat Central Gas Boiler | Existing | Pipe Insulation - Boiler - Code | R-4 Pipe Insulation | Average Existing Pipe Insulation | 2024 | 2050 | 6.4955 | per Home | 0 | 1 | 15 | WI Focus on Energy 2021 TRM. Pipe Insulation, Multifamily. Page 1121. | 32.6981 | 5.058% | Savings methodology based on the WI Focus on Energy 2020 TRM. Pipe Insulation, Multifamily. Page 889. And 3E Plus Simulations https://insulationinstitute.org/tools-resources/free-3e-plus/ | 0 | Savings methodology based on the WI Focus on Energy 2020 TRM. Pipe Insulation, Multifamily. Page 889. And 3E Plus Simulations https://insulationinstitute.org/tools-resources/free-3e-plus/ | 0 | Full | 0 | 0 | 0 | 77.7263 | 0 | 0 | 0 | Full cost, default cost of zero | Based on the WI Focus on Energy 2020 TRM. Pipe Insulation, Multifamily. Page 889. |  | 100% | 10% | 100% | 1 | 0 | 0 | No applicable non-energy benefitsIncludes PSE NEI data where applicable. | No applicable non-energy benefits | System | System
Kittitas County | Single Family - Highly Impacted | Heat Central Gas Boiler | Existing | Pipe Insulation - Boiler - Code | R-4 Pipe Insulation | Average Existing Pipe Insulation | 2024 | 2050 | 6.4955 | per Home | 0 | 1 | 15 | WI Focus on Energy 2021 TRM. Pipe Insulation, Multifamily. Page 1121. | 23.5209 | 5.058% | Savings methodology based on the WI Focus on Energy 2020 TRM. Pipe Insulation, Multifamily. Page 889. And 3E Plus Simulations https://insulationinstitute.org/tools-resources/free-3e-plus/ | 0 | Savings methodology based on the WI Focus on Energy 2020 TRM. Pipe Insulation, Multifamily. Page 889. And 3E Plus Simulations https://insulationinstitute.org/tools-resources/free-3e-plus/ | 0 | Full | 0 | 0 | 0 | 77.7263 | 0 | 0 | 0 | Full cost, default cost of zero | Based on the WI Focus on Energy 2020 TRM. Pipe Insulation, Multifamily. Page 889. |  | 100% | 10% | 100% | 1 | 0 | 0 | No applicable non-energy benefitsIncludes PSE NEI data where applicable. | No applicable non-energy benefits | System | System
Kittitas County | Multifamily | Heat Central Gas Boiler | Existing | Pipe Insulation - Boiler - Code | R-4 Pipe Insulation | Average Existing Pipe Insulation | 2024 | 2050 | 6.4955 | per Home | 0 | 1 | 15 | WI Focus on Energy 2021 TRM. Pipe Insulation, Multifamily. Page 1121. | 21.5626 | 5.058% | Savings methodology based on the WI Focus on Energy 2020 TRM. Pipe Insulation, Multifamily. Page 889. And 3E Plus Simulations https://insulationinstitute.org/tools-resources/free-3e-plus/ | 0 | Savings methodology based on the WI Focus on Energy 2020 TRM. Pipe Insulation, Multifamily. Page 889. And 3E Plus Simulations https://insulationinstitute.org/tools-resources/free-3e-plus/ | 0 | Full | 0 | 0 | 0 | 77.7263 | 0 | 0 | 0 | Full cost, default cost of zero | Based on the WI Focus on Energy 2020 TRM. Pipe Insulation, Multifamily. Page 889. |  | 100% | 10% | 100% | 1 | 0 | 0 | No applicable non-energy benefitsIncludes PSE NEI data where applicable. | No applicable non-energy benefits | System | System
Kittitas County | Multifamily - Highly Impacted | Heat Central Gas Boiler | Existing | Pipe Insulation - Boiler - Code | R-4 Pipe Insulation | Average Existing Pipe Insulation | 2024 | 2050 | 6.4955 | per Home | 0 | 1 | 15 | WI Focus on Energy 2021 TRM. Pipe Insulation, Multifamily. Page 1121. | 18.3013 | 5.058% | Savings methodology based on the WI Focus on Energy 2020 TRM. Pipe Insulation, Multifamily. Page 889. And 3E Plus Simulations https://insulationinstitute.org/tools-resources/free-3e-plus/ | 0 | Savings methodology based on the WI Focus on Energy 2020 TRM. Pipe Insulation, Multifamily. Page 889. And 3E Plus Simulations https://insulationinstitute.org/tools-resources/free-3e-plus/ | 0 | Full | 0 | 0 | 0 | 77.7263 | 0 | 0 | 0 | Full cost, default cost of zero | Based on the WI Focus on Energy 2020 TRM. Pipe Insulation, Multifamily. Page 889. |  | 100% | 10% | 100% | 1 | 0 | 0 | No applicable non-energy benefitsIncludes PSE NEI data where applicable. | No applicable non-energy benefits | System | System
Kittitas County | Manufactured | Heat Central Gas Boiler | Existing | Pipe Insulation - Boiler - Code | R-4 Pipe Insulation | Average Existing Pipe Insulation | 2024 | 2050 | 6.4955 | per Home | 0 | 1 | 15 | WI Focus on Energy 2021 TRM. Pipe Insulation, Multifamily. Page 1121. | 29.525 | 5.058% | Savings methodology based on the WI Focus on Energy 2020 TRM. Pipe Insulation, Multifamily. Page 889. And 3E Plus Simulations https://insulationinstitute.org/tools-resources/free-3e-plus/ | 0 | Savings methodology based on the WI Focus on Energy 2020 TRM. Pipe Insulation, Multifamily. Page 889. And 3E Plus Simulations https://insulationinstitute.org/tools-resources/free-3e-plus/ | 0 | Full | 0 | 0 | 0 | 77.7263 | 0 | 0 | 0 | Full cost, default cost of zero | Based on the WI Focus on Energy 2020 TRM. Pipe Insulation, Multifamily. Page 889. |  | 100% | 10% | 100% | 1 | 0 | 0 | No applicable non-energy benefitsIncludes PSE NEI data where applicable. | No applicable non-energy benefits | System | System
Kittitas County | Manufactured - Highly Impacted | Heat Central Gas Boiler | Existing | Pipe Insulation - Boiler - Code | R-4 Pipe Insulation | Average Existing Pipe Insulation | 2024 | 2050 | 6.4955 | per Home | 0 | 1 | 15 | WI Focus on Energy 2021 TRM. Pipe Insulation, Multifamily. Page 1121. | 22.8903 | 5.058% | Savings methodology based on the WI Focus on Energy 2020 TRM. Pipe Insulation, Multifamily. Page 889. And 3E Plus Simulations https://insulationinstitute.org/tools-resources/free-3e-plus/ | 0 | Savings methodology based on the WI Focus on Energy 2020 TRM. Pipe Insulation, Multifamily. Page 889. And 3E Plus Simulations https://insulationinstitute.org/tools-resources/free-3e-plus/ | 0 | Full | 0 | 0 | 0 | 77.7263 | 0 | 0 | 0 | Full cost, default cost of zero | Based on the WI Focus on Energy 2020 TRM. Pipe Insulation, Multifamily. Page 889. |  | 100% | 10% | 100% | 1 | 0 | 0 | No applicable non-energy benefitsIncludes PSE NEI data where applicable. | No applicable non-energy benefits | System | System
Kittitas County | Single Family | Heat Central Gas Boiler | Existing | Pipe Insulation - Boiler - Above Code | R-8 Pipe Insulation | R-4 Pipe Insulation | 2024 | 2050 | 6.4955 | per Home | 0 | 1 | 15 | WI Focus on Energy 2021 TRM. Pipe Insulation, Multifamily. Page 1121. | 2.5586 | 0.3958% | Savings methodology based on the WI Focus on Energy 2020 TRM. Pipe Insulation, Multifamily. Page 889. And 3E Plus Simulations https://insulationinstitute.org/tools-resources/free-3e-plus/ | 0 | Savings methodology based on the WI Focus on Energy 2020 TRM. Pipe Insulation, Multifamily. Page 889. And 3E Plus Simulations https://insulationinstitute.org/tools-resources/free-3e-plus/ | 0 | Full | 0 | 0 | 0 | 114.9357 | 0 | 0 | 0 | Full cost, default cost of zero | Based on the WI Focus on Energy 2020 TRM. Pipe Insulation, Multifamily. Page 889. |  | 100% | 60% | 100% | 1 | 0 | 0 | No applicable non-energy benefitsIncludes PSE NEI data where applicable. | No applicable non-energy benefits | System | System
Kittitas County | Single Family | Heat Central Gas Boiler | New | Pipe Insulation - Boiler - Above Code | R-8 Pipe Insulation | R-4 Pipe Insulation | 2024 | 2050 | 6.4955 | per Home | 0 | 1 | 15 | WI Focus on Energy 2021 TRM. Pipe Insulation, Multifamily. Page 1121. | 1.589 | 0.3958% | Savings methodology based on the WI Focus on Energy 2020 TRM. Pipe Insulation, Multifamily. Page 889. And 3E Plus Simulations https://insulationinstitute.org/tools-resources/free-3e-plus/ | 0 | Savings methodology based on the WI Focus on Energy 2020 TRM. Pipe Insulation, Multifamily. Page 889. And 3E Plus Simulations https://insulationinstitute.org/tools-resources/free-3e-plus/ | 0 | Full | 0 | 0 | 0 | 114.9357 | 0 | 0 | 0 | Full cost, default cost of zero | Based on the WI Focus on Energy 2020 TRM. Pipe Insulation, Multifamily. Page 889. |  | 100% | 60% | 100% | 1 | 0 | 0 | No applicable non-energy benefitsIncludes PSE NEI data where applicable. | No applicable non-energy benefits | System | System
Kittitas County | Single Family - Highly Impacted | Heat Central Gas Boiler | Existing | Pipe Insulation - Boiler - Above Code | R-8 Pipe Insulation | R-4 Pipe Insulation | 2024 | 2050 | 6.4955 | per Home | 0 | 1 | 15 | WI Focus on Energy 2021 TRM. Pipe Insulation, Multifamily. Page 1121. | 1.8405 | 0.3958% | Savings methodology based on the WI Focus on Energy 2020 TRM. Pipe Insulation, Multifamily. Page 889. And 3E Plus Simulations https://insulationinstitute.org/tools-resources/free-3e-plus/ | 0 | Savings methodology based on the WI Focus on Energy 2020 TRM. Pipe Insulation, Multifamily. Page 889. And 3E Plus Simulations https://insulationinstitute.org/tools-resources/free-3e-plus/ | 0 | Full | 0 | 0 | 0 | 114.9357 | 0 | 0 | 0 | Full cost, default cost of zero | Based on the WI Focus on Energy 2020 TRM. Pipe Insulation, Multifamily. Page 889. |  | 100% | 60% | 100% | 1 | 0 | 0 | No applicable non-energy benefitsIncludes PSE NEI data where applicable. | No applicable non-energy benefits | System | System
Kittitas County | Single Family - Highly Impacted | Heat Central Gas Boiler | New | Pipe Insulation - Boiler - Above Code | R-8 Pipe Insulation | R-4 Pipe Insulation | 2024 | 2050 | 6.4955 | per Home | 0 | 1 | 15 | WI Focus on Energy 2021 TRM. Pipe Insulation, Multifamily. Page 1121. | 1.143 | 0.3958% | Savings methodology based on the WI Focus on Energy 2020 TRM. Pipe Insulation, Multifamily. Page 889. And 3E Plus Simulations https://insulationinstitute.org/tools-resources/free-3e-plus/ | 0 | Savings methodology based on the WI Focus on Energy 2020 TRM. Pipe Insulation, Multifamily. Page 889. And 3E Plus Simulations https://insulationinstitute.org/tools-resources/free-3e-plus/ | 0 | Full | 0 | 0 | 0 | 114.9357 | 0 | 0 | 0 | Full cost, default cost of zero | Based on the WI Focus on Energy 2020 TRM. Pipe Insulation, Multifamily. Page 889. |  | 100% | 60% | 100% | 1 | 0 | 0 | No applicable non-energy benefitsIncludes PSE NEI data where applicable. | No applicable non-energy benefits | System | System
Kittitas County | Multifamily | Heat Central Gas Boiler | Existing | Pipe Insulation - Boiler - Above Code | R-8 Pipe Insulation | R-4 Pipe Insulation | 2024 | 2050 | 6.4955 | per Home | 0 | 1 | 15 | WI Focus on Energy 2021 TRM. Pipe Insulation, Multifamily. Page 1121. | 1.6873 | 0.3958% | Savings methodology based on the WI Focus on Energy 2020 TRM. Pipe Insulation, Multifamily. Page 889. And 3E Plus Simulations https://insulationinstitute.org/tools-resources/free-3e-plus/ | 0 | Savings methodology based on the WI Focus on Energy 2020 TRM. Pipe Insulation, Multifamily. Page 889. And 3E Plus Simulations https://insulationinstitute.org/tools-resources/free-3e-plus/ | 0 | Full | 0 | 0 | 0 | 114.9357 | 0 | 0 | 0 | Full cost, default cost of zero | Based on the WI Focus on Energy 2020 TRM. Pipe Insulation, Multifamily. Page 889. |  | 100% | 60% | 100% | 1 | 0 | 0 | No applicable non-energy benefitsIncludes PSE NEI data where applicable. | No applicable non-energy benefits | System | System
Kittitas County | Multifamily | Heat Central Gas Boiler | New | Pipe Insulation - Boiler - Above Code | R-8 Pipe Insulation | R-4 Pipe Insulation | 2024 | 2050 | 6.4955 | per Home | 0 | 1 | 15 | WI Focus on Energy 2021 TRM. Pipe Insulation, Multifamily. Page 1121. | 1.0479 | 0.3958% | Savings methodology based on the WI Focus on Energy 2020 TRM. Pipe Insulation, Multifamily. Page 889. And 3E Plus Simulations https://insulationinstitute.org/tools-resources/free-3e-plus/ | 0 | Savings methodology based on the WI Focus on Energy 2020 TRM. Pipe Insulation, Multifamily. Page 889. And 3E Plus Simulations https://insulationinstitute.org/tools-resources/free-3e-plus/ | 0 | Full | 0 | 0 | 0 | 114.9357 | 0 | 0 | 0 | Full cost, default cost of zero | Based on the WI Focus on Energy 2020 TRM. Pipe Insulation, Multifamily. Page 889. |  | 100% | 60% | 100% | 1 | 0 | 0 | No applicable non-energy benefitsIncludes PSE NEI data where applicable. | No applicable non-energy benefits | System | System
Kittitas County | Multifamily - Highly Impacted | Heat Central Gas Boiler | Existing | Pipe Insulation - Boiler - Above Code | R-8 Pipe Insulation | R-4 Pipe Insulation | 2024 | 2050 | 6.4955 | per Home | 0 | 1 | 15 | WI Focus on Energy 2021 TRM. Pipe Insulation, Multifamily. Page 1121. | 1.4321 | 0.3958% | Savings methodology based on the WI Focus on Energy 2020 TRM. Pipe Insulation, Multifamily. Page 889. And 3E Plus Simulations https://insulationinstitute.org/tools-resources/free-3e-plus/ | 0 | Savings methodology based on the WI Focus on Energy 2020 TRM. Pipe Insulation, Multifamily. Page 889. And 3E Plus Simulations https://insulationinstitute.org/tools-resources/free-3e-plus/ | 0 | Full | 0 | 0 | 0 | 114.9357 | 0 | 0 | 0 | Full cost, default cost of zero | Based on the WI Focus on Energy 2020 TRM. Pipe Insulation, Multifamily. Page 889. |  | 100% | 60% | 100% | 1 | 0 | 0 | No applicable non-energy benefitsIncludes PSE NEI data where applicable. | No applicable non-energy benefits | System | System
Kittitas County | Multifamily - Highly Impacted | Heat Central Gas Boiler | New | Pipe Insulation - Boiler - Above Code | R-8 Pipe Insulation | R-4 Pipe Insulation | 2024 | 2050 | 6.4955 | per Home | 0 | 1 | 15 | WI Focus on Energy 2021 TRM. Pipe Insulation, Multifamily. Page 1121. | 0.88938 | 0.3958% | Savings methodology based on the WI Focus on Energy 2020 TRM. Pipe Insulation, Multifamily. Page 889. And 3E Plus Simulations https://insulationinstitute.org/tools-resources/free-3e-plus/ | 0 | Savings methodology based on the WI Focus on Energy 2020 TRM. Pipe Insulation, Multifamily. Page 889. And 3E Plus Simulations https://insulationinstitute.org/tools-resources/free-3e-plus/ | 0 | Full | 0 | 0 | 0 | 114.9357 | 0 | 0 | 0 | Full cost, default cost of zero | Based on the WI Focus on Energy 2020 TRM. Pipe Insulation, Multifamily. Page 889. |  | 100% | 60% | 100% | 1 | 0 | 0 | No applicable non-energy benefitsIncludes PSE NEI data where applicable. | No applicable non-energy benefits | System | System
Kittitas County | Manufactured | Heat Central Gas Boiler | Existing | Pipe Insulation - Boiler - Above Code | R-8 Pipe Insulation | R-4 Pipe Insulation | 2024 | 2050 | 6.4955 | per Home | 0 | 1 | 15 | WI Focus on Energy 2021 TRM. Pipe Insulation, Multifamily. Page 1121. | 2.3103 | 0.3958% | Savings methodology based on the WI Focus on Energy 2020 TRM. Pipe Insulation, Multifamily. Page 889. And 3E Plus Simulations https://insulationinstitute.org/tools-resources/free-3e-plus/ | 0 | Savings methodology based on the WI Focus on Energy 2020 TRM. Pipe Insulation, Multifamily. Page 889. And 3E Plus Simulations https://insulationinstitute.org/tools-resources/free-3e-plus/ | 0 | Full | 0 | 0 | 0 | 114.9357 | 0 | 0 | 0 | Full cost, default cost of zero | Based on the WI Focus on Energy 2020 TRM. Pipe Insulation, Multifamily. Page 889. |  | 100% | 60% | 100% | 1 | 0 | 0 | No applicable non-energy benefitsIncludes PSE NEI data where applicable. | No applicable non-energy benefits | System | System
Kittitas County | Manufactured | Heat Central Gas Boiler | New | Pipe Insulation - Boiler - Above Code | R-8 Pipe Insulation | R-4 Pipe Insulation | 2024 | 2050 | 6.4955 | per Home | 0 | 1 | 15 | WI Focus on Energy 2021 TRM. Pipe Insulation, Multifamily. Page 1121. | 1.4348 | 0.3958% | Savings methodology based on the WI Focus on Energy 2020 TRM. Pipe Insulation, Multifamily. Page 889. And 3E Plus Simulations https://insulationinstitute.org/tools-resources/free-3e-plus/ | 0 | Savings methodology based on the WI Focus on Energy 2020 TRM. Pipe Insulation, Multifamily. Page 889. And 3E Plus Simulations https://insulationinstitute.org/tools-resources/free-3e-plus/ | 0 | Full | 0 | 0 | 0 | 114.9357 | 0 | 0 | 0 | Full cost, default cost of zero | Based on the WI Focus on Energy 2020 TRM. Pipe Insulation, Multifamily. Page 889. |  | 100% | 60% | 100% | 1 | 0 | 0 | No applicable non-energy benefitsIncludes PSE NEI data where applicable. | No applicable non-energy benefits | System | System
Kittitas County | Manufactured - Highly Impacted | Heat Central Gas Boiler | Existing | Pipe Insulation - Boiler - Above Code | R-8 Pipe Insulation | R-4 Pipe Insulation | 2024 | 2050 | 6.4955 | per Home | 0 | 1 | 15 | WI Focus on Energy 2021 TRM. Pipe Insulation, Multifamily. Page 1121. | 1.7911 | 0.3958% | Savings methodology based on the WI Focus on Energy 2020 TRM. Pipe Insulation, Multifamily. Page 889. And 3E Plus Simulations https://insulationinstitute.org/tools-resources/free-3e-plus/ | 0 | Savings methodology based on the WI Focus on Energy 2020 TRM. Pipe Insulation, Multifamily. Page 889. And 3E Plus Simulations https://insulationinstitute.org/tools-resources/free-3e-plus/ | 0 | Full | 0 | 0 | 0 | 114.9357 | 0 | 0 | 0 | Full cost, default cost of zero | Based on the WI Focus on Energy 2020 TRM. Pipe Insulation, Multifamily. Page 889. |  | 100% | 60% | 100% | 1 | 0 | 0 | No applicable non-energy benefitsIncludes PSE NEI data where applicable. | No applicable non-energy benefits | System | System
Kittitas County | Manufactured - Highly Impacted | Heat Central Gas Boiler | New | Pipe Insulation - Boiler - Above Code | R-8 Pipe Insulation | R-4 Pipe Insulation | 2024 | 2050 | 6.4955 | per Home | 0 | 1 | 15 | WI Focus on Energy 2021 TRM. Pipe Insulation, Multifamily. Page 1121. | 1.1124 | 0.3958% | Savings methodology based on the WI Focus on Energy 2020 TRM. Pipe Insulation, Multifamily. Page 889. And 3E Plus Simulations https://insulationinstitute.org/tools-resources/free-3e-plus/ | 0 | Savings methodology based on the WI Focus on Energy 2020 TRM. Pipe Insulation, Multifamily. Page 889. And 3E Plus Simulations https://insulationinstitute.org/tools-resources/free-3e-plus/ | 0 | Full | 0 | 0 | 0 | 114.9357 | 0 | 0 | 0 | Full cost, default cost of zero | Based on the WI Focus on Energy 2020 TRM. Pipe Insulation, Multifamily. Page 889. |  | 100% | 60% | 100% | 1 | 0 | 0 | No applicable non-energy benefitsIncludes PSE NEI data where applicable. | No applicable non-energy benefits | System | System
Kittitas County | Multifamily | Heat Central Gas Boiler | Existing | Sealing - Air - Package - MF | Air sealing package: multi-family; gas (duplicates the SIR measure) | 0 | 2024 | 2050 | 1 | per Home | 0 | 1 | 45 | PSE Businss Case: APPROVED_Measure Case_Air Sealing_2022 | 35.3578 | 8.294% | Per Unit Savings from PSE Business Case: APPROVED_Measure Case_Air Sealing_2022. End use ratio of 100% for Heat Central Electric. | 3.7189 | Per Unit Savings from PSE Business Case: APPROVED_Measure Case_Air Sealing_2022. End use ratio of 100% for Heat Central Electric. | 0 | Full | 0 | 0 | 0 | 549 | 0 | 0 | 0 | Existing conditions, assuming no cost | PSE Businss Case: APPROVED_Measure Case_Air Sealing_2022 | A | 100% | 25.94% | 85% | 1 | 0 | 0 | No applicable non-energy benefitsIncludes PSE NEI data where applicable. | No applicable non-energy benefits | System | System
Kittitas County | Multifamily | Heat Central Gas Furnace | Existing | Sealing - Air - Package - MF | Air sealing package: multi-family; gas (duplicates the SIR measure) | 0 | 2024 | 2050 | 1 | per Home | 0 | 1 | 45 | PSE Businss Case: APPROVED_Measure Case_Air Sealing_2022 | 26.0751 | 8.294% | Per Unit Savings from PSE Business Case: APPROVED_Measure Case_Air Sealing_2022. Assuming an end use ratio of 90% for Heat Room Electric and applying to the reported PSE Business Case Savings. | 31.808 | Per Unit Savings from PSE Business Case: APPROVED_Measure Case_Air Sealing_2022. Assuming an end use ratio of 90% for Heat Room Electric and applying to the reported PSE Business Case Savings. | 0 | Full | 0 | 0 | 0 | 549 | 0 | 0 | 0 | Existing conditions, assuming no cost | PSE Businss Case: APPROVED_Measure Case_Air Sealing_2022 | A | 100% | 25.94% | 85% | 1 | 0 | 0 | No applicable non-energy benefitsIncludes PSE NEI data where applicable. | No applicable non-energy benefits | System | System
Kittitas County | Multifamily | Heat Room Gas | Existing | Sealing - Air - Package - MF | Air sealing package: multi-family; gas (duplicates the SIR measure) | 0 | 2024 | 2050 | 1 | per Home | 0 | 1 | 45 | PSE Businss Case: APPROVED_Measure Case_Air Sealing_2022 | 24.0758 | 7.465% | Per Unit Savings from PSE Business Case: APPROVED_Measure Case_Air Sealing_2022. Using the end use ratio between Heat Central Electric and Heat Pump for the "Duct sealing: home heated with forced-air furnace" measure and applying to the reported PSE Business Case Savings. | 8.9719 | Per Unit Savings from PSE Business Case: APPROVED_Measure Case_Air Sealing_2022. Using the end use ratio between Heat Central Electric and Heat Pump for the "Duct sealing: home heated with forced-air furnace" measure and applying to the reported PSE Business Case Savings. | 0 | Full | 0 | 0 | 0 | 549 | 0 | 0 | 0 | Existing conditions, assuming no cost | PSE Businss Case: APPROVED_Measure Case_Air Sealing_2022 | A | 100% | 25.94% | 85% | 1 | 0 | 0 | No applicable non-energy benefitsIncludes PSE NEI data where applicable. | No applicable non-energy benefits | System | System
Kittitas County | Multifamily - Highly Impacted | Heat Central Gas Boiler | Existing | LIW: Sealing - Air - Package - MF - TE | Air sealing package: multi-family; gas (duplicates the SIR measure) | 0 | 2024 | 2050 | 1 | per Home | 0 | 1 | 45 | PSE Businss Case: APPROVED_Measure Case_Air Sealing_2022 | 35.3578 | 9.772% | Per Unit Savings from PSE Business Case: APPROVED_Measure Case_Air Sealing_2022. End use ratio of 100% for Heat Central Electric. | 3.7412 | Per Unit Savings from PSE Business Case: APPROVED_Measure Case_Air Sealing_2022. End use ratio of 100% for Heat Central Electric. | 0 | Full | 0 | 0 | 0 | 549 | 0 | 0 | 0 | Existing conditions, assuming no cost | PSE Businss Case: APPROVED_Measure Case_Air Sealing_2022 | A | 100% | 25.94% | 85% | 1 | 0 | 2.9325 | No applicable non-energy benefitsIncludes PSE NEI data where applicable. | No applicable non-energy benefits | System | System
Kittitas County | Multifamily - Highly Impacted | Heat Central Gas Furnace | Existing | LIW: Sealing - Air - Package - MF - TE | Air sealing package: multi-family; gas (duplicates the SIR measure) | 0 | 2024 | 2050 | 1 | per Home | 0 | 1 | 45 | PSE Businss Case: APPROVED_Measure Case_Air Sealing_2022 | 26.0751 | 9.772% | Per Unit Savings from PSE Business Case: APPROVED_Measure Case_Air Sealing_2022. Assuming an end use ratio of 90% for Heat Room Electric and applying to the reported PSE Business Case Savings. | 9.7172 | Per Unit Savings from PSE Business Case: APPROVED_Measure Case_Air Sealing_2022. Assuming an end use ratio of 90% for Heat Room Electric and applying to the reported PSE Business Case Savings. | 0 | Full | 0 | 0 | 0 | 549 | 0 | 0 | 0 | Existing conditions, assuming no cost | PSE Businss Case: APPROVED_Measure Case_Air Sealing_2022 | A | 100% | 25.94% | 85% | 1 | 0 | 2.9325 | No applicable non-energy benefitsIncludes PSE NEI data where applicable. | No applicable non-energy benefits | System | System
Kittitas County | Multifamily - Highly Impacted | Heat Room Gas | Existing | LIW: Sealing - Air - Package - MF - TE | Air sealing package: multi-family; gas (duplicates the SIR measure) | 0 | 2024 | 2050 | 1 | per Home | 0 | 1 | 45 | PSE Businss Case: APPROVED_Measure Case_Air Sealing_2022 | 24.0758 | 8.795% | Per Unit Savings from PSE Business Case: APPROVED_Measure Case_Air Sealing_2022. Using the end use ratio between Heat Central Electric and Heat Pump for the "Duct sealing: home heated with forced-air furnace" measure and applying to the reported PSE Business Case Savings. | 1.8706 | Per Unit Savings from PSE Business Case: APPROVED_Measure Case_Air Sealing_2022. Using the end use ratio between Heat Central Electric and Heat Pump for the "Duct sealing: home heated with forced-air furnace" measure and applying to the reported PSE Business Case Savings. | 0 | Full | 0 | 0 | 0 | 549 | 0 | 0 | 0 | Existing conditions, assuming no cost | PSE Businss Case: APPROVED_Measure Case_Air Sealing_2022 | A | 100% | 25.94% | 85% | 1 | 0 | 2.6393 | No applicable non-energy benefitsIncludes PSE NEI data where applicable. | No applicable non-energy benefits | System | System
Kittitas County | Single Family | Heat Central Gas Boiler | Existing | Sealing - Air - Attic - GH - SF or DX | Attic air sealing: single family or duplex dwelling heated with natural gas | 0 | 2024 | 2050 | 2082.8421 | per Home | 0 | 1 | 45 | PSE Businss Case: APPROVED_Measure Case_Air Sealing_2022 | 22.5947 | 3.495% | Per Unit Savings from PSE Business Case: APPROVED_Measure Case_Air Sealing_2022. End use ratio of 100% for Heat Central Gas Boiler. | 0 | Per Unit Savings from PSE Business Case: APPROVED_Measure Case_Air Sealing_2022. End use ratio of 100% for Heat Central Gas Boiler. | 0 | Full | 0 | 0 | 0 | 416.5684 | 0 | 0 | 0 | Measure cost represents incremental cost, default cost of zero | PSE Businss Case: APPROVED_Measure Case_Air Sealing_2022 | A | 100% | 51.88% | 85% | 1 | 0 | 0 | No applicable non-energy benefitsIncludes PSE NEI data where applicable. | No applicable non-energy benefits | System | System
Kittitas County | Single Family | Heat Central Gas Furnace | Existing | Sealing - Air - Attic - GH - SF or DX | Attic air sealing: single family or duplex dwelling heated with natural gas | 0 | 2024 | 2050 | 2082.8421 | per Home | 0 | 1 | 45 | PSE Businss Case: APPROVED_Measure Case_Air Sealing_2022 | 16.6627 | 3.495% | Per Unit Savings from PSE Business Case: APPROVED_Measure Case_Air Sealing_2022. End use ratio of 100% for Heat Central Gas Furnace. | 0 | Per Unit Savings from PSE Business Case: APPROVED_Measure Case_Air Sealing_2022. End use ratio of 100% for Heat Central Gas Furnace. | 0 | Full | 0 | 0 | 0 | 416.5684 | 0 | 0 | 0 | Measure cost represents incremental cost, default cost of zero | PSE Businss Case: APPROVED_Measure Case_Air Sealing_2022 | A | 100% | 51.88% | 85% | 1 | 0 | 0 | No applicable non-energy benefitsIncludes PSE NEI data where applicable. | No applicable non-energy benefits | System | System
Kittitas County | Single Family | Heat Room Gas | Existing | Sealing - Air - Attic - GH - SF or DX | Attic air sealing: single family or duplex dwelling heated with natural gas | 0 | 2024 | 2050 | 2082.8421 | per Home | 0 | 1 | 45 | PSE Businss Case: APPROVED_Measure Case_Air Sealing_2022 | 14.9965 | 3.066% | Per Unit Savings from PSE Business Case: APPROVED_Measure Case_Air Sealing_2022. Assuming an end use ratio of 90% for Heat Room Gas and applying to the reported PSE Business Case Savings. | 0 | Per Unit Savings from PSE Business Case: APPROVED_Measure Case_Air Sealing_2022. Assuming an end use ratio of 90% for Heat Room Gas and applying to the reported PSE Business Case Savings. | 0 | Full | 0 | 0 | 0 | 416.5684 | 0 | 0 | 0 | Measure cost represents incremental cost, default cost of zero | PSE Businss Case: APPROVED_Measure Case_Air Sealing_2022 | A | 100% | 51.88% | 85% | 1 | 0 | 0 | No applicable non-energy benefitsIncludes PSE NEI data where applicable. | No applicable non-energy benefits | System | System
Kittitas County | Single Family | Heat Central Gas Furnace | Existing | SFWX: Sealing - Duct - NG | Duct sealing: home heated with natural gas | 0 | 2024 | 2050 | 1 | per Home | 0 | 1 | 20 | PSE Businss Case: APPROVED_Measure Case_Air Sealing_2022 | 40.648 | 8.526% | Per Unit Savings from PSE Business Case: APPROVED_Measure Case_Air Sealing_2022 | 0 | Per Unit Savings from PSE Business Case: APPROVED_Measure Case_Air Sealing_2022 | 0 | Full | 0 | 0 | 0 | 631.58 | 0 | 0 | 0 | Measure cost represents incremental cost, default cost of zero | PSE Businss Case: APPROVED_Measure Case_Air Sealing_2022 | G | 100% | 25.02% | 100% | 1 | 0 | 40.3969 | No applicable non-energy benefitsIncludes PSE NEI data where applicable. | No applicable non-energy benefits | System | System
Kittitas County | Manufactured | Heat Central Gas Furnace | Existing | Sealing - Duct - GH - MH | Duct sealing: manufactured home heated with natural gas | 0 | 2024 | 2050 | 1 | per Home | 0 | 1 | 18 | PSE Businss Case: APPROVED_Measure Case_Air Sealing_2022 | 15.168 | 3.524% | Per Unit Savings from PSE Business Case: APPROVED_Measure Case_Air Sealing_2022 | 0 | Per Unit Savings from PSE Business Case: APPROVED_Measure Case_Air Sealing_2022 | 0 | Full | 0 | 0 | 0 | 549 | 0 | 0 | 0 | Measure cost represents incremental cost, default cost of zero | PSE Businss Case: APPROVED_Measure Case_Air Sealing_2022 | G | 100% | 25.02% | 100% | 1 | 0 | 35.9923 | No applicable non-energy benefitsIncludes PSE NEI data where applicable. | No applicable non-energy benefits | System | System
Kittitas County | Manufactured - Highly Impacted | Heat Central Gas Furnace | Existing | LIW: Sealing - Duct - MH - TG | Duct sealing: mobile home; natural gas | 0 | 2024 | 2050 | 1 | per Home | 0 | 1 | 18 | PSE Businss Case: APPROVED_Measure Case_Air Sealing_2022 | 15.168 | 4.545% | Per Unit Savings from PSE Business Case: APPROVED_Measure Case_Air Sealing_2022 | 0 | Per Unit Savings from PSE Business Case: APPROVED_Measure Case_Air Sealing_2022 | 0 | Full | 0 | 0 | 0 | 549 | 0 | 0 | 0 | Existing conditions, assuming no cost | PSE Businss Case: APPROVED_Measure Case_Air Sealing_2022 | G | 100% | 25.02% | 100% | 1 | 0 | 7.4 | No applicable non-energy benefitsIncludes PSE NEI data where applicable. | No applicable non-energy benefits | System | System
Kittitas County | Single Family - Highly Impacted | Heat Central Gas Furnace | Existing | LIW: Sealing - Duct - SF - TG | Duct sealing: single family; natural gas | 0 | 2024 | 2050 | 1 | per Home | 0 | 1 | 20 | PSE Businss Case: APPROVED_Measure Case_Air Sealing_2022 | 40.64 | 11.85% | Per Unit Savings from PSE Business Case: APPROVED_Measure Case_Air Sealing_2022 | 0 | Per Unit Savings from PSE Business Case: APPROVED_Measure Case_Air Sealing_2022 | 0 | Full | 0 | 0 | 0 | 631.5 | 0 | 0 | 0 | Existing conditions, assuming no cost | PSE Businss Case: APPROVED_Measure Case_Air Sealing_2022 | G | 100% | 25.02% | 100% | 1 | 0 | 24.05 | No applicable non-energy benefitsIncludes PSE NEI data where applicable. | No applicable non-energy benefits | System | System
Kittitas County | Single Family - Highly Impacted | Heat Central Gas Boiler | Existing | LIW: Sealing - Air - Prescriptive - SF -TG | Shell sealing: single family prescriptive; gas | 0 | 2024 | 2050 | 1498.2622 | per Home | 0 | 1 | 15 | PSE Businss Case: APPROVED_Measure Case_Air Sealing_2022 | 16.2532 | 3.495% | Per Unit Savings from PSE Business Case: APPROVED_Measure Case_Air Sealing_2022. End use ratio of 100% for Heat Central Gas Boiler. | 0 | Per Unit Savings from PSE Business Case: APPROVED_Measure Case_Air Sealing_2022. End use ratio of 100% for Heat Central Gas Boiler. | 0 | Full | 0 | 0 | 0 | 1977.7061 | 0 | 0 | 0 | Existing conditions, assuming no cost | PSE Businss Case: APPROVED_Measure Case_Air Sealing_2022 | A | 100% | 51.88% | 85% | 1 | 0 | 0.0010692 | No applicable non-energy benefitsIncludes PSE NEI data where applicable. | No applicable non-energy benefits | System | System
Kittitas County | Single Family - Highly Impacted | Heat Central Gas Furnace | Existing | LIW: Sealing - Air - Prescriptive - SF -TG | Shell sealing: single family prescriptive; gas | 0 | 2024 | 2050 | 1498.2622 | per Home | 0 | 1 | 15 | PSE Businss Case: APPROVED_Measure Case_Air Sealing_2022 | 11.9861 | 3.495% | Per Unit Savings from PSE Business Case: APPROVED_Measure Case_Air Sealing_2022. End use ratio of 100% for Heat Central Gas Furnace. | 0 | Per Unit Savings from PSE Business Case: APPROVED_Measure Case_Air Sealing_2022. End use ratio of 100% for Heat Central Gas Furnace. | 0 | Full | 0 | 0 | 0 | 1977.7061 | 0 | 0 | 0 | Existing conditions, assuming no cost | PSE Businss Case: APPROVED_Measure Case_Air Sealing_2022 | A | 100% | 51.88% | 85% | 1 | 0 | 0.0010692 | No applicable non-energy benefitsIncludes PSE NEI data where applicable. | No applicable non-energy benefits | System | System
Kittitas County | Single Family - Highly Impacted | Heat Room Gas | Existing | LIW: Sealing - Air - Prescriptive - SF -TG | Shell sealing: single family prescriptive; gas | 0 | 2024 | 2050 | 1498.2622 | per Home | 0 | 1 | 15 | PSE Businss Case: APPROVED_Measure Case_Air Sealing_2022 | 10.7875 | 3.066% | Per Unit Savings from PSE Business Case: APPROVED_Measure Case_Air Sealing_2022. Assuming an end use ratio of 90% for Heat Room Gas and applying to the reported PSE Business Case Savings. | 0 | Per Unit Savings from PSE Business Case: APPROVED_Measure Case_Air Sealing_2022. Assuming an end use ratio of 90% for Heat Room Gas and applying to the reported PSE Business Case Savings. | 0 | Full | 0 | 0 | 0 | 1977.7061 | 0 | 0 | 0 | Existing conditions, assuming no cost | PSE Businss Case: APPROVED_Measure Case_Air Sealing_2022 | A | 100% | 51.88% | 85% | 1 | 0 | 0.00096232 | No applicable non-energy benefitsIncludes PSE NEI data where applicable. | No applicable non-energy benefits | System | System
Kittitas County | Manufactured | Heat Central Gas Boiler | Existing | Sealing - Air - Prescriptive - MH | Shell sealing: mobile home prescriptive; gas | 0 | 2024 | 2050 | 1549.1708 | per Home | 0 | 1 | 25 | PSE Businss Case: APPROVED_Measure Case_Air Sealing_2022 | 33.6108 | 5.758% | Per Unit Savings from PSE Business Case: APPROVED_Measure Case_Air Sealing_2022. End use ratio of 100% for Heat Central Gas Boiler. | 6.1011 | Per Unit Savings from PSE Business Case: APPROVED_Measure Case_Air Sealing_2022. End use ratio of 100% for Heat Central Gas Boiler. | 0 | Full | 0 | 0 | 0 | 2044.9054 | 0 | 0 | 0 | Existing conditions, assuming no cost | PSE Businss Case: APPROVED_Measure Case_Air Sealing_2022 | A | 100% | 31.87% | 85% | 1 | 0 | 0.03 | No applicable non-energy benefitsIncludes PSE NEI data where applicable. | No applicable non-energy benefits | System | System
Kittitas County | Manufactured | Heat Central Gas Furnace | Existing | Sealing - Air - Prescriptive - MH | Shell sealing: mobile home prescriptive; gas | 0 | 2024 | 2050 | 1549.1708 | per Home | 0 | 1 | 25 | PSE Businss Case: APPROVED_Measure Case_Air Sealing_2022 | 24.7867 | 5.758% | Per Unit Savings from PSE Business Case: APPROVED_Measure Case_Air Sealing_2022. End use ratio of 100% for Heat Central Gas Furnace. | 19.7713 | Per Unit Savings from PSE Business Case: APPROVED_Measure Case_Air Sealing_2022. End use ratio of 100% for Heat Central Gas Furnace. | 0 | Full | 0 | 0 | 0 | 2044.9054 | 0 | 0 | 0 | Existing conditions, assuming no cost | PSE Businss Case: APPROVED_Measure Case_Air Sealing_2022 | A | 100% | 31.87% | 85% | 1 | 0 | 0.03 | No applicable non-energy benefitsIncludes PSE NEI data where applicable. | No applicable non-energy benefits | System | System
Kittitas County | Manufactured | Heat Room Gas | Existing | Sealing - Air - Prescriptive - MH | Shell sealing: mobile home prescriptive; gas | 0 | 2024 | 2050 | 1549.1708 | per Home | 0 | 1 | 25 | PSE Businss Case: APPROVED_Measure Case_Air Sealing_2022 | 22.3081 | 5.051% | Per Unit Savings from PSE Business Case: APPROVED_Measure Case_Air Sealing_2022. Assuming an end use ratio of 90% for Heat Room Gas and applying to the reported PSE Business Case Savings. | 5.6232 | Per Unit Savings from PSE Business Case: APPROVED_Measure Case_Air Sealing_2022. Assuming an end use ratio of 90% for Heat Room Gas and applying to the reported PSE Business Case Savings. | 0 | Full | 0 | 0 | 0 | 2044.9054 | 0 | 0 | 0 | Existing conditions, assuming no cost | PSE Businss Case: APPROVED_Measure Case_Air Sealing_2022 | A | 100% | 31.87% | 85% | 1 | 0 | 0.03 | No applicable non-energy benefitsIncludes PSE NEI data where applicable. | No applicable non-energy benefits | System | System
Kittitas County | Manufactured - Highly Impacted | Heat Central Gas Boiler | Existing | LIW: Sealing - Air - Prescriptive - MH -TG | Shell sealing: mobile home prescriptive; gas | 0 | 2024 | 2050 | 1201.0485 | per Home | 0 | 1 | 25 | PSE Businss Case: APPROVED_Measure Case_Air Sealing_2022 | 26.058 | 5.758% | Per Unit Savings from PSE Business Case: APPROVED_Measure Case_Air Sealing_2022. End use ratio of 100% for Heat Central Gas Boiler. | 0 | Per Unit Savings from PSE Business Case: APPROVED_Measure Case_Air Sealing_2022. End use ratio of 100% for Heat Central Gas Boiler. | 0 | Full | 0 | 0 | 0 | 1381.2058 | 0 | 0 | 0 | Existing conditions, assuming no cost | PSE Businss Case: APPROVED_Measure Case_Air Sealing_2022 | A | 100% | 31.87% | 85% | 1 | 0 | 0.0021385 | No applicable non-energy benefitsIncludes PSE NEI data where applicable. | No applicable non-energy benefits | System | System
Kittitas County | Manufactured - Highly Impacted | Heat Central Gas Furnace | Existing | LIW: Sealing - Air - Prescriptive - MH -TG | Shell sealing: mobile home prescriptive; gas | 0 | 2024 | 2050 | 1201.0485 | per Home | 0 | 1 | 25 | PSE Businss Case: APPROVED_Measure Case_Air Sealing_2022 | 19.2168 | 5.758% | Per Unit Savings from PSE Business Case: APPROVED_Measure Case_Air Sealing_2022. End use ratio of 100% for Heat Central Gas Furnace. | 0 | Per Unit Savings from PSE Business Case: APPROVED_Measure Case_Air Sealing_2022. End use ratio of 100% for Heat Central Gas Furnace. | 0 | Full | 0 | 0 | 0 | 1381.2058 | 0 | 0 | 0 | Existing conditions, assuming no cost | PSE Businss Case: APPROVED_Measure Case_Air Sealing_2022 | A | 100% | 31.87% | 85% | 1 | 0 | 0.0021385 | No applicable non-energy benefitsIncludes PSE NEI data where applicable. | No applicable non-energy benefits | System | System
Kittitas County | Manufactured - Highly Impacted | Heat Room Gas | Existing | LIW: Sealing - Air - Prescriptive - MH -TG | Shell sealing: mobile home prescriptive; gas | 0 | 2024 | 2050 | 1201.0485 | per Home | 0 | 1 | 25 | PSE Businss Case: APPROVED_Measure Case_Air Sealing_2022 | 17.2951 | 5.051% | Per Unit Savings from PSE Business Case: APPROVED_Measure Case_Air Sealing_2022. Assuming an end use ratio of 90% for Heat Room Gas and applying to the reported PSE Business Case Savings. | 0 | Per Unit Savings from PSE Business Case: APPROVED_Measure Case_Air Sealing_2022. Assuming an end use ratio of 90% for Heat Room Gas and applying to the reported PSE Business Case Savings. | 0 | Full | 0 | 0 | 0 | 1381.2058 | 0 | 0 | 0 | Existing conditions, assuming no cost | PSE Businss Case: APPROVED_Measure Case_Air Sealing_2022 | A | 100% | 31.87% | 85% | 1 | 0 | 0.0019246 | No applicable non-energy benefitsIncludes PSE NEI data where applicable. | No applicable non-energy benefits | System | System
Kittitas County | Multifamily | Heat Central Gas Furnace | Existing | Insulation - Duct - R0 to R11 - MF - TG | Duct insulation: R0 to R11; multi-family; natural gas | 0 | 2024 | 2050 | 65.98 | per Home | 0 | 1 | 20 | PSE Businss Case: APPROVED_Measure Case_Insulation_2022 | 10.5568 | 3.358% | Per Unit Savings from PSE Business Case: APPROVED_Measure Case_Insulation_2022 | 0 | Per Unit Savings from PSE Business Case: APPROVED_Measure Case_Insulation_2022 | 0 | Full | 0 | 0 | 0 | 426.2308 | 0 | 0 | 0 | Existing conditions, assuming no cost | PSE Businss Case: APPROVED_Measure Case_Insulation_2022 | F | 100% | 15.01% | 100% | 1 | 0 | 0.01 | No applicable non-energy benefitsIncludes PSE NEI data where applicable. | No applicable non-energy benefits | System | System
Kittitas County | Multifamily - Highly Impacted | Heat Central Gas Furnace | Existing | LIW: Insulation - Duct - R0 to R11 - MF - TG | Duct insulation: R0 to R11; multi-family; natural gas | 0 | 2024 | 2050 | 56.0007 | per Home | 0 | 1 | 20 | PSE Businss Case: APPROVED_Measure Case_Insulation_2022 | 8.9601 | 3.358% | Per Unit Savings from PSE Business Case: APPROVED_Measure Case_Insulation_2022 | 0 | Per Unit Savings from PSE Business Case: APPROVED_Measure Case_Insulation_2022 | 0 | Full | 0 | 0 | 0 | 361.7645 | 0 | 0 | 0 | Existing conditions, assuming no cost | PSE Businss Case: APPROVED_Measure Case_Insulation_2022 | F | 100% | 15.01% | 100% | 1 | 0 | 0.01 | No applicable non-energy benefitsIncludes PSE NEI data where applicable. | No applicable non-energy benefits | System | System
Kittitas County | Single Family | Heat Central Gas Furnace | Existing | Insulation - Duct - R0 to R11 - SF - TG | Duct insulation: R0 to R11; single family; natural gas | 0 | 2024 | 2050 | 83.4867 | per Home | 0 | 1 | 20 | PSE Businss Case: APPROVED_Measure Case_Insulation_2022 | 13.3579 | 2.802% | Per Unit Savings from PSE Business Case: APPROVED_Measure Case_Insulation_2022 | 0 | Per Unit Savings from PSE Business Case: APPROVED_Measure Case_Insulation_2022 | 0 | Full | 0 | 0 | 0 | 539.3239 | 0 | 0 | 0 | Existing conditions, assuming no cost | PSE Businss Case: APPROVED_Measure Case_Insulation_2022 | F | 100% | 25.02% | 100% | 1 | 0 | 0.5 | No applicable non-energy benefitsIncludes PSE NEI data where applicable. | No applicable non-energy benefits | System | System
Kittitas County | Single Family - Highly Impacted | Heat Central Gas Furnace | Existing | LIW: Insulation - Duct - R0 to R11 - SF - TG | Duct insulation: R0 to R11; single family; natural gas | 0 | 2024 | 2050 | 60.0549 | per Home | 0 | 1 | 20 | PSE Businss Case: APPROVED_Measure Case_Insulation_2022 | 9.6088 | 2.802% | Per Unit Savings from PSE Business Case: APPROVED_Measure Case_Insulation_2022 | 0 | Per Unit Savings from PSE Business Case: APPROVED_Measure Case_Insulation_2022 | 0 | Full | 0 | 0 | 0 | 387.9548 | 0 | 0 | 0 | Existing conditions, assuming no cost | PSE Businss Case: APPROVED_Measure Case_Insulation_2022 | F | 100% | 25.02% | 100% | 1 | 0 | 0.5 | No applicable non-energy benefitsIncludes PSE NEI data where applicable. | No applicable non-energy benefits | System | System
Kittitas County | Manufactured | Heat Central Gas Boiler | Existing | Insulation - Floor - R11 to R22 - MH | Floor insulation: R11 to R22; mobile home; natural gas | 0 | 2024 | 2050 | 1549.1708 | per Home | 0 | 1 | 25 | PSE Businss Case: APPROVED_Measure Case_Insulation_2022 | 33.2663 | 5.699% | Per Unit Savings from PSE Business Case: APPROVED_Measure Case_Insulation_2022 | 6.6394 | Per Unit Savings from PSE Business Case: APPROVED_Measure Case_Insulation_2022 | 0 | Full | 0 | 0 | 0 | 2850.4742 | 0 | 0 | 0 | Existing conditions, assuming no cost | PSE Businss Case: APPROVED_Measure Case_Insulation_2022 | I | 100% | 8.571% | 37.49% | 1 | 0 | 0.15 | No applicable non-energy benefitsIncludes PSE NEI data where applicable. | No applicable non-energy benefits | System | System
Kittitas County | Manufactured | Heat Central Gas Furnace | Existing | Insulation - Floor - R11 to R22 - MH | Floor insulation: R11 to R22; mobile home; natural gas | 0 | 2024 | 2050 | 1549.1708 | per Home | 0 | 1 | 25 | PSE Businss Case: APPROVED_Measure Case_Insulation_2022 | 24.5327 | 5.699% | Per Unit Savings from PSE Business Case: APPROVED_Measure Case_Insulation_2022 | 21.5158 | Per Unit Savings from PSE Business Case: APPROVED_Measure Case_Insulation_2022 | 0 | Full | 0 | 0 | 0 | 2850.4742 | 0 | 0 | 0 | Existing conditions, assuming no cost | PSE Businss Case: APPROVED_Measure Case_Insulation_2022 | I | 100% | 8.571% | 37.49% | 1 | 0 | 0.15 | No applicable non-energy benefitsIncludes PSE NEI data where applicable. | No applicable non-energy benefits | System | System
Kittitas County | Manufactured | Heat Room Gas | Existing | Insulation - Floor - R11 to R22 - MH | Floor insulation: R11 to R22; mobile home; natural gas | 0 | 2024 | 2050 | 1549.1708 | per Home | 0 | 1 | 25 | PSE Businss Case: APPROVED_Measure Case_Insulation_2022 | 25.1685 | 5.699% | Per Unit Savings from PSE Business Case: APPROVED_Measure Case_Insulation_2022 | 6.1193 | Per Unit Savings from PSE Business Case: APPROVED_Measure Case_Insulation_2022 | 0 | Full | 0 | 0 | 0 | 2850.4742 | 0 | 0 | 0 | Existing conditions, assuming no cost | PSE Businss Case: APPROVED_Measure Case_Insulation_2022 | I | 100% | 8.571% | 37.49% | 1 | 0 | 0.15 | No applicable non-energy benefitsIncludes PSE NEI data where applicable. | No applicable non-energy benefits | System | System
Kittitas County | Manufactured - Highly Impacted | Heat Central Gas Boiler | Existing | LIW: Insulation - Floor - R0 to R22 - MH - TG | Floor insulation: R0 to R22; mobile home; natural gas | 0 | 2024 | 2050 | 1201.0485 | per Home | 0 | 1 | 25 | PSE Businss Case: APPROVED_Measure Case_Insulation_2022 | 52.1159 | 11.52% | Per Unit Savings from PSE Business Case: APPROVED_Measure Case_Insulation_2022. End use ratio of 100% for Heat Central Gas Boiler. | 0 | Per Unit Savings from PSE Business Case: APPROVED_Measure Case_Insulation_2022. End use ratio of 100% for Heat Central Gas Boiler. | 0 | Full | 0 | 0 | 0 | 2846.485 | 0 | 0 | 0 | Existing conditions, assuming no cost | PSE Businss Case: APPROVED_Measure Case_Insulation_2022 | H | 100% | 8.661% | 62.51% | 1 | 0 | 0.15 | No applicable non-energy benefitsIncludes PSE NEI data where applicable. | No applicable non-energy benefits | System | System
Kittitas County | Manufactured - Highly Impacted | Heat Central Gas Furnace | Existing | LIW: Insulation - Floor - R0 to R22 - MH - TG | Floor insulation: R0 to R22; mobile home; natural gas | 0 | 2024 | 2050 | 1201.0485 | per Home | 0 | 1 | 25 | PSE Businss Case: APPROVED_Measure Case_Insulation_2022 | 38.4336 | 11.52% | Per Unit Savings from PSE Business Case: APPROVED_Measure Case_Insulation_2022. End use ratio of 100% for Heat Central Gas Furnace. | 0 | Per Unit Savings from PSE Business Case: APPROVED_Measure Case_Insulation_2022. End use ratio of 100% for Heat Central Gas Furnace. | 0 | Full | 0 | 0 | 0 | 2846.485 | 0 | 0 | 0 | Existing conditions, assuming no cost | PSE Businss Case: APPROVED_Measure Case_Insulation_2022 | H | 100% | 8.661% | 62.51% | 1 | 0 | 0.15 | No applicable non-energy benefitsIncludes PSE NEI data where applicable. | No applicable non-energy benefits | System | System
Kittitas County | Manufactured - Highly Impacted | Heat Room Gas | Existing | LIW: Insulation - Floor - R0 to R22 - MH - TG | Floor insulation: R0 to R22; mobile home; natural gas | 0 | 2024 | 2050 | 1201.0485 | per Home | 0 | 1 | 25 | PSE Businss Case: APPROVED_Measure Case_Insulation_2022 | 35.4867 | 10.36% | Per Unit Savings from PSE Business Case: APPROVED_Measure Case_Insulation_2022. Assuming an end use ratio of 90% for Heat Room Gas and applying to the reported PSE Business Case Savings. | 0 | Per Unit Savings from PSE Business Case: APPROVED_Measure Case_Insulation_2022. Assuming an end use ratio of 90% for Heat Room Gas and applying to the reported PSE Business Case Savings. | 0 | Full | 0 | 0 | 0 | 2846.485 | 0 | 0 | 0 | Existing conditions, assuming no cost | PSE Businss Case: APPROVED_Measure Case_Insulation_2022 | H | 100% | 8.661% | 62.51% | 1 | 0 | 0.15 | No applicable non-energy benefitsIncludes PSE NEI data where applicable. | No applicable non-energy benefits | System | System
Kittitas County | Multifamily - Highly Impacted | Heat Central Gas Boiler | Existing | LIW: Insulation - Floor - R0 to R30 - MF - TG | Floor insulation: R0 to R30; multi-family; natural gas | 0 | 2024 | 2050 | 773.4304 | per Home | 0 | 1 | 45 | PSE Businss Case: APPROVED_Measure Case_Insulation_2022 | 50.3411 | 13.91% | Per Unit Savings from PSE Business Case: APPROVED_Measure Case_Insulation_2022. End use ratio of 100% for Heat Central Gas Boiler. | 0 | Per Unit Savings from PSE Business Case: APPROVED_Measure Case_Insulation_2022. End use ratio of 100% for Heat Central Gas Boiler. | 0 | Full | 0 | 0 | 0 | 1701.5469 | 0 | 0 | 0 | Existing conditions, assuming no cost | PSE Businss Case: APPROVED_Measure Case_Insulation_2022 | J | 100% | 23.08% | 66.69% | 1 | 0 | 0.0043602 | No applicable non-energy benefitsIncludes PSE NEI data where applicable. | No applicable non-energy benefits | System | System
Kittitas County | Multifamily - Highly Impacted | Heat Central Gas Furnace | Existing | LIW: Insulation - Floor - R0 to R30 - MF - TG | Floor insulation: R0 to R30; multi-family; natural gas | 0 | 2024 | 2050 | 773.4304 | per Home | 0 | 1 | 45 | PSE Businss Case: APPROVED_Measure Case_Insulation_2022 | 37.1247 | 13.91% | Per Unit Savings from PSE Business Case: APPROVED_Measure Case_Insulation_2022. End use ratio of 100% for Heat Central Gas Furnace. | 0 | Per Unit Savings from PSE Business Case: APPROVED_Measure Case_Insulation_2022. End use ratio of 100% for Heat Central Gas Furnace. | 0 | Full | 0 | 0 | 0 | 1701.5469 | 0 | 0 | 0 | Existing conditions, assuming no cost | PSE Businss Case: APPROVED_Measure Case_Insulation_2022 | J | 100% | 23.08% | 66.69% | 1 | 0 | 0.0043602 | No applicable non-energy benefitsIncludes PSE NEI data where applicable. | No applicable non-energy benefits | System | System
Kittitas County | Multifamily - Highly Impacted | Heat Room Gas | Existing | LIW: Insulation - Floor - R0 to R30 - MF - TG | Floor insulation: R0 to R30; multi-family; natural gas | 0 | 2024 | 2050 | 773.4304 | per Home | 0 | 1 | 45 | PSE Businss Case: APPROVED_Measure Case_Insulation_2022 | 33.4122 | 12.21% | Per Unit Savings from PSE Business Case: APPROVED_Measure Case_Insulation_2022. Assuming an end use ratio of 90% for Heat Room Gas and applying to the reported PSE Business Case Savings. | 0 | Per Unit Savings from PSE Business Case: APPROVED_Measure Case_Insulation_2022. Assuming an end use ratio of 90% for Heat Room Gas and applying to the reported PSE Business Case Savings. | 0 | Full | 0 | 0 | 0 | 1701.5469 | 0 | 0 | 0 | Existing conditions, assuming no cost | PSE Businss Case: APPROVED_Measure Case_Insulation_2022 | J | 100% | 23.08% | 66.69% | 1 | 0 | 0.0039242 | No applicable non-energy benefitsIncludes PSE NEI data where applicable. | No applicable non-energy benefits | System | System
Kittitas County | Single Family - Highly Impacted | Heat Central Gas Boiler | Existing | LIW: Insulation - Floor - R0 to R30 - SF - TG | Floor insulation: R0 to R30; single family; natural gas | 0 | 2024 | 2050 | 969.9099 | per Home | 0 | 1 | 45 | PSE Businss Case: APPROVED_Measure Case_Insulation_2022 | 31.5648 | 6.788% | Per Unit Savings from PSE Business Case: APPROVED_Measure Case_Insulation_2022. End use ratio of 100% for Heat Central Gas Boiler. | 0 | Per Unit Savings from PSE Business Case: APPROVED_Measure Case_Insulation_2022. End use ratio of 100% for Heat Central Gas Boiler. | 0 | Full | 0 | 0 | 0 | 2075.6071 | 0 | 0 | 0 | Existing conditions, assuming no cost | PSE Businss Case: APPROVED_Measure Case_Insulation_2022 | L | 100% | 6.068% | 100% | 1 | 0 | 0.07634 | No applicable non-energy benefitsIncludes PSE NEI data where applicable. | No applicable non-energy benefits | System | System
Kittitas County | Single Family - Highly Impacted | Heat Central Gas Furnace | Existing | LIW: Insulation - Floor - R0 to R30 - SF - TG | Floor insulation: R0 to R30; single family; natural gas | 0 | 2024 | 2050 | 969.9099 | per Home | 0 | 1 | 45 | PSE Businss Case: APPROVED_Measure Case_Insulation_2022 | 23.2778 | 6.788% | Per Unit Savings from PSE Business Case: APPROVED_Measure Case_Insulation_2022. End use ratio of 100% for Heat Central Gas Furnace. | 0 | Per Unit Savings from PSE Business Case: APPROVED_Measure Case_Insulation_2022. End use ratio of 100% for Heat Central Gas Furnace. | 0 | Full | 0 | 0 | 0 | 2075.6071 | 0 | 0 | 0 | Existing conditions, assuming no cost | PSE Businss Case: APPROVED_Measure Case_Insulation_2022 | L | 100% | 6.068% | 100% | 1 | 0 | 0.07634 | No applicable non-energy benefitsIncludes PSE NEI data where applicable. | No applicable non-energy benefits | System | System
Kittitas County | Single Family - Highly Impacted | Heat Room Gas | Existing | LIW: Insulation - Floor - R0 to R30 - SF - TG | Floor insulation: R0 to R30; single family; natural gas | 0 | 2024 | 2050 | 969.9099 | per Home | 0 | 1 | 45 | PSE Businss Case: APPROVED_Measure Case_Insulation_2022 | 21.493 | 6.109% | Per Unit Savings from PSE Business Case: APPROVED_Measure Case_Insulation_2022. Assuming an end use ratio of 90% for Heat Room Gas and applying to the reported PSE Business Case Savings. | 0 | Per Unit Savings from PSE Business Case: APPROVED_Measure Case_Insulation_2022. Assuming an end use ratio of 90% for Heat Room Gas and applying to the reported PSE Business Case Savings. | 0 | Full | 0 | 0 | 0 | 2075.6071 | 0 | 0 | 0 | Existing conditions, assuming no cost | PSE Businss Case: APPROVED_Measure Case_Insulation_2022 | L | 100% | 6.068% | 100% | 1 | 0 | 0.068706 | No applicable non-energy benefitsIncludes PSE NEI data where applicable. | No applicable non-energy benefits | System | System
Kittitas County | Multifamily - Highly Impacted | Heat Central Gas Boiler | Existing | LIW: Insulation - Wall - R0 to R11 - MF - TG | Wall insulation: R0 to R11; multi-family; natural gas | 0 | 2024 | 2050 | 278.1062 | per Home | 0 | 1 | 45 | PSE Businss Case: APPROVED_Measure Case_Insulation_2022 | 29.8673 | 8.255% | Per Unit Savings from PSE Business Case: APPROVED_Measure Case_Insulation_2022. End use ratio of 100% for Heat Central Gas Boiler. | 0 | Per Unit Savings from PSE Business Case: APPROVED_Measure Case_Insulation_2022. End use ratio of 100% for Heat Central Gas Boiler. | 0 | Full | 0 | 0 | 0 | 611.8336 | 0 | 0 | 0 | Existing conditions, assuming no cost | PSE Businss Case: APPROVED_Measure Case_Insulation_2022 | M | 100% | 7.774% | 100% | 1 | 0 | 0.01 | No applicable non-energy benefitsIncludes PSE NEI data where applicable. | No applicable non-energy benefits | System | System
Kittitas County | Multifamily - Highly Impacted | Heat Central Gas Furnace | Existing | LIW: Insulation - Wall - R0 to R11 - MF - TG | Wall insulation: R0 to R11; multi-family; natural gas | 0 | 2024 | 2050 | 278.1062 | per Home | 0 | 1 | 45 | PSE Businss Case: APPROVED_Measure Case_Insulation_2022 | 22.026 | 8.255% | Per Unit Savings from PSE Business Case: APPROVED_Measure Case_Insulation_2022. End use ratio of 100% for Heat Central Gas Furnace. | 0 | Per Unit Savings from PSE Business Case: APPROVED_Measure Case_Insulation_2022. End use ratio of 100% for Heat Central Gas Furnace. | 0 | Full | 0 | 0 | 0 | 611.8336 | 0 | 0 | 0 | Existing conditions, assuming no cost | PSE Businss Case: APPROVED_Measure Case_Insulation_2022 | M | 100% | 7.774% | 100% | 1 | 0 | 0.01 | No applicable non-energy benefitsIncludes PSE NEI data where applicable. | No applicable non-energy benefits | System | System
Kittitas County | Multifamily - Highly Impacted | Heat Room Gas | Existing | LIW: Insulation - Wall - R0 to R11 - MF - TG | Wall insulation: R0 to R11; multi-family; natural gas | 0 | 2024 | 2050 | 278.1062 | per Home | 0 | 1 | 45 | PSE Businss Case: APPROVED_Measure Case_Insulation_2022 | 19.8234 | 7.242% | Per Unit Savings from PSE Business Case: APPROVED_Measure Case_Insulation_2022. Assuming an end use ratio of 90% for Heat Room Gas and applying to the reported PSE Business Case Savings. | 0 | Per Unit Savings from PSE Business Case: APPROVED_Measure Case_Insulation_2022. Assuming an end use ratio of 90% for Heat Room Gas and applying to the reported PSE Business Case Savings. | 0 | Full | 0 | 0 | 0 | 611.8336 | 0 | 0 | 0 | Existing conditions, assuming no cost | PSE Businss Case: APPROVED_Measure Case_Insulation_2022 | M | 100% | 7.774% | 100% | 1 | 0 | 0.01 | No applicable non-energy benefitsIncludes PSE NEI data where applicable. | No applicable non-energy benefits | System | System
Kittitas County | Manufactured | Heat Central Gas Boiler | Existing | Insulation - Wall - R0 to R11 - MH | Wall insulation: R0 to R11; mobile home; natural gas | 0 | 2024 | 2050 | 551.0331 | per Home | 0 | 1 | 25 | PSE Businss Case: APPROVED_Measure Case_Insulation_2022 | 131.5075 | 22.53% | Per Unit Savings from PSE Business Case: APPROVED_Measure Case_Insulation_2022. End use ratio of 100% for Heat Central Gas Boiler. | 25.3519 | Per Unit Savings from PSE Business Case: APPROVED_Measure Case_Insulation_2022. End use ratio of 100% for Heat Central Gas Boiler. | 0 | Full | 0 | 0 | 0 | 1515.341 | 0 | 0 | 0 | Existing conditions, assuming no cost | PSE Businss Case: APPROVED_Measure Case_Insulation_2022 | M | 100% | 7.774% | 100% | 1 | 0 | 4.81 | No applicable non-energy benefitsIncludes PSE NEI data where applicable. | No applicable non-energy benefits | System | System
Kittitas County | Manufactured | Heat Central Gas Furnace | Existing | Insulation - Wall - R0 to R11 - MH | Wall insulation: R0 to R11; mobile home; natural gas | 0 | 2024 | 2050 | 551.0331 | per Home | 0 | 1 | 25 | PSE Businss Case: APPROVED_Measure Case_Insulation_2022 | 96.9818 | 22.53% | Per Unit Savings from PSE Business Case: APPROVED_Measure Case_Insulation_2022. End use ratio of 100% for Heat Central Gas Furnace. | 82.1556 | Per Unit Savings from PSE Business Case: APPROVED_Measure Case_Insulation_2022. End use ratio of 100% for Heat Central Gas Furnace. | 0 | Full | 0 | 0 | 0 | 1515.341 | 0 | 0 | 0 | Existing conditions, assuming no cost | PSE Businss Case: APPROVED_Measure Case_Insulation_2022 | M | 100% | 7.774% | 100% | 1 | 0 | 4.81 | No applicable non-energy benefitsIncludes PSE NEI data where applicable. | No applicable non-energy benefits | System | System
Kittitas County | Manufactured | Heat Room Gas | Existing | Insulation - Wall - R0 to R11 - MH | Wall insulation: R0 to R11; mobile home; natural gas | 0 | 2024 | 2050 | 551.0331 | per Home | 0 | 1 | 25 | PSE Businss Case: APPROVED_Measure Case_Insulation_2022 | 87.2836 | 19.76% | Per Unit Savings from PSE Business Case: APPROVED_Measure Case_Insulation_2022. Assuming an end use ratio of 90% for Heat Room Gas and applying to the reported PSE Business Case Savings. | 23.366 | Per Unit Savings from PSE Business Case: APPROVED_Measure Case_Insulation_2022. Assuming an end use ratio of 90% for Heat Room Gas and applying to the reported PSE Business Case Savings. | 0 | Full | 0 | 0 | 0 | 1515.341 | 0 | 0 | 0 | Existing conditions, assuming no cost | PSE Businss Case: APPROVED_Measure Case_Insulation_2022 | M | 100% | 7.774% | 100% | 1 | 0 | 4.81 | No applicable non-energy benefitsIncludes PSE NEI data where applicable. | No applicable non-energy benefits | System | System
Kittitas County | Manufactured - Highly Impacted | Heat Central Gas Boiler | Existing | LIW: Insulation - Wall - R0 to R11 - MH - TG | Wall insulation: R0 to R11; mobile home; natural gas | 0 | 2024 | 2050 | 485.1861 | per Home | 0 | 1 | 25 | PSE Businss Case: APPROVED_Measure Case_Insulation_2022 | 115.7927 | 25.59% | Per Unit Savings from PSE Business Case: APPROVED_Measure Case_Insulation_2022. End use ratio of 100% for Heat Central Gas Boiler. | 0 | Per Unit Savings from PSE Business Case: APPROVED_Measure Case_Insulation_2022. End use ratio of 100% for Heat Central Gas Boiler. | 0 | Full | 0 | 0 | 0 | 1334.2617 | 0 | 0 | 0 | Existing conditions, assuming no cost | PSE Businss Case: APPROVED_Measure Case_Insulation_2022 | M | 100% | 7.774% | 100% | 1 | 0 | 1.18 | No applicable non-energy benefitsIncludes PSE NEI data where applicable. | No applicable non-energy benefits | System | System
Kittitas County | Manufactured - Highly Impacted | Heat Central Gas Furnace | Existing | LIW: Insulation - Wall - R0 to R11 - MH - TG | Wall insulation: R0 to R11; mobile home; natural gas | 0 | 2024 | 2050 | 485.1861 | per Home | 0 | 1 | 25 | PSE Businss Case: APPROVED_Measure Case_Insulation_2022 | 85.3927 | 25.59% | Per Unit Savings from PSE Business Case: APPROVED_Measure Case_Insulation_2022. End use ratio of 100% for Heat Central Gas Furnace. | 0 | Per Unit Savings from PSE Business Case: APPROVED_Measure Case_Insulation_2022. End use ratio of 100% for Heat Central Gas Furnace. | 0 | Full | 0 | 0 | 0 | 1334.2617 | 0 | 0 | 0 | Existing conditions, assuming no cost | PSE Businss Case: APPROVED_Measure Case_Insulation_2022 | M | 100% | 7.774% | 100% | 1 | 0 | 1.18 | No applicable non-energy benefitsIncludes PSE NEI data where applicable. | No applicable non-energy benefits | System | System
Kittitas County | Manufactured - Highly Impacted | Heat Room Gas | Existing | LIW: Insulation - Wall - R0 to R11 - MH - TG | Wall insulation: R0 to R11; mobile home; natural gas | 0 | 2024 | 2050 | 485.1861 | per Home | 0 | 1 | 25 | PSE Businss Case: APPROVED_Measure Case_Insulation_2022 | 76.8535 | 22.45% | Per Unit Savings from PSE Business Case: APPROVED_Measure Case_Insulation_2022. Assuming an end use ratio of 90% for Heat Room Gas and applying to the reported PSE Business Case Savings. | 0 | Per Unit Savings from PSE Business Case: APPROVED_Measure Case_Insulation_2022. Assuming an end use ratio of 90% for Heat Room Gas and applying to the reported PSE Business Case Savings. | 0 | Full | 0 | 0 | 0 | 1334.2617 | 0 | 0 | 0 | Existing conditions, assuming no cost | PSE Businss Case: APPROVED_Measure Case_Insulation_2022 | M | 100% | 7.774% | 100% | 1 | 0 | 1.18 | No applicable non-energy benefitsIncludes PSE NEI data where applicable. | No applicable non-energy benefits | System | System
Kittitas County | Single Family - Highly Impacted | Heat Central Gas Boiler | Existing | LIW: Insulation - Wall - R0 to R11 - SF - TG | Wall insulation: R0 to R11; single family; natural gas | 0 | 2024 | 2050 | 1924.3414 | per Home | 0 | 1 | 45 | PSE Businss Case: APPROVED_Measure Case_Insulation_2022 | 146.1269 | 31.42% | Per Unit Savings from PSE Business Case: APPROVED_Measure Case_Insulation_2022. End use ratio of 100% for Heat Central Gas Boiler. | 0 | Per Unit Savings from PSE Business Case: APPROVED_Measure Case_Insulation_2022. End use ratio of 100% for Heat Central Gas Boiler. | 0 | Full | 0 | 0 | 0 | 5291.9388 | 0 | 0 | 0 | Existing conditions, assuming no cost | PSE Businss Case: APPROVED_Measure Case_Insulation_2022 | M | 100% | 6.485% | 100% | 1 | 0 | 0.1 | No applicable non-energy benefitsIncludes PSE NEI data where applicable. | No applicable non-energy benefits | System | System
Kittitas County | Single Family - Highly Impacted | Heat Central Gas Furnace | Existing | LIW: Insulation - Wall - R0 to R11 - SF - TG | Wall insulation: R0 to R11; single family; natural gas | 0 | 2024 | 2050 | 1924.3414 | per Home | 0 | 1 | 45 | PSE Businss Case: APPROVED_Measure Case_Insulation_2022 | 107.7631 | 31.42% | Per Unit Savings from PSE Business Case: APPROVED_Measure Case_Insulation_2022. End use ratio of 100% for Heat Central Gas Furnace. | 0 | Per Unit Savings from PSE Business Case: APPROVED_Measure Case_Insulation_2022. End use ratio of 100% for Heat Central Gas Furnace. | 0 | Full | 0 | 0 | 0 | 5291.9388 | 0 | 0 | 0 | Existing conditions, assuming no cost | PSE Businss Case: APPROVED_Measure Case_Insulation_2022 | M | 100% | 6.485% | 100% | 1 | 0 | 0.1 | No applicable non-energy benefitsIncludes PSE NEI data where applicable. | No applicable non-energy benefits | System | System
Kittitas County | Single Family - Highly Impacted | Heat Room Gas | Existing | LIW: Insulation - Wall - R0 to R11 - SF - TG | Wall insulation: R0 to R11; single family; natural gas | 0 | 2024 | 2050 | 1924.3414 | per Home | 0 | 1 | 45 | PSE Businss Case: APPROVED_Measure Case_Insulation_2022 | 96.9868 | 27.57% | Per Unit Savings from PSE Business Case: APPROVED_Measure Case_Insulation_2022. Assuming an end use ratio of 90% for Heat Room Gas and applying to the reported PSE Business Case Savings. | 0 | Per Unit Savings from PSE Business Case: APPROVED_Measure Case_Insulation_2022. Assuming an end use ratio of 90% for Heat Room Gas and applying to the reported PSE Business Case Savings. | 0 | Full | 0 | 0 | 0 | 5291.9388 | 0 | 0 | 0 | Existing conditions, assuming no cost | PSE Businss Case: APPROVED_Measure Case_Insulation_2022 | M | 100% | 6.485% | 100% | 1 | 0 | 0.1 | No applicable non-energy benefitsIncludes PSE NEI data where applicable. | No applicable non-energy benefits | System | System
Kittitas County | Manufactured - Highly Impacted | Heat Central Gas Boiler | Existing | LIW: Insulation - Attic - R0 to R30 - MH - TG | Attic insulation: R0 to R30; mobile home; natural gas | 0 | 2024 | 2050 | 1201.0485 | per Home | 0 | 1 | 25 | PSE Businss Case: APPROVED_Measure Case_Insulation_2022 | 52.1159 | 11.52% | Per Unit Savings from PSE Business Case: APPROVED_Measure Case_Insulation_2022. End use ratio of 100% for Heat Central Gas Boiler. | 0 | Per Unit Savings from PSE Business Case: APPROVED_Measure Case_Insulation_2022. End use ratio of 100% for Heat Central Gas Boiler. | 0 | Full | 0 | 0 | 0 | 2438.1285 | 0 | 0 | 0 | Existing conditions, assuming no cost | PSE Businss Case: APPROVED_Measure Case_Insulation_2022 | B | 100% | 38.94% | 100% | 1 | 0 | 0.24 | No applicable non-energy benefitsIncludes PSE NEI data where applicable. | No applicable non-energy benefits | System | System
Kittitas County | Manufactured - Highly Impacted | Heat Central Gas Furnace | Existing | LIW: Insulation - Attic - R0 to R30 - MH - TG | Attic insulation: R0 to R30; mobile home; natural gas | 0 | 2024 | 2050 | 1201.0485 | per Home | 0 | 1 | 25 | PSE Businss Case: APPROVED_Measure Case_Insulation_2022 | 38.4336 | 11.52% | Per Unit Savings from PSE Business Case: APPROVED_Measure Case_Insulation_2022. End use ratio of 100% for Heat Central Gas Furnace. | 0 | Per Unit Savings from PSE Business Case: APPROVED_Measure Case_Insulation_2022. End use ratio of 100% for Heat Central Gas Furnace. | 0 | Full | 0 | 0 | 0 | 2438.1285 | 0 | 0 | 0 | Existing conditions, assuming no cost | PSE Businss Case: APPROVED_Measure Case_Insulation_2022 | B | 100% | 38.94% | 100% | 1 | 0 | 0.24 | No applicable non-energy benefitsIncludes PSE NEI data where applicable. | No applicable non-energy benefits | System | System
Kittitas County | Manufactured - Highly Impacted | Heat Room Gas | Existing | LIW: Insulation - Attic - R0 to R30 - MH - TG | Attic insulation: R0 to R30; mobile home; natural gas | 0 | 2024 | 2050 | 1201.0485 | per Home | 0 | 1 | 25 | PSE Businss Case: APPROVED_Measure Case_Insulation_2022 | 35.4867 | 10.36% | Per Unit Savings from PSE Business Case: APPROVED_Measure Case_Insulation_2022. Assuming an end use ratio of 90% for Heat Room Gas and applying to the reported PSE Business Case Savings. | 0 | Per Unit Savings from PSE Business Case: APPROVED_Measure Case_Insulation_2022. Assuming an end use ratio of 90% for Heat Room Gas and applying to the reported PSE Business Case Savings. | 0 | Full | 0 | 0 | 0 | 2438.1285 | 0 | 0 | 0 | Existing conditions, assuming no cost | PSE Businss Case: APPROVED_Measure Case_Insulation_2022 | B | 100% | 38.94% | 100% | 1 | 0 | 0.24 | No applicable non-energy benefitsIncludes PSE NEI data where applicable. | No applicable non-energy benefits | System | System
Kittitas County | Multifamily - Highly Impacted | Heat Central Gas Boiler | Existing | LIW: Insulation - Attic - R0 to R38 - MF - TG | Attic insulation: R0 to R38; multi-family; natural gas | 0 | 2024 | 2050 | 773.4304 | per Home | 0 | 1 | 45 | PSE Businss Case: APPROVED_Measure Case_Insulation_2022 | 33.5607 | 9.276% | Per Unit Savings from PSE Business Case: APPROVED_Measure Case_Insulation_2022. End use ratio of 100% for Heat Central Gas Boiler. | 0 | Per Unit Savings from PSE Business Case: APPROVED_Measure Case_Insulation_2022. End use ratio of 100% for Heat Central Gas Boiler. | 0 | Full | 0 | 0 | 0 | 1484.9864 | 0 | 0 | 0 | Existing conditions, assuming no cost | PSE Businss Case: APPROVED_Measure Case_Insulation_2022 | B | 100% | 0.6698% | 57.84% | 1 | 0 | 0.0029068 | No applicable non-energy benefitsIncludes PSE NEI data where applicable. | No applicable non-energy benefits | System | System
Kittitas County | Multifamily - Highly Impacted | Heat Central Gas Furnace | Existing | LIW: Insulation - Attic - R0 to R38 - MF - TG | Attic insulation: R0 to R38; multi-family; natural gas | 0 | 2024 | 2050 | 773.4304 | per Home | 0 | 1 | 45 | PSE Businss Case: APPROVED_Measure Case_Insulation_2022 | 24.7498 | 9.276% | Per Unit Savings from PSE Business Case: APPROVED_Measure Case_Insulation_2022. End use ratio of 100% for Heat Central Gas Furnace. | 0 | Per Unit Savings from PSE Business Case: APPROVED_Measure Case_Insulation_2022. End use ratio of 100% for Heat Central Gas Furnace. | 0 | Full | 0 | 0 | 0 | 1484.9864 | 0 | 0 | 0 | Existing conditions, assuming no cost | PSE Businss Case: APPROVED_Measure Case_Insulation_2022 | B | 100% | 0.6698% | 57.84% | 1 | 0 | 0.0029068 | No applicable non-energy benefitsIncludes PSE NEI data where applicable. | No applicable non-energy benefits | System | System
Kittitas County | Multifamily - Highly Impacted | Heat Room Gas | Existing | LIW: Insulation - Attic - R0 to R38 - MF - TG | Attic insulation: R0 to R38; multi-family; natural gas | 0 | 2024 | 2050 | 773.4304 | per Home | 0 | 1 | 45 | PSE Businss Case: APPROVED_Measure Case_Insulation_2022 | 22.2748 | 8.137% | Per Unit Savings from PSE Business Case: APPROVED_Measure Case_Insulation_2022. Assuming an end use ratio of 90% for Heat Room Gas and applying to the reported PSE Business Case Savings. | 0 | Per Unit Savings from PSE Business Case: APPROVED_Measure Case_Insulation_2022. Assuming an end use ratio of 90% for Heat Room Gas and applying to the reported PSE Business Case Savings. | 0 | Full | 0 | 0 | 0 | 1484.9864 | 0 | 0 | 0 | Existing conditions, assuming no cost | PSE Businss Case: APPROVED_Measure Case_Insulation_2022 | B | 100% | 0.6698% | 57.84% | 1 | 0 | 0.0026161 | No applicable non-energy benefitsIncludes PSE NEI data where applicable. | No applicable non-energy benefits | System | System
Kittitas County | Multifamily - Highly Impacted | Water Heat LE 55 Gal | Existing | LIW: Insulation - Water Heater Pipe - MF - TG | Water heater pipe insulation: multi-family; natural gas | 0 | 2024 | 2050 | 1 | per Home | 0 | 1 | 15 | PSE Businss Case: APPROVED_Measure Case_Insulation_2022 | 0.67161 | 0.4642% | Per Unit Savings from PSE Business Case: APPROVED_Measure Case_Insulation_2022 | 0 | Per Unit Savings from PSE Business Case: APPROVED_Measure Case_Insulation_2022 | 0 | Full | 0 | 0 | 0 | 20 | 0 | 0 | 0 | Existing conditions, assuming no cost | PSE Businss Case: APPROVED_Measure Case_Insulation_2022 |  | 100% | 87.4% | 100% | 1 | 0 | 0.09 | No applicable non-energy benefitsIncludes PSE NEI data where applicable. | No applicable non-energy benefits | System | System
Kittitas County | Multifamily - Highly Impacted | Water Heat GT 55 Gal | Existing | LIW: Insulation - Water Heater Pipe - MF - TG | Water heater pipe insulation: multi-family; natural gas | 0 | 2024 | 2050 | 1 | per Home | 0 | 1 | 15 | PSE Businss Case: APPROVED_Measure Case_Insulation_2022 | 0.47781 | 0.389% | Adjusting savings using baseline and measure water heating efficiency. PSE Business Case: APPROVED_Measure Case_Insulation_2022 | 0 | Adjusting savings using baseline and measure water heating efficiency. PSE Business Case: APPROVED_Measure Case_Insulation_2022 | 0 | Full | 0 | 0 | 0 | 20 | 0 | 0 | 0 | Existing conditions, assuming no cost | PSE Businss Case: APPROVED_Measure Case_Insulation_2022 |  | 100% | 87.4% | 100% | 1 | 0 | 0.09 | No applicable non-energy benefitsIncludes PSE NEI data where applicable. | No applicable non-energy benefits | System | System
Kittitas County | Manufactured - Highly Impacted | Water Heat LE 55 Gal | Existing | LIW: Insulation - Water Heater Pipe - MH - TG | Water heater pipe insulation: mobile home; natural gas | 0 | 2024 | 2050 | 1 | per Home | 0 | 1 | 15 | PSE Businss Case: APPROVED_Measure Case_Insulation_2022 | 0.63487 | 0.4642% | Per Unit Savings from PSE Business Case: APPROVED_Measure Case_Insulation_2022 | 0 | Per Unit Savings from PSE Business Case: APPROVED_Measure Case_Insulation_2022 | 0 | Full | 0 | 0 | 0 | 20 | 0 | 0 | 0 | Existing conditions, assuming no cost | PSE Businss Case: APPROVED_Measure Case_Insulation_2022 |  | 100% | 78.85% | 100% | 1 | 0 | 11.13 | No applicable non-energy benefitsIncludes PSE NEI data where applicable. | No applicable non-energy benefits | System | System
Kittitas County | Manufactured - Highly Impacted | Water Heat GT 55 Gal | Existing | LIW: Insulation - Water Heater Pipe - MH - TG | Water heater pipe insulation: mobile home; natural gas | 0 | 2024 | 2050 | 1 | per Home | 0 | 1 | 15 | PSE Businss Case: APPROVED_Measure Case_Insulation_2022 | 0.45167 | 0.389% | Adjusting savings using baseline and measure water heating efficiency. PSE Business Case: APPROVED_Measure Case_Insulation_2022 | 0 | Adjusting savings using baseline and measure water heating efficiency. PSE Business Case: APPROVED_Measure Case_Insulation_2022 | 0 | Full | 0 | 0 | 0 | 20 | 0 | 0 | 0 | Existing conditions, assuming no cost | PSE Businss Case: APPROVED_Measure Case_Insulation_2022 |  | 100% | 78.85% | 100% | 1 | 0 | 11.13 | No applicable non-energy benefitsIncludes PSE NEI data where applicable. | No applicable non-energy benefits | System | System
Kittitas County | Single Family - Highly Impacted | Water Heat LE 55 Gal | Existing | LIW: Insulation - Water Heater Pipe - SF - TG | Water heater pipe insulation: single family; natural gas | 0 | 2024 | 2050 | 1 | per Home | 0 | 1 | 15 | PSE Businss Case: APPROVED_Measure Case_Insulation_2022 | 0.73386 | 0.4642% | Per Unit Savings from PSE Business Case: APPROVED_Measure Case_Insulation_2022 | 0 | Per Unit Savings from PSE Business Case: APPROVED_Measure Case_Insulation_2022 | 0 | Full | 0 | 0 | 0 | 20 | 0 | 0 | 0 | Existing conditions, assuming no cost | PSE Businss Case: APPROVED_Measure Case_Insulation_2022 |  | 100% | 74.1% | 100% | 1 | 0 | 11.04 | No applicable non-energy benefitsIncludes PSE NEI data where applicable. | No applicable non-energy benefits | System | System
Kittitas County | Single Family - Highly Impacted | Water Heat GT 55 Gal | Existing | LIW: Insulation - Water Heater Pipe - SF - TG | Water heater pipe insulation: single family; natural gas | 0 | 2024 | 2050 | 1 | per Home | 0 | 1 | 15 | PSE Businss Case: APPROVED_Measure Case_Insulation_2022 | 0.52209 | 0.389% | Adjusting savings using baseline and measure water heating efficiency. PSE Business Case: APPROVED_Measure Case_Insulation_2022 | 0 | Adjusting savings using baseline and measure water heating efficiency. PSE Business Case: APPROVED_Measure Case_Insulation_2022 | 0 | Full | 0 | 0 | 0 | 20 | 0 | 0 | 0 | Existing conditions, assuming no cost | PSE Businss Case: APPROVED_Measure Case_Insulation_2022 |  | 100% | 74.1% | 100% | 1 | 0 | 11.04 | No applicable non-energy benefitsIncludes PSE NEI data where applicable. | No applicable non-energy benefits | System | System
Kittitas County | Multifamily - Highly Impacted | Heat Central Gas Boiler | Existing | LIW: Insulation - Attic - R0 to R49 - MF - TG | Attic insulation: R0 to R49; multi-family; natural gas | 0 | 2024 | 2050 | 773.4304 | per Home | 0 | 1 | 45 | PSE Businss Case: APPROVED_Measure Case_Insulation_2022 | 41.9509 | 11.59% | Per Unit Savings from PSE Business Case: APPROVED_Measure Case_Insulation_2022. End use ratio of 100% for Heat Central Gas Boiler. | 0 | Per Unit Savings from PSE Business Case: APPROVED_Measure Case_Insulation_2022. End use ratio of 100% for Heat Central Gas Boiler. | 0 | Full | 0 | 0 | 0 | 1655.1411 | 0 | 0 | 0 | Existing conditions, assuming no cost | PSE Businss Case: APPROVED_Measure Case_Insulation_2022 | B | 100% | 3.751% | 57.84% | 1 | 0 | 0.0036335 | No applicable non-energy benefitsIncludes PSE NEI data where applicable. | No applicable non-energy benefits | System | System
Kittitas County | Multifamily - Highly Impacted | Heat Central Gas Furnace | Existing | LIW: Insulation - Attic - R0 to R49 - MF - TG | Attic insulation: R0 to R49; multi-family; natural gas | 0 | 2024 | 2050 | 773.4304 | per Home | 0 | 1 | 45 | PSE Businss Case: APPROVED_Measure Case_Insulation_2022 | 30.9372 | 11.59% | Per Unit Savings from PSE Business Case: APPROVED_Measure Case_Insulation_2022. End use ratio of 100% for Heat Central Gas Furnace. | 0 | Per Unit Savings from PSE Business Case: APPROVED_Measure Case_Insulation_2022. End use ratio of 100% for Heat Central Gas Furnace. | 0 | Full | 0 | 0 | 0 | 1655.1411 | 0 | 0 | 0 | Existing conditions, assuming no cost | PSE Businss Case: APPROVED_Measure Case_Insulation_2022 | B | 100% | 3.751% | 57.84% | 1 | 0 | 0.0036335 | No applicable non-energy benefitsIncludes PSE NEI data where applicable. | No applicable non-energy benefits | System | System
Kittitas County | Multifamily - Highly Impacted | Heat Room Gas | Existing | LIW: Insulation - Attic - R0 to R49 - MF - TG | Attic insulation: R0 to R49; multi-family; natural gas | 0 | 2024 | 2050 | 773.4304 | per Home | 0 | 1 | 45 | PSE Businss Case: APPROVED_Measure Case_Insulation_2022 | 27.8435 | 10.17% | Per Unit Savings from PSE Business Case: APPROVED_Measure Case_Insulation_2022. Assuming an end use ratio of 90% for Heat Room Gas and applying to the reported PSE Business Case Savings. | 0 | Per Unit Savings from PSE Business Case: APPROVED_Measure Case_Insulation_2022. Assuming an end use ratio of 90% for Heat Room Gas and applying to the reported PSE Business Case Savings. | 0 | Full | 0 | 0 | 0 | 1655.1411 | 0 | 0 | 0 | Existing conditions, assuming no cost | PSE Businss Case: APPROVED_Measure Case_Insulation_2022 | B | 100% | 3.751% | 57.84% | 1 | 0 | 0.0032702 | No applicable non-energy benefitsIncludes PSE NEI data where applicable. | No applicable non-energy benefits | System | System
Kittitas County | Single Family - Highly Impacted | Heat Central Gas Boiler | Existing | LIW: Insulation - Attic - R0 to R49 - SF - TG | Attic insulation: R0 to R49; single family; natural gas | 0 | 2024 | 2050 | 969.9099 | per Home | 0 | 1 | 45 | PSE Businss Case: APPROVED_Measure Case_Insulation_2022 | 94.6943 | 20.36% | Per Unit Savings from PSE Business Case: APPROVED_Measure Case_Insulation_2022. End use ratio of 100% for Heat Central Gas Boiler. | 0 | Per Unit Savings from PSE Business Case: APPROVED_Measure Case_Insulation_2022. End use ratio of 100% for Heat Central Gas Boiler. | 0 | Full | 0 | 0 | 0 | 2356.881 | 0 | 0 | 0 | Existing conditions, assuming no cost | PSE Businss Case: APPROVED_Measure Case_Insulation_2022 | B | 100% | 3.696% | 18.29% | 1 | 0 | 0.09 | No applicable non-energy benefitsIncludes PSE NEI data where applicable. | No applicable non-energy benefits | System | System
Kittitas County | Single Family - Highly Impacted | Heat Central Gas Furnace | Existing | LIW: Insulation - Attic - R0 to R49 - SF - TG | Attic insulation: R0 to R49; single family; natural gas | 0 | 2024 | 2050 | 969.9099 | per Home | 0 | 1 | 45 | PSE Businss Case: APPROVED_Measure Case_Insulation_2022 | 69.8335 | 20.36% | Per Unit Savings from PSE Business Case: APPROVED_Measure Case_Insulation_2022. End use ratio of 100% for Heat Central Gas Furnace. | 0 | Per Unit Savings from PSE Business Case: APPROVED_Measure Case_Insulation_2022. End use ratio of 100% for Heat Central Gas Furnace. | 0 | Full | 0 | 0 | 0 | 2356.881 | 0 | 0 | 0 | Existing conditions, assuming no cost | PSE Businss Case: APPROVED_Measure Case_Insulation_2022 | B | 100% | 3.696% | 18.29% | 1 | 0 | 0.09 | No applicable non-energy benefitsIncludes PSE NEI data where applicable. | No applicable non-energy benefits | System | System
Kittitas County | Single Family - Highly Impacted | Heat Room Gas | Existing | LIW: Insulation - Attic - R0 to R49 - SF - TG | Attic insulation: R0 to R49; single family; natural gas | 0 | 2024 | 2050 | 969.9099 | per Home | 0 | 1 | 45 | PSE Businss Case: APPROVED_Measure Case_Insulation_2022 | 62.8502 | 17.86% | Per Unit Savings from PSE Business Case: APPROVED_Measure Case_Insulation_2022. Assuming an end use ratio of 90% for Heat Room Gas and applying to the reported PSE Business Case Savings. | 0 | Per Unit Savings from PSE Business Case: APPROVED_Measure Case_Insulation_2022. Assuming an end use ratio of 90% for Heat Room Gas and applying to the reported PSE Business Case Savings. | 0 | Full | 0 | 0 | 0 | 2356.881 | 0 | 0 | 0 | Existing conditions, assuming no cost | PSE Businss Case: APPROVED_Measure Case_Insulation_2022 | B | 100% | 3.696% | 18.29% | 1 | 0 | 0.09 | No applicable non-energy benefitsIncludes PSE NEI data where applicable. | No applicable non-energy benefits | System | System
Kittitas County | Single Family - Highly Impacted | Heat Central Gas Boiler | Existing | LIW: Insulation - Attic - R11 to R49 - SF - TG | Attic insulation: R11 to R49; single family; natural gas | 0 | 2024 | 2050 | 969.9099 | per Home | 0 | 1 | 45 | PSE Businss Case: APPROVED_Measure Case_Insulation_2022 | 31.5648 | 6.788% | Per Unit Savings from PSE Business Case: APPROVED_Measure Case_Insulation_2022. End use ratio of 100% for Heat Central Gas Boiler. | 0 | Per Unit Savings from PSE Business Case: APPROVED_Measure Case_Insulation_2022. End use ratio of 100% for Heat Central Gas Boiler. | 0 | Full | 0 | 0 | 0 | 1765.2359 | 0 | 0 | 0 | Existing conditions, assuming no cost | PSE Businss Case: APPROVED_Measure Case_Insulation_2022 | C | 100% | 20.16% | 42.9% | 1 | 0 | 0.12 | No applicable non-energy benefitsIncludes PSE NEI data where applicable. | No applicable non-energy benefits | System | System
Kittitas County | Single Family - Highly Impacted | Heat Central Gas Furnace | Existing | LIW: Insulation - Attic - R11 to R49 - SF - TG | Attic insulation: R11 to R49; single family; natural gas | 0 | 2024 | 2050 | 969.9099 | per Home | 0 | 1 | 45 | PSE Businss Case: APPROVED_Measure Case_Insulation_2022 | 23.2778 | 6.788% | Per Unit Savings from PSE Business Case: APPROVED_Measure Case_Insulation_2022. End use ratio of 100% for Heat Central Gas Furnace. | 0 | Per Unit Savings from PSE Business Case: APPROVED_Measure Case_Insulation_2022. End use ratio of 100% for Heat Central Gas Furnace. | 0 | Full | 0 | 0 | 0 | 1765.2359 | 0 | 0 | 0 | Existing conditions, assuming no cost | PSE Businss Case: APPROVED_Measure Case_Insulation_2022 | C | 100% | 20.16% | 42.9% | 1 | 0 | 0.12 | No applicable non-energy benefitsIncludes PSE NEI data where applicable. | No applicable non-energy benefits | System | System
Kittitas County | Single Family - Highly Impacted | Heat Room Gas | Existing | LIW: Insulation - Attic - R11 to R49 - SF - TG | Attic insulation: R11 to R49; single family; natural gas | 0 | 2024 | 2050 | 969.9099 | per Home | 0 | 1 | 45 | PSE Businss Case: APPROVED_Measure Case_Insulation_2022 | 21.493 | 6.109% | Per Unit Savings from PSE Business Case: APPROVED_Measure Case_Insulation_2022. Assuming an end use ratio of 90% for Heat Room Gas and applying to the reported PSE Business Case Savings. | 0 | Per Unit Savings from PSE Business Case: APPROVED_Measure Case_Insulation_2022. Assuming an end use ratio of 90% for Heat Room Gas and applying to the reported PSE Business Case Savings. | 0 | Full | 0 | 0 | 0 | 1765.2359 | 0 | 0 | 0 | Existing conditions, assuming no cost | PSE Businss Case: APPROVED_Measure Case_Insulation_2022 | C | 100% | 20.16% | 42.9% | 1 | 0 | 0.12 | No applicable non-energy benefitsIncludes PSE NEI data where applicable. | No applicable non-energy benefits | System | System
Kittitas County | Single Family | Heat Central Gas Boiler | Existing | SFWX: Insulation - Attic - R0 to R49 - NG | Attic Insulation: R0 to R49; home heated with natural gas | 0 | 2024 | 2050 | 1181.8733 | per Home | 0 | 1 | 45 | PSE Businss Case: APPROVED_Measure Case_Insulation_2022 | 118.4658 | 18.33% | Per Unit Savings from PSE Business Case: APPROVED_Measure Case_Insulation_2022 | 0 | Per Unit Savings from PSE Business Case: APPROVED_Measure Case_Insulation_2022 | 0 | Full | 0 | 0 | 0 | 1760.9912 | 0 | 0 | 0 | Existing conditions, assuming no cost | PSE Businss Case: APPROVED_Measure Case_Insulation_2022 | B | 100% | 3.696% | 18.29% | 1 | 0 | 0.0433 | No applicable non-energy benefitsIncludes PSE NEI data where applicable. | No applicable non-energy benefits | System | System
Kittitas County | Single Family | Heat Central Gas Furnace | Existing | SFWX: Insulation - Attic - R0 to R49 - NG | Attic Insulation: R0 to R49; home heated with natural gas | 0 | 2024 | 2050 | 1181.8733 | per Home | 0 | 1 | 45 | PSE Businss Case: APPROVED_Measure Case_Insulation_2022 | 87.3641 | 18.33% | Per Unit Savings from PSE Business Case: APPROVED_Measure Case_Insulation_2022 | 0 | Per Unit Savings from PSE Business Case: APPROVED_Measure Case_Insulation_2022 | 0 | Full | 0 | 0 | 0 | 1760.9912 | 0 | 0 | 0 | Existing conditions, assuming no cost | PSE Businss Case: APPROVED_Measure Case_Insulation_2022 | B | 100% | 3.696% | 18.29% | 1 | 0 | 0.0433 | No applicable non-energy benefitsIncludes PSE NEI data where applicable. | No applicable non-energy benefits | System | System
Kittitas County | Single Family | Heat Room Gas | Existing | SFWX: Insulation - Attic - R0 to R49 - NG | Attic Insulation: R0 to R49; home heated with natural gas | 0 | 2024 | 2050 | 1181.8733 | per Home | 0 | 1 | 45 | PSE Businss Case: APPROVED_Measure Case_Insulation_2022 | 89.6282 | 18.33% | Per Unit Savings from PSE Business Case: APPROVED_Measure Case_Insulation_2022 | 0 | Per Unit Savings from PSE Business Case: APPROVED_Measure Case_Insulation_2022 | 0 | Full | 0 | 0 | 0 | 1760.9912 | 0 | 0 | 0 | Existing conditions, assuming no cost | PSE Businss Case: APPROVED_Measure Case_Insulation_2022 | B | 100% | 3.696% | 18.29% | 1 | 0 | 0.0433 | No applicable non-energy benefitsIncludes PSE NEI data where applicable. | No applicable non-energy benefits | System | System
Kittitas County | Single Family | Heat Central Gas Boiler | Existing | SFWX: Insulation - Attic - R11 to R49 - NG | Attic Insulation: R11 to R49; home heated with natural gas | 0 | 2024 | 2050 | 1181.8733 | per Home | 0 | 1 | 45 | PSE Businss Case: APPROVED_Measure Case_Insulation_2022 | 41.1553 | 6.366% | Per Unit Savings from PSE Business Case: APPROVED_Measure Case_Insulation_2022 | 0 | Per Unit Savings from PSE Business Case: APPROVED_Measure Case_Insulation_2022 | 0 | Full | 0 | 0 | 0 | 1465.5229 | 0 | 0 | 0 | Existing conditions, assuming no cost | PSE Businss Case: APPROVED_Measure Case_Insulation_2022 | C | 100% | 20.16% | 42.9% | 1 | 0 | 0.0481 | No applicable non-energy benefitsIncludes PSE NEI data where applicable. | No applicable non-energy benefits | System | System
Kittitas County | Single Family | Heat Central Gas Furnace | Existing | SFWX: Insulation - Attic - R11 to R49 - NG | Attic Insulation: R11 to R49; home heated with natural gas | 0 | 2024 | 2050 | 1181.8733 | per Home | 0 | 1 | 45 | PSE Businss Case: APPROVED_Measure Case_Insulation_2022 | 30.3505 | 6.366% | Per Unit Savings from PSE Business Case: APPROVED_Measure Case_Insulation_2022 | 0 | Per Unit Savings from PSE Business Case: APPROVED_Measure Case_Insulation_2022 | 0 | Full | 0 | 0 | 0 | 1465.5229 | 0 | 0 | 0 | Existing conditions, assuming no cost | PSE Businss Case: APPROVED_Measure Case_Insulation_2022 | C | 100% | 20.16% | 42.9% | 1 | 0 | 0.0481 | No applicable non-energy benefitsIncludes PSE NEI data where applicable. | No applicable non-energy benefits | System | System
Kittitas County | Single Family | Heat Room Gas | Existing | SFWX: Insulation - Attic - R11 to R49 - NG | Attic Insulation: R11 to R49; home heated with natural gas | 0 | 2024 | 2050 | 1181.8733 | per Home | 0 | 1 | 45 | PSE Businss Case: APPROVED_Measure Case_Insulation_2022 | 31.1371 | 6.366% | Per Unit Savings from PSE Business Case: APPROVED_Measure Case_Insulation_2022 | 0 | Per Unit Savings from PSE Business Case: APPROVED_Measure Case_Insulation_2022 | 0 | Full | 0 | 0 | 0 | 1465.5229 | 0 | 0 | 0 | Existing conditions, assuming no cost | PSE Businss Case: APPROVED_Measure Case_Insulation_2022 | C | 100% | 20.16% | 42.9% | 1 | 0 | 0.0481 | No applicable non-energy benefitsIncludes PSE NEI data where applicable. | No applicable non-energy benefits | System | System
Kittitas County | Manufactured | Heat Central Gas Boiler | Existing | SFWX: Insulation - Floor - R0 to R22 - NG - MH | Floor Insulation: R0 to R22; manufactured home heated with natural gas | 0 | 2024 | 2050 | 1549.1708 | per Home | 0 | 1 | 25 | PSE Businss Case: APPROVED_Measure Case_Insulation_2022 | 71.9272 | 12.32% | Per Unit Savings from PSE Business Case: APPROVED_Measure Case_Insulation_2022 | 0 | Per Unit Savings from PSE Business Case: APPROVED_Measure Case_Insulation_2022 | 0 | Full | 0 | 0 | 0 | 3594.0762 | 0 | 0 | 0 | Existing conditions, assuming no cost | PSE Businss Case: APPROVED_Measure Case_Insulation_2022 | H | 100% | 8.661% | 62.51% | 1 | 0 | 0.0917 | No applicable non-energy benefitsIncludes PSE NEI data where applicable. | No applicable non-energy benefits | System | System
Kittitas County | Manufactured | Heat Central Gas Furnace | Existing | SFWX: Insulation - Floor - R0 to R22 - NG - MH | Floor Insulation: R0 to R22; manufactured home heated with natural gas | 0 | 2024 | 2050 | 1549.1708 | per Home | 0 | 1 | 25 | PSE Businss Case: APPROVED_Measure Case_Insulation_2022 | 53.0436 | 12.32% | Per Unit Savings from PSE Business Case: APPROVED_Measure Case_Insulation_2022 | 0 | Per Unit Savings from PSE Business Case: APPROVED_Measure Case_Insulation_2022 | 0 | Full | 0 | 0 | 0 | 3594.0762 | 0 | 0 | 0 | Existing conditions, assuming no cost | PSE Businss Case: APPROVED_Measure Case_Insulation_2022 | H | 100% | 8.661% | 62.51% | 1 | 0 | 0.0917 | No applicable non-energy benefitsIncludes PSE NEI data where applicable. | No applicable non-energy benefits | System | System
Kittitas County | Manufactured | Heat Room Gas | Existing | SFWX: Insulation - Floor - R0 to R22 - NG - MH | Floor Insulation: R0 to R22; manufactured home heated with natural gas | 0 | 2024 | 2050 | 1549.1708 | per Home | 0 | 1 | 25 | PSE Businss Case: APPROVED_Measure Case_Insulation_2022 | 54.4183 | 12.32% | Per Unit Savings from PSE Business Case: APPROVED_Measure Case_Insulation_2022 | 0 | Per Unit Savings from PSE Business Case: APPROVED_Measure Case_Insulation_2022 | 0 | Full | 0 | 0 | 0 | 3594.0762 | 0 | 0 | 0 | Existing conditions, assuming no cost | PSE Businss Case: APPROVED_Measure Case_Insulation_2022 | H | 100% | 8.661% | 62.51% | 1 | 0 | 0.0917 | No applicable non-energy benefitsIncludes PSE NEI data where applicable. | No applicable non-energy benefits | System | System
Kittitas County | Manufactured - Highly Impacted | Heat Central Gas Boiler | Existing | LIW: Insulation - Floor - R11 to R22 - MH - TE | Floor Insulation: R11 to R22; manufactured home heated with natural gas | 0 | 2024 | 2050 | 1201.0485 | per Home | 0 | 1 | 25 | PSE Businss Case: APPROVED_Measure Case_Insulation_2022 | 24.1036 | 5.326% | Per Unit Savings from PSE Business Case: APPROVED_Measure Case_Insulation_2022. End use ratio of 100% for Heat Central Gas Boiler. | 5.1475 | Per Unit Savings from PSE Business Case: APPROVED_Measure Case_Insulation_2022. End use ratio of 100% for Heat Central Gas Boiler. | 0 | Full | 0 | 0 | 0 | 2846.485 | 0 | 0 | 0 | Existing conditions, assuming no cost | PSE Businss Case: APPROVED_Measure Case_Insulation_2022 | I | 100% | 8.571% | 37.49% | 1 | 0 | 0.15 | No applicable non-energy benefitsIncludes PSE NEI data where applicable. | No applicable non-energy benefits | System | System
Kittitas County | Manufactured - Highly Impacted | Heat Central Gas Furnace | Existing | LIW: Insulation - Floor - R11 to R22 - MH - TE | Floor Insulation: R11 to R22; manufactured home heated with natural gas | 0 | 2024 | 2050 | 1201.0485 | per Home | 0 | 1 | 25 | PSE Businss Case: APPROVED_Measure Case_Insulation_2022 | 17.7755 | 5.326% | Per Unit Savings from PSE Business Case: APPROVED_Measure Case_Insulation_2022. End use ratio of 100% for Heat Central Gas Furnace. | 15.6981 | Per Unit Savings from PSE Business Case: APPROVED_Measure Case_Insulation_2022. End use ratio of 100% for Heat Central Gas Furnace. | 0 | Full | 0 | 0 | 0 | 2846.485 | 0 | 0 | 0 | Existing conditions, assuming no cost | PSE Businss Case: APPROVED_Measure Case_Insulation_2022 | I | 100% | 8.571% | 37.49% | 1 | 0 | 0.15 | No applicable non-energy benefitsIncludes PSE NEI data where applicable. | No applicable non-energy benefits | System | System
Kittitas County | Manufactured - Highly Impacted | Heat Room Gas | Existing | LIW: Insulation - Floor - R11 to R22 - MH - TE | Floor Insulation: R11 to R22; manufactured home heated with natural gas | 0 | 2024 | 2050 | 1201.0485 | per Home | 0 | 1 | 25 | PSE Businss Case: APPROVED_Measure Case_Insulation_2022 | 15.998 | 4.673% | Per Unit Savings from PSE Business Case: APPROVED_Measure Case_Insulation_2022. Assuming an end use ratio of 90% for Heat Room Gas and applying to the reported PSE Business Case Savings. | 4.7442 | Per Unit Savings from PSE Business Case: APPROVED_Measure Case_Insulation_2022. Assuming an end use ratio of 90% for Heat Room Gas and applying to the reported PSE Business Case Savings. | 0 | Full | 0 | 0 | 0 | 2846.485 | 0 | 0 | 0 | Existing conditions, assuming no cost | PSE Businss Case: APPROVED_Measure Case_Insulation_2022 | I | 100% | 8.571% | 37.49% | 1 | 0 | 0.15 | No applicable non-energy benefitsIncludes PSE NEI data where applicable. | No applicable non-energy benefits | System | System
Kittitas County | Single Family | Heat Central Gas Boiler | Existing | SFWX: Insulation - Floor - R0 to R30 - NG | Floor Insulation: R0 to R30; home heated with natural gas | 0 | 2024 | 2050 | 1181.8733 | per Home | 0 | 1 | 45 | PSE Businss Case: APPROVED_Measure Case_Insulation_2022 | 44.2324 | 6.842% | Per Unit Savings from PSE Business Case: APPROVED_Measure Case_Insulation_2022 | 0 | Per Unit Savings from PSE Business Case: APPROVED_Measure Case_Insulation_2022 | 0 | Full | 0 | 0 | 0 | 1666.4414 | 0 | 0 | 0 | Existing conditions, assuming no cost | PSE Businss Case: APPROVED_Measure Case_Insulation_2022 | L | 100% | 6.068% | 100% | 1 | 0 | 0.0403 | No applicable non-energy benefitsIncludes PSE NEI data where applicable. | No applicable non-energy benefits | System | System
Kittitas County | Single Family | Heat Central Gas Furnace | Existing | SFWX: Insulation - Floor - R0 to R30 - NG | Floor Insulation: R0 to R30; home heated with natural gas | 0 | 2024 | 2050 | 1181.8733 | per Home | 0 | 1 | 45 | PSE Businss Case: APPROVED_Measure Case_Insulation_2022 | 32.6197 | 6.842% | Per Unit Savings from PSE Business Case: APPROVED_Measure Case_Insulation_2022 | 0 | Per Unit Savings from PSE Business Case: APPROVED_Measure Case_Insulation_2022 | 0 | Full | 0 | 0 | 0 | 1666.4414 | 0 | 0 | 0 | Existing conditions, assuming no cost | PSE Businss Case: APPROVED_Measure Case_Insulation_2022 | L | 100% | 6.068% | 100% | 1 | 0 | 0.0403 | No applicable non-energy benefitsIncludes PSE NEI data where applicable. | No applicable non-energy benefits | System | System
Kittitas County | Single Family | Heat Room Gas | Existing | SFWX: Insulation - Floor - R0 to R30 - NG | Floor Insulation: R0 to R30; home heated with natural gas | 0 | 2024 | 2050 | 1181.8733 | per Home | 0 | 1 | 45 | PSE Businss Case: APPROVED_Measure Case_Insulation_2022 | 33.4651 | 6.842% | Per Unit Savings from PSE Business Case: APPROVED_Measure Case_Insulation_2022 | 0 | Per Unit Savings from PSE Business Case: APPROVED_Measure Case_Insulation_2022 | 0 | Full | 0 | 0 | 0 | 1666.4414 | 0 | 0 | 0 | Existing conditions, assuming no cost | PSE Businss Case: APPROVED_Measure Case_Insulation_2022 | L | 100% | 6.068% | 100% | 1 | 0 | 0.0403 | No applicable non-energy benefitsIncludes PSE NEI data where applicable. | No applicable non-energy benefits | System | System
Kittitas County | Single Family | Heat Central Gas Boiler | Existing | SFWX: Insulation - Wall - R0 to R13 - NG | Wall insulation: R0 to R13: home heated with natural gas | 0 | 2024 | 2050 | 2423.4322 | per Home | 0 | 1 | 45 | PSE Businss Case: APPROVED_Measure Case_Insulation_2022 | 175.8762 | 27.21% | Per Unit Savings from PSE Business Case: APPROVED_Measure Case_Insulation_2022 | 0 | Per Unit Savings from PSE Business Case: APPROVED_Measure Case_Insulation_2022 | 0 | Full | 0 | 0 | 0 | 3780.5542 | 0 | 0 | 0 | Existing conditions, assuming no cost | PSE Businss Case: APPROVED_Measure Case_Insulation_2022 | M | 100% | 6.485% | 100% | 1 | 0 | 0.0417 | No applicable non-energy benefitsIncludes PSE NEI data where applicable. | No applicable non-energy benefits | System | System
Kittitas County | Single Family | Heat Central Gas Furnace | Existing | SFWX: Insulation - Wall - R0 to R13 - NG | Wall insulation: R0 to R13: home heated with natural gas | 0 | 2024 | 2050 | 2423.4322 | per Home | 0 | 1 | 45 | PSE Businss Case: APPROVED_Measure Case_Insulation_2022 | 129.7021 | 27.21% | Per Unit Savings from PSE Business Case: APPROVED_Measure Case_Insulation_2022 | 0 | Per Unit Savings from PSE Business Case: APPROVED_Measure Case_Insulation_2022 | 0 | Full | 0 | 0 | 0 | 3780.5542 | 0 | 0 | 0 | Existing conditions, assuming no cost | PSE Businss Case: APPROVED_Measure Case_Insulation_2022 | M | 100% | 6.485% | 100% | 1 | 0 | 0.0417 | No applicable non-energy benefitsIncludes PSE NEI data where applicable. | No applicable non-energy benefits | System | System
Kittitas County | Single Family | Heat Room Gas | Existing | SFWX: Insulation - Wall - R0 to R13 - NG | Wall insulation: R0 to R13: home heated with natural gas | 0 | 2024 | 2050 | 2423.4322 | per Home | 0 | 1 | 45 | PSE Businss Case: APPROVED_Measure Case_Insulation_2022 | 133.0635 | 27.21% | Per Unit Savings from PSE Business Case: APPROVED_Measure Case_Insulation_2022 | 0 | Per Unit Savings from PSE Business Case: APPROVED_Measure Case_Insulation_2022 | 0 | Full | 0 | 0 | 0 | 3780.5542 | 0 | 0 | 0 | Existing conditions, assuming no cost | PSE Businss Case: APPROVED_Measure Case_Insulation_2022 | M | 100% | 6.485% | 100% | 1 | 0 | 0.0417 | No applicable non-energy benefitsIncludes PSE NEI data where applicable. | No applicable non-energy benefits | System | System
Kittitas County | Multifamily | Heat Central Gas Boiler | Existing | Insulation - Attic - R0 to R38 - NG | Attic insulation: R0 to R38; natural gas heating | 0 | 2024 | 2050 | 911.2552 | per Home | 0 | 1 | 45 | PSE Businss Case: APPROVED_Measure Case_Insulation_2022 | 39.5412 | 9.276% | Per Unit Savings from PSE Business Case: APPROVED_Measure Case_Insulation_2022. End use ratio of 100% for Heat Central Gas Boiler. | 0 | Per Unit Savings from PSE Business Case: APPROVED_Measure Case_Insulation_2022. End use ratio of 100% for Heat Central Gas Boiler. | 0 | Full | 0 | 0 | 0 | 1749.61 | 0 | 0 | 0 | Existing conditions, assuming no cost | PSE Businss Case: APPROVED_Measure Case_Insulation_2022 | B | 100% | 0.6698% | 57.84% | 1 | 0 | 0 | No applicable non-energy benefitsIncludes PSE NEI data where applicable. | No applicable non-energy benefits | System | System
Kittitas County | Multifamily | Heat Central Gas Furnace | Existing | Insulation - Attic - R0 to R38 - NG | Attic insulation: R0 to R38; natural gas heating | 0 | 2024 | 2050 | 911.2552 | per Home | 0 | 1 | 45 | PSE Businss Case: APPROVED_Measure Case_Insulation_2022 | 29.1602 | 9.276% | Per Unit Savings from PSE Business Case: APPROVED_Measure Case_Insulation_2022. End use ratio of 100% for Heat Central Gas Furnace. | 0 | Per Unit Savings from PSE Business Case: APPROVED_Measure Case_Insulation_2022. End use ratio of 100% for Heat Central Gas Furnace. | 0 | Full | 0 | 0 | 0 | 1749.61 | 0 | 0 | 0 | Existing conditions, assuming no cost | PSE Businss Case: APPROVED_Measure Case_Insulation_2022 | B | 100% | 0.6698% | 57.84% | 1 | 0 | 0 | No applicable non-energy benefitsIncludes PSE NEI data where applicable. | No applicable non-energy benefits | System | System
Kittitas County | Multifamily | Heat Room Gas | Existing | Insulation - Attic - R0 to R38 - NG | Attic insulation: R0 to R38; natural gas heating | 0 | 2024 | 2050 | 911.2552 | per Home | 0 | 1 | 45 | PSE Businss Case: APPROVED_Measure Case_Insulation_2022 | 26.2442 | 8.137% | Per Unit Savings from PSE Business Case: APPROVED_Measure Case_Insulation_2022. Assuming an end use ratio of 90% for Heat Room Gas and applying to the reported PSE Business Case Savings. | 0 | Per Unit Savings from PSE Business Case: APPROVED_Measure Case_Insulation_2022. Assuming an end use ratio of 90% for Heat Room Gas and applying to the reported PSE Business Case Savings. | 0 | Full | 0 | 0 | 0 | 1749.61 | 0 | 0 | 0 | Existing conditions, assuming no cost | PSE Businss Case: APPROVED_Measure Case_Insulation_2022 | B | 100% | 0.6698% | 57.84% | 1 | 0 | 0 | No applicable non-energy benefitsIncludes PSE NEI data where applicable. | No applicable non-energy benefits | System | System
Kittitas County | Multifamily | Heat Central Gas Boiler | Existing | Insulation - Attic - R11 to R38 - NG | Attic insulation: R11 to R38; natural gas heating | 0 | 2024 | 2050 | 911.2552 | per Home | 0 | 1 | 45 | PSE Businss Case: APPROVED_Measure Case_Insulation_2022 | 29.6559 | 6.957% | Per Unit Savings from PSE Business Case: APPROVED_Measure Case_Insulation_2022. End use ratio of 100% for Heat Central Gas Boiler. | 0 | Per Unit Savings from PSE Business Case: APPROVED_Measure Case_Insulation_2022. End use ratio of 100% for Heat Central Gas Boiler. | 0 | Full | 0 | 0 | 0 | 1448.8958 | 0 | 0 | 0 | Existing conditions, assuming no cost | PSE Businss Case: APPROVED_Measure Case_Insulation_2022 | C | 100% | 0.5073% | 10% | 1 | 0 | 0 | No applicable non-energy benefitsIncludes PSE NEI data where applicable. | No applicable non-energy benefits | System | System
Kittitas County | Multifamily | Heat Central Gas Furnace | Existing | Insulation - Attic - R11 to R38 - NG | Attic insulation: R11 to R38; natural gas heating | 0 | 2024 | 2050 | 911.2552 | per Home | 0 | 1 | 45 | PSE Businss Case: APPROVED_Measure Case_Insulation_2022 | 21.8701 | 6.957% | Per Unit Savings from PSE Business Case: APPROVED_Measure Case_Insulation_2022. End use ratio of 100% for Heat Central Gas Furnace. | 0 | Per Unit Savings from PSE Business Case: APPROVED_Measure Case_Insulation_2022. End use ratio of 100% for Heat Central Gas Furnace. | 0 | Full | 0 | 0 | 0 | 1448.8958 | 0 | 0 | 0 | Existing conditions, assuming no cost | PSE Businss Case: APPROVED_Measure Case_Insulation_2022 | C | 100% | 0.5073% | 10% | 1 | 0 | 0 | No applicable non-energy benefitsIncludes PSE NEI data where applicable. | No applicable non-energy benefits | System | System
Kittitas County | Multifamily | Heat Room Gas | Existing | Insulation - Attic - R11 to R38 - NG | Attic insulation: R11 to R38; natural gas heating | 0 | 2024 | 2050 | 911.2552 | per Home | 0 | 1 | 45 | PSE Businss Case: APPROVED_Measure Case_Insulation_2022 | 20.1932 | 6.261% | Per Unit Savings from PSE Business Case: APPROVED_Measure Case_Insulation_2022. Assuming an end use ratio of 90% for Heat Room Gas and applying to the reported PSE Business Case Savings. | 0 | Per Unit Savings from PSE Business Case: APPROVED_Measure Case_Insulation_2022. Assuming an end use ratio of 90% for Heat Room Gas and applying to the reported PSE Business Case Savings. | 0 | Full | 0 | 0 | 0 | 1448.8958 | 0 | 0 | 0 | Existing conditions, assuming no cost | PSE Businss Case: APPROVED_Measure Case_Insulation_2022 | C | 100% | 0.5073% | 10% | 1 | 0 | 0 | No applicable non-energy benefitsIncludes PSE NEI data where applicable. | No applicable non-energy benefits | System | System
Kittitas County | Multifamily - Highly Impacted | Heat Central Gas Boiler | Existing | Insulation - Attic - R11 to R38 - NG | Attic insulation: R11 to R38; natural gas heating | 0 | 2024 | 2050 | 773.4304 | per Home | 0 | 1 | 45 | PSE Businss Case: APPROVED_Measure Case_Insulation_2022 | 25.1705 | 6.957% | Per Unit Savings from PSE Business Case: APPROVED_Measure Case_Insulation_2022. End use ratio of 100% for Heat Central Gas Boiler. | 0 | Per Unit Savings from PSE Business Case: APPROVED_Measure Case_Insulation_2022. End use ratio of 100% for Heat Central Gas Boiler. | 0 | Full | 0 | 0 | 0 | 1229.7544 | 0 | 0 | 0 | Existing conditions, assuming no cost | PSE Businss Case: APPROVED_Measure Case_Insulation_2022 | C | 100% | 0.5073% | 10% | 1 | 0 | 0 | No applicable non-energy benefitsIncludes PSE NEI data where applicable. | No applicable non-energy benefits | System | System
Kittitas County | Multifamily - Highly Impacted | Heat Central Gas Furnace | Existing | Insulation - Attic - R11 to R38 - NG | Attic insulation: R11 to R38; natural gas heating | 0 | 2024 | 2050 | 773.4304 | per Home | 0 | 1 | 45 | PSE Businss Case: APPROVED_Measure Case_Insulation_2022 | 18.5623 | 6.957% | Per Unit Savings from PSE Business Case: APPROVED_Measure Case_Insulation_2022. End use ratio of 100% for Heat Central Gas Furnace. | 0 | Per Unit Savings from PSE Business Case: APPROVED_Measure Case_Insulation_2022. End use ratio of 100% for Heat Central Gas Furnace. | 0 | Full | 0 | 0 | 0 | 1229.7544 | 0 | 0 | 0 | Existing conditions, assuming no cost | PSE Businss Case: APPROVED_Measure Case_Insulation_2022 | C | 100% | 0.5073% | 10% | 1 | 0 | 0 | No applicable non-energy benefitsIncludes PSE NEI data where applicable. | No applicable non-energy benefits | System | System
Kittitas County | Multifamily - Highly Impacted | Heat Room Gas | Existing | Insulation - Attic - R11 to R38 - NG | Attic insulation: R11 to R38; natural gas heating | 0 | 2024 | 2050 | 773.4304 | per Home | 0 | 1 | 45 | PSE Businss Case: APPROVED_Measure Case_Insulation_2022 | 17.1391 | 6.261% | Per Unit Savings from PSE Business Case: APPROVED_Measure Case_Insulation_2022. Assuming an end use ratio of 90% for Heat Room Gas and applying to the reported PSE Business Case Savings. | 0 | Per Unit Savings from PSE Business Case: APPROVED_Measure Case_Insulation_2022. Assuming an end use ratio of 90% for Heat Room Gas and applying to the reported PSE Business Case Savings. | 0 | Full | 0 | 0 | 0 | 1229.7544 | 0 | 0 | 0 | Existing conditions, assuming no cost | PSE Businss Case: APPROVED_Measure Case_Insulation_2022 | C | 100% | 0.5073% | 10% | 1 | 0 | 0 | No applicable non-energy benefitsIncludes PSE NEI data where applicable. | No applicable non-energy benefits | System | System
Kittitas County | Multifamily | Heat Central Gas Boiler | Existing | MFRFT: Insulation - Floor - R0 to R30 - NG | Floor insulation: R0 to R30; natural gas heating | 0 | 2024 | 2050 | 911.2552 | per Home | 0 | 1 | 45 | PSE Businss Case: APPROVED_Measure Case_Insulation_2022 | 59.3118 | 13.91% | Per Unit Savings from PSE Business Case: APPROVED_Measure Case_Insulation_2022. End use ratio of 100% for Heat Central Gas Boiler. | 0 | Per Unit Savings from PSE Business Case: APPROVED_Measure Case_Insulation_2022. End use ratio of 100% for Heat Central Gas Boiler. | 0 | Full | 0 | 0 | 0 | 1448.8958 | 0 | 0 | 0 | Existing conditions, assuming no cost | PSE Businss Case: APPROVED_Measure Case_Insulation_2022 | J | 100% | 23.08% | 66.69% | 1 | 0 | 0 | No applicable non-energy benefitsIncludes PSE NEI data where applicable. | No applicable non-energy benefits | System | System
Kittitas County | Multifamily | Heat Central Gas Furnace | Existing | MFRFT: Insulation - Floor - R0 to R30 - NG | Floor insulation: R0 to R30; natural gas heating | 0 | 2024 | 2050 | 911.2552 | per Home | 0 | 1 | 45 | PSE Businss Case: APPROVED_Measure Case_Insulation_2022 | 43.7403 | 13.91% | Per Unit Savings from PSE Business Case: APPROVED_Measure Case_Insulation_2022. End use ratio of 100% for Heat Central Gas Furnace. | 0 | Per Unit Savings from PSE Business Case: APPROVED_Measure Case_Insulation_2022. End use ratio of 100% for Heat Central Gas Furnace. | 0 | Full | 0 | 0 | 0 | 1448.8958 | 0 | 0 | 0 | Existing conditions, assuming no cost | PSE Businss Case: APPROVED_Measure Case_Insulation_2022 | J | 100% | 23.08% | 66.69% | 1 | 0 | 0 | No applicable non-energy benefitsIncludes PSE NEI data where applicable. | No applicable non-energy benefits | System | System
Kittitas County | Multifamily | Heat Room Gas | Existing | MFRFT: Insulation - Floor - R0 to R30 - NG | Floor insulation: R0 to R30; natural gas heating | 0 | 2024 | 2050 | 911.2552 | per Home | 0 | 1 | 45 | PSE Businss Case: APPROVED_Measure Case_Insulation_2022 | 39.3662 | 12.21% | Per Unit Savings from PSE Business Case: APPROVED_Measure Case_Insulation_2022. Assuming an end use ratio of 90% for Heat Room Gas and applying to the reported PSE Business Case Savings. | 0 | Per Unit Savings from PSE Business Case: APPROVED_Measure Case_Insulation_2022. Assuming an end use ratio of 90% for Heat Room Gas and applying to the reported PSE Business Case Savings. | 0 | Full | 0 | 0 | 0 | 1448.8958 | 0 | 0 | 0 | Existing conditions, assuming no cost | PSE Businss Case: APPROVED_Measure Case_Insulation_2022 | J | 100% | 23.08% | 66.69% | 1 | 0 | 0 | No applicable non-energy benefitsIncludes PSE NEI data where applicable. | No applicable non-energy benefits | System | System
Kittitas County | Multifamily | Heat Central Gas Boiler | Existing | MFRFT: Insulation - Wall - R0 to R11 - NG | Wall insulation: R0 to R11; natural gas heating | 0 | 2024 | 2050 | 301.87 | per Home | 0 | 1 | 45 | PSE Businss Case: APPROVED_Measure Case_Insulation_2022 | 32.7469 | 7.682% | Per Unit Savings from PSE Business Case: APPROVED_Measure Case_Insulation_2022. End use ratio of 100% for Heat Central Gas Boiler. | 0 | Per Unit Savings from PSE Business Case: APPROVED_Measure Case_Insulation_2022. End use ratio of 100% for Heat Central Gas Boiler. | 0 | Full | 0 | 0 | 0 | 498.0856 | 0 | 0 | 0 | Existing conditions, assuming no cost | PSE Businss Case: APPROVED_Measure Case_Insulation_2022 | M | 100% | 7.774% | 100% | 1 | 0 | 0 | No applicable non-energy benefitsIncludes PSE NEI data where applicable. | No applicable non-energy benefits | System | System
Kittitas County | Multifamily | Heat Central Gas Furnace | Existing | MFRFT: Insulation - Wall - R0 to R11 - NG | Wall insulation: R0 to R11; natural gas heating | 0 | 2024 | 2050 | 301.87 | per Home | 0 | 1 | 45 | PSE Businss Case: APPROVED_Measure Case_Insulation_2022 | 24.1496 | 7.682% | Per Unit Savings from PSE Business Case: APPROVED_Measure Case_Insulation_2022. End use ratio of 100% for Heat Central Gas Furnace. | 0 | Per Unit Savings from PSE Business Case: APPROVED_Measure Case_Insulation_2022. End use ratio of 100% for Heat Central Gas Furnace. | 0 | Full | 0 | 0 | 0 | 498.0856 | 0 | 0 | 0 | Existing conditions, assuming no cost | PSE Businss Case: APPROVED_Measure Case_Insulation_2022 | M | 100% | 7.774% | 100% | 1 | 0 | 0 | No applicable non-energy benefitsIncludes PSE NEI data where applicable. | No applicable non-energy benefits | System | System
Kittitas County | Multifamily | Heat Room Gas | Existing | MFRFT: Insulation - Wall - R0 to R11 - NG | Wall insulation: R0 to R11; natural gas heating | 0 | 2024 | 2050 | 301.87 | per Home | 0 | 1 | 45 | PSE Businss Case: APPROVED_Measure Case_Insulation_2022 | 21.7346 | 6.739% | Per Unit Savings from PSE Business Case: APPROVED_Measure Case_Insulation_2022. Assuming an end use ratio of 90% for Heat Room Gas and applying to the reported PSE Business Case Savings. | 0 | Per Unit Savings from PSE Business Case: APPROVED_Measure Case_Insulation_2022. Assuming an end use ratio of 90% for Heat Room Gas and applying to the reported PSE Business Case Savings. | 0 | Full | 0 | 0 | 0 | 498.0856 | 0 | 0 | 0 | Existing conditions, assuming no cost | PSE Businss Case: APPROVED_Measure Case_Insulation_2022 | M | 100% | 7.774% | 100% | 1 | 0 | 0 | No applicable non-energy benefitsIncludes PSE NEI data where applicable. | No applicable non-energy benefits | System | System
Kittitas County | Manufactured - Highly Impacted | Heat Central Gas Boiler | Existing | LIW: Insulation - Attic - R0 to R22 - MH - TG | Attic insulation: R0 to R22; mobile home; gas | 0 | 2024 | 2050 | 1201.0485 | per Home | 0 | 1 | 25 | PSE Businss Case: APPROVED_Measure Case_Insulation_2022 | 39.087 | 8.637% | Per Unit Savings from PSE Business Case: APPROVED_Measure Case_Insulation_2022. End use ratio of 100% for Heat Central Gas Boiler. | 0 | Per Unit Savings from PSE Business Case: APPROVED_Measure Case_Insulation_2022. End use ratio of 100% for Heat Central Gas Boiler. | 0 | Full | 0 | 0 | 0 | 1861.6252 | 0 | 0 | 0 | Existing conditions, assuming no cost | PSE Businss Case: APPROVED_Measure Case_Insulation_2022 | B | 100% | 2.14% | 100% | 1 | 0 | 0.12 | No applicable non-energy benefitsIncludes PSE NEI data where applicable. | No applicable non-energy benefits | System | System
Kittitas County | Manufactured - Highly Impacted | Heat Central Gas Furnace | Existing | LIW: Insulation - Attic - R0 to R22 - MH - TG | Attic insulation: R0 to R22; mobile home; gas | 0 | 2024 | 2050 | 1201.0485 | per Home | 0 | 1 | 25 | PSE Businss Case: APPROVED_Measure Case_Insulation_2022 | 28.8252 | 8.637% | Per Unit Savings from PSE Business Case: APPROVED_Measure Case_Insulation_2022. End use ratio of 100% for Heat Central Gas Furnace. | 0 | Per Unit Savings from PSE Business Case: APPROVED_Measure Case_Insulation_2022. End use ratio of 100% for Heat Central Gas Furnace. | 0 | Full | 0 | 0 | 0 | 1861.6252 | 0 | 0 | 0 | Existing conditions, assuming no cost | PSE Businss Case: APPROVED_Measure Case_Insulation_2022 | B | 100% | 2.14% | 100% | 1 | 0 | 0.12 | No applicable non-energy benefitsIncludes PSE NEI data where applicable. | No applicable non-energy benefits | System | System
Kittitas County | Manufactured - Highly Impacted | Heat Room Gas | Existing | LIW: Insulation - Attic - R0 to R22 - MH - TG | Attic insulation: R0 to R22; mobile home; gas | 0 | 2024 | 2050 | 1201.0485 | per Home | 0 | 1 | 25 | PSE Businss Case: APPROVED_Measure Case_Insulation_2022 | 25.9426 | 7.577% | Per Unit Savings from PSE Business Case: APPROVED_Measure Case_Insulation_2022. Assuming an end use ratio of 90% for Heat Room Gas and applying to the reported PSE Business Case Savings. | 0 | Per Unit Savings from PSE Business Case: APPROVED_Measure Case_Insulation_2022. Assuming an end use ratio of 90% for Heat Room Gas and applying to the reported PSE Business Case Savings. | 0 | Full | 0 | 0 | 0 | 1861.6252 | 0 | 0 | 0 | Existing conditions, assuming no cost | PSE Businss Case: APPROVED_Measure Case_Insulation_2022 | B | 100% | 2.14% | 100% | 1 | 0 | 0.12 | No applicable non-energy benefitsIncludes PSE NEI data where applicable. | No applicable non-energy benefits | System | System
Kittitas County | Manufactured | Heat Central Gas Boiler | Existing | Insulation - Attic - R0 to R22 - NG - MH - Pre HUD | Attic insulation: R0 to R22; Pre-HUD manufactured home heated with natural gas | 0 | 2024 | 2050 | 1549.1708 | per Home | 0 | 1 | 25 | PSE Businss Case: APPROVED_Measure Case_Insulation_2022 | 52.2649 | 8.954% | Per Unit Savings from PSE Business Case: APPROVED_Measure Case_Insulation_2022 | 0 | Per Unit Savings from PSE Business Case: APPROVED_Measure Case_Insulation_2022 | 0 | Full | 0 | 0 | 0 | 5034.805 | 0 | 0 | 0 | Existing conditions, assuming no cost | PSE Businss Case: APPROVED_Measure Case_Insulation_2022 | B | 100% | 2.14% | 100% | 1 | 0 | 0.0534 | No applicable non-energy benefitsIncludes PSE NEI data where applicable. | No applicable non-energy benefits | System | System
Kittitas County | Manufactured | Heat Central Gas Furnace | Existing | Insulation - Attic - R0 to R22 - NG - MH - Pre HUD | Attic insulation: R0 to R22; Pre-HUD manufactured home heated with natural gas | 0 | 2024 | 2050 | 1549.1708 | per Home | 0 | 1 | 25 | PSE Businss Case: APPROVED_Measure Case_Insulation_2022 | 38.5434 | 8.954% | Per Unit Savings from PSE Business Case: APPROVED_Measure Case_Insulation_2022 | 0 | Per Unit Savings from PSE Business Case: APPROVED_Measure Case_Insulation_2022 | 0 | Full | 0 | 0 | 0 | 5034.805 | 0 | 0 | 0 | Existing conditions, assuming no cost | PSE Businss Case: APPROVED_Measure Case_Insulation_2022 | B | 100% | 2.14% | 100% | 1 | 0 | 0.0534 | No applicable non-energy benefitsIncludes PSE NEI data where applicable. | No applicable non-energy benefits | System | System
Kittitas County | Manufactured | Heat Room Gas | Existing | Insulation - Attic - R0 to R22 - NG - MH - Pre HUD | Attic insulation: R0 to R22; Pre-HUD manufactured home heated with natural gas | 0 | 2024 | 2050 | 1549.1708 | per Home | 0 | 1 | 25 | PSE Businss Case: APPROVED_Measure Case_Insulation_2022 | 39.5423 | 8.954% | Per Unit Savings from PSE Business Case: APPROVED_Measure Case_Insulation_2022 | 0 | Per Unit Savings from PSE Business Case: APPROVED_Measure Case_Insulation_2022 | 0 | Full | 0 | 0 | 0 | 5034.805 | 0 | 0 | 0 | Existing conditions, assuming no cost | PSE Businss Case: APPROVED_Measure Case_Insulation_2022 | B | 100% | 2.14% | 100% | 1 | 0 | 0.0534 | No applicable non-energy benefitsIncludes PSE NEI data where applicable. | No applicable non-energy benefits | System | System
Kittitas County | Manufactured | Heat Central Gas Boiler | Existing | Insulation - Attic - R0 to R30 - NG - MH - HUD | Attic insulation: R0 to R30; HUD manufactured home heated with natural gas | 0 | 2024 | 2050 | 1549.1708 | per Home | 0 | 1 | 25 | PSE Businss Case: APPROVED_Measure Case_Insulation_2022 | 70.4147 | 12.06% | Per Unit Savings from PSE Business Case: APPROVED_Measure Case_Insulation_2022 | 0 | Per Unit Savings from PSE Business Case: APPROVED_Measure Case_Insulation_2022 | 0 | Full | 0 | 0 | 0 | 6475.5338 | 0 | 0 | 0 | Existing conditions, assuming no cost | PSE Businss Case: APPROVED_Measure Case_Insulation_2022 | B | 100% | 38.94% | 100% | 1 | 0 | 0 | No applicable non-energy benefitsIncludes PSE NEI data where applicable. | No applicable non-energy benefits | System | System
Kittitas County | Manufactured | Heat Central Gas Furnace | Existing | Insulation - Attic - R0 to R30 - NG - MH - HUD | Attic insulation: R0 to R30; HUD manufactured home heated with natural gas | 0 | 2024 | 2050 | 1549.1708 | per Home | 0 | 1 | 25 | PSE Businss Case: APPROVED_Measure Case_Insulation_2022 | 51.9282 | 12.06% | Per Unit Savings from PSE Business Case: APPROVED_Measure Case_Insulation_2022 | 0 | Per Unit Savings from PSE Business Case: APPROVED_Measure Case_Insulation_2022 | 0 | Full | 0 | 0 | 0 | 6475.5338 | 0 | 0 | 0 | Existing conditions, assuming no cost | PSE Businss Case: APPROVED_Measure Case_Insulation_2022 | B | 100% | 38.94% | 100% | 1 | 0 | 0 | No applicable non-energy benefitsIncludes PSE NEI data where applicable. | No applicable non-energy benefits | System | System
Kittitas County | Manufactured | Heat Room Gas | Existing | Insulation - Attic - R0 to R30 - NG - MH - HUD | Attic insulation: R0 to R30; HUD manufactured home heated with natural gas | 0 | 2024 | 2050 | 1549.1708 | per Home | 0 | 1 | 25 | PSE Businss Case: APPROVED_Measure Case_Insulation_2022 | 53.274 | 12.06% | Per Unit Savings from PSE Business Case: APPROVED_Measure Case_Insulation_2022 | 0 | Per Unit Savings from PSE Business Case: APPROVED_Measure Case_Insulation_2022 | 0 | Full | 0 | 0 | 0 | 6475.5338 | 0 | 0 | 0 | Existing conditions, assuming no cost | PSE Businss Case: APPROVED_Measure Case_Insulation_2022 | B | 100% | 38.94% | 100% | 1 | 0 | 0 | No applicable non-energy benefitsIncludes PSE NEI data where applicable. | No applicable non-energy benefits | System | System
Kittitas County | Multifamily | Heat Central Gas Boiler | Existing | Insulation - Floor - R11 to R30 - GH - MF | R11 to R30 floor insulation: multi-family dwelling heated with natural gas | 0 | 2024 | 2050 | 911.2552 | per Home | 0 | 1 | 45 | PSE Businss Case: APPROVED_Measure Case_Insulation_2022 | 29.6559 | 6.957% | Per Unit Savings from PSE Business Case: APPROVED_Measure Case_Insulation_2022. End use ratio of 100% for Heat Central Gas Boiler. | 0 | Per Unit Savings from PSE Business Case: APPROVED_Measure Case_Insulation_2022. End use ratio of 100% for Heat Central Gas Boiler. | 0 | Full | 0 | 0 | 0 | 1448.8958 | 0 | 0 | 0 | Existing conditions, assuming no cost | PSE Businss Case: APPROVED_Measure Case_Insulation_2022 | K | 100% | 10.49% | 33.31% | 1 | 0 | 0 | No applicable non-energy benefitsIncludes PSE NEI data where applicable. | No applicable non-energy benefits | System | System
Kittitas County | Multifamily | Heat Central Gas Furnace | Existing | Insulation - Floor - R11 to R30 - GH - MF | R11 to R30 floor insulation: multi-family dwelling heated with natural gas | 0 | 2024 | 2050 | 911.2552 | per Home | 0 | 1 | 45 | PSE Businss Case: APPROVED_Measure Case_Insulation_2022 | 21.8701 | 6.957% | Per Unit Savings from PSE Business Case: APPROVED_Measure Case_Insulation_2022. End use ratio of 100% for Heat Central Gas Furnace. | 0 | Per Unit Savings from PSE Business Case: APPROVED_Measure Case_Insulation_2022. End use ratio of 100% for Heat Central Gas Furnace. | 0 | Full | 0 | 0 | 0 | 1448.8958 | 0 | 0 | 0 | Existing conditions, assuming no cost | PSE Businss Case: APPROVED_Measure Case_Insulation_2022 | K | 100% | 10.49% | 33.31% | 1 | 0 | 0 | No applicable non-energy benefitsIncludes PSE NEI data where applicable. | No applicable non-energy benefits | System | System
Kittitas County | Multifamily | Heat Room Gas | Existing | Insulation - Floor - R11 to R30 - GH - MF | R11 to R30 floor insulation: multi-family dwelling heated with natural gas | 0 | 2024 | 2050 | 911.2552 | per Home | 0 | 1 | 45 | PSE Businss Case: APPROVED_Measure Case_Insulation_2022 | 20.1932 | 6.261% | Per Unit Savings from PSE Business Case: APPROVED_Measure Case_Insulation_2022. Assuming an end use ratio of 90% for Heat Room Gas and applying to the reported PSE Business Case Savings. | 0 | Per Unit Savings from PSE Business Case: APPROVED_Measure Case_Insulation_2022. Assuming an end use ratio of 90% for Heat Room Gas and applying to the reported PSE Business Case Savings. | 0 | Full | 0 | 0 | 0 | 1448.8958 | 0 | 0 | 0 | Existing conditions, assuming no cost | PSE Businss Case: APPROVED_Measure Case_Insulation_2022 | K | 100% | 10.49% | 33.31% | 1 | 0 | 0 | No applicable non-energy benefitsIncludes PSE NEI data where applicable. | No applicable non-energy benefits | System | System
Kittitas County | Multifamily - Highly Impacted | Heat Central Gas Boiler | Existing | LIW: Insulation - Floor - R11 to R30 - GH - MF | R11 to R30 floor insulation: multi-family dwelling heated with natural gas | 0 | 2024 | 2050 | 773.4304 | per Home | 0 | 1 | 45 | PSE Businss Case: APPROVED_Measure Case_Insulation_2022 | 25.1705 | 6.957% | Per Unit Savings from PSE Business Case: APPROVED_Measure Case_Insulation_2022. End use ratio of 100% for Heat Central Gas Boiler. | 0 | Per Unit Savings from PSE Business Case: APPROVED_Measure Case_Insulation_2022. End use ratio of 100% for Heat Central Gas Boiler. | 0 | Full | 0 | 0 | 0 | 1229.7544 | 0 | 0 | 0 | Existing conditions, assuming no cost | PSE Businss Case: APPROVED_Measure Case_Insulation_2022 | K | 100% | 10.49% | 33.31% | 1 | 0 | 0 | No applicable non-energy benefitsIncludes PSE NEI data where applicable. | No applicable non-energy benefits | System | System
Kittitas County | Multifamily - Highly Impacted | Heat Central Gas Furnace | Existing | LIW: Insulation - Floor - R11 to R30 - GH - MF | R11 to R30 floor insulation: multi-family dwelling heated with natural gas | 0 | 2024 | 2050 | 773.4304 | per Home | 0 | 1 | 45 | PSE Businss Case: APPROVED_Measure Case_Insulation_2022 | 18.5623 | 6.957% | Per Unit Savings from PSE Business Case: APPROVED_Measure Case_Insulation_2022. End use ratio of 100% for Heat Central Gas Furnace. | 0 | Per Unit Savings from PSE Business Case: APPROVED_Measure Case_Insulation_2022. End use ratio of 100% for Heat Central Gas Furnace. | 0 | Full | 0 | 0 | 0 | 1229.7544 | 0 | 0 | 0 | Existing conditions, assuming no cost | PSE Businss Case: APPROVED_Measure Case_Insulation_2022 | K | 100% | 10.49% | 33.31% | 1 | 0 | 0 | No applicable non-energy benefitsIncludes PSE NEI data where applicable. | No applicable non-energy benefits | System | System
Kittitas County | Multifamily - Highly Impacted | Heat Room Gas | Existing | LIW: Insulation - Floor - R11 to R30 - GH - MF | R11 to R30 floor insulation: multi-family dwelling heated with natural gas | 0 | 2024 | 2050 | 773.4304 | per Home | 0 | 1 | 45 | PSE Businss Case: APPROVED_Measure Case_Insulation_2022 | 17.1391 | 6.261% | Per Unit Savings from PSE Business Case: APPROVED_Measure Case_Insulation_2022. Assuming an end use ratio of 90% for Heat Room Gas and applying to the reported PSE Business Case Savings. | 0 | Per Unit Savings from PSE Business Case: APPROVED_Measure Case_Insulation_2022. Assuming an end use ratio of 90% for Heat Room Gas and applying to the reported PSE Business Case Savings. | 0 | Full | 0 | 0 | 0 | 1229.7544 | 0 | 0 | 0 | Existing conditions, assuming no cost | PSE Businss Case: APPROVED_Measure Case_Insulation_2022 | K | 100% | 10.49% | 33.31% | 1 | 0 | 0 | No applicable non-energy benefitsIncludes PSE NEI data where applicable. | No applicable non-energy benefits | System | System
Kittitas County | Multifamily | Heat Central Gas Boiler | Existing | Insulation - Attic - R0 to R49 - GH - MF | R0 to R49 attic insulation: multi-family dwelling heated with natural gas | 0 | 2024 | 2050 | 911.2552 | per Home | 0 | 1 | 45 | PSE Businss Case: APPROVED_Measure Case_Insulation_2022 | 49.4265 | 11.59% | Per Unit Savings from PSE Business Case: APPROVED_Measure Case_Insulation_2022. End use ratio of 100% for Heat Central Gas Boiler. | 0 | Per Unit Savings from PSE Business Case: APPROVED_Measure Case_Insulation_2022. End use ratio of 100% for Heat Central Gas Boiler. | 0 | Full | 0 | 0 | 0 | 1658.4845 | 0 | 0 | 0 | Existing conditions, assuming no cost | PSE Businss Case: APPROVED_Measure Case_Insulation_2022 | B | 100% | 3.751% | 57.84% | 1 | 0 | 0 | No applicable non-energy benefitsIncludes PSE NEI data where applicable. | No applicable non-energy benefits | System | System
Kittitas County | Multifamily | Heat Central Gas Furnace | Existing | Insulation - Attic - R0 to R49 - GH - MF | R0 to R49 attic insulation: multi-family dwelling heated with natural gas | 0 | 2024 | 2050 | 911.2552 | per Home | 0 | 1 | 45 | PSE Businss Case: APPROVED_Measure Case_Insulation_2022 | 36.4502 | 11.59% | Per Unit Savings from PSE Business Case: APPROVED_Measure Case_Insulation_2022. End use ratio of 100% for Heat Central Gas Furnace. | 0 | Per Unit Savings from PSE Business Case: APPROVED_Measure Case_Insulation_2022. End use ratio of 100% for Heat Central Gas Furnace. | 0 | Full | 0 | 0 | 0 | 1658.4845 | 0 | 0 | 0 | Existing conditions, assuming no cost | PSE Businss Case: APPROVED_Measure Case_Insulation_2022 | B | 100% | 3.751% | 57.84% | 1 | 0 | 0 | No applicable non-energy benefitsIncludes PSE NEI data where applicable. | No applicable non-energy benefits | System | System
Kittitas County | Multifamily | Heat Room Gas | Existing | Insulation - Attic - R0 to R49 - GH - MF | R0 to R49 attic insulation: multi-family dwelling heated with natural gas | 0 | 2024 | 2050 | 911.2552 | per Home | 0 | 1 | 45 | PSE Businss Case: APPROVED_Measure Case_Insulation_2022 | 32.8052 | 10.17% | Per Unit Savings from PSE Business Case: APPROVED_Measure Case_Insulation_2022. Assuming an end use ratio of 90% for Heat Room Gas and applying to the reported PSE Business Case Savings. | 0 | Per Unit Savings from PSE Business Case: APPROVED_Measure Case_Insulation_2022. Assuming an end use ratio of 90% for Heat Room Gas and applying to the reported PSE Business Case Savings. | 0 | Full | 0 | 0 | 0 | 1658.4845 | 0 | 0 | 0 | Existing conditions, assuming no cost | PSE Businss Case: APPROVED_Measure Case_Insulation_2022 | B | 100% | 3.751% | 57.84% | 1 | 0 | 0 | No applicable non-energy benefitsIncludes PSE NEI data where applicable. | No applicable non-energy benefits | System | System
Kittitas County | Multifamily | Heat Central Gas Boiler | Existing | Insulation - Attic - R19 to R49 - GH - MF | R19 to R49 attic insulation: multi-family dwelling heated with natural gas | 0 | 2024 | 2050 | 911.2552 | per Home | 0 | 1 | 45 | PSE Businss Case: APPROVED_Measure Case_Insulation_2022 | 9.8853 | 2.319% | Per Unit Savings from PSE Business Case: APPROVED_Measure Case_Insulation_2022. End use ratio of 100% for Heat Central Gas Boiler. | 0 | Per Unit Savings from PSE Business Case: APPROVED_Measure Case_Insulation_2022. End use ratio of 100% for Heat Central Gas Boiler. | 0 | Full | 0 | 0 | 0 | 710.7791 | 0 | 0 | 0 | Existing conditions, assuming no cost | PSE Businss Case: APPROVED_Measure Case_Insulation_2022 | D | 100% | 8.456% | 32.16% | 1 | 0 | 0 | No applicable non-energy benefitsIncludes PSE NEI data where applicable. | No applicable non-energy benefits | System | System
Kittitas County | Multifamily | Heat Central Gas Furnace | Existing | Insulation - Attic - R19 to R49 - GH - MF | R19 to R49 attic insulation: multi-family dwelling heated with natural gas | 0 | 2024 | 2050 | 911.2552 | per Home | 0 | 1 | 45 | PSE Businss Case: APPROVED_Measure Case_Insulation_2022 | 7.29 | 2.319% | Per Unit Savings from PSE Business Case: APPROVED_Measure Case_Insulation_2022. End use ratio of 100% for Heat Central Gas Furnace. | 0 | Per Unit Savings from PSE Business Case: APPROVED_Measure Case_Insulation_2022. End use ratio of 100% for Heat Central Gas Furnace. | 0 | Full | 0 | 0 | 0 | 710.7791 | 0 | 0 | 0 | Existing conditions, assuming no cost | PSE Businss Case: APPROVED_Measure Case_Insulation_2022 | D | 100% | 8.456% | 32.16% | 1 | 0 | 0 | No applicable non-energy benefitsIncludes PSE NEI data where applicable. | No applicable non-energy benefits | System | System
Kittitas County | Multifamily | Heat Room Gas | Existing | Insulation - Attic - R19 to R49 - GH - MF | R19 to R49 attic insulation: multi-family dwelling heated with natural gas | 0 | 2024 | 2050 | 911.2552 | per Home | 0 | 1 | 45 | PSE Businss Case: APPROVED_Measure Case_Insulation_2022 | 6.561 | 2.034% | Per Unit Savings from PSE Business Case: APPROVED_Measure Case_Insulation_2022. Assuming an end use ratio of 90% for Heat Room Gas and applying to the reported PSE Business Case Savings. | 0 | Per Unit Savings from PSE Business Case: APPROVED_Measure Case_Insulation_2022. Assuming an end use ratio of 90% for Heat Room Gas and applying to the reported PSE Business Case Savings. | 0 | Full | 0 | 0 | 0 | 710.7791 | 0 | 0 | 0 | Existing conditions, assuming no cost | PSE Businss Case: APPROVED_Measure Case_Insulation_2022 | D | 100% | 8.456% | 32.16% | 1 | 0 | 0 | No applicable non-energy benefitsIncludes PSE NEI data where applicable. | No applicable non-energy benefits | System | System
Kittitas County | Multifamily - Highly Impacted | Heat Central Gas Boiler | Existing | LIW: Insulation - Attic - R19 to R49 - GH - MF | R19 to R49 attic insulation: multi-family dwelling heated with natural gas | 0 | 2024 | 2050 | 773.4304 | per Home | 0 | 1 | 45 | PSE Businss Case: APPROVED_Measure Case_Insulation_2022 | 8.3902 | 2.319% | Per Unit Savings from PSE Business Case: APPROVED_Measure Case_Insulation_2022. End use ratio of 100% for Heat Central Gas Boiler. | 0 | Per Unit Savings from PSE Business Case: APPROVED_Measure Case_Insulation_2022. End use ratio of 100% for Heat Central Gas Boiler. | 0 | Full | 0 | 0 | 0 | 603.2757 | 0 | 0 | 0 | Existing conditions, assuming no cost | PSE Businss Case: APPROVED_Measure Case_Insulation_2022 | D | 100% | 8.456% | 32.16% | 1 | 0 | 0 | No applicable non-energy benefitsIncludes PSE NEI data where applicable. | No applicable non-energy benefits | System | System
Kittitas County | Multifamily - Highly Impacted | Heat Central Gas Furnace | Existing | LIW: Insulation - Attic - R19 to R49 - GH - MF | R19 to R49 attic insulation: multi-family dwelling heated with natural gas | 0 | 2024 | 2050 | 773.4304 | per Home | 0 | 1 | 45 | PSE Businss Case: APPROVED_Measure Case_Insulation_2022 | 6.1874 | 2.319% | Per Unit Savings from PSE Business Case: APPROVED_Measure Case_Insulation_2022. End use ratio of 100% for Heat Central Gas Furnace. | 0 | Per Unit Savings from PSE Business Case: APPROVED_Measure Case_Insulation_2022. End use ratio of 100% for Heat Central Gas Furnace. | 0 | Full | 0 | 0 | 0 | 603.2757 | 0 | 0 | 0 | Existing conditions, assuming no cost | PSE Businss Case: APPROVED_Measure Case_Insulation_2022 | D | 100% | 8.456% | 32.16% | 1 | 0 | 0 | No applicable non-energy benefitsIncludes PSE NEI data where applicable. | No applicable non-energy benefits | System | System
Kittitas County | Multifamily - Highly Impacted | Heat Room Gas | Existing | LIW: Insulation - Attic - R19 to R49 - GH - MF | R19 to R49 attic insulation: multi-family dwelling heated with natural gas | 0 | 2024 | 2050 | 773.4304 | per Home | 0 | 1 | 45 | PSE Businss Case: APPROVED_Measure Case_Insulation_2022 | 5.5687 | 2.034% | Per Unit Savings from PSE Business Case: APPROVED_Measure Case_Insulation_2022. Assuming an end use ratio of 90% for Heat Room Gas and applying to the reported PSE Business Case Savings. | 0 | Per Unit Savings from PSE Business Case: APPROVED_Measure Case_Insulation_2022. Assuming an end use ratio of 90% for Heat Room Gas and applying to the reported PSE Business Case Savings. | 0 | Full | 0 | 0 | 0 | 603.2757 | 0 | 0 | 0 | Existing conditions, assuming no cost | PSE Businss Case: APPROVED_Measure Case_Insulation_2022 | D | 100% | 8.456% | 32.16% | 1 | 0 | 0 | No applicable non-energy benefitsIncludes PSE NEI data where applicable. | No applicable non-energy benefits | System | System
Kittitas County | Multifamily - Highly Impacted | Heat Central Gas Boiler | Existing | LIW: Thermostat - ESS - MF - TG | Energy star smart thermostat: multi-family; gas | 0 | 2024 | 2050 | 1 | per Home | 0 | 1 | 11 | PSE Businss Case: APPROVED_Measure Case_Thermostat_2022 | 20.0366 | 5.538% | Per Unit Savings from PSE Business Case: APPROVED_Measure Case_Thermostat_2022. End use ratio of 100% for Heat Central Gas Boiler. | 0 | Per Unit Savings from PSE Business Case: APPROVED_Measure Case_Thermostat_2022. End use ratio of 100% for Heat Central Gas Boiler. | 0 | Full | 0 | 0 | 0 | 400 | 0 | 0 | 0 | Existing conditions, assuming no cost | PSE Businss Case: APPROVED_Measure Case_Thermostat_2022 |  | 100% | 70.4% | 100% | 1 | 0 | 3.64 | No applicable non-energy benefitsIncludes PSE NEI data where applicable. | No applicable non-energy benefits | System | System
Kittitas County | Multifamily - Highly Impacted | Heat Central Gas Boiler | New | LIW: Thermostat - ESS - MF - TG | Energy star smart thermostat: multi-family; gas | 0 | 2024 | 2050 | 1 | per Home | 0 | 1 | 11 | PSE Businss Case: APPROVED_Measure Case_Thermostat_2022 | 12.4437 | 5.538% | Per Unit Savings from PSE Business Case: APPROVED_Measure Case_Thermostat_2022. End use ratio of 100% for Heat Central Gas Boiler. | 0 | Per Unit Savings from PSE Business Case: APPROVED_Measure Case_Thermostat_2022. End use ratio of 100% for Heat Central Gas Boiler. | 0 | Full | 0 | 0 | 0 | 400 | 0 | 0 | 0 | Existing conditions, assuming no cost | PSE Businss Case: APPROVED_Measure Case_Thermostat_2022 |  | 100% | 87.12% | 100% | 1 | 0 | 3.64 | No applicable non-energy benefitsIncludes PSE NEI data where applicable. | No applicable non-energy benefits | System | System
Kittitas County | Multifamily - Highly Impacted | Heat Central Gas Furnace | Existing | LIW: Thermostat - ESS - MF - TG | Energy star smart thermostat: multi-family; gas | 0 | 2024 | 2050 | 1 | per Home | 0 | 1 | 11 | PSE Businss Case: APPROVED_Measure Case_Thermostat_2022 | 14.7762 | 5.538% | Per Unit Savings from PSE Business Case: APPROVED_Measure Case_Thermostat_2022. End use ratio of 100% for Heat Central Gas Furnace. | 0 | Per Unit Savings from PSE Business Case: APPROVED_Measure Case_Thermostat_2022. End use ratio of 100% for Heat Central Gas Furnace. | 0 | Full | 0 | 0 | 0 | 400 | 0 | 0 | 0 | Existing conditions, assuming no cost | PSE Businss Case: APPROVED_Measure Case_Thermostat_2022 |  | 100% | 70.4% | 100% | 1 | 0 | 3.64 | No applicable non-energy benefitsIncludes PSE NEI data where applicable. | No applicable non-energy benefits | System | System
Kittitas County | Multifamily - Highly Impacted | Heat Central Gas Furnace | New | LIW: Thermostat - ESS - MF - TG | Energy star smart thermostat: multi-family; gas | 0 | 2024 | 2050 | 1 | per Home | 0 | 1 | 11 | PSE Businss Case: APPROVED_Measure Case_Thermostat_2022 | 8.5844 | 5.538% | Per Unit Savings from PSE Business Case: APPROVED_Measure Case_Thermostat_2022. End use ratio of 100% for Heat Central Gas Furnace. | 0 | Per Unit Savings from PSE Business Case: APPROVED_Measure Case_Thermostat_2022. End use ratio of 100% for Heat Central Gas Furnace. | 0 | Full | 0 | 0 | 0 | 400 | 0 | 0 | 0 | Existing conditions, assuming no cost | PSE Businss Case: APPROVED_Measure Case_Thermostat_2022 |  | 100% | 87.12% | 100% | 1 | 0 | 3.64 | No applicable non-energy benefitsIncludes PSE NEI data where applicable. | No applicable non-energy benefits | System | System
Kittitas County | Manufactured - Highly Impacted | Heat Central Gas Boiler | Existing | LIW: Thermostat - ESS - MH - TG | Energy star smart thermostat: mobile home; gas | 0 | 2024 | 2050 | 1 | per Home | 0 | 1 | 11 | PSE Businss Case: APPROVED_Measure Case_Thermostat_2022 | 25.0606 | 5.538% | Per Unit Savings from PSE Business Case: APPROVED_Measure Case_Thermostat_2022. End use ratio of 100% for Heat Central Gas Boiler. | 0 | Per Unit Savings from PSE Business Case: APPROVED_Measure Case_Thermostat_2022. End use ratio of 100% for Heat Central Gas Boiler. | 0 | Full | 0 | 0 | 0 | 400 | 0 | 0 | 0 | Existing conditions, assuming no cost | PSE Businss Case: APPROVED_Measure Case_Thermostat_2022 |  | 100% | 79.16% | 100% | 1 | 0 | 3.64 | No applicable non-energy benefitsIncludes PSE NEI data where applicable. | No applicable non-energy benefits | System | System
Kittitas County | Manufactured - Highly Impacted | Heat Central Gas Boiler | New | LIW: Thermostat - ESS - MH - TG | Energy star smart thermostat: mobile home; gas | 0 | 2024 | 2050 | 1 | per Home | 0 | 1 | 11 | PSE Businss Case: APPROVED_Measure Case_Thermostat_2022 | 15.5639 | 5.538% | Per Unit Savings from PSE Business Case: APPROVED_Measure Case_Thermostat_2022. End use ratio of 100% for Heat Central Gas Boiler. | 0 | Per Unit Savings from PSE Business Case: APPROVED_Measure Case_Thermostat_2022. End use ratio of 100% for Heat Central Gas Boiler. | 0 | Full | 0 | 0 | 0 | 400 | 0 | 0 | 0 | Existing conditions, assuming no cost | PSE Businss Case: APPROVED_Measure Case_Thermostat_2022 |  | 100% | 97.96% | 100% | 1 | 0 | 3.64 | No applicable non-energy benefitsIncludes PSE NEI data where applicable. | No applicable non-energy benefits | System | System
Kittitas County | Manufactured - Highly Impacted | Heat Central Gas Furnace | Existing | LIW: Thermostat - ESS - MH - TG | Energy star smart thermostat: mobile home; gas | 0 | 2024 | 2050 | 1 | per Home | 0 | 1 | 11 | PSE Businss Case: APPROVED_Measure Case_Thermostat_2022 | 18.4813 | 5.538% | Per Unit Savings from PSE Business Case: APPROVED_Measure Case_Thermostat_2022. End use ratio of 100% for Heat Central Gas Furnace. | 0 | Per Unit Savings from PSE Business Case: APPROVED_Measure Case_Thermostat_2022. End use ratio of 100% for Heat Central Gas Furnace. | 0 | Full | 0 | 0 | 0 | 400 | 0 | 0 | 0 | Existing conditions, assuming no cost | PSE Businss Case: APPROVED_Measure Case_Thermostat_2022 |  | 100% | 79.16% | 100% | 1 | 0 | 3.64 | No applicable non-energy benefitsIncludes PSE NEI data where applicable. | No applicable non-energy benefits | System | System
Kittitas County | Manufactured - Highly Impacted | Heat Central Gas Furnace | New | LIW: Thermostat - ESS - MH - TG | Energy star smart thermostat: mobile home; gas | 0 | 2024 | 2050 | 1 | per Home | 0 | 1 | 11 | PSE Businss Case: APPROVED_Measure Case_Thermostat_2022 | 10.7369 | 5.538% | Per Unit Savings from PSE Business Case: APPROVED_Measure Case_Thermostat_2022. End use ratio of 100% for Heat Central Gas Furnace. | 0 | Per Unit Savings from PSE Business Case: APPROVED_Measure Case_Thermostat_2022. End use ratio of 100% for Heat Central Gas Furnace. | 0 | Full | 0 | 0 | 0 | 400 | 0 | 0 | 0 | Existing conditions, assuming no cost | PSE Businss Case: APPROVED_Measure Case_Thermostat_2022 |  | 100% | 97.96% | 100% | 1 | 0 | 3.64 | No applicable non-energy benefitsIncludes PSE NEI data where applicable. | No applicable non-energy benefits | System | System
Kittitas County | Single Family - Highly Impacted | Heat Central Gas Boiler | Existing | LIW: Thermostat - ESS - SF - TG | Energy star smart thermostat: single family; gas | 0 | 2024 | 2050 | 1 | per Home | 0 | 1 | 11 | PSE Businss Case: APPROVED_Measure Case_Thermostat_2022 | 25.7511 | 5.538% | Per Unit Savings from PSE Business Case: APPROVED_Measure Case_Thermostat_2022. End use ratio of 100% for Heat Central Gas Boiler. | 0 | Per Unit Savings from PSE Business Case: APPROVED_Measure Case_Thermostat_2022. End use ratio of 100% for Heat Central Gas Boiler. | 0 | Full | 0 | 0 | 0 | 400 | 0 | 0 | 0 | Existing conditions, assuming no cost | PSE Businss Case: APPROVED_Measure Case_Thermostat_2022 |  | 100% | 68.84% | 100% | 1 | 0 | 26.45 | No applicable non-energy benefitsIncludes PSE NEI data where applicable. | No applicable non-energy benefits | System | System
Kittitas County | Single Family - Highly Impacted | Heat Central Gas Boiler | New | LIW: Thermostat - ESS - SF - TG | Energy star smart thermostat: single family; gas | 0 | 2024 | 2050 | 1 | per Home | 0 | 1 | 11 | PSE Businss Case: APPROVED_Measure Case_Thermostat_2022 | 15.9927 | 5.538% | Per Unit Savings from PSE Business Case: APPROVED_Measure Case_Thermostat_2022. End use ratio of 100% for Heat Central Gas Boiler. | 0 | Per Unit Savings from PSE Business Case: APPROVED_Measure Case_Thermostat_2022. End use ratio of 100% for Heat Central Gas Boiler. | 0 | Full | 0 | 0 | 0 | 400 | 0 | 0 | 0 | Existing conditions, assuming no cost | PSE Businss Case: APPROVED_Measure Case_Thermostat_2022 |  | 100% | 85.19% | 100% | 1 | 0 | 26.45 | No applicable non-energy benefitsIncludes PSE NEI data where applicable. | No applicable non-energy benefits | System | System
Kittitas County | Single Family - Highly Impacted | Heat Central Gas Furnace | Existing | LIW: Thermostat - ESS - SF - TG | Energy star smart thermostat: single family; gas | 0 | 2024 | 2050 | 1 | per Home | 0 | 1 | 11 | PSE Businss Case: APPROVED_Measure Case_Thermostat_2022 | 18.9905 | 5.538% | Per Unit Savings from PSE Business Case: APPROVED_Measure Case_Thermostat_2022. End use ratio of 100% for Heat Central Gas Furnace. | 0 | Per Unit Savings from PSE Business Case: APPROVED_Measure Case_Thermostat_2022. End use ratio of 100% for Heat Central Gas Furnace. | 0 | Full | 0 | 0 | 0 | 400 | 0 | 0 | 0 | Existing conditions, assuming no cost | PSE Businss Case: APPROVED_Measure Case_Thermostat_2022 |  | 100% | 68.84% | 100% | 1 | 0 | 26.45 | No applicable non-energy benefitsIncludes PSE NEI data where applicable. | No applicable non-energy benefits | System | System
Kittitas County | Single Family - Highly Impacted | Heat Central Gas Furnace | New | LIW: Thermostat - ESS - SF - TG | Energy star smart thermostat: single family; gas | 0 | 2024 | 2050 | 1 | per Home | 0 | 1 | 11 | PSE Businss Case: APPROVED_Measure Case_Thermostat_2022 | 11.0327 | 5.538% | Per Unit Savings from PSE Business Case: APPROVED_Measure Case_Thermostat_2022. End use ratio of 100% for Heat Central Gas Furnace. | 0 | Per Unit Savings from PSE Business Case: APPROVED_Measure Case_Thermostat_2022. End use ratio of 100% for Heat Central Gas Furnace. | 0 | Full | 0 | 0 | 0 | 400 | 0 | 0 | 0 | Existing conditions, assuming no cost | PSE Businss Case: APPROVED_Measure Case_Thermostat_2022 |  | 100% | 85.19% | 100% | 1 | 0 | 26.45 | No applicable non-energy benefitsIncludes PSE NEI data where applicable. | No applicable non-energy benefits | System | System
Kittitas County | Single Family | Heat Central Gas Boiler | Existing | Thermostat - Smart - GH - Res | Smart thermostat: home heated with natural gas | 0 | 2024 | 2050 | 1 | per Home | 0 | 1 | 11 | PSE Businss Case: APPROVED_Measure Case_Thermostat_2022 | 35.7984 | 5.538% | Per Unit Savings from PSE Business Case: APPROVED_Measure Case_Thermostat_2022. End use ratio of 100% for Heat Central Gas Boiler. | 0 | Per Unit Savings from PSE Business Case: APPROVED_Measure Case_Thermostat_2022. End use ratio of 100% for Heat Central Gas Boiler. | 0 | Full | 0 | 0 | 0 | 189 | 0 | 0 | 0 | Existing conditions, assuming no cost | PSE Businss Case: APPROVED_Measure Case_Thermostat_2022 |  | 100% | 68.84% | 100% | 1 | 0 | 6.076 | No applicable non-energy benefitsIncludes PSE NEI data where applicable. | No applicable non-energy benefits | System | System
Kittitas County | Single Family | Heat Central Gas Boiler | New | Thermostat - Smart - GH - Res | Smart thermostat: home heated with natural gas | 0 | 2024 | 2050 | 1 | per Home | 0 | 1 | 11 | PSE Businss Case: APPROVED_Measure Case_Thermostat_2022 | 22.2326 | 5.538% | Per Unit Savings from PSE Business Case: APPROVED_Measure Case_Thermostat_2022. End use ratio of 100% for Heat Central Gas Boiler. | 0 | Per Unit Savings from PSE Business Case: APPROVED_Measure Case_Thermostat_2022. End use ratio of 100% for Heat Central Gas Boiler. | 0 | Full | 0 | 0 | 0 | 189 | 0 | 0 | 0 | Existing conditions, assuming no cost | PSE Businss Case: APPROVED_Measure Case_Thermostat_2022 |  | 100% | 85.19% | 100% | 1 | 0 | 6.076 | No applicable non-energy benefitsIncludes PSE NEI data where applicable. | No applicable non-energy benefits | System | System
Kittitas County | Single Family | Heat Central Gas Furnace | Existing | Thermostat - Smart - GH - Res | Smart thermostat: home heated with natural gas | 0 | 2024 | 2050 | 1 | per Home | 0 | 1 | 11 | PSE Businss Case: APPROVED_Measure Case_Thermostat_2022 | 26.4 | 5.538% | Per Unit Savings from PSE Business Case: APPROVED_Measure Case_Thermostat_2022. End use ratio of 100% for Heat Central Gas Furnace. | 0 | Per Unit Savings from PSE Business Case: APPROVED_Measure Case_Thermostat_2022. End use ratio of 100% for Heat Central Gas Furnace. | 0 | Full | 0 | 0 | 0 | 189 | 0 | 0 | 0 | Existing conditions, assuming no cost | PSE Businss Case: APPROVED_Measure Case_Thermostat_2022 |  | 100% | 68.84% | 100% | 1 | 0 | 6.076 | No applicable non-energy benefitsIncludes PSE NEI data where applicable. | No applicable non-energy benefits | System | System
Kittitas County | Single Family | Heat Central Gas Furnace | New | Thermostat - Smart - GH - Res | Smart thermostat: home heated with natural gas | 0 | 2024 | 2050 | 1 | per Home | 0 | 1 | 11 | PSE Businss Case: APPROVED_Measure Case_Thermostat_2022 | 15.3374 | 5.538% | Per Unit Savings from PSE Business Case: APPROVED_Measure Case_Thermostat_2022. End use ratio of 100% for Heat Central Gas Furnace. | 0 | Per Unit Savings from PSE Business Case: APPROVED_Measure Case_Thermostat_2022. End use ratio of 100% for Heat Central Gas Furnace. | 0 | Full | 0 | 0 | 0 | 189 | 0 | 0 | 0 | Existing conditions, assuming no cost | PSE Businss Case: APPROVED_Measure Case_Thermostat_2022 |  | 100% | 85.19% | 100% | 1 | 0 | 6.076 | No applicable non-energy benefitsIncludes PSE NEI data where applicable. | No applicable non-energy benefits | System | System
Kittitas County | Single Family | Heat Central Gas Boiler | Existing | SFWIN: Windows - Single Pane - to U30 - NG | Single pane windows: U-factor up to 0.30; home heated with natural gas | 0 | 2024 | 2050 | 306.6112 | per Home | 0 | 1 | 45 | PSE Businss Case: APPROVED_Measure Case_Window_2022 | 126.7585 | 19.61% | Per Unit Savings from PSE Business Case: APPROVED_Measure Case_Window_2022 | 0 | Per Unit Savings from PSE Business Case: APPROVED_Measure Case_Window_2022 | 0 | Full | 0 | 0 | 0 | 6929.414 | 0 | 0 | 0 | Existing conditions, assuming no cost | PSE Businss Case: APPROVED_Measure Case_Window_2022 | Q | 100% | 5% | 20.95% | 1 | 0 | 0 | No applicable non-energy benefitsIncludes PSE NEI data where applicable. | No applicable non-energy benefits | System | System
Kittitas County | Single Family | Heat Central Gas Furnace | Existing | SFWIN: Windows - Single Pane - to U30 - NG | Single pane windows: U-factor up to 0.30; home heated with natural gas | 0 | 2024 | 2050 | 306.6112 | per Home | 0 | 1 | 45 | PSE Businss Case: APPROVED_Measure Case_Window_2022 | 93.4796 | 19.61% | Per Unit Savings from PSE Business Case: APPROVED_Measure Case_Window_2022 | 0 | Per Unit Savings from PSE Business Case: APPROVED_Measure Case_Window_2022 | 0 | Full | 0 | 0 | 0 | 6929.414 | 0 | 0 | 0 | Existing conditions, assuming no cost | PSE Businss Case: APPROVED_Measure Case_Window_2022 | Q | 100% | 5% | 20.95% | 1 | 0 | 0 | No applicable non-energy benefitsIncludes PSE NEI data where applicable. | No applicable non-energy benefits | System | System
Kittitas County | Single Family | Heat Room Gas | Existing | SFWIN: Windows - Single Pane - to U30 - NG | Single pane windows: U-factor up to 0.30; home heated with natural gas | 0 | 2024 | 2050 | 306.6112 | per Home | 0 | 1 | 45 | PSE Businss Case: APPROVED_Measure Case_Window_2022 | 95.9023 | 19.61% | Per Unit Savings from PSE Business Case: APPROVED_Measure Case_Window_2022 | 0 | Per Unit Savings from PSE Business Case: APPROVED_Measure Case_Window_2022 | 0 | Full | 0 | 0 | 0 | 6929.414 | 0 | 0 | 0 | Existing conditions, assuming no cost | PSE Businss Case: APPROVED_Measure Case_Window_2022 | Q | 100% | 5% | 20.95% | 1 | 0 | 0 | No applicable non-energy benefitsIncludes PSE NEI data where applicable. | No applicable non-energy benefits | System | System
Kittitas County | Manufactured | Heat Central Gas Boiler | Existing | SFWIN: Windows - Single Pane - to U30 - NG - MH | Single pane windows: U-factor up to 0.30; manufactured home heated with natural gas | 0 | 2024 | 2050 | 178.2998 | per Home | 0 | 1 | 25 | PSE Businss Case: APPROVED_Measure Case_Window_2022 | 147.7147 | 25.31% | Per Unit Savings from PSE Business Case: APPROVED_Measure Case_Window_2022 | 0 | Per Unit Savings from PSE Business Case: APPROVED_Measure Case_Window_2022 | 0 | Full | 0 | 0 | 0 | 3303.8954 | 0 | 0 | 0 | Existing conditions, assuming no cost | PSE Businss Case: APPROVED_Measure Case_Window_2022 |  | 100% | 5% | 44.5% | 1 | 0 | 0 | No applicable non-energy benefitsIncludes PSE NEI data where applicable. | No applicable non-energy benefits | System | System
Kittitas County | Manufactured | Heat Central Gas Furnace | Existing | SFWIN: Windows - Single Pane - to U30 - NG - MH | Single pane windows: U-factor up to 0.30; manufactured home heated with natural gas | 0 | 2024 | 2050 | 178.2998 | per Home | 0 | 1 | 25 | PSE Businss Case: APPROVED_Measure Case_Window_2022 | 108.934 | 25.31% | Per Unit Savings from PSE Business Case: APPROVED_Measure Case_Window_2022 | 0 | Per Unit Savings from PSE Business Case: APPROVED_Measure Case_Window_2022 | 0 | Full | 0 | 0 | 0 | 3303.8954 | 0 | 0 | 0 | Existing conditions, assuming no cost | PSE Businss Case: APPROVED_Measure Case_Window_2022 |  | 100% | 5% | 44.5% | 1 | 0 | 0 | No applicable non-energy benefitsIncludes PSE NEI data where applicable. | No applicable non-energy benefits | System | System
Kittitas County | Manufactured | Heat Room Gas | Existing | SFWIN: Windows - Single Pane - to U30 - NG - MH | Single pane windows: U-factor up to 0.30; manufactured home heated with natural gas | 0 | 2024 | 2050 | 178.2998 | per Home | 0 | 1 | 25 | PSE Businss Case: APPROVED_Measure Case_Window_2022 | 111.7572 | 25.31% | Per Unit Savings from PSE Business Case: APPROVED_Measure Case_Window_2022 | 0 | Per Unit Savings from PSE Business Case: APPROVED_Measure Case_Window_2022 | 0 | Full | 0 | 0 | 0 | 3303.8954 | 0 | 0 | 0 | Existing conditions, assuming no cost | PSE Businss Case: APPROVED_Measure Case_Window_2022 |  | 100% | 5% | 44.5% | 1 | 0 | 0 | No applicable non-energy benefitsIncludes PSE NEI data where applicable. | No applicable non-energy benefits | System | System
Kittitas County | Manufactured - Highly Impacted | Heat Central Gas Boiler | Existing | LIW: Windows - Single Pane - to U30 - NG - MH | Single pane windows: U-factor up to 0.30; manufactured home heated with natural gas | 0 | 2024 | 2050 | 156.9934 | per Home | 0 | 1 | 25 | PSE Businss Case: APPROVED_Measure Case_Window_2022 | 130.0632 | 28.74% | Per Unit Savings from PSE Business Case: APPROVED_Measure Case_Window_2022 | 0 | Per Unit Savings from PSE Business Case: APPROVED_Measure Case_Window_2022 | 0 | Full | 0 | 0 | 0 | 2909.0884 | 0 | 0 | 0 | Existing conditions, assuming no cost | PSE Businss Case: APPROVED_Measure Case_Window_2022 |  | 100% | 5% | 44.5% | 1 | 0 | 0 | No applicable non-energy benefitsIncludes PSE NEI data where applicable. | No applicable non-energy benefits | System | System
Kittitas County | Manufactured - Highly Impacted | Heat Central Gas Furnace | Existing | LIW: Windows - Single Pane - to U30 - NG - MH | Single pane windows: U-factor up to 0.30; manufactured home heated with natural gas | 0 | 2024 | 2050 | 156.9934 | per Home | 0 | 1 | 25 | PSE Businss Case: APPROVED_Measure Case_Window_2022 | 95.9167 | 28.74% | Per Unit Savings from PSE Business Case: APPROVED_Measure Case_Window_2022 | 0 | Per Unit Savings from PSE Business Case: APPROVED_Measure Case_Window_2022 | 0 | Full | 0 | 0 | 0 | 2909.0884 | 0 | 0 | 0 | Existing conditions, assuming no cost | PSE Businss Case: APPROVED_Measure Case_Window_2022 |  | 100% | 5% | 44.5% | 1 | 0 | 0 | No applicable non-energy benefitsIncludes PSE NEI data where applicable. | No applicable non-energy benefits | System | System
Kittitas County | Manufactured - Highly Impacted | Heat Room Gas | Existing | LIW: Windows - Single Pane - to U30 - NG - MH | Single pane windows: U-factor up to 0.30; manufactured home heated with natural gas | 0 | 2024 | 2050 | 156.9934 | per Home | 0 | 1 | 25 | PSE Businss Case: APPROVED_Measure Case_Window_2022 | 98.4025 | 28.74% | Per Unit Savings from PSE Business Case: APPROVED_Measure Case_Window_2022 | 0 | Per Unit Savings from PSE Business Case: APPROVED_Measure Case_Window_2022 | 0 | Full | 0 | 0 | 0 | 2909.0884 | 0 | 0 | 0 | Existing conditions, assuming no cost | PSE Businss Case: APPROVED_Measure Case_Window_2022 |  | 100% | 5% | 44.5% | 1 | 0 | 0 | No applicable non-energy benefitsIncludes PSE NEI data where applicable. | No applicable non-energy benefits | System | System
Kittitas County | Manufactured | Heat Central Gas Boiler | Existing | Windows - Double Pane - Metal Frame - to U30 - NG - MH | Double pane metal-framed windows: U-factor up to 0.30; manufactured home heated with natural gas | 0 | 2024 | 2050 | 178.2998 | per Home | 0 | 1 | 25 | PSE Businss Case: APPROVED_Measure Case_Window_2022 | 63.7318 | 10.92% | Per Unit Savings from PSE Business Case: APPROVED_Measure Case_Window_2022 | 0 | Per Unit Savings from PSE Business Case: APPROVED_Measure Case_Window_2022 | 0 | Full | 0 | 0 | 0 | 3303.8954 | 0 | 0 | 0 | Existing conditions, assuming no cost | PSE Businss Case: APPROVED_Measure Case_Window_2022 |  | 100% | 5% | 55.5% | 1 | 0 | 0 | No applicable non-energy benefitsIncludes PSE NEI data where applicable. | No applicable non-energy benefits | System | System
Kittitas County | Manufactured | Heat Central Gas Furnace | Existing | Windows - Double Pane - Metal Frame - to U30 - NG - MH | Double pane metal-framed windows: U-factor up to 0.30; manufactured home heated with natural gas | 0 | 2024 | 2050 | 178.2998 | per Home | 0 | 1 | 25 | PSE Businss Case: APPROVED_Measure Case_Window_2022 | 46.9998 | 10.92% | Per Unit Savings from PSE Business Case: APPROVED_Measure Case_Window_2022 | 0 | Per Unit Savings from PSE Business Case: APPROVED_Measure Case_Window_2022 | 0 | Full | 0 | 0 | 0 | 3303.8954 | 0 | 0 | 0 | Existing conditions, assuming no cost | PSE Businss Case: APPROVED_Measure Case_Window_2022 |  | 100% | 5% | 55.5% | 1 | 0 | 0 | No applicable non-energy benefitsIncludes PSE NEI data where applicable. | No applicable non-energy benefits | System | System
Kittitas County | Manufactured | Heat Room Gas | Existing | Windows - Double Pane - Metal Frame - to U30 - NG - MH | Double pane metal-framed windows: U-factor up to 0.30; manufactured home heated with natural gas | 0 | 2024 | 2050 | 178.2998 | per Home | 0 | 1 | 25 | PSE Businss Case: APPROVED_Measure Case_Window_2022 | 48.2179 | 10.92% | Per Unit Savings from PSE Business Case: APPROVED_Measure Case_Window_2022 | 0 | Per Unit Savings from PSE Business Case: APPROVED_Measure Case_Window_2022 | 0 | Full | 0 | 0 | 0 | 3303.8954 | 0 | 0 | 0 | Existing conditions, assuming no cost | PSE Businss Case: APPROVED_Measure Case_Window_2022 |  | 100% | 5% | 55.5% | 1 | 0 | 0 | No applicable non-energy benefitsIncludes PSE NEI data where applicable. | No applicable non-energy benefits | System | System
Kittitas County | Manufactured - Highly Impacted | Heat Central Gas Boiler | Existing | LIW: Windows - Double Pane - Metal Frame - to U30 - NG - MH | Double pane metal-framed windows: U-factor up to 0.30; manufactured home heated with natural gas | 0 | 2024 | 2050 | 156.9934 | per Home | 0 | 1 | 25 | PSE Businss Case: APPROVED_Measure Case_Window_2022 | 56.116 | 12.4% | Per Unit Savings from PSE Business Case: APPROVED_Measure Case_Window_2022 | 0 | Per Unit Savings from PSE Business Case: APPROVED_Measure Case_Window_2022 | 0 | Full | 0 | 0 | 0 | 2909.0884 | 0 | 0 | 0 | Existing conditions, assuming no cost | PSE Businss Case: APPROVED_Measure Case_Window_2022 |  | 100% | 5% | 55.5% | 1 | 0 | 0 | No applicable non-energy benefitsIncludes PSE NEI data where applicable. | No applicable non-energy benefits | System | System
Kittitas County | Manufactured - Highly Impacted | Heat Central Gas Furnace | Existing | LIW: Windows - Double Pane - Metal Frame - to U30 - NG - MH | Double pane metal-framed windows: U-factor up to 0.30; manufactured home heated with natural gas | 0 | 2024 | 2050 | 156.9934 | per Home | 0 | 1 | 25 | PSE Businss Case: APPROVED_Measure Case_Window_2022 | 41.3835 | 12.4% | Per Unit Savings from PSE Business Case: APPROVED_Measure Case_Window_2022 | 0 | Per Unit Savings from PSE Business Case: APPROVED_Measure Case_Window_2022 | 0 | Full | 0 | 0 | 0 | 2909.0884 | 0 | 0 | 0 | Existing conditions, assuming no cost | PSE Businss Case: APPROVED_Measure Case_Window_2022 |  | 100% | 5% | 55.5% | 1 | 0 | 0 | No applicable non-energy benefitsIncludes PSE NEI data where applicable. | No applicable non-energy benefits | System | System
Kittitas County | Manufactured - Highly Impacted | Heat Room Gas | Existing | LIW: Windows - Double Pane - Metal Frame - to U30 - NG - MH | Double pane metal-framed windows: U-factor up to 0.30; manufactured home heated with natural gas | 0 | 2024 | 2050 | 156.9934 | per Home | 0 | 1 | 25 | PSE Businss Case: APPROVED_Measure Case_Window_2022 | 42.456 | 12.4% | Per Unit Savings from PSE Business Case: APPROVED_Measure Case_Window_2022 | 0 | Per Unit Savings from PSE Business Case: APPROVED_Measure Case_Window_2022 | 0 | Full | 0 | 0 | 0 | 2909.0884 | 0 | 0 | 0 | Existing conditions, assuming no cost | PSE Businss Case: APPROVED_Measure Case_Window_2022 |  | 100% | 5% | 55.5% | 1 | 0 | 0 | No applicable non-energy benefitsIncludes PSE NEI data where applicable. | No applicable non-energy benefits | System | System
Kittitas County | Single Family - Highly Impacted | Heat Central Gas Boiler | Existing | LIW: Windows - SP to DP - SF - TG | Double pane windows: upgrade from single pane; single family dwelling heated with natural gas; low income customer | 0 | 2024 | 2050 | 243.4666 | per Home | 0 | 1 | 45 | PSE Businss Case: APPROVED_Measure Case_Window_2022 | 100.3628 | 21.58% | Per Unit Savings from PSE Business Case: APPROVED_Measure Case_Window_2022. End use ratio of 100% for Heat Central Gas Boiler. | 0 | Per Unit Savings from PSE Business Case: APPROVED_Measure Case_Window_2022. End use ratio of 100% for Heat Central Gas Boiler. | 0 | Full | 0 | 0 | 0 | 5502.3441 | 0 | 0 | 0 | Existing conditions, assuming no cost | PSE Businss Case: APPROVED_Measure Case_Window_2022 | Q | 100% | 5% | 20.95% | 1 | 0 | 0.48 | No applicable non-energy benefitsIncludes PSE NEI data where applicable. | No applicable non-energy benefits | System | System
Kittitas County | Single Family - Highly Impacted | Heat Central Gas Furnace | Existing | LIW: Windows - SP to DP - SF - TG | Double pane windows: upgrade from single pane; single family dwelling heated with natural gas; low income customer | 0 | 2024 | 2050 | 243.4666 | per Home | 0 | 1 | 45 | PSE Businss Case: APPROVED_Measure Case_Window_2022 | 74.0138 | 21.58% | Per Unit Savings from PSE Business Case: APPROVED_Measure Case_Window_2022. End use ratio of 100% for Heat Central Gas Furnace. | 0 | Per Unit Savings from PSE Business Case: APPROVED_Measure Case_Window_2022. End use ratio of 100% for Heat Central Gas Furnace. | 0 | Full | 0 | 0 | 0 | 5502.3441 | 0 | 0 | 0 | Existing conditions, assuming no cost | PSE Businss Case: APPROVED_Measure Case_Window_2022 | Q | 100% | 5% | 20.95% | 1 | 0 | 0.48 | No applicable non-energy benefitsIncludes PSE NEI data where applicable. | No applicable non-energy benefits | System | System
Kittitas County | Single Family - Highly Impacted | Heat Room Gas | Existing | LIW: Windows - SP to DP - SF - TG | Double pane windows: upgrade from single pane; single family dwelling heated with natural gas; low income customer | 0 | 2024 | 2050 | 243.4666 | per Home | 0 | 1 | 45 | PSE Businss Case: APPROVED_Measure Case_Window_2022 | 66.6124 | 18.93% | Per Unit Savings from PSE Business Case: APPROVED_Measure Case_Window_2022. Assuming an end use ratio of 90% for Heat Room Gas and applying to the reported PSE Business Case Savings. | 0 | Per Unit Savings from PSE Business Case: APPROVED_Measure Case_Window_2022. Assuming an end use ratio of 90% for Heat Room Gas and applying to the reported PSE Business Case Savings. | 0 | Full | 0 | 0 | 0 | 5502.3441 | 0 | 0 | 0 | Existing conditions, assuming no cost | PSE Businss Case: APPROVED_Measure Case_Window_2022 | Q | 100% | 5% | 20.95% | 1 | 0 | 0.48 | No applicable non-energy benefitsIncludes PSE NEI data where applicable. | No applicable non-energy benefits | System | System
Kittitas County | Multifamily | Heat Central Gas Boiler | Existing | Windows - Double Pane - U30 - from SP U120 - GH - MF | Double pane windows: U-factor 0.30; from 1.20 single pane; multi-family dwelling heated with natural gas | 0 | 2024 | 2050 | 36.1897 | per Home | 0 | 1 | 45 | PSE Businss Case: APPROVED_Measure Case_Window_2022 | 45.1474 | 10.59% | Per Unit Savings from PSE Business Case: APPROVED_Measure Case_Window_2022. End use ratio of 100% for Heat Central Gas Boiler. | 0 | Per Unit Savings from PSE Business Case: APPROVED_Measure Case_Window_2022. End use ratio of 100% for Heat Central Gas Boiler. | 0 | Full | 0 | 0 | 0 | 843.2205 | 0 | 0 | 0 | Existing conditions, assuming no cost | PSE Businss Case: APPROVED_Measure Case_Window_2022 | P | 100% | 5% | 19.1% | 1 | 0 | 0 | No applicable non-energy benefitsIncludes PSE NEI data where applicable. | No applicable non-energy benefits | System | System
Kittitas County | Multifamily | Heat Central Gas Furnace | Existing | Windows - Double Pane - U30 - from SP U120 - GH - MF | Double pane windows: U-factor 0.30; from 1.20 single pane; multi-family dwelling heated with natural gas | 0 | 2024 | 2050 | 36.1897 | per Home | 0 | 1 | 45 | PSE Businss Case: APPROVED_Measure Case_Window_2022 | 33.2945 | 10.59% | Per Unit Savings from PSE Business Case: APPROVED_Measure Case_Window_2022. End use ratio of 100% for Heat Central Gas Furnace. | 0 | Per Unit Savings from PSE Business Case: APPROVED_Measure Case_Window_2022. End use ratio of 100% for Heat Central Gas Furnace. | 0 | Full | 0 | 0 | 0 | 843.2205 | 0 | 0 | 0 | Existing conditions, assuming no cost | PSE Businss Case: APPROVED_Measure Case_Window_2022 | P | 100% | 5% | 19.1% | 1 | 0 | 0 | No applicable non-energy benefitsIncludes PSE NEI data where applicable. | No applicable non-energy benefits | System | System
Kittitas County | Multifamily | Heat Room Gas | Existing | Windows - Double Pane - U30 - from SP U120 - GH - MF | Double pane windows: U-factor 0.30; from 1.20 single pane; multi-family dwelling heated with natural gas | 0 | 2024 | 2050 | 36.1897 | per Home | 0 | 1 | 45 | PSE Businss Case: APPROVED_Measure Case_Window_2022 | 29.9651 | 9.291% | Per Unit Savings from PSE Business Case: APPROVED_Measure Case_Window_2022. Assuming an end use ratio of 90% for Heat Room Gas and applying to the reported PSE Business Case Savings. | 0 | Per Unit Savings from PSE Business Case: APPROVED_Measure Case_Window_2022. Assuming an end use ratio of 90% for Heat Room Gas and applying to the reported PSE Business Case Savings. | 0 | Full | 0 | 0 | 0 | 843.2205 | 0 | 0 | 0 | Existing conditions, assuming no cost | PSE Businss Case: APPROVED_Measure Case_Window_2022 | P | 100% | 5% | 19.1% | 1 | 0 | 0 | No applicable non-energy benefitsIncludes PSE NEI data where applicable. | No applicable non-energy benefits | System | System
Kittitas County | Single Family - Highly Impacted | Heat Central Gas Boiler | Existing | Windows - Single Pane - to U30 - GH - SF or DX - MI | Single pane windows: U-factor up to 0.30; single family or duplex dwelling heated with natural gas; moderate income customer | 0 | 2024 | 2050 | 243.4666 | per Home | 0 | 1 | 45 | PSE Businss Case: APPROVED_Measure Case_Window_2022 | 100.6534 | 21.65% | Per Unit Savings from PSE Business Case: APPROVED_Measure Case_Window_2022 | 0 | Per Unit Savings from PSE Business Case: APPROVED_Measure Case_Window_2022 | 0 | Full | 0 | 0 | 0 | 5502.3441 | 0 | 0 | 0 | Existing conditions, assuming no cost | PSE Businss Case: APPROVED_Measure Case_Window_2022 | Q | 100% | 5% | 20.95% | 1 | 0 | 0 | No applicable non-energy benefitsIncludes PSE NEI data where applicable. | No applicable non-energy benefits | System | System
Kittitas County | Single Family - Highly Impacted | Heat Central Gas Furnace | Existing | Windows - Single Pane - to U30 - GH - SF or DX - MI | Single pane windows: U-factor up to 0.30; single family or duplex dwelling heated with natural gas; moderate income customer | 0 | 2024 | 2050 | 243.4666 | per Home | 0 | 1 | 45 | PSE Businss Case: APPROVED_Measure Case_Window_2022 | 74.2281 | 21.65% | Per Unit Savings from PSE Business Case: APPROVED_Measure Case_Window_2022 | 0 | Per Unit Savings from PSE Business Case: APPROVED_Measure Case_Window_2022 | 0 | Full | 0 | 0 | 0 | 5502.3441 | 0 | 0 | 0 | Existing conditions, assuming no cost | PSE Businss Case: APPROVED_Measure Case_Window_2022 | Q | 100% | 5% | 20.95% | 1 | 0 | 0 | No applicable non-energy benefitsIncludes PSE NEI data where applicable. | No applicable non-energy benefits | System | System
Kittitas County | Single Family - Highly Impacted | Heat Room Gas | Existing | Windows - Single Pane - to U30 - GH - SF or DX - MI | Single pane windows: U-factor up to 0.30; single family or duplex dwelling heated with natural gas; moderate income customer | 0 | 2024 | 2050 | 243.4666 | per Home | 0 | 1 | 45 | PSE Businss Case: APPROVED_Measure Case_Window_2022 | 76.1518 | 21.65% | Per Unit Savings from PSE Business Case: APPROVED_Measure Case_Window_2022 | 0 | Per Unit Savings from PSE Business Case: APPROVED_Measure Case_Window_2022 | 0 | Full | 0 | 0 | 0 | 5502.3441 | 0 | 0 | 0 | Existing conditions, assuming no cost | PSE Businss Case: APPROVED_Measure Case_Window_2022 | Q | 100% | 5% | 20.95% | 1 | 0 | 0 | No applicable non-energy benefitsIncludes PSE NEI data where applicable. | No applicable non-energy benefits | System | System
Kittitas County | Multifamily | Heat Central Gas Boiler | Existing | Windows - Double Pane - from U60 to U30 - GH - MF | Double pane windows: U-factor from 0.60 to 0.30; multi-family dwelling heated with natural gas | 0 | 2024 | 2050 | 36.1897 | per Home | 0 | 1 | 45 | PSE Businss Case: APPROVED_Measure Case_Window_2022 | 24.3404 | 5.71% | Per Unit Savings from PSE Business Case: APPROVED_Measure Case_Window_2022. End use ratio of 100% for Heat Central Gas Boiler. | 0 | Per Unit Savings from PSE Business Case: APPROVED_Measure Case_Window_2022. End use ratio of 100% for Heat Central Gas Boiler. | 0 | Full | 0 | 0 | 0 | 843.2205 | 0 | 0 | 0 | Existing conditions, assuming no cost | PSE Businss Case: APPROVED_Measure Case_Window_2022 | O | 100% | 5% | 80.9% | 1 | 0 | 0 | No applicable non-energy benefitsIncludes PSE NEI data where applicable. | No applicable non-energy benefits | System | System
Kittitas County | Multifamily | Heat Central Gas Furnace | Existing | Windows - Double Pane - from U60 to U30 - GH - MF | Double pane windows: U-factor from 0.60 to 0.30; multi-family dwelling heated with natural gas | 0 | 2024 | 2050 | 36.1897 | per Home | 0 | 1 | 45 | PSE Businss Case: APPROVED_Measure Case_Window_2022 | 17.9501 | 5.71% | Per Unit Savings from PSE Business Case: APPROVED_Measure Case_Window_2022. End use ratio of 100% for Heat Central Gas Furnace. | 0 | Per Unit Savings from PSE Business Case: APPROVED_Measure Case_Window_2022. End use ratio of 100% for Heat Central Gas Furnace. | 0 | Full | 0 | 0 | 0 | 843.2205 | 0 | 0 | 0 | Existing conditions, assuming no cost | PSE Businss Case: APPROVED_Measure Case_Window_2022 | O | 100% | 5% | 80.9% | 1 | 0 | 0 | No applicable non-energy benefitsIncludes PSE NEI data where applicable. | No applicable non-energy benefits | System | System
Kittitas County | Multifamily | Heat Room Gas | Existing | Windows - Double Pane - from U60 to U30 - GH - MF | Double pane windows: U-factor from 0.60 to 0.30; multi-family dwelling heated with natural gas | 0 | 2024 | 2050 | 36.1897 | per Home | 0 | 1 | 45 | PSE Businss Case: APPROVED_Measure Case_Window_2022 | 16.1551 | 5.009% | Per Unit Savings from PSE Business Case: APPROVED_Measure Case_Window_2022. Assuming an end use ratio of 90% for Heat Room Gas and applying to the reported PSE Business Case Savings. | 0 | Per Unit Savings from PSE Business Case: APPROVED_Measure Case_Window_2022. Assuming an end use ratio of 90% for Heat Room Gas and applying to the reported PSE Business Case Savings. | 0 | Full | 0 | 0 | 0 | 843.2205 | 0 | 0 | 0 | Existing conditions, assuming no cost | PSE Businss Case: APPROVED_Measure Case_Window_2022 | O | 100% | 5% | 80.9% | 1 | 0 | 0 | No applicable non-energy benefitsIncludes PSE NEI data where applicable. | No applicable non-energy benefits | System | System
Kittitas County | Multifamily | Heat Central Gas Boiler | Existing | Windows - Triple Pane - U22 - from DP U30 - GH - MF | Triple pane windows: U-factor 0.22; from 0.30 double pane; multi-family dwelling heated with natural gas | 0 | 2024 | 2050 | 36.1897 | per Home | 0 | 1 | 45 | PSE Businss Case: APPROVED_Measure Case_Window_2022 | 5.1036 | 1.197% | Per Unit Savings from PSE Business Case: APPROVED_Measure Case_Window_2022. End use ratio of 100% for Heat Central Gas Boiler. | 0 | Per Unit Savings from PSE Business Case: APPROVED_Measure Case_Window_2022. End use ratio of 100% for Heat Central Gas Boiler. | 0 | Incremental | 0 | 0 | 0 | 133.1782 | 0 | 0 | 0 | Measure cost represents incremental cost, default cost of zero | PSE Businss Case: APPROVED_Measure Case_Window_2022 |  | 100% | 2.5% | 80.9% | 1 | 0 | 0 | No applicable non-energy benefitsIncludes PSE NEI data where applicable. | No applicable non-energy benefits | System | System
Kittitas County | Multifamily | Heat Central Gas Boiler | New | Windows - Triple Pane - U22 - from DP U30 - GH - MF | Triple pane windows: U-factor 0.22; from 0.30 double pane; multi-family dwelling heated with natural gas | 0 | 2024 | 2050 | 36.1897 | per Home | 0 | 1 | 45 | PSE Businss Case: APPROVED_Measure Case_Window_2022 | 3.1696 | 1.197% | Per Unit Savings from PSE Business Case: APPROVED_Measure Case_Window_2022. End use ratio of 100% for Heat Central Gas Boiler. | 0 | Per Unit Savings from PSE Business Case: APPROVED_Measure Case_Window_2022. End use ratio of 100% for Heat Central Gas Boiler. | 0 | Incremental | 0 | 0 | 0 | 133.1782 | 0 | 0 | 0 | Measure cost represents incremental cost, default cost of zero | PSE Businss Case: APPROVED_Measure Case_Window_2022 |  | 100% | 2.5% | 80.9% | 1 | 0 | 0 | No applicable non-energy benefitsIncludes PSE NEI data where applicable. | No applicable non-energy benefits | System | System
Kittitas County | Multifamily | Heat Central Gas Furnace | Existing | Windows - Triple Pane - U22 - from DP U30 - GH - MF | Triple pane windows: U-factor 0.22; from 0.30 double pane; multi-family dwelling heated with natural gas | 0 | 2024 | 2050 | 36.1897 | per Home | 0 | 1 | 45 | PSE Businss Case: APPROVED_Measure Case_Window_2022 | 3.7637 | 1.197% | Per Unit Savings from PSE Business Case: APPROVED_Measure Case_Window_2022. End use ratio of 100% for Heat Central Gas Furnace. | 0 | Per Unit Savings from PSE Business Case: APPROVED_Measure Case_Window_2022. End use ratio of 100% for Heat Central Gas Furnace. | 0 | Incremental | 0 | 0 | 0 | 133.1782 | 0 | 0 | 0 | Measure cost represents incremental cost, default cost of zero | PSE Businss Case: APPROVED_Measure Case_Window_2022 |  | 100% | 2.5% | 80.9% | 1 | 0 | 0 | No applicable non-energy benefitsIncludes PSE NEI data where applicable. | No applicable non-energy benefits | System | System
Kittitas County | Multifamily | Heat Central Gas Furnace | New | Windows - Triple Pane - U22 - from DP U30 - GH - MF | Triple pane windows: U-factor 0.22; from 0.30 double pane; multi-family dwelling heated with natural gas | 0 | 2024 | 2050 | 36.1897 | per Home | 0 | 1 | 45 | PSE Businss Case: APPROVED_Measure Case_Window_2022 | 2.1866 | 1.197% | Per Unit Savings from PSE Business Case: APPROVED_Measure Case_Window_2022. End use ratio of 100% for Heat Central Gas Furnace. | 0 | Per Unit Savings from PSE Business Case: APPROVED_Measure Case_Window_2022. End use ratio of 100% for Heat Central Gas Furnace. | 0 | Incremental | 0 | 0 | 0 | 133.1782 | 0 | 0 | 0 | Measure cost represents incremental cost, default cost of zero | PSE Businss Case: APPROVED_Measure Case_Window_2022 |  | 100% | 2.5% | 80.9% | 1 | 0 | 0 | No applicable non-energy benefitsIncludes PSE NEI data where applicable. | No applicable non-energy benefits | System | System
Kittitas County | Multifamily | Heat Room Gas | Existing | Windows - Triple Pane - U22 - from DP U30 - GH - MF | Triple pane windows: U-factor 0.22; from 0.30 double pane; multi-family dwelling heated with natural gas | 0 | 2024 | 2050 | 36.1897 | per Home | 0 | 1 | 45 | PSE Businss Case: APPROVED_Measure Case_Window_2022 | 3.3874 | 1.05% | Per Unit Savings from PSE Business Case: APPROVED_Measure Case_Window_2022. Assuming an end use ratio of 90% for Heat Room Gas and applying to the reported PSE Business Case Savings. | 0 | Per Unit Savings from PSE Business Case: APPROVED_Measure Case_Window_2022. Assuming an end use ratio of 90% for Heat Room Gas and applying to the reported PSE Business Case Savings. | 0 | Incremental | 0 | 0 | 0 | 133.1782 | 0 | 0 | 0 | Measure cost represents incremental cost, default cost of zero | PSE Businss Case: APPROVED_Measure Case_Window_2022 |  | 100% | 2.5% | 80.9% | 1 | 0 | 0 | No applicable non-energy benefitsIncludes PSE NEI data where applicable. | No applicable non-energy benefits | System | System
Kittitas County | Multifamily | Heat Room Gas | New | Windows - Triple Pane - U22 - from DP U30 - GH - MF | Triple pane windows: U-factor 0.22; from 0.30 double pane; multi-family dwelling heated with natural gas | 0 | 2024 | 2050 | 36.1897 | per Home | 0 | 1 | 45 | PSE Businss Case: APPROVED_Measure Case_Window_2022 | 2.2018 | 1.05% | Per Unit Savings from PSE Business Case: APPROVED_Measure Case_Window_2022. Assuming an end use ratio of 90% for Heat Room Gas and applying to the reported PSE Business Case Savings. | 0 | Per Unit Savings from PSE Business Case: APPROVED_Measure Case_Window_2022. Assuming an end use ratio of 90% for Heat Room Gas and applying to the reported PSE Business Case Savings. | 0 | Incremental | 0 | 0 | 0 | 133.1782 | 0 | 0 | 0 | Measure cost represents incremental cost, default cost of zero | PSE Businss Case: APPROVED_Measure Case_Window_2022 |  | 100% | 2.5% | 80.9% | 1 | 0 | 0 | No applicable non-energy benefitsIncludes PSE NEI data where applicable. | No applicable non-energy benefits | System | System
Kittitas County | Multifamily - Highly Impacted | Heat Central Gas Boiler | Existing | Windows - Double Pane - from U60 to U30 - GH - MF - MI | Double pane windows: U-factor from 0.60 to 0.30; multi-family dwelling heated with natural gas; moderate income customer | 0 | 2024 | 2050 | 33.3408 | per Home | 0 | 1 | 45 | PSE Businss Case: APPROVED_Measure Case_Window_2022 | 22.4242 | 6.198% | Per Unit Savings from PSE Business Case: APPROVED_Measure Case_Window_2022. End use ratio of 100% for Heat Central Gas Boiler. | 0 | Per Unit Savings from PSE Business Case: APPROVED_Measure Case_Window_2022. End use ratio of 100% for Heat Central Gas Boiler. | 0 | Full | 0 | 0 | 0 | 776.8403 | 0 | 0 | 0 | Existing conditions, assuming no cost | PSE Businss Case: APPROVED_Measure Case_Window_2022 | O | 100% | 5% | 80.9% | 1 | 0 | 0 | No applicable non-energy benefitsIncludes PSE NEI data where applicable. | No applicable non-energy benefits | System | System
Kittitas County | Multifamily - Highly Impacted | Heat Central Gas Furnace | Existing | Windows - Double Pane - from U60 to U30 - GH - MF - MI | Double pane windows: U-factor from 0.60 to 0.30; multi-family dwelling heated with natural gas; moderate income customer | 0 | 2024 | 2050 | 33.3408 | per Home | 0 | 1 | 45 | PSE Businss Case: APPROVED_Measure Case_Window_2022 | 16.537 | 6.198% | Per Unit Savings from PSE Business Case: APPROVED_Measure Case_Window_2022. End use ratio of 100% for Heat Central Gas Furnace. | 0 | Per Unit Savings from PSE Business Case: APPROVED_Measure Case_Window_2022. End use ratio of 100% for Heat Central Gas Furnace. | 0 | Full | 0 | 0 | 0 | 776.8403 | 0 | 0 | 0 | Existing conditions, assuming no cost | PSE Businss Case: APPROVED_Measure Case_Window_2022 | O | 100% | 5% | 80.9% | 1 | 0 | 0 | No applicable non-energy benefitsIncludes PSE NEI data where applicable. | No applicable non-energy benefits | System | System
Kittitas County | Multifamily - Highly Impacted | Heat Room Gas | Existing | Windows - Double Pane - from U60 to U30 - GH - MF - MI | Double pane windows: U-factor from 0.60 to 0.30; multi-family dwelling heated with natural gas; moderate income customer | 0 | 2024 | 2050 | 33.3408 | per Home | 0 | 1 | 45 | PSE Businss Case: APPROVED_Measure Case_Window_2022 | 14.8833 | 5.437% | Per Unit Savings from PSE Business Case: APPROVED_Measure Case_Window_2022. Assuming an end use ratio of 90% for Heat Room Gas and applying to the reported PSE Business Case Savings. | 0 | Per Unit Savings from PSE Business Case: APPROVED_Measure Case_Window_2022. Assuming an end use ratio of 90% for Heat Room Gas and applying to the reported PSE Business Case Savings. | 0 | Full | 0 | 0 | 0 | 776.8403 | 0 | 0 | 0 | Existing conditions, assuming no cost | PSE Businss Case: APPROVED_Measure Case_Window_2022 | O | 100% | 5% | 80.9% | 1 | 0 | 0 | No applicable non-energy benefitsIncludes PSE NEI data where applicable. | No applicable non-energy benefits | System | System
Kittitas County | Single Family | Heat Central Gas Boiler | Existing | Windows - Double Pane - Metal Frame - to U22 - GH - SF or DX | Double pane metal-framed windows: U-factor up to 0.22; single family or duplex dwelling heated with natural gas | 0 | 2024 | 2050 | 306.6112 | per Home | 0 | 1 | 45 | PSE Businss Case: APPROVED_Measure Case_Window_2022 | 87.6433 | 13.56% | Per Unit Savings from PSE Business Case: APPROVED_Measure Case_Window_2022 | 0 | Per Unit Savings from PSE Business Case: APPROVED_Measure Case_Window_2022 | 0 | Full | 0 | 0 | 0 | 8048.545 | 0 | 0 | 0 | Existing conditions, assuming no cost | PSE Businss Case: APPROVED_Measure Case_Window_2022 | R | 100% | 5% | 78.77% | 1 | 0 | 0 | No applicable non-energy benefitsIncludes PSE NEI data where applicable. | No applicable non-energy benefits | System | System
Kittitas County | Single Family | Heat Central Gas Boiler | New | Windows - Double Pane - Metal Frame - to U22 - GH - SF or DX | Double pane metal-framed windows: U-factor up to 0.22; single family or duplex dwelling heated with natural gas | 0 | 2024 | 2050 | 306.6112 | per Home | 0 | 1 | 45 | PSE Businss Case: APPROVED_Measure Case_Window_2022 | 54.4309 | 13.56% | Per Unit Savings from PSE Business Case: APPROVED_Measure Case_Window_2022 | 0 | Per Unit Savings from PSE Business Case: APPROVED_Measure Case_Window_2022 | 0 | Full | 0 | 0 | 0 | 8048.545 | 0 | 0 | 0 | Existing conditions, assuming no cost | PSE Businss Case: APPROVED_Measure Case_Window_2022 | R | 100% | 5% | 78.77% | 1 | 0 | 0 | No applicable non-energy benefitsIncludes PSE NEI data where applicable. | No applicable non-energy benefits | System | System
Kittitas County | Single Family | Heat Central Gas Furnace | Existing | Windows - Double Pane - Metal Frame - to U22 - GH - SF or DX | Double pane metal-framed windows: U-factor up to 0.22; single family or duplex dwelling heated with natural gas | 0 | 2024 | 2050 | 306.6112 | per Home | 0 | 1 | 45 | PSE Businss Case: APPROVED_Measure Case_Window_2022 | 64.6336 | 13.56% | Per Unit Savings from PSE Business Case: APPROVED_Measure Case_Window_2022 | 0 | Per Unit Savings from PSE Business Case: APPROVED_Measure Case_Window_2022 | 0 | Full | 0 | 0 | 0 | 8048.545 | 0 | 0 | 0 | Existing conditions, assuming no cost | PSE Businss Case: APPROVED_Measure Case_Window_2022 | R | 100% | 5% | 78.77% | 1 | 0 | 0 | No applicable non-energy benefitsIncludes PSE NEI data where applicable. | No applicable non-energy benefits | System | System
Kittitas County | Single Family | Heat Central Gas Furnace | New | Windows - Double Pane - Metal Frame - to U22 - GH - SF or DX | Double pane metal-framed windows: U-factor up to 0.22; single family or duplex dwelling heated with natural gas | 0 | 2024 | 2050 | 306.6112 | per Home | 0 | 1 | 45 | PSE Businss Case: APPROVED_Measure Case_Window_2022 | 37.5497 | 13.56% | Per Unit Savings from PSE Business Case: APPROVED_Measure Case_Window_2022 | 0 | Per Unit Savings from PSE Business Case: APPROVED_Measure Case_Window_2022 | 0 | Full | 0 | 0 | 0 | 8048.545 | 0 | 0 | 0 | Existing conditions, assuming no cost | PSE Businss Case: APPROVED_Measure Case_Window_2022 | R | 100% | 5% | 78.77% | 1 | 0 | 0 | No applicable non-energy benefitsIncludes PSE NEI data where applicable. | No applicable non-energy benefits | System | System
Kittitas County | Single Family | Heat Room Gas | Existing | Windows - Double Pane - Metal Frame - to U22 - GH - SF or DX | Double pane metal-framed windows: U-factor up to 0.22; single family or duplex dwelling heated with natural gas | 0 | 2024 | 2050 | 306.6112 | per Home | 0 | 1 | 45 | PSE Businss Case: APPROVED_Measure Case_Window_2022 | 66.3087 | 13.56% | Per Unit Savings from PSE Business Case: APPROVED_Measure Case_Window_2022 | 0 | Per Unit Savings from PSE Business Case: APPROVED_Measure Case_Window_2022 | 0 | Full | 0 | 0 | 0 | 8048.545 | 0 | 0 | 0 | Existing conditions, assuming no cost | PSE Businss Case: APPROVED_Measure Case_Window_2022 | R | 100% | 5% | 78.77% | 1 | 0 | 0 | No applicable non-energy benefitsIncludes PSE NEI data where applicable. | No applicable non-energy benefits | System | System
Kittitas County | Single Family | Heat Room Gas | New | Windows - Double Pane - Metal Frame - to U22 - GH - SF or DX | Double pane metal-framed windows: U-factor up to 0.22; single family or duplex dwelling heated with natural gas | 0 | 2024 | 2050 | 306.6112 | per Home | 0 | 1 | 45 | PSE Businss Case: APPROVED_Measure Case_Window_2022 | 43.1007 | 13.56% | Per Unit Savings from PSE Business Case: APPROVED_Measure Case_Window_2022 | 0 | Per Unit Savings from PSE Business Case: APPROVED_Measure Case_Window_2022 | 0 | Full | 0 | 0 | 0 | 8048.545 | 0 | 0 | 0 | Existing conditions, assuming no cost | PSE Businss Case: APPROVED_Measure Case_Window_2022 | R | 100% | 5% | 78.77% | 1 | 0 | 0 | No applicable non-energy benefitsIncludes PSE NEI data where applicable. | No applicable non-energy benefits | System | System
Kittitas County | Single Family - Highly Impacted | Heat Central Gas Boiler | Existing | Windows - Double Pane - Metal Frame - to U22 - GH - SF or DX - MI | Double pane metal-framed windows: U-factor up to 0.22; single family or duplex dwelling heated with natural gas; moderate income customer | 0 | 2024 | 2050 | 243.4666 | per Home | 0 | 1 | 45 | PSE Businss Case: APPROVED_Measure Case_Window_2022 | 69.5937 | 14.97% | Per Unit Savings from PSE Business Case: APPROVED_Measure Case_Window_2022 | 0 | Per Unit Savings from PSE Business Case: APPROVED_Measure Case_Window_2022 | 0 | Full | 0 | 0 | 0 | 6390.9971 | 0 | 0 | 0 | Existing conditions, assuming no cost | PSE Businss Case: APPROVED_Measure Case_Window_2022 | R | 100% | 5% | 78.77% | 1 | 0 | 0 | No applicable non-energy benefitsIncludes PSE NEI data where applicable. | No applicable non-energy benefits | System | System
Kittitas County | Single Family - Highly Impacted | Heat Central Gas Boiler | New | Windows - Double Pane - Metal Frame - to U22 - GH - SF or DX - MI | Double pane metal-framed windows: U-factor up to 0.22; single family or duplex dwelling heated with natural gas; moderate income customer | 0 | 2024 | 2050 | 243.4666 | per Home | 0 | 1 | 45 | PSE Businss Case: APPROVED_Measure Case_Window_2022 | 43.2212 | 14.97% | Per Unit Savings from PSE Business Case: APPROVED_Measure Case_Window_2022 | 0 | Per Unit Savings from PSE Business Case: APPROVED_Measure Case_Window_2022 | 0 | Full | 0 | 0 | 0 | 6390.9971 | 0 | 0 | 0 | Existing conditions, assuming no cost | PSE Businss Case: APPROVED_Measure Case_Window_2022 | R | 100% | 5% | 78.77% | 1 | 0 | 0 | No applicable non-energy benefitsIncludes PSE NEI data where applicable. | No applicable non-energy benefits | System | System
Kittitas County | Single Family - Highly Impacted | Heat Central Gas Furnace | Existing | Windows - Double Pane - Metal Frame - to U22 - GH - SF or DX - MI | Double pane metal-framed windows: U-factor up to 0.22; single family or duplex dwelling heated with natural gas; moderate income customer | 0 | 2024 | 2050 | 243.4666 | per Home | 0 | 1 | 45 | PSE Businss Case: APPROVED_Measure Case_Window_2022 | 51.3227 | 14.97% | Per Unit Savings from PSE Business Case: APPROVED_Measure Case_Window_2022 | 0 | Per Unit Savings from PSE Business Case: APPROVED_Measure Case_Window_2022 | 0 | Full | 0 | 0 | 0 | 6390.9971 | 0 | 0 | 0 | Existing conditions, assuming no cost | PSE Businss Case: APPROVED_Measure Case_Window_2022 | R | 100% | 5% | 78.77% | 1 | 0 | 0 | No applicable non-energy benefitsIncludes PSE NEI data where applicable. | No applicable non-energy benefits | System | System
Kittitas County | Single Family - Highly Impacted | Heat Central Gas Furnace | New | Windows - Double Pane - Metal Frame - to U22 - GH - SF or DX - MI | Double pane metal-framed windows: U-factor up to 0.22; single family or duplex dwelling heated with natural gas; moderate income customer | 0 | 2024 | 2050 | 243.4666 | per Home | 0 | 1 | 45 | PSE Businss Case: APPROVED_Measure Case_Window_2022 | 29.8166 | 14.97% | Per Unit Savings from PSE Business Case: APPROVED_Measure Case_Window_2022 | 0 | Per Unit Savings from PSE Business Case: APPROVED_Measure Case_Window_2022 | 0 | Full | 0 | 0 | 0 | 6390.9971 | 0 | 0 | 0 | Existing conditions, assuming no cost | PSE Businss Case: APPROVED_Measure Case_Window_2022 | R | 100% | 5% | 78.77% | 1 | 0 | 0 | No applicable non-energy benefitsIncludes PSE NEI data where applicable. | No applicable non-energy benefits | System | System
Kittitas County | Single Family - Highly Impacted | Heat Room Gas | Existing | Windows - Double Pane - Metal Frame - to U22 - GH - SF or DX - MI | Double pane metal-framed windows: U-factor up to 0.22; single family or duplex dwelling heated with natural gas; moderate income customer | 0 | 2024 | 2050 | 243.4666 | per Home | 0 | 1 | 45 | PSE Businss Case: APPROVED_Measure Case_Window_2022 | 52.6529 | 14.97% | Per Unit Savings from PSE Business Case: APPROVED_Measure Case_Window_2022 | 0 | Per Unit Savings from PSE Business Case: APPROVED_Measure Case_Window_2022 | 0 | Full | 0 | 0 | 0 | 6390.9971 | 0 | 0 | 0 | Existing conditions, assuming no cost | PSE Businss Case: APPROVED_Measure Case_Window_2022 | R | 100% | 5% | 78.77% | 1 | 0 | 0 | No applicable non-energy benefitsIncludes PSE NEI data where applicable. | No applicable non-energy benefits | System | System
Kittitas County | Single Family - Highly Impacted | Heat Room Gas | New | Windows - Double Pane - Metal Frame - to U22 - GH - SF or DX - MI | Double pane metal-framed windows: U-factor up to 0.22; single family or duplex dwelling heated with natural gas; moderate income customer | 0 | 2024 | 2050 | 243.4666 | per Home | 0 | 1 | 45 | PSE Businss Case: APPROVED_Measure Case_Window_2022 | 34.2244 | 14.97% | Per Unit Savings from PSE Business Case: APPROVED_Measure Case_Window_2022 | 0 | Per Unit Savings from PSE Business Case: APPROVED_Measure Case_Window_2022 | 0 | Full | 0 | 0 | 0 | 6390.9971 | 0 | 0 | 0 | Existing conditions, assuming no cost | PSE Businss Case: APPROVED_Measure Case_Window_2022 | R | 100% | 5% | 78.77% | 1 | 0 | 0 | No applicable non-energy benefitsIncludes PSE NEI data where applicable. | No applicable non-energy benefits | System | System
Kittitas County | Multifamily - Highly Impacted | Heat Central Gas Boiler | Existing | Windows - Double Pane - U30 - from SP U120 - GH - MF - MI | Double pane windows: U-factor 0.30; from 1.20 single pane; multi-family dwelling heated with natural gas; moderate income customer | 0 | 2024 | 2050 | 33.3408 | per Home | 0 | 1 | 45 | PSE Businss Case: APPROVED_Measure Case_Window_2022 | 41.5933 | 11.5% | Per Unit Savings from PSE Business Case: APPROVED_Measure Case_Window_2022. End use ratio of 100% for Heat Central Gas Boiler. | 0 | Per Unit Savings from PSE Business Case: APPROVED_Measure Case_Window_2022. End use ratio of 100% for Heat Central Gas Boiler. | 0 | Full | 0 | 0 | 0 | 776.8403 | 0 | 0 | 0 | Existing conditions, assuming no cost | PSE Businss Case: APPROVED_Measure Case_Window_2022 | P | 100% | 5% | 19.1% | 1 | 0 | 0 | No applicable non-energy benefitsIncludes PSE NEI data where applicable. | No applicable non-energy benefits | System | System
Kittitas County | Multifamily - Highly Impacted | Heat Central Gas Furnace | Existing | Windows - Double Pane - U30 - from SP U120 - GH - MF - MI | Double pane windows: U-factor 0.30; from 1.20 single pane; multi-family dwelling heated with natural gas; moderate income customer | 0 | 2024 | 2050 | 33.3408 | per Home | 0 | 1 | 45 | PSE Businss Case: APPROVED_Measure Case_Window_2022 | 30.6735 | 11.5% | Per Unit Savings from PSE Business Case: APPROVED_Measure Case_Window_2022. End use ratio of 100% for Heat Central Gas Furnace. | 0 | Per Unit Savings from PSE Business Case: APPROVED_Measure Case_Window_2022. End use ratio of 100% for Heat Central Gas Furnace. | 0 | Full | 0 | 0 | 0 | 776.8403 | 0 | 0 | 0 | Existing conditions, assuming no cost | PSE Businss Case: APPROVED_Measure Case_Window_2022 | P | 100% | 5% | 19.1% | 1 | 0 | 0 | No applicable non-energy benefitsIncludes PSE NEI data where applicable. | No applicable non-energy benefits | System | System
Kittitas County | Multifamily - Highly Impacted | Heat Room Gas | Existing | Windows - Double Pane - U30 - from SP U120 - GH - MF - MI | Double pane windows: U-factor 0.30; from 1.20 single pane; multi-family dwelling heated with natural gas; moderate income customer | 0 | 2024 | 2050 | 33.3408 | per Home | 0 | 1 | 45 | PSE Businss Case: APPROVED_Measure Case_Window_2022 | 27.6062 | 10.08% | Per Unit Savings from PSE Business Case: APPROVED_Measure Case_Window_2022. Assuming an end use ratio of 90% for Heat Room Gas and applying to the reported PSE Business Case Savings. | 0 | Per Unit Savings from PSE Business Case: APPROVED_Measure Case_Window_2022. Assuming an end use ratio of 90% for Heat Room Gas and applying to the reported PSE Business Case Savings. | 0 | Full | 0 | 0 | 0 | 776.8403 | 0 | 0 | 0 | Existing conditions, assuming no cost | PSE Businss Case: APPROVED_Measure Case_Window_2022 | P | 100% | 5% | 19.1% | 1 | 0 | 0 | No applicable non-energy benefitsIncludes PSE NEI data where applicable. | No applicable non-energy benefits | System | System
Kittitas County | Single Family | Heat Central Gas Boiler | Existing | Windows - Single Pane - to U22 - GH - SF or DX | Single pane windows: U-factor up to 0.22; single family or duplex dwelling heated with natural gas | 0 | 2024 | 2050 | 306.6112 | per Home | 0 | 1 | 45 | PSE Businss Case: APPROVED_Measure Case_Window_2022 | 141.1273 | 21.83% | Per Unit Savings from PSE Business Case: APPROVED_Measure Case_Window_2022 | 0 | Per Unit Savings from PSE Business Case: APPROVED_Measure Case_Window_2022 | 0 | Full | 0 | 0 | 0 | 8048.545 | 0 | 0 | 0 | Existing conditions, assuming no cost | PSE Businss Case: APPROVED_Measure Case_Window_2022 | Q | 100% | 5% | 20.95% | 1 | 0 | 0 | No applicable non-energy benefitsIncludes PSE NEI data where applicable. | No applicable non-energy benefits | System | System
Kittitas County | Single Family | Heat Central Gas Furnace | Existing | Windows - Single Pane - to U22 - GH - SF or DX | Single pane windows: U-factor up to 0.22; single family or duplex dwelling heated with natural gas | 0 | 2024 | 2050 | 306.6112 | per Home | 0 | 1 | 45 | PSE Businss Case: APPROVED_Measure Case_Window_2022 | 104.0761 | 21.83% | Per Unit Savings from PSE Business Case: APPROVED_Measure Case_Window_2022 | 0 | Per Unit Savings from PSE Business Case: APPROVED_Measure Case_Window_2022 | 0 | Full | 0 | 0 | 0 | 8048.545 | 0 | 0 | 0 | Existing conditions, assuming no cost | PSE Businss Case: APPROVED_Measure Case_Window_2022 | Q | 100% | 5% | 20.95% | 1 | 0 | 0 | No applicable non-energy benefitsIncludes PSE NEI data where applicable. | No applicable non-energy benefits | System | System
Kittitas County | Single Family | Heat Room Gas | Existing | Windows - Single Pane - to U22 - GH - SF or DX | Single pane windows: U-factor up to 0.22; single family or duplex dwelling heated with natural gas | 0 | 2024 | 2050 | 306.6112 | per Home | 0 | 1 | 45 | PSE Businss Case: APPROVED_Measure Case_Window_2022 | 106.7734 | 21.83% | Per Unit Savings from PSE Business Case: APPROVED_Measure Case_Window_2022 | 0 | Per Unit Savings from PSE Business Case: APPROVED_Measure Case_Window_2022 | 0 | Full | 0 | 0 | 0 | 8048.545 | 0 | 0 | 0 | Existing conditions, assuming no cost | PSE Businss Case: APPROVED_Measure Case_Window_2022 | Q | 100% | 5% | 20.95% | 1 | 0 | 0 | No applicable non-energy benefitsIncludes PSE NEI data where applicable. | No applicable non-energy benefits | System | System
Kittitas County | Single Family - Highly Impacted | Heat Central Gas Boiler | Existing | Windows - Single Pane - to U22 - GH - SF or DX - MI | Single pane windows: U-factor up to 0.22; single family or duplex dwelling heated with natural gas; moderate income customer | 0 | 2024 | 2050 | 243.4666 | per Home | 0 | 1 | 45 | PSE Businss Case: APPROVED_Measure Case_Window_2022 | 112.063 | 24.1% | Per Unit Savings from PSE Business Case: APPROVED_Measure Case_Window_2022 | 0 | Per Unit Savings from PSE Business Case: APPROVED_Measure Case_Window_2022 | 0 | Full | 0 | 0 | 0 | 6390.9971 | 0 | 0 | 0 | Existing conditions, assuming no cost | PSE Businss Case: APPROVED_Measure Case_Window_2022 | Q | 100% | 5% | 20.95% | 1 | 0 | 0 | No applicable non-energy benefitsIncludes PSE NEI data where applicable. | No applicable non-energy benefits | System | System
Kittitas County | Single Family - Highly Impacted | Heat Central Gas Furnace | Existing | Windows - Single Pane - to U22 - GH - SF or DX - MI | Single pane windows: U-factor up to 0.22; single family or duplex dwelling heated with natural gas; moderate income customer | 0 | 2024 | 2050 | 243.4666 | per Home | 0 | 1 | 45 | PSE Businss Case: APPROVED_Measure Case_Window_2022 | 82.6423 | 24.1% | Per Unit Savings from PSE Business Case: APPROVED_Measure Case_Window_2022 | 0 | Per Unit Savings from PSE Business Case: APPROVED_Measure Case_Window_2022 | 0 | Full | 0 | 0 | 0 | 6390.9971 | 0 | 0 | 0 | Existing conditions, assuming no cost | PSE Businss Case: APPROVED_Measure Case_Window_2022 | Q | 100% | 5% | 20.95% | 1 | 0 | 0 | No applicable non-energy benefitsIncludes PSE NEI data where applicable. | No applicable non-energy benefits | System | System
Kittitas County | Single Family - Highly Impacted | Heat Room Gas | Existing | Windows - Single Pane - to U22 - GH - SF or DX - MI | Single pane windows: U-factor up to 0.22; single family or duplex dwelling heated with natural gas; moderate income customer | 0 | 2024 | 2050 | 243.4666 | per Home | 0 | 1 | 45 | PSE Businss Case: APPROVED_Measure Case_Window_2022 | 84.7841 | 24.1% | Per Unit Savings from PSE Business Case: APPROVED_Measure Case_Window_2022 | 0 | Per Unit Savings from PSE Business Case: APPROVED_Measure Case_Window_2022 | 0 | Full | 0 | 0 | 0 | 6390.9971 | 0 | 0 | 0 | Existing conditions, assuming no cost | PSE Businss Case: APPROVED_Measure Case_Window_2022 | Q | 100% | 5% | 20.95% | 1 | 0 | 0 | No applicable non-energy benefitsIncludes PSE NEI data where applicable. | No applicable non-energy benefits | System | System
Kittitas County | Multifamily - Highly Impacted | Heat Central Gas Boiler | Existing | Windows - Triple Pane - U22 - from DP U30 - GH - MF - MI | Triple pane windows: U-factor 0.22; from 0.30 double pane; multi-family dwelling heated with natural gas; moderate income customer | 0 | 2024 | 2050 | 33.3408 | per Home | 0 | 1 | 45 | PSE Businss Case: APPROVED_Measure Case_Window_2022 | 4.7019 | 1.3% | Per Unit Savings from PSE Business Case: APPROVED_Measure Case_Window_2022. End use ratio of 100% for Heat Central Gas Boiler. | 0 | Per Unit Savings from PSE Business Case: APPROVED_Measure Case_Window_2022. End use ratio of 100% for Heat Central Gas Boiler. | 0 | Incremental | 0 | 0 | 0 | 122.6941 | 0 | 0 | 0 | Measure cost represents incremental cost, default cost of zero | PSE Businss Case: APPROVED_Measure Case_Window_2022 |  | 100% | 2.5% | 80.9% | 1 | 0 | 0 | No applicable non-energy benefitsIncludes PSE NEI data where applicable. | No applicable non-energy benefits | System | System
Kittitas County | Multifamily - Highly Impacted | Heat Central Gas Boiler | New | Windows - Triple Pane - U22 - from DP U30 - GH - MF - MI | Triple pane windows: U-factor 0.22; from 0.30 double pane; multi-family dwelling heated with natural gas; moderate income customer | 0 | 2024 | 2050 | 33.3408 | per Home | 0 | 1 | 45 | PSE Businss Case: APPROVED_Measure Case_Window_2022 | 2.9201 | 1.3% | Per Unit Savings from PSE Business Case: APPROVED_Measure Case_Window_2022. End use ratio of 100% for Heat Central Gas Boiler. | 0 | Per Unit Savings from PSE Business Case: APPROVED_Measure Case_Window_2022. End use ratio of 100% for Heat Central Gas Boiler. | 0 | Incremental | 0 | 0 | 0 | 122.6941 | 0 | 0 | 0 | Measure cost represents incremental cost, default cost of zero | PSE Businss Case: APPROVED_Measure Case_Window_2022 |  | 100% | 2.5% | 80.9% | 1 | 0 | 0 | No applicable non-energy benefitsIncludes PSE NEI data where applicable. | No applicable non-energy benefits | System | System
Kittitas County | Multifamily - Highly Impacted | Heat Central Gas Furnace | Existing | Windows - Triple Pane - U22 - from DP U30 - GH - MF - MI | Triple pane windows: U-factor 0.22; from 0.30 double pane; multi-family dwelling heated with natural gas; moderate income customer | 0 | 2024 | 2050 | 33.3408 | per Home | 0 | 1 | 45 | PSE Businss Case: APPROVED_Measure Case_Window_2022 | 3.4674 | 1.3% | Per Unit Savings from PSE Business Case: APPROVED_Measure Case_Window_2022. End use ratio of 100% for Heat Central Gas Furnace. | 0 | Per Unit Savings from PSE Business Case: APPROVED_Measure Case_Window_2022. End use ratio of 100% for Heat Central Gas Furnace. | 0 | Incremental | 0 | 0 | 0 | 122.6941 | 0 | 0 | 0 | Measure cost represents incremental cost, default cost of zero | PSE Businss Case: APPROVED_Measure Case_Window_2022 |  | 100% | 2.5% | 80.9% | 1 | 0 | 0 | No applicable non-energy benefitsIncludes PSE NEI data where applicable. | No applicable non-energy benefits | System | System
Kittitas County | Multifamily - Highly Impacted | Heat Central Gas Furnace | New | Windows - Triple Pane - U22 - from DP U30 - GH - MF - MI | Triple pane windows: U-factor 0.22; from 0.30 double pane; multi-family dwelling heated with natural gas; moderate income customer | 0 | 2024 | 2050 | 33.3408 | per Home | 0 | 1 | 45 | PSE Businss Case: APPROVED_Measure Case_Window_2022 | 2.0145 | 1.3% | Per Unit Savings from PSE Business Case: APPROVED_Measure Case_Window_2022. End use ratio of 100% for Heat Central Gas Furnace. | 0 | Per Unit Savings from PSE Business Case: APPROVED_Measure Case_Window_2022. End use ratio of 100% for Heat Central Gas Furnace. | 0 | Incremental | 0 | 0 | 0 | 122.6941 | 0 | 0 | 0 | Measure cost represents incremental cost, default cost of zero | PSE Businss Case: APPROVED_Measure Case_Window_2022 |  | 100% | 2.5% | 80.9% | 1 | 0 | 0 | No applicable non-energy benefitsIncludes PSE NEI data where applicable. | No applicable non-energy benefits | System | System
Kittitas County | Multifamily - Highly Impacted | Heat Room Gas | Existing | Windows - Triple Pane - U22 - from DP U30 - GH - MF - MI | Triple pane windows: U-factor 0.22; from 0.30 double pane; multi-family dwelling heated with natural gas; moderate income customer | 0 | 2024 | 2050 | 33.3408 | per Home | 0 | 1 | 45 | PSE Businss Case: APPROVED_Measure Case_Window_2022 | 3.1207 | 1.14% | Per Unit Savings from PSE Business Case: APPROVED_Measure Case_Window_2022. Assuming an end use ratio of 90% for Heat Room Gas and applying to the reported PSE Business Case Savings. | 0 | Per Unit Savings from PSE Business Case: APPROVED_Measure Case_Window_2022. Assuming an end use ratio of 90% for Heat Room Gas and applying to the reported PSE Business Case Savings. | 0 | Incremental | 0 | 0 | 0 | 122.6941 | 0 | 0 | 0 | Measure cost represents incremental cost, default cost of zero | PSE Businss Case: APPROVED_Measure Case_Window_2022 |  | 100% | 2.5% | 80.9% | 1 | 0 | 0 | No applicable non-energy benefitsIncludes PSE NEI data where applicable. | No applicable non-energy benefits | System | System
Kittitas County | Multifamily - Highly Impacted | Heat Room Gas | New | Windows - Triple Pane - U22 - from DP U30 - GH - MF - MI | Triple pane windows: U-factor 0.22; from 0.30 double pane; multi-family dwelling heated with natural gas; moderate income customer | 0 | 2024 | 2050 | 33.3408 | per Home | 0 | 1 | 45 | PSE Businss Case: APPROVED_Measure Case_Window_2022 | 2.0285 | 1.14% | Per Unit Savings from PSE Business Case: APPROVED_Measure Case_Window_2022. Assuming an end use ratio of 90% for Heat Room Gas and applying to the reported PSE Business Case Savings. | 0 | Per Unit Savings from PSE Business Case: APPROVED_Measure Case_Window_2022. Assuming an end use ratio of 90% for Heat Room Gas and applying to the reported PSE Business Case Savings. | 0 | Incremental | 0 | 0 | 0 | 122.6941 | 0 | 0 | 0 | Measure cost represents incremental cost, default cost of zero | PSE Businss Case: APPROVED_Measure Case_Window_2022 |  | 100% | 2.5% | 80.9% | 1 | 0 | 0 | No applicable non-energy benefitsIncludes PSE NEI data where applicable. | No applicable non-energy benefits | System | System
Kittitas County | Multifamily - Highly Impacted | Heat Central Gas Boiler | Existing | Windows - Triple Pane - U22 - from DP U60 - GH - MF - MI | Triple pane windows: U-factor 0.22; from 0.60 double pane; multi-family dwelling heated with natural gas; moderate income customer | 0 | 2024 | 2050 | 33.3408 | per Home | 0 | 1 | 45 | PSE Businss Case: APPROVED_Measure Case_Window_2022 | 27.1261 | 7.497% | Per Unit Savings from PSE Business Case: APPROVED_Measure Case_Window_2022. End use ratio of 100% for Heat Central Gas Boiler. | 0 | Per Unit Savings from PSE Business Case: APPROVED_Measure Case_Window_2022. End use ratio of 100% for Heat Central Gas Boiler. | 0 | Full | 0 | 0 | 0 | 899.5344 | 0 | 0 | 0 | Existing conditions, assuming no cost | PSE Businss Case: APPROVED_Measure Case_Window_2022 | O | 100% | 2.5% | 80.9% | 1 | 0 | 0 | No applicable non-energy benefitsIncludes PSE NEI data where applicable. | No applicable non-energy benefits | System | System
Kittitas County | Multifamily - Highly Impacted | Heat Central Gas Boiler | New | Windows - Triple Pane - U22 - from DP U60 - GH - MF - MI | Triple pane windows: U-factor 0.22; from 0.60 double pane; multi-family dwelling heated with natural gas; moderate income customer | 0 | 2024 | 2050 | 33.3408 | per Home | 0 | 1 | 45 | PSE Businss Case: APPROVED_Measure Case_Window_2022 | 16.8467 | 7.497% | Per Unit Savings from PSE Business Case: APPROVED_Measure Case_Window_2022. End use ratio of 100% for Heat Central Gas Boiler. | 0 | Per Unit Savings from PSE Business Case: APPROVED_Measure Case_Window_2022. End use ratio of 100% for Heat Central Gas Boiler. | 0 | Full | 0 | 0 | 0 | 899.5344 | 0 | 0 | 0 | Existing conditions, assuming no cost | PSE Businss Case: APPROVED_Measure Case_Window_2022 | O | 100% | 2.5% | 80.9% | 1 | 0 | 0 | No applicable non-energy benefitsIncludes PSE NEI data where applicable. | No applicable non-energy benefits | System | System
Kittitas County | Multifamily - Highly Impacted | Heat Central Gas Furnace | Existing | Windows - Triple Pane - U22 - from DP U60 - GH - MF - MI | Triple pane windows: U-factor 0.22; from 0.60 double pane; multi-family dwelling heated with natural gas; moderate income customer | 0 | 2024 | 2050 | 33.3408 | per Home | 0 | 1 | 45 | PSE Businss Case: APPROVED_Measure Case_Window_2022 | 20.0045 | 7.497% | Per Unit Savings from PSE Business Case: APPROVED_Measure Case_Window_2022. End use ratio of 100% for Heat Central Gas Furnace. | 0 | Per Unit Savings from PSE Business Case: APPROVED_Measure Case_Window_2022. End use ratio of 100% for Heat Central Gas Furnace. | 0 | Full | 0 | 0 | 0 | 899.5344 | 0 | 0 | 0 | Existing conditions, assuming no cost | PSE Businss Case: APPROVED_Measure Case_Window_2022 | O | 100% | 2.5% | 80.9% | 1 | 0 | 0 | No applicable non-energy benefitsIncludes PSE NEI data where applicable. | No applicable non-energy benefits | System | System
Kittitas County | Multifamily - Highly Impacted | Heat Central Gas Furnace | New | Windows - Triple Pane - U22 - from DP U60 - GH - MF - MI | Triple pane windows: U-factor 0.22; from 0.60 double pane; multi-family dwelling heated with natural gas; moderate income customer | 0 | 2024 | 2050 | 33.3408 | per Home | 0 | 1 | 45 | PSE Businss Case: APPROVED_Measure Case_Window_2022 | 11.6218 | 7.497% | Per Unit Savings from PSE Business Case: APPROVED_Measure Case_Window_2022. End use ratio of 100% for Heat Central Gas Furnace. | 0 | Per Unit Savings from PSE Business Case: APPROVED_Measure Case_Window_2022. End use ratio of 100% for Heat Central Gas Furnace. | 0 | Full | 0 | 0 | 0 | 899.5344 | 0 | 0 | 0 | Existing conditions, assuming no cost | PSE Businss Case: APPROVED_Measure Case_Window_2022 | O | 100% | 2.5% | 80.9% | 1 | 0 | 0 | No applicable non-energy benefitsIncludes PSE NEI data where applicable. | No applicable non-energy benefits | System | System
Kittitas County | Multifamily - Highly Impacted | Heat Room Gas | Existing | Windows - Triple Pane - U22 - from DP U60 - GH - MF - MI | Triple pane windows: U-factor 0.22; from 0.60 double pane; multi-family dwelling heated with natural gas; moderate income customer | 0 | 2024 | 2050 | 33.3408 | per Home | 0 | 1 | 45 | PSE Businss Case: APPROVED_Measure Case_Window_2022 | 18.004 | 6.577% | Per Unit Savings from PSE Business Case: APPROVED_Measure Case_Window_2022. Assuming an end use ratio of 90% for Heat Room Gas and applying to the reported PSE Business Case Savings. | 0 | Per Unit Savings from PSE Business Case: APPROVED_Measure Case_Window_2022. Assuming an end use ratio of 90% for Heat Room Gas and applying to the reported PSE Business Case Savings. | 0 | Full | 0 | 0 | 0 | 899.5344 | 0 | 0 | 0 | Existing conditions, assuming no cost | PSE Businss Case: APPROVED_Measure Case_Window_2022 | O | 100% | 2.5% | 80.9% | 1 | 0 | 0 | No applicable non-energy benefitsIncludes PSE NEI data where applicable. | No applicable non-energy benefits | System | System
Kittitas County | Multifamily - Highly Impacted | Heat Room Gas | New | Windows - Triple Pane - U22 - from DP U60 - GH - MF - MI | Triple pane windows: U-factor 0.22; from 0.60 double pane; multi-family dwelling heated with natural gas; moderate income customer | 0 | 2024 | 2050 | 33.3408 | per Home | 0 | 1 | 45 | PSE Businss Case: APPROVED_Measure Case_Window_2022 | 11.7026 | 6.577% | Per Unit Savings from PSE Business Case: APPROVED_Measure Case_Window_2022. Assuming an end use ratio of 90% for Heat Room Gas and applying to the reported PSE Business Case Savings. | 0 | Per Unit Savings from PSE Business Case: APPROVED_Measure Case_Window_2022. Assuming an end use ratio of 90% for Heat Room Gas and applying to the reported PSE Business Case Savings. | 0 | Full | 0 | 0 | 0 | 899.5344 | 0 | 0 | 0 | Existing conditions, assuming no cost | PSE Businss Case: APPROVED_Measure Case_Window_2022 | O | 100% | 2.5% | 80.9% | 1 | 0 | 0 | No applicable non-energy benefitsIncludes PSE NEI data where applicable. | No applicable non-energy benefits | System | System
Kittitas County | Multifamily - Highly Impacted | Heat Central Gas Boiler | Existing | Windows - Triple Pane - U22 - from SP U120 - GH - MF - MI | Triple pane windows: U-factor 0.22; from 1.20 single pane; multi-family dwelling heated with natural gas; moderate income customer | 0 | 2024 | 2050 | 33.3408 | per Home | 0 | 1 | 45 | PSE Businss Case: APPROVED_Measure Case_Window_2022 | 45.9335 | 12.7% | Per Unit Savings from PSE Business Case: APPROVED_Measure Case_Window_2022. End use ratio of 100% for Heat Central Gas Boiler. | 0 | Per Unit Savings from PSE Business Case: APPROVED_Measure Case_Window_2022. End use ratio of 100% for Heat Central Gas Boiler. | 0 | Full | 0 | 0 | 0 | 899.5344 | 0 | 0 | 0 | Existing conditions, assuming no cost | PSE Businss Case: APPROVED_Measure Case_Window_2022 | P | 100% | 2.5% | 19.1% | 1 | 0 | 0 | No applicable non-energy benefitsIncludes PSE NEI data where applicable. | No applicable non-energy benefits | System | System
Kittitas County | Multifamily - Highly Impacted | Heat Central Gas Boiler | New | Windows - Triple Pane - U22 - from SP U120 - GH - MF - MI | Triple pane windows: U-factor 0.22; from 1.20 single pane; multi-family dwelling heated with natural gas; moderate income customer | 0 | 2024 | 2050 | 33.3408 | per Home | 0 | 1 | 45 | PSE Businss Case: APPROVED_Measure Case_Window_2022 | 28.527 | 12.7% | Per Unit Savings from PSE Business Case: APPROVED_Measure Case_Window_2022. End use ratio of 100% for Heat Central Gas Boiler. | 0 | Per Unit Savings from PSE Business Case: APPROVED_Measure Case_Window_2022. End use ratio of 100% for Heat Central Gas Boiler. | 0 | Full | 0 | 0 | 0 | 899.5344 | 0 | 0 | 0 | Existing conditions, assuming no cost | PSE Businss Case: APPROVED_Measure Case_Window_2022 | P | 100% | 2.5% | 19.1% | 1 | 0 | 0 | No applicable non-energy benefitsIncludes PSE NEI data where applicable. | No applicable non-energy benefits | System | System
Kittitas County | Multifamily - Highly Impacted | Heat Central Gas Furnace | Existing | Windows - Triple Pane - U22 - from SP U120 - GH - MF - MI | Triple pane windows: U-factor 0.22; from 1.20 single pane; multi-family dwelling heated with natural gas; moderate income customer | 0 | 2024 | 2050 | 33.3408 | per Home | 0 | 1 | 45 | PSE Businss Case: APPROVED_Measure Case_Window_2022 | 33.8742 | 12.7% | Per Unit Savings from PSE Business Case: APPROVED_Measure Case_Window_2022. End use ratio of 100% for Heat Central Gas Furnace. | 0 | Per Unit Savings from PSE Business Case: APPROVED_Measure Case_Window_2022. End use ratio of 100% for Heat Central Gas Furnace. | 0 | Full | 0 | 0 | 0 | 899.5344 | 0 | 0 | 0 | Existing conditions, assuming no cost | PSE Businss Case: APPROVED_Measure Case_Window_2022 | P | 100% | 2.5% | 19.1% | 1 | 0 | 0 | No applicable non-energy benefitsIncludes PSE NEI data where applicable. | No applicable non-energy benefits | System | System
Kittitas County | Multifamily - Highly Impacted | Heat Central Gas Furnace | New | Windows - Triple Pane - U22 - from SP U120 - GH - MF - MI | Triple pane windows: U-factor 0.22; from 1.20 single pane; multi-family dwelling heated with natural gas; moderate income customer | 0 | 2024 | 2050 | 33.3408 | per Home | 0 | 1 | 45 | PSE Businss Case: APPROVED_Measure Case_Window_2022 | 19.6797 | 12.7% | Per Unit Savings from PSE Business Case: APPROVED_Measure Case_Window_2022. End use ratio of 100% for Heat Central Gas Furnace. | 0 | Per Unit Savings from PSE Business Case: APPROVED_Measure Case_Window_2022. End use ratio of 100% for Heat Central Gas Furnace. | 0 | Full | 0 | 0 | 0 | 899.5344 | 0 | 0 | 0 | Existing conditions, assuming no cost | PSE Businss Case: APPROVED_Measure Case_Window_2022 | P | 100% | 2.5% | 19.1% | 1 | 0 | 0 | No applicable non-energy benefitsIncludes PSE NEI data where applicable. | No applicable non-energy benefits | System | System
Kittitas County | Multifamily - Highly Impacted | Heat Room Gas | Existing | Windows - Triple Pane - U22 - from SP U120 - GH - MF - MI | Triple pane windows: U-factor 0.22; from 1.20 single pane; multi-family dwelling heated with natural gas; moderate income customer | 0 | 2024 | 2050 | 33.3408 | per Home | 0 | 1 | 45 | PSE Businss Case: APPROVED_Measure Case_Window_2022 | 30.4868 | 11.14% | Per Unit Savings from PSE Business Case: APPROVED_Measure Case_Window_2022. Assuming an end use ratio of 90% for Heat Room Gas and applying to the reported PSE Business Case Savings. | 0 | Per Unit Savings from PSE Business Case: APPROVED_Measure Case_Window_2022. Assuming an end use ratio of 90% for Heat Room Gas and applying to the reported PSE Business Case Savings. | 0 | Full | 0 | 0 | 0 | 899.5344 | 0 | 0 | 0 | Existing conditions, assuming no cost | PSE Businss Case: APPROVED_Measure Case_Window_2022 | P | 100% | 2.5% | 19.1% | 1 | 0 | 0 | No applicable non-energy benefitsIncludes PSE NEI data where applicable. | No applicable non-energy benefits | System | System
Kittitas County | Multifamily - Highly Impacted | Heat Room Gas | New | Windows - Triple Pane - U22 - from SP U120 - GH - MF - MI | Triple pane windows: U-factor 0.22; from 1.20 single pane; multi-family dwelling heated with natural gas; moderate income customer | 0 | 2024 | 2050 | 33.3408 | per Home | 0 | 1 | 45 | PSE Businss Case: APPROVED_Measure Case_Window_2022 | 19.8164 | 11.14% | Per Unit Savings from PSE Business Case: APPROVED_Measure Case_Window_2022. Assuming an end use ratio of 90% for Heat Room Gas and applying to the reported PSE Business Case Savings. | 0 | Per Unit Savings from PSE Business Case: APPROVED_Measure Case_Window_2022. Assuming an end use ratio of 90% for Heat Room Gas and applying to the reported PSE Business Case Savings. | 0 | Full | 0 | 0 | 0 | 899.5344 | 0 | 0 | 0 | Existing conditions, assuming no cost | PSE Businss Case: APPROVED_Measure Case_Window_2022 | P | 100% | 2.5% | 19.1% | 1 | 0 | 0 | No applicable non-energy benefitsIncludes PSE NEI data where applicable. | No applicable non-energy benefits | System | System
Kittitas County | Multifamily | Water Heat LE 55 Gal | Existing | Tub Spout - DI - GWH - MF | Tub spout: direct install in multi-family dwelling with natural gas water heating | 0 | 2024 | 2050 | 0.96035 | per Home | 0 | 0 | 10 | PSE Businss Case: APPROVED_Measure Case_Adapter_2022 | 7.2026 | 5.605% | Per Unit Savings from PSE Business Case: APPROVED_Measure Case_Adapter_2022 | 0 | Per Unit Savings from PSE Business Case: APPROVED_Measure Case_Adapter_2022 | 0 | Full | 0 | 0 | 0 | 91.2334 | 0 | 0 | 0 | Existing conditions, assuming no cost | PSE Businss Case: APPROVED_Measure Case_Adapter_2022 | AA | 100% | 23.51% | 100% | 1 | 0 | 15.3 | No applicable non-energy benefitsIncludes PSE NEI data where applicable. | No applicable non-energy benefits | System | System
Kittitas County | Multifamily | Water Heat LE 55 Gal | New | Tub Spout - DI - GWH - MF | Tub spout: direct install in multi-family dwelling with natural gas water heating | 0 | 2024 | 2050 | 0.96035 | per Home | 0 | 0 | 10 | PSE Businss Case: APPROVED_Measure Case_Adapter_2022 | 6.9437 | 5.605% | Per Unit Savings from PSE Business Case: APPROVED_Measure Case_Adapter_2022 | 0 | Per Unit Savings from PSE Business Case: APPROVED_Measure Case_Adapter_2022 | 0 | Full | 0 | 0 | 0 | 91.2334 | 0 | 0 | 0 | Existing conditions, assuming no cost | PSE Businss Case: APPROVED_Measure Case_Adapter_2022 | AA | 100% | 23.51% | 100% | 1 | 0 | 15.3 | No applicable non-energy benefitsIncludes PSE NEI data where applicable. | No applicable non-energy benefits | System | System
Kittitas County | Multifamily | Water Heat GT 55 Gal | Existing | Tub Spout - DI - GWH - MF | Tub spout: direct install in multi-family dwelling with natural gas water heating | 0 | 2024 | 2050 | 0.96035 | per Home | 0 | 0 | 10 | PSE Businss Case: APPROVED_Measure Case_Adapter_2022 | 6.0346 | 5.53% | Adjusting savings using baseline and measure water heating efficiency. PSE Business Case: APPROVED_Measure Case_Adapter_2022 | 0 | Adjusting savings using baseline and measure water heating efficiency. PSE Business Case: APPROVED_Measure Case_Adapter_2022 | 0 | Full | 0 | 0 | 0 | 91.2334 | 0 | 0 | 0 | Existing conditions, assuming no cost | PSE Businss Case: APPROVED_Measure Case_Adapter_2022 | AA | 100% | 23.51% | 100% | 1 | 0 | 15.3 | No applicable non-energy benefitsIncludes PSE NEI data where applicable. | No applicable non-energy benefits | System | System
Kittitas County | Multifamily | Water Heat GT 55 Gal | New | Tub Spout - DI - GWH - MF | Tub spout: direct install in multi-family dwelling with natural gas water heating | 0 | 2024 | 2050 | 0.96035 | per Home | 0 | 0 | 10 | PSE Businss Case: APPROVED_Measure Case_Adapter_2022 | 6.0346 | 5.53% | Adjusting savings using baseline and measure water heating efficiency. PSE Business Case: APPROVED_Measure Case_Adapter_2022 | 0 | Adjusting savings using baseline and measure water heating efficiency. PSE Business Case: APPROVED_Measure Case_Adapter_2022 | 0 | Full | 0 | 0 | 0 | 91.2334 | 0 | 0 | 0 | Existing conditions, assuming no cost | PSE Businss Case: APPROVED_Measure Case_Adapter_2022 | AA | 100% | 23.51% | 100% | 1 | 0 | 15.3 | No applicable non-energy benefitsIncludes PSE NEI data where applicable. | No applicable non-energy benefits | System | System
Kittitas County | Multifamily - Highly Impacted | Water Heat LE 55 Gal | Existing | Tub Spout - DI - GWH - MF | Tub spout: direct install in multi-family dwelling with natural gas water heating | 0 | 2024 | 2050 | 0.8151 | per Home | 0 | 0 | 10 | PSE Businss Case: APPROVED_Measure Case_Adapter_2022 | 6.1133 | 4.226% | Per Unit Savings from PSE Business Case: APPROVED_Measure Case_Adapter_2022 | 0 | Per Unit Savings from PSE Business Case: APPROVED_Measure Case_Adapter_2022 | 0 | Full | 0 | 0 | 0 | 77.4346 | 0 | 0 | 0 | Existing conditions, assuming no cost | PSE Businss Case: APPROVED_Measure Case_Adapter_2022 | AA | 100% | 23.51% | 100% | 1 | 0 | 15.3 | No applicable non-energy benefitsIncludes PSE NEI data where applicable. | No applicable non-energy benefits | System | System
Kittitas County | Multifamily - Highly Impacted | Water Heat LE 55 Gal | New | Tub Spout - DI - GWH - MF | Tub spout: direct install in multi-family dwelling with natural gas water heating | 0 | 2024 | 2050 | 0.8151 | per Home | 0 | 0 | 10 | PSE Businss Case: APPROVED_Measure Case_Adapter_2022 | 5.8935 | 4.226% | Per Unit Savings from PSE Business Case: APPROVED_Measure Case_Adapter_2022 | 0 | Per Unit Savings from PSE Business Case: APPROVED_Measure Case_Adapter_2022 | 0 | Full | 0 | 0 | 0 | 77.4346 | 0 | 0 | 0 | Existing conditions, assuming no cost | PSE Businss Case: APPROVED_Measure Case_Adapter_2022 | AA | 100% | 23.51% | 100% | 1 | 0 | 15.3 | No applicable non-energy benefitsIncludes PSE NEI data where applicable. | No applicable non-energy benefits | System | System
Kittitas County | Multifamily - Highly Impacted | Water Heat GT 55 Gal | Existing | Tub Spout - DI - GWH - MF | Tub spout: direct install in multi-family dwelling with natural gas water heating | 0 | 2024 | 2050 | 0.8151 | per Home | 0 | 0 | 10 | PSE Businss Case: APPROVED_Measure Case_Adapter_2022 | 5.1219 | 4.17% | Adjusting savings using baseline and measure water heating efficiency. PSE Business Case: APPROVED_Measure Case_Adapter_2022 | 0 | Adjusting savings using baseline and measure water heating efficiency. PSE Business Case: APPROVED_Measure Case_Adapter_2022 | 0 | Full | 0 | 0 | 0 | 77.4346 | 0 | 0 | 0 | Existing conditions, assuming no cost | PSE Businss Case: APPROVED_Measure Case_Adapter_2022 | AA | 100% | 23.51% | 100% | 1 | 0 | 15.3 | No applicable non-energy benefitsIncludes PSE NEI data where applicable. | No applicable non-energy benefits | System | System
Kittitas County | Multifamily - Highly Impacted | Water Heat GT 55 Gal | New | Tub Spout - DI - GWH - MF | Tub spout: direct install in multi-family dwelling with natural gas water heating | 0 | 2024 | 2050 | 0.8151 | per Home | 0 | 0 | 10 | PSE Businss Case: APPROVED_Measure Case_Adapter_2022 | 5.1219 | 4.17% | Adjusting savings using baseline and measure water heating efficiency. PSE Business Case: APPROVED_Measure Case_Adapter_2022 | 0 | Adjusting savings using baseline and measure water heating efficiency. PSE Business Case: APPROVED_Measure Case_Adapter_2022 | 0 | Full | 0 | 0 | 0 | 77.4346 | 0 | 0 | 0 | Existing conditions, assuming no cost | PSE Businss Case: APPROVED_Measure Case_Adapter_2022 | AA | 100% | 23.51% | 100% | 1 | 0 | 15.3 | No applicable non-energy benefitsIncludes PSE NEI data where applicable. | No applicable non-energy benefits | System | System
Kittitas County | Manufactured | Water Heat LE 55 Gal | Existing | Tub Spout | Tub spout: direct install in multi-family dwelling with natural gas water heating | 0 | 2024 | 2050 | 1.2832 | per Home | 0 | 0 | 10 | PSE Businss Case: APPROVED_Measure Case_Adapter_2022 | 9.6243 | 6% | Per Unit Savings from PSE Business Case: APPROVED_Measure Case_Adapter_2022 | 0 | Per Unit Savings from PSE Business Case: APPROVED_Measure Case_Adapter_2022 | 0 | Full | 0 | 0 | 0 | 121.9076 | 0 | 0 | 0 | Existing conditions, assuming no cost | PSE Businss Case: APPROVED_Measure Case_Adapter_2022 | AA | 100% | 23.51% | 100% | 1 | 0 | 15.3 | No applicable non-energy benefitsIncludes PSE NEI data where applicable. | No applicable non-energy benefits | System | System
Kittitas County | Manufactured | Water Heat LE 55 Gal | New | Tub Spout | Tub spout: direct install in multi-family dwelling with natural gas water heating | 0 | 2024 | 2050 | 1.2832 | per Home | 0 | 0 | 10 | PSE Businss Case: APPROVED_Measure Case_Adapter_2022 | 9.2783 | 6% | Per Unit Savings from PSE Business Case: APPROVED_Measure Case_Adapter_2022 | 0 | Per Unit Savings from PSE Business Case: APPROVED_Measure Case_Adapter_2022 | 0 | Full | 0 | 0 | 0 | 121.9076 | 0 | 0 | 0 | Existing conditions, assuming no cost | PSE Businss Case: APPROVED_Measure Case_Adapter_2022 | AA | 100% | 23.51% | 100% | 1 | 0 | 15.3 | No applicable non-energy benefitsIncludes PSE NEI data where applicable. | No applicable non-energy benefits | System | System
Kittitas County | Manufactured | Water Heat GT 55 Gal | Existing | Tub Spout | Tub spout: direct install in multi-family dwelling with natural gas water heating | 0 | 2024 | 2050 | 1.2832 | per Home | 0 | 0 | 10 | PSE Businss Case: APPROVED_Measure Case_Adapter_2022 | 8.0636 | 5.921% | Adjusting savings using baseline and measure water heating efficiency. PSE Business Case: APPROVED_Measure Case_Adapter_2022 | 0 | Adjusting savings using baseline and measure water heating efficiency. PSE Business Case: APPROVED_Measure Case_Adapter_2022 | 0 | Full | 0 | 0 | 0 | 121.9076 | 0 | 0 | 0 | Existing conditions, assuming no cost | PSE Businss Case: APPROVED_Measure Case_Adapter_2022 | AA | 100% | 23.51% | 100% | 1 | 0 | 15.3 | No applicable non-energy benefitsIncludes PSE NEI data where applicable. | No applicable non-energy benefits | System | System
Kittitas County | Manufactured | Water Heat GT 55 Gal | New | Tub Spout | Tub spout: direct install in multi-family dwelling with natural gas water heating | 0 | 2024 | 2050 | 1.2832 | per Home | 0 | 0 | 10 | PSE Businss Case: APPROVED_Measure Case_Adapter_2022 | 8.0636 | 5.921% | Adjusting savings using baseline and measure water heating efficiency. PSE Business Case: APPROVED_Measure Case_Adapter_2022 | 0 | Adjusting savings using baseline and measure water heating efficiency. PSE Business Case: APPROVED_Measure Case_Adapter_2022 | 0 | Full | 0 | 0 | 0 | 121.9076 | 0 | 0 | 0 | Existing conditions, assuming no cost | PSE Businss Case: APPROVED_Measure Case_Adapter_2022 | AA | 100% | 23.51% | 100% | 1 | 0 | 15.3 | No applicable non-energy benefitsIncludes PSE NEI data where applicable. | No applicable non-energy benefits | System | System
Kittitas County | Manufactured - Highly Impacted | Water Heat LE 55 Gal | Existing | Tub Spout | Tub spout: direct install in multi-family dwelling with natural gas water heating | 0 | 2024 | 2050 | 0.99487 | per Home | 0 | 0 | 10 | PSE Businss Case: APPROVED_Measure Case_Adapter_2022 | 7.4616 | 5.456% | Per Unit Savings from PSE Business Case: APPROVED_Measure Case_Adapter_2022 | 0 | Per Unit Savings from PSE Business Case: APPROVED_Measure Case_Adapter_2022 | 0 | Full | 0 | 0 | 0 | 94.5131 | 0 | 0 | 0 | Existing conditions, assuming no cost | PSE Businss Case: APPROVED_Measure Case_Adapter_2022 | AA | 100% | 23.51% | 100% | 1 | 0 | 15.3 | No applicable non-energy benefitsIncludes PSE NEI data where applicable. | No applicable non-energy benefits | System | System
Kittitas County | Manufactured - Highly Impacted | Water Heat LE 55 Gal | New | Tub Spout | Tub spout: direct install in multi-family dwelling with natural gas water heating | 0 | 2024 | 2050 | 0.99487 | per Home | 0 | 0 | 10 | PSE Businss Case: APPROVED_Measure Case_Adapter_2022 | 7.1933 | 5.456% | Per Unit Savings from PSE Business Case: APPROVED_Measure Case_Adapter_2022 | 0 | Per Unit Savings from PSE Business Case: APPROVED_Measure Case_Adapter_2022 | 0 | Full | 0 | 0 | 0 | 94.5131 | 0 | 0 | 0 | Existing conditions, assuming no cost | PSE Businss Case: APPROVED_Measure Case_Adapter_2022 | AA | 100% | 23.51% | 100% | 1 | 0 | 15.3 | No applicable non-energy benefitsIncludes PSE NEI data where applicable. | No applicable non-energy benefits | System | System
Kittitas County | Manufactured - Highly Impacted | Water Heat GT 55 Gal | Existing | Tub Spout | Tub spout: direct install in multi-family dwelling with natural gas water heating | 0 | 2024 | 2050 | 0.99487 | per Home | 0 | 0 | 10 | PSE Businss Case: APPROVED_Measure Case_Adapter_2022 | 6.2516 | 5.384% | Adjusting savings using baseline and measure water heating efficiency. PSE Business Case: APPROVED_Measure Case_Adapter_2022 | 0 | Adjusting savings using baseline and measure water heating efficiency. PSE Business Case: APPROVED_Measure Case_Adapter_2022 | 0 | Full | 0 | 0 | 0 | 94.5131 | 0 | 0 | 0 | Existing conditions, assuming no cost | PSE Businss Case: APPROVED_Measure Case_Adapter_2022 | AA | 100% | 23.51% | 100% | 1 | 0 | 15.3 | No applicable non-energy benefitsIncludes PSE NEI data where applicable. | No applicable non-energy benefits | System | System
Kittitas County | Manufactured - Highly Impacted | Water Heat GT 55 Gal | New | Tub Spout | Tub spout: direct install in multi-family dwelling with natural gas water heating | 0 | 2024 | 2050 | 0.99487 | per Home | 0 | 0 | 10 | PSE Businss Case: APPROVED_Measure Case_Adapter_2022 | 6.2516 | 5.384% | Adjusting savings using baseline and measure water heating efficiency. PSE Business Case: APPROVED_Measure Case_Adapter_2022 | 0 | Adjusting savings using baseline and measure water heating efficiency. PSE Business Case: APPROVED_Measure Case_Adapter_2022 | 0 | Full | 0 | 0 | 0 | 94.5131 | 0 | 0 | 0 | Existing conditions, assuming no cost | PSE Businss Case: APPROVED_Measure Case_Adapter_2022 | AA | 100% | 23.51% | 100% | 1 | 0 | 15.3 | No applicable non-energy benefitsIncludes PSE NEI data where applicable. | No applicable non-energy benefits | System | System
Kittitas County | Single Family | Water Heat LE 55 Gal | Existing | Tub Spout | Tub spout: direct install in multi-family dwelling with natural gas water heating | 0 | 2024 | 2050 | 1.1758 | per Home | 0 | 0 | 10 | PSE Businss Case: APPROVED_Measure Case_Adapter_2022 | 8.8182 | 4.874% | Per Unit Savings from PSE Business Case: APPROVED_Measure Case_Adapter_2022 | 0 | Per Unit Savings from PSE Business Case: APPROVED_Measure Case_Adapter_2022 | 0 | Full | 0 | 0 | 0 | 111.6975 | 0 | 0 | 0 | Existing conditions, assuming no cost | PSE Businss Case: APPROVED_Measure Case_Adapter_2022 | AA | 100% | 23.51% | 100% | 1 | 0 | 15.3 | No applicable non-energy benefitsIncludes PSE NEI data where applicable. | No applicable non-energy benefits | System | System
Kittitas County | Single Family | Water Heat LE 55 Gal | New | Tub Spout | Tub spout: direct install in multi-family dwelling with natural gas water heating | 0 | 2024 | 2050 | 1.1758 | per Home | 0 | 0 | 10 | PSE Businss Case: APPROVED_Measure Case_Adapter_2022 | 8.5012 | 4.874% | Per Unit Savings from PSE Business Case: APPROVED_Measure Case_Adapter_2022 | 0 | Per Unit Savings from PSE Business Case: APPROVED_Measure Case_Adapter_2022 | 0 | Full | 0 | 0 | 0 | 111.6975 | 0 | 0 | 0 | Existing conditions, assuming no cost | PSE Businss Case: APPROVED_Measure Case_Adapter_2022 | AA | 100% | 23.51% | 100% | 1 | 0 | 15.3 | No applicable non-energy benefitsIncludes PSE NEI data where applicable. | No applicable non-energy benefits | System | System
Kittitas County | Single Family | Water Heat GT 55 Gal | Existing | Tub Spout | Tub spout: direct install in multi-family dwelling with natural gas water heating | 0 | 2024 | 2050 | 1.1758 | per Home | 0 | 0 | 10 | PSE Businss Case: APPROVED_Measure Case_Adapter_2022 | 7.3882 | 4.809% | Adjusting savings using baseline and measure water heating efficiency. PSE Business Case: APPROVED_Measure Case_Adapter_2022 | 0 | Adjusting savings using baseline and measure water heating efficiency. PSE Business Case: APPROVED_Measure Case_Adapter_2022 | 0 | Full | 0 | 0 | 0 | 111.6975 | 0 | 0 | 0 | Existing conditions, assuming no cost | PSE Businss Case: APPROVED_Measure Case_Adapter_2022 | AA | 100% | 23.51% | 100% | 1 | 0 | 15.3 | No applicable non-energy benefitsIncludes PSE NEI data where applicable. | No applicable non-energy benefits | System | System
Kittitas County | Single Family | Water Heat GT 55 Gal | New | Tub Spout | Tub spout: direct install in multi-family dwelling with natural gas water heating | 0 | 2024 | 2050 | 1.1758 | per Home | 0 | 0 | 10 | PSE Businss Case: APPROVED_Measure Case_Adapter_2022 | 7.3882 | 4.809% | Adjusting savings using baseline and measure water heating efficiency. PSE Business Case: APPROVED_Measure Case_Adapter_2022 | 0 | Adjusting savings using baseline and measure water heating efficiency. PSE Business Case: APPROVED_Measure Case_Adapter_2022 | 0 | Full | 0 | 0 | 0 | 111.6975 | 0 | 0 | 0 | Existing conditions, assuming no cost | PSE Businss Case: APPROVED_Measure Case_Adapter_2022 | AA | 100% | 23.51% | 100% | 1 | 0 | 15.3 | No applicable non-energy benefitsIncludes PSE NEI data where applicable. | No applicable non-energy benefits | System | System
Kittitas County | Single Family - Highly Impacted | Water Heat LE 55 Gal | Existing | Tub Spout | Tub spout: direct install in multi-family dwelling with natural gas water heating | 0 | 2024 | 2050 | 0.84577 | per Home | 0 | 0 | 10 | PSE Businss Case: APPROVED_Measure Case_Adapter_2022 | 6.3433 | 4.013% | Per Unit Savings from PSE Business Case: APPROVED_Measure Case_Adapter_2022 | 0 | Per Unit Savings from PSE Business Case: APPROVED_Measure Case_Adapter_2022 | 0 | Full | 0 | 0 | 0 | 80.348 | 0 | 0 | 0 | Existing conditions, assuming no cost | PSE Businss Case: APPROVED_Measure Case_Adapter_2022 | AA | 100% | 23.51% | 100% | 1 | 0 | 15.3 | No applicable non-energy benefitsIncludes PSE NEI data where applicable. | No applicable non-energy benefits | System | System
Kittitas County | Single Family - Highly Impacted | Water Heat LE 55 Gal | New | Tub Spout | Tub spout: direct install in multi-family dwelling with natural gas water heating | 0 | 2024 | 2050 | 0.84577 | per Home | 0 | 0 | 10 | PSE Businss Case: APPROVED_Measure Case_Adapter_2022 | 6.1152 | 4.013% | Per Unit Savings from PSE Business Case: APPROVED_Measure Case_Adapter_2022 | 0 | Per Unit Savings from PSE Business Case: APPROVED_Measure Case_Adapter_2022 | 0 | Full | 0 | 0 | 0 | 80.348 | 0 | 0 | 0 | Existing conditions, assuming no cost | PSE Businss Case: APPROVED_Measure Case_Adapter_2022 | AA | 100% | 23.51% | 100% | 1 | 0 | 15.3 | No applicable non-energy benefitsIncludes PSE NEI data where applicable. | No applicable non-energy benefits | System | System
Kittitas County | Single Family - Highly Impacted | Water Heat GT 55 Gal | Existing | Tub Spout | Tub spout: direct install in multi-family dwelling with natural gas water heating | 0 | 2024 | 2050 | 0.84577 | per Home | 0 | 0 | 10 | PSE Businss Case: APPROVED_Measure Case_Adapter_2022 | 5.3146 | 3.959% | Adjusting savings using baseline and measure water heating efficiency. PSE Business Case: APPROVED_Measure Case_Adapter_2022 | 0 | Adjusting savings using baseline and measure water heating efficiency. PSE Business Case: APPROVED_Measure Case_Adapter_2022 | 0 | Full | 0 | 0 | 0 | 80.348 | 0 | 0 | 0 | Existing conditions, assuming no cost | PSE Businss Case: APPROVED_Measure Case_Adapter_2022 | AA | 100% | 23.51% | 100% | 1 | 0 | 15.3 | No applicable non-energy benefitsIncludes PSE NEI data where applicable. | No applicable non-energy benefits | System | System
Kittitas County | Single Family - Highly Impacted | Water Heat GT 55 Gal | New | Tub Spout | Tub spout: direct install in multi-family dwelling with natural gas water heating | 0 | 2024 | 2050 | 0.84577 | per Home | 0 | 0 | 10 | PSE Businss Case: APPROVED_Measure Case_Adapter_2022 | 5.3146 | 3.959% | Adjusting savings using baseline and measure water heating efficiency. PSE Business Case: APPROVED_Measure Case_Adapter_2022 | 0 | Adjusting savings using baseline and measure water heating efficiency. PSE Business Case: APPROVED_Measure Case_Adapter_2022 | 0 | Full | 0 | 0 | 0 | 80.348 | 0 | 0 | 0 | Existing conditions, assuming no cost | PSE Businss Case: APPROVED_Measure Case_Adapter_2022 | AA | 100% | 23.51% | 100% | 1 | 0 | 15.3 | No applicable non-energy benefitsIncludes PSE NEI data where applicable. | No applicable non-energy benefits | System | System
Kittitas County | Multifamily - Highly Impacted | Heat Central Gas Boiler | Existing | LIW: Integrated Space and Water Heating - MF - TG | Integrated space and water heating system: multi-family; natural gas | 0 | 2024 | 2050 | 1 | per Home | 0 | 1 | 20 | PSE Businss Case: APPROVED_Measure Case_Integrated Space and Water Heat_2022 | 59.4356 | 16.43% | Per Unit Savings from PSE Business Case: APPROVED_Measure Case_Integrated Space and Water Heat_2022 | 0 | Per Unit Savings from PSE Business Case: APPROVED_Measure Case_Integrated Space and Water Heat_2022 | 0 | Full | 0 | 0 | 0 | 5485 | 0 | 0 | 0 | Existing conditions, assuming no cost | PSE Businss Case: APPROVED_Measure Case_Integrated Space and Water Heat_2022 |  | 100% | 71.25% | 100% | 1 | 0 | 12.37 | No applicable non-energy benefitsIncludes PSE NEI data where applicable. | No applicable non-energy benefits | System | System
Kittitas County | Multifamily - Highly Impacted | Heat Central Gas Boiler | New | LIW: Integrated Space and Water Heating - MF - TG | Integrated space and water heating system: multi-family; natural gas | 0 | 2024 | 2050 | 1 | per Home | 0 | 1 | 20 | PSE Businss Case: APPROVED_Measure Case_Integrated Space and Water Heat_2022 | 51.3372 | 22.85% | Per Unit Savings from PSE Business Case: APPROVED_Measure Case_Integrated Space and Water Heat_2022 | 0 | Per Unit Savings from PSE Business Case: APPROVED_Measure Case_Integrated Space and Water Heat_2022 | 0 | Full | 0 | 0 | 0 | 5485 | 0 | 0 | 0 | Existing conditions, assuming no cost | PSE Businss Case: APPROVED_Measure Case_Integrated Space and Water Heat_2022 |  | 100% | 71.25% | 100% | 1 | 0 | 12.37 | No applicable non-energy benefitsIncludes PSE NEI data where applicable. | No applicable non-energy benefits | System | System
Kittitas County | Multifamily - Highly Impacted | Water Heat LE 55 Gal | Existing | LIW: Integrated Space and Water Heating - MF - TG | Integrated space and water heating system: multi-family; natural gas | 0 | 2024 | 2050 | 1 | per Home | 0 | 1 | 20 | PSE Businss Case: APPROVED_Measure Case_Integrated Space and Water Heat_2022 | 29.7055 | 20.53% | Per Unit Savings from PSE Business Case: APPROVED_Measure Case_Integrated Space and Water Heat_2022 | 0 | Per Unit Savings from PSE Business Case: APPROVED_Measure Case_Integrated Space and Water Heat_2022 | 0 | Full | 0 | 0 | 0 | 5485 | 0 | 0 | 0 | Existing conditions, assuming no cost | PSE Businss Case: APPROVED_Measure Case_Integrated Space and Water Heat_2022 |  | 100% | 71.25% | 100% | 1 | 0 | 12.37 | No applicable non-energy benefitsIncludes PSE NEI data where applicable. | No applicable non-energy benefits | System | System
Kittitas County | Multifamily - Highly Impacted | Water Heat LE 55 Gal | New | LIW: Integrated Space and Water Heating - MF - TG | Integrated space and water heating system: multi-family; natural gas | 0 | 2024 | 2050 | 1 | per Home | 0 | 1 | 20 | PSE Businss Case: APPROVED_Measure Case_Integrated Space and Water Heat_2022 | 39.8286 | 28.56% | Per Unit Savings from PSE Business Case: APPROVED_Measure Case_Integrated Space and Water Heat_2022 | 0 | Per Unit Savings from PSE Business Case: APPROVED_Measure Case_Integrated Space and Water Heat_2022 | 0 | Full | 0 | 0 | 0 | 5485 | 0 | 0 | 0 | Existing conditions, assuming no cost | PSE Businss Case: APPROVED_Measure Case_Integrated Space and Water Heat_2022 |  | 100% | 71.25% | 100% | 1 | 0 | 12.37 | No applicable non-energy benefitsIncludes PSE NEI data where applicable. | No applicable non-energy benefits | System | System
Kittitas County | Multifamily - Highly Impacted | Water Heat GT 55 Gal | Existing | LIW: Integrated Space and Water Heating - MF - TG | Integrated space and water heating system: multi-family; natural gas | 0 | 2024 | 2050 | 1 | per Home | 0 | 1 | 20 | PSE Businss Case: APPROVED_Measure Case_Integrated Space and Water Heat_2022 | 23.2217 | 18.9% | Adjusting savings using baseline and measure water heating efficiency. PSE Business Case: APPROVED_Measure Case_Integrated Space and Water Heat_2022 | 0 | Adjusting savings using baseline and measure water heating efficiency. PSE Business Case: APPROVED_Measure Case_Integrated Space and Water Heat_2022 | 0 | Full | 0 | 0 | 0 | 5485 | 0 | 0 | 0 | Existing conditions, assuming no cost | PSE Businss Case: APPROVED_Measure Case_Integrated Space and Water Heat_2022 |  | 100% | 71.25% | 100% | 1 | 0 | 12.37 | No applicable non-energy benefitsIncludes PSE NEI data where applicable. | No applicable non-energy benefits | System | System
Kittitas County | Multifamily - Highly Impacted | Water Heat GT 55 Gal | New | LIW: Integrated Space and Water Heating - MF - TG | Integrated space and water heating system: multi-family; natural gas | 0 | 2024 | 2050 | 1 | per Home | 0 | 1 | 20 | PSE Businss Case: APPROVED_Measure Case_Integrated Space and Water Heat_2022 | 32.3829 | 26.36% | Adjusting savings using baseline and measure water heating efficiency. PSE Business Case: APPROVED_Measure Case_Integrated Space and Water Heat_2022 | 0 | Adjusting savings using baseline and measure water heating efficiency. PSE Business Case: APPROVED_Measure Case_Integrated Space and Water Heat_2022 | 0 | Full | 0 | 0 | 0 | 5485 | 0 | 0 | 0 | Existing conditions, assuming no cost | PSE Businss Case: APPROVED_Measure Case_Integrated Space and Water Heat_2022 |  | 100% | 71.25% | 100% | 1 | 0 | 12.37 | No applicable non-energy benefitsIncludes PSE NEI data where applicable. | No applicable non-energy benefits | System | System
Kittitas County | Single Family - Highly Impacted | Heat Central Gas Boiler | Existing | LIW: Integrated Space and Water Heating - SF - TG | Integrated space and water heating system: single family; natural gas | 0 | 2024 | 2050 | 1 | per Home | 0 | 1 | 20 | PSE Businss Case: APPROVED_Measure Case_Integrated Space and Water Heat_2022 | 62.0923 | 13.35% | Per Unit Savings from PSE Business Case: APPROVED_Measure Case_Integrated Space and Water Heat_2022 | 0 | Per Unit Savings from PSE Business Case: APPROVED_Measure Case_Integrated Space and Water Heat_2022 | 0 | Full | 0 | 0 | 0 | 5485 | 0 | 0 | 0 | Existing conditions, assuming no cost | PSE Businss Case: APPROVED_Measure Case_Integrated Space and Water Heat_2022 |  | 100% | 71.25% | 100% | 1 | 0 | 16.51 | No applicable non-energy benefitsIncludes PSE NEI data where applicable. | No applicable non-energy benefits | System | System
Kittitas County | Single Family - Highly Impacted | Heat Central Gas Boiler | New | LIW: Integrated Space and Water Heating - SF - TG | Integrated space and water heating system: single family; natural gas | 0 | 2024 | 2050 | 1 | per Home | 0 | 1 | 20 | PSE Businss Case: APPROVED_Measure Case_Integrated Space and Water Heat_2022 | 54.4614 | 18.86% | Per Unit Savings from PSE Business Case: APPROVED_Measure Case_Integrated Space and Water Heat_2022 | 0 | Per Unit Savings from PSE Business Case: APPROVED_Measure Case_Integrated Space and Water Heat_2022 | 0 | Full | 0 | 0 | 0 | 5485 | 0 | 0 | 0 | Existing conditions, assuming no cost | PSE Businss Case: APPROVED_Measure Case_Integrated Space and Water Heat_2022 |  | 100% | 71.25% | 100% | 1 | 0 | 16.51 | No applicable non-energy benefitsIncludes PSE NEI data where applicable. | No applicable non-energy benefits | System | System
Kittitas County | Single Family - Highly Impacted | Water Heat LE 55 Gal | Existing | LIW: Integrated Space and Water Heating - SF - TG | Integrated space and water heating system: single family; natural gas | 0 | 2024 | 2050 | 1 | per Home | 0 | 1 | 20 | PSE Businss Case: APPROVED_Measure Case_Integrated Space and Water Heat_2022 | 26.3847 | 16.69% | Per Unit Savings from PSE Business Case: APPROVED_Measure Case_Integrated Space and Water Heat_2022 | 0 | Per Unit Savings from PSE Business Case: APPROVED_Measure Case_Integrated Space and Water Heat_2022 | 0 | Full | 0 | 0 | 0 | 5485 | 0 | 0 | 0 | Existing conditions, assuming no cost | PSE Businss Case: APPROVED_Measure Case_Integrated Space and Water Heat_2022 |  | 100% | 71.25% | 100% | 1 | 0 | 16.51 | No applicable non-energy benefitsIncludes PSE NEI data where applicable. | No applicable non-energy benefits | System | System
Kittitas County | Single Family - Highly Impacted | Water Heat LE 55 Gal | New | LIW: Integrated Space and Water Heating - SF - TG | Integrated space and water heating system: single family; natural gas | 0 | 2024 | 2050 | 1 | per Home | 0 | 1 | 20 | PSE Businss Case: APPROVED_Measure Case_Integrated Space and Water Heat_2022 | 35.9232 | 23.57% | Per Unit Savings from PSE Business Case: APPROVED_Measure Case_Integrated Space and Water Heat_2022 | 0 | Per Unit Savings from PSE Business Case: APPROVED_Measure Case_Integrated Space and Water Heat_2022 | 0 | Full | 0 | 0 | 0 | 5485 | 0 | 0 | 0 | Existing conditions, assuming no cost | PSE Businss Case: APPROVED_Measure Case_Integrated Space and Water Heat_2022 |  | 100% | 71.25% | 100% | 1 | 0 | 16.51 | No applicable non-energy benefitsIncludes PSE NEI data where applicable. | No applicable non-energy benefits | System | System
Kittitas County | Single Family - Highly Impacted | Water Heat GT 55 Gal | Existing | LIW: Integrated Space and Water Heating - SF - TG | Integrated space and water heating system: single family; natural gas | 0 | 2024 | 2050 | 1 | per Home | 0 | 1 | 20 | PSE Businss Case: APPROVED_Measure Case_Integrated Space and Water Heat_2022 | 20.5224 | 15.29% | Adjusting savings using baseline and measure water heating efficiency. PSE Business Case: APPROVED_Measure Case_Integrated Space and Water Heat_2022 | 0 | Adjusting savings using baseline and measure water heating efficiency. PSE Business Case: APPROVED_Measure Case_Integrated Space and Water Heat_2022 | 0 | Full | 0 | 0 | 0 | 5485 | 0 | 0 | 0 | Existing conditions, assuming no cost | PSE Businss Case: APPROVED_Measure Case_Integrated Space and Water Heat_2022 |  | 100% | 71.25% | 100% | 1 | 0 | 16.51 | No applicable non-energy benefitsIncludes PSE NEI data where applicable. | No applicable non-energy benefits | System | System
Kittitas County | Single Family - Highly Impacted | Water Heat GT 55 Gal | New | LIW: Integrated Space and Water Heating - SF - TG | Integrated space and water heating system: single family; natural gas | 0 | 2024 | 2050 | 1 | per Home | 0 | 1 | 20 | PSE Businss Case: APPROVED_Measure Case_Integrated Space and Water Heat_2022 | 29.0713 | 21.66% | Adjusting savings using baseline and measure water heating efficiency. PSE Business Case: APPROVED_Measure Case_Integrated Space and Water Heat_2022 | 0 | Adjusting savings using baseline and measure water heating efficiency. PSE Business Case: APPROVED_Measure Case_Integrated Space and Water Heat_2022 | 0 | Full | 0 | 0 | 0 | 5485 | 0 | 0 | 0 | Existing conditions, assuming no cost | PSE Businss Case: APPROVED_Measure Case_Integrated Space and Water Heat_2022 |  | 100% | 71.25% | 100% | 1 | 0 | 16.51 | No applicable non-energy benefitsIncludes PSE NEI data where applicable. | No applicable non-energy benefits | System | System
Kittitas County | Single Family | Heat Central Gas Boiler | Existing | Integrated Heating System - Space and Water - GH - Res | Integrated space and water heating system: residential dwelling with natural gas | 0 | 2024 | 2050 | 1 | per Home | 0 | 1 | 20 | PSE Businss Case: APPROVED_Measure Case_Integrated Space and Water Heat_2022 | 65.0051 | 10.06% | Per Unit Savings from PSE Business Case: APPROVED_Measure Case_Integrated Space and Water Heat_2022 | 0 | Per Unit Savings from PSE Business Case: APPROVED_Measure Case_Integrated Space and Water Heat_2022 | 0 | Incremental | 0 | 0 | 0 | 1502 | 0 | 0 | 0 | Measure cost represents incremental cost, default cost of zero | PSE Businss Case: APPROVED_Measure Case_Integrated Space and Water Heat_2022 |  | 100% | 71.25% | 100% | 1 | 0 | 7.7064 | No applicable non-energy benefitsIncludes PSE NEI data where applicable. | No applicable non-energy benefits | System | System
Kittitas County | Single Family | Heat Central Gas Boiler | New | Integrated Heating System - Space and Water - GH - Res | Integrated space and water heating system: residential dwelling with natural gas | 0 | 2024 | 2050 | 1 | per Home | 0 | 1 | 20 | PSE Businss Case: APPROVED_Measure Case_Integrated Space and Water Heat_2022 | 58 | 14.45% | Per Unit Savings from PSE Business Case: APPROVED_Measure Case_Integrated Space and Water Heat_2022 | 0 | Per Unit Savings from PSE Business Case: APPROVED_Measure Case_Integrated Space and Water Heat_2022 | 0 | Incremental | 0 | 0 | 0 | 1502 | 0 | 0 | 0 | Measure cost represents incremental cost, default cost of zero | PSE Businss Case: APPROVED_Measure Case_Integrated Space and Water Heat_2022 |  | 100% | 71.25% | 100% | 1 | 0 | 7.7064 | No applicable non-energy benefitsIncludes PSE NEI data where applicable. | No applicable non-energy benefits | System | System
Kittitas County | Single Family | Water Heat LE 55 Gal | Existing | Integrated Heating System - Space and Water - GH - Res | Integrated space and water heating system: residential dwelling with natural gas | 0 | 2024 | 2050 | 1 | per Home | 0 | 1 | 20 | PSE Businss Case: APPROVED_Measure Case_Integrated Space and Water Heat_2022 | 22.7436 | 12.57% | Per Unit Savings from PSE Business Case: APPROVED_Measure Case_Integrated Space and Water Heat_2022 | 0 | Per Unit Savings from PSE Business Case: APPROVED_Measure Case_Integrated Space and Water Heat_2022 | 0 | Incremental | 0 | 0 | 0 | 1502 | 0 | 0 | 0 | Measure cost represents incremental cost, default cost of zero | PSE Businss Case: APPROVED_Measure Case_Integrated Space and Water Heat_2022 |  | 100% | 71.25% | 100% | 1 | 0 | 7.7064 | No applicable non-energy benefitsIncludes PSE NEI data where applicable. | No applicable non-energy benefits | System | System
Kittitas County | Single Family | Water Heat LE 55 Gal | New | Integrated Heating System - Space and Water - GH - Res | Integrated space and water heating system: residential dwelling with natural gas | 0 | 2024 | 2050 | 1 | per Home | 0 | 1 | 20 | PSE Businss Case: APPROVED_Measure Case_Integrated Space and Water Heat_2022 | 31.5 | 18.06% | Per Unit Savings from PSE Business Case: APPROVED_Measure Case_Integrated Space and Water Heat_2022 | 0 | Per Unit Savings from PSE Business Case: APPROVED_Measure Case_Integrated Space and Water Heat_2022 | 0 | Incremental | 0 | 0 | 0 | 1502 | 0 | 0 | 0 | Measure cost represents incremental cost, default cost of zero | PSE Businss Case: APPROVED_Measure Case_Integrated Space and Water Heat_2022 |  | 100% | 71.25% | 100% | 1 | 0 | 7.7064 | No applicable non-energy benefitsIncludes PSE NEI data where applicable. | No applicable non-energy benefits | System | System
Kittitas County | Single Family | Water Heat GT 55 Gal | Existing | Integrated Heating System - Space and Water - GH - Res | Integrated space and water heating system: residential dwelling with natural gas | 0 | 2024 | 2050 | 1 | per Home | 0 | 1 | 20 | PSE Businss Case: APPROVED_Measure Case_Integrated Space and Water Heat_2022 | 17.5937 | 11.45% | Adjusting savings using baseline and measure water heating efficiency. PSE Business Case: APPROVED_Measure Case_Integrated Space and Water Heat_2022 | 0 | Adjusting savings using baseline and measure water heating efficiency. PSE Business Case: APPROVED_Measure Case_Integrated Space and Water Heat_2022 | 0 | Incremental | 0 | 0 | 0 | 1502 | 0 | 0 | 0 | Measure cost represents incremental cost, default cost of zero | PSE Businss Case: APPROVED_Measure Case_Integrated Space and Water Heat_2022 |  | 100% | 71.25% | 100% | 1 | 0 | 7.7064 | No applicable non-energy benefitsIncludes PSE NEI data where applicable. | No applicable non-energy benefits | System | System
Kittitas County | Single Family | Water Heat GT 55 Gal | New | Integrated Heating System - Space and Water - GH - Res | Integrated space and water heating system: residential dwelling with natural gas | 0 | 2024 | 2050 | 1 | per Home | 0 | 1 | 20 | PSE Businss Case: APPROVED_Measure Case_Integrated Space and Water Heat_2022 | 25.3577 | 16.5% | Adjusting savings using baseline and measure water heating efficiency. PSE Business Case: APPROVED_Measure Case_Integrated Space and Water Heat_2022 | 0 | Adjusting savings using baseline and measure water heating efficiency. PSE Business Case: APPROVED_Measure Case_Integrated Space and Water Heat_2022 | 0 | Incremental | 0 | 0 | 0 | 1502 | 0 | 0 | 0 | Measure cost represents incremental cost, default cost of zero | PSE Businss Case: APPROVED_Measure Case_Integrated Space and Water Heat_2022 |  | 100% | 71.25% | 100% | 1 | 0 | 7.7064 | No applicable non-energy benefitsIncludes PSE NEI data where applicable. | No applicable non-energy benefits | System | System
Kittitas County | Multifamily | Heat Central Gas Boiler | Existing | Integrated Heating System - Space and Water - GH - Res | Integrated space and water heating system: residential dwelling with natural gas | 0 | 2024 | 2050 | 1 | per Home | 0 | 1 | 20 | PSE Businss Case: APPROVED_Measure Case_Integrated Space and Water Heat_2022 | 63.9287 | 15% | Per Unit Savings from PSE Business Case: APPROVED_Measure Case_Integrated Space and Water Heat_2022 | 0 | Per Unit Savings from PSE Business Case: APPROVED_Measure Case_Integrated Space and Water Heat_2022 | 0 | Incremental | 0 | 0 | 0 | 1502 | 0 | 0 | 0 | Measure cost represents incremental cost, default cost of zero | PSE Businss Case: APPROVED_Measure Case_Integrated Space and Water Heat_2022 |  | 100% | 71.25% | 100% | 1 | 0 | 7.7064 | No applicable non-energy benefitsIncludes PSE NEI data where applicable. | No applicable non-energy benefits | System | System
Kittitas County | Multifamily | Heat Central Gas Boiler | New | Integrated Heating System - Space and Water - GH - Res | Integrated space and water heating system: residential dwelling with natural gas | 0 | 2024 | 2050 | 1 | per Home | 0 | 1 | 20 | PSE Businss Case: APPROVED_Measure Case_Integrated Space and Water Heat_2022 | 56.6781 | 21.41% | Per Unit Savings from PSE Business Case: APPROVED_Measure Case_Integrated Space and Water Heat_2022 | 0 | Per Unit Savings from PSE Business Case: APPROVED_Measure Case_Integrated Space and Water Heat_2022 | 0 | Incremental | 0 | 0 | 0 | 1502 | 0 | 0 | 0 | Measure cost represents incremental cost, default cost of zero | PSE Businss Case: APPROVED_Measure Case_Integrated Space and Water Heat_2022 |  | 100% | 71.25% | 100% | 1 | 0 | 7.7064 | No applicable non-energy benefitsIncludes PSE NEI data where applicable. | No applicable non-energy benefits | System | System
Kittitas County | Multifamily | Water Heat LE 55 Gal | Existing | Integrated Heating System - Space and Water - GH - Res | Integrated space and water heating system: residential dwelling with natural gas | 0 | 2024 | 2050 | 1 | per Home | 0 | 1 | 20 | PSE Businss Case: APPROVED_Measure Case_Integrated Space and Water Heat_2022 | 24.0892 | 18.75% | Per Unit Savings from PSE Business Case: APPROVED_Measure Case_Integrated Space and Water Heat_2022 | 0 | Per Unit Savings from PSE Business Case: APPROVED_Measure Case_Integrated Space and Water Heat_2022 | 0 | Incremental | 0 | 0 | 0 | 1502 | 0 | 0 | 0 | Measure cost represents incremental cost, default cost of zero | PSE Businss Case: APPROVED_Measure Case_Integrated Space and Water Heat_2022 |  | 100% | 71.25% | 100% | 1 | 0 | 7.7064 | No applicable non-energy benefitsIncludes PSE NEI data where applicable. | No applicable non-energy benefits | System | System
Kittitas County | Multifamily | Water Heat LE 55 Gal | New | Integrated Heating System - Space and Water - GH - Res | Integrated space and water heating system: residential dwelling with natural gas | 0 | 2024 | 2050 | 1 | per Home | 0 | 1 | 20 | PSE Businss Case: APPROVED_Measure Case_Integrated Space and Water Heat_2022 | 33.1523 | 26.76% | Per Unit Savings from PSE Business Case: APPROVED_Measure Case_Integrated Space and Water Heat_2022 | 0 | Per Unit Savings from PSE Business Case: APPROVED_Measure Case_Integrated Space and Water Heat_2022 | 0 | Incremental | 0 | 0 | 0 | 1502 | 0 | 0 | 0 | Measure cost represents incremental cost, default cost of zero | PSE Businss Case: APPROVED_Measure Case_Integrated Space and Water Heat_2022 |  | 100% | 71.25% | 100% | 1 | 0 | 7.7064 | No applicable non-energy benefitsIncludes PSE NEI data where applicable. | No applicable non-energy benefits | System | System
Kittitas County | Multifamily | Water Heat GT 55 Gal | Existing | Integrated Heating System - Space and Water - GH - Res | Integrated space and water heating system: residential dwelling with natural gas | 0 | 2024 | 2050 | 1 | per Home | 0 | 1 | 20 | PSE Businss Case: APPROVED_Measure Case_Integrated Space and Water Heat_2022 | 18.6723 | 17.11% | Adjusting savings using baseline and measure water heating efficiency. PSE Business Case: APPROVED_Measure Case_Integrated Space and Water Heat_2022 | 0 | Adjusting savings using baseline and measure water heating efficiency. PSE Business Case: APPROVED_Measure Case_Integrated Space and Water Heat_2022 | 0 | Incremental | 0 | 0 | 0 | 1502 | 0 | 0 | 0 | Measure cost represents incremental cost, default cost of zero | PSE Businss Case: APPROVED_Measure Case_Integrated Space and Water Heat_2022 |  | 100% | 71.25% | 100% | 1 | 0 | 7.7064 | No applicable non-energy benefitsIncludes PSE NEI data where applicable. | No applicable non-energy benefits | System | System
Kittitas County | Multifamily | Water Heat GT 55 Gal | New | Integrated Heating System - Space and Water - GH - Res | Integrated space and water heating system: residential dwelling with natural gas | 0 | 2024 | 2050 | 1 | per Home | 0 | 1 | 20 | PSE Businss Case: APPROVED_Measure Case_Integrated Space and Water Heat_2022 | 26.7403 | 24.51% | Adjusting savings using baseline and measure water heating efficiency. PSE Business Case: APPROVED_Measure Case_Integrated Space and Water Heat_2022 | 0 | Adjusting savings using baseline and measure water heating efficiency. PSE Business Case: APPROVED_Measure Case_Integrated Space and Water Heat_2022 | 0 | Incremental | 0 | 0 | 0 | 1502 | 0 | 0 | 0 | Measure cost represents incremental cost, default cost of zero | PSE Businss Case: APPROVED_Measure Case_Integrated Space and Water Heat_2022 |  | 100% | 71.25% | 100% | 1 | 0 | 7.7064 | No applicable non-energy benefitsIncludes PSE NEI data where applicable. | No applicable non-energy benefits | System | System
Kittitas County | Manufactured | Heat Central Gas Boiler | Existing | Integrated Heating System - Space and Water - GH - Res | Integrated space and water heating system: residential dwelling with natural gas | 0 | 2024 | 2050 | 1 | per Home | 0 | 1 | 20 | PSE Businss Case: APPROVED_Measure Case_Integrated Space and Water Heat_2022 | 65.2662 | 11.18% | Per Unit Savings from PSE Business Case: APPROVED_Measure Case_Integrated Space and Water Heat_2022 | 0 | Per Unit Savings from PSE Business Case: APPROVED_Measure Case_Integrated Space and Water Heat_2022 | 0 | Incremental | 0 | 0 | 0 | 1502 | 0 | 0 | 0 | Measure cost represents incremental cost, default cost of zero | PSE Businss Case: APPROVED_Measure Case_Integrated Space and Water Heat_2022 |  | 100% | 71.25% | 100% | 1 | 0 | 7.7064 | No applicable non-energy benefitsIncludes PSE NEI data where applicable. | No applicable non-energy benefits | System | System
Kittitas County | Manufactured | Heat Central Gas Boiler | New | Integrated Heating System - Space and Water - GH - Res | Integrated space and water heating system: residential dwelling with natural gas | 0 | 2024 | 2050 | 1 | per Home | 0 | 1 | 20 | PSE Businss Case: APPROVED_Measure Case_Integrated Space and Water Heat_2022 | 58.3231 | 16.09% | Per Unit Savings from PSE Business Case: APPROVED_Measure Case_Integrated Space and Water Heat_2022 | 0 | Per Unit Savings from PSE Business Case: APPROVED_Measure Case_Integrated Space and Water Heat_2022 | 0 | Incremental | 0 | 0 | 0 | 1502 | 0 | 0 | 0 | Measure cost represents incremental cost, default cost of zero | PSE Businss Case: APPROVED_Measure Case_Integrated Space and Water Heat_2022 |  | 100% | 71.25% | 100% | 1 | 0 | 7.7064 | No applicable non-energy benefitsIncludes PSE NEI data where applicable. | No applicable non-energy benefits | System | System
Kittitas County | Manufactured | Water Heat LE 55 Gal | Existing | Integrated Heating System - Space and Water - GH - Res | Integrated space and water heating system: residential dwelling with natural gas | 0 | 2024 | 2050 | 1 | per Home | 0 | 1 | 20 | PSE Businss Case: APPROVED_Measure Case_Integrated Space and Water Heat_2022 | 22.4172 | 13.98% | Per Unit Savings from PSE Business Case: APPROVED_Measure Case_Integrated Space and Water Heat_2022 | 0 | Per Unit Savings from PSE Business Case: APPROVED_Measure Case_Integrated Space and Water Heat_2022 | 0 | Incremental | 0 | 0 | 0 | 1502 | 0 | 0 | 0 | Measure cost represents incremental cost, default cost of zero | PSE Businss Case: APPROVED_Measure Case_Integrated Space and Water Heat_2022 |  | 100% | 71.25% | 100% | 1 | 0 | 7.7064 | No applicable non-energy benefitsIncludes PSE NEI data where applicable. | No applicable non-energy benefits | System | System
Kittitas County | Manufactured | Water Heat LE 55 Gal | New | Integrated Heating System - Space and Water - GH - Res | Integrated space and water heating system: residential dwelling with natural gas | 0 | 2024 | 2050 | 1 | per Home | 0 | 1 | 20 | PSE Businss Case: APPROVED_Measure Case_Integrated Space and Water Heat_2022 | 31.0961 | 20.11% | Per Unit Savings from PSE Business Case: APPROVED_Measure Case_Integrated Space and Water Heat_2022 | 0 | Per Unit Savings from PSE Business Case: APPROVED_Measure Case_Integrated Space and Water Heat_2022 | 0 | Incremental | 0 | 0 | 0 | 1502 | 0 | 0 | 0 | Measure cost represents incremental cost, default cost of zero | PSE Businss Case: APPROVED_Measure Case_Integrated Space and Water Heat_2022 |  | 100% | 71.25% | 100% | 1 | 0 | 7.7064 | No applicable non-energy benefitsIncludes PSE NEI data where applicable. | No applicable non-energy benefits | System | System
Kittitas County | Manufactured | Water Heat GT 55 Gal | Existing | Integrated Heating System - Space and Water - GH - Res | Integrated space and water heating system: residential dwelling with natural gas | 0 | 2024 | 2050 | 1 | per Home | 0 | 1 | 20 | PSE Businss Case: APPROVED_Measure Case_Integrated Space and Water Heat_2022 | 17.3327 | 12.73% | Adjusting savings using baseline and measure water heating efficiency. PSE Business Case: APPROVED_Measure Case_Integrated Space and Water Heat_2022 | 0 | Adjusting savings using baseline and measure water heating efficiency. PSE Business Case: APPROVED_Measure Case_Integrated Space and Water Heat_2022 | 0 | Incremental | 0 | 0 | 0 | 1502 | 0 | 0 | 0 | Measure cost represents incremental cost, default cost of zero | PSE Businss Case: APPROVED_Measure Case_Integrated Space and Water Heat_2022 |  | 100% | 71.25% | 100% | 1 | 0 | 7.7064 | No applicable non-energy benefitsIncludes PSE NEI data where applicable. | No applicable non-energy benefits | System | System
Kittitas County | Manufactured | Water Heat GT 55 Gal | New | Integrated Heating System - Space and Water - GH - Res | Integrated space and water heating system: residential dwelling with natural gas | 0 | 2024 | 2050 | 1 | per Home | 0 | 1 | 20 | PSE Businss Case: APPROVED_Measure Case_Integrated Space and Water Heat_2022 | 25.0205 | 18.37% | Adjusting savings using baseline and measure water heating efficiency. PSE Business Case: APPROVED_Measure Case_Integrated Space and Water Heat_2022 | 0 | Adjusting savings using baseline and measure water heating efficiency. PSE Business Case: APPROVED_Measure Case_Integrated Space and Water Heat_2022 | 0 | Incremental | 0 | 0 | 0 | 1502 | 0 | 0 | 0 | Measure cost represents incremental cost, default cost of zero | PSE Businss Case: APPROVED_Measure Case_Integrated Space and Water Heat_2022 |  | 100% | 71.25% | 100% | 1 | 0 | 7.7064 | No applicable non-energy benefitsIncludes PSE NEI data where applicable. | No applicable non-energy benefits | System | System
Kittitas County | Single Family | Water Heat LE 55 Gal | Existing | Home Energy Reports Gas Single Family - Years 1 and 2 | Home energy reports: 2020, gas | 0 | 2024 | 2050 | 1 | per Home | 0 | 1 | 2 | PSE Business Case: QC_EDITS_Measure Case_Energy Management_2022 | 5 | 2.763% | Applying baseline and measure water heating efficiencies to the per unit savings from the PSE Business Case: QC_EDITS_Measure Case_Energy Management_2022 | 0 | Applying baseline and measure water heating efficiencies to the per unit savings from the PSE Business Case: QC_EDITS_Measure Case_Energy Management_2022 | 0 | Full | 0 | 0 | 0 | 1.97 | 0 | 0 | 0 | Measure cost represents incremental cost, default cost of zero | Average of Year 1 and Year 2 from PSE Business Case: QC_EDITS_Measure Case_Energy Management_2022 |  | 100% | 50% | 100% | 1 | 0 | 0 | No applicable non-energy benefitsIncludes PSE NEI data where applicable. | No applicable non-energy benefits | System | System
Kittitas County | Single Family | Water Heat LE 55 Gal | New | Home Energy Reports Gas Single Family - Years 1 and 2 | Home energy reports: 2020, gas | 0 | 2024 | 2050 | 1 | per Home | 0 | 1 | 2 | PSE Business Case: QC_EDITS_Measure Case_Energy Management_2022 | 4.8202 | 2.763% | Applying baseline and measure water heating efficiencies to the per unit savings from the PSE Business Case: QC_EDITS_Measure Case_Energy Management_2022 | 0 | Applying baseline and measure water heating efficiencies to the per unit savings from the PSE Business Case: QC_EDITS_Measure Case_Energy Management_2022 | 0 | Full | 0 | 0 | 0 | 1.97 | 0 | 0 | 0 | Measure cost represents incremental cost, default cost of zero | Average of Year 1 and Year 2 from PSE Business Case: QC_EDITS_Measure Case_Energy Management_2022 |  | 100% | 50% | 100% | 1 | 0 | 0 | No applicable non-energy benefitsIncludes PSE NEI data where applicable. | No applicable non-energy benefits | System | System
Kittitas County | Single Family | Water Heat GT 55 Gal | Existing | Home Energy Reports Gas Single Family - Years 1 and 2 | Home energy reports: 2020, gas | 0 | 2024 | 2050 | 1 | per Home | 0 | 1 | 2 | PSE Business Case: QC_EDITS_Measure Case_Energy Management_2022 | 3.5572 | 2.315% | Applying baseline and measure water heating efficiencies to the per unit savings from the PSE Business Case: QC_EDITS_Measure Case_Energy Management_2022 | 0 | Applying baseline and measure water heating efficiencies to the per unit savings from the PSE Business Case: QC_EDITS_Measure Case_Energy Management_2022 | 0 | Full | 0 | 0 | 0 | 1.97 | 0 | 0 | 0 | Measure cost represents incremental cost, default cost of zero | Average of Year 1 and Year 2 from PSE Business Case: QC_EDITS_Measure Case_Energy Management_2022 |  | 100% | 50% | 100% | 1 | 0 | 0 | No applicable non-energy benefitsIncludes PSE NEI data where applicable. | No applicable non-energy benefits | System | System
Kittitas County | Single Family | Water Heat GT 55 Gal | New | Home Energy Reports Gas Single Family - Years 1 and 2 | Home energy reports: 2020, gas | 0 | 2024 | 2050 | 1 | per Home | 0 | 1 | 2 | PSE Business Case: QC_EDITS_Measure Case_Energy Management_2022 | 3.5572 | 2.315% | Applying baseline and measure water heating efficiencies to the per unit savings from the PSE Business Case: QC_EDITS_Measure Case_Energy Management_2022 | 0 | Applying baseline and measure water heating efficiencies to the per unit savings from the PSE Business Case: QC_EDITS_Measure Case_Energy Management_2022 | 0 | Full | 0 | 0 | 0 | 1.97 | 0 | 0 | 0 | Measure cost represents incremental cost, default cost of zero | Average of Year 1 and Year 2 from PSE Business Case: QC_EDITS_Measure Case_Energy Management_2022 |  | 100% | 50% | 100% | 1 | 0 | 0 | No applicable non-energy benefitsIncludes PSE NEI data where applicable. | No applicable non-energy benefits | System | System
Kittitas County | Single Family - Highly Impacted | Water Heat LE 55 Gal | Existing | Home Energy Reports Gas Single Family - Years 1 and 2 | Home energy reports: 2020, gas | 0 | 2024 | 2050 | 1 | per Home | 0 | 1 | 2 | PSE Business Case: QC_EDITS_Measure Case_Energy Management_2022 | 4.3682 | 2.763% | Applying baseline and measure water heating efficiencies to the per unit savings from the PSE Business Case: QC_EDITS_Measure Case_Energy Management_2022 | 0 | Applying baseline and measure water heating efficiencies to the per unit savings from the PSE Business Case: QC_EDITS_Measure Case_Energy Management_2022 | 0 | Full | 0 | 0 | 0 | 1.97 | 0 | 0 | 0 | Measure cost represents incremental cost, default cost of zero | Average of Year 1 and Year 2 from PSE Business Case: QC_EDITS_Measure Case_Energy Management_2022 |  | 100% | 50% | 100% | 1 | 0 | 0 | No applicable non-energy benefitsIncludes PSE NEI data where applicable. | No applicable non-energy benefits | System | System
Kittitas County | Single Family - Highly Impacted | Water Heat LE 55 Gal | New | Home Energy Reports Gas Single Family - Years 1 and 2 | Home energy reports: 2020, gas | 0 | 2024 | 2050 | 1 | per Home | 0 | 1 | 2 | PSE Business Case: QC_EDITS_Measure Case_Energy Management_2022 | 4.2112 | 2.763% | Applying baseline and measure water heating efficiencies to the per unit savings from the PSE Business Case: QC_EDITS_Measure Case_Energy Management_2022 | 0 | Applying baseline and measure water heating efficiencies to the per unit savings from the PSE Business Case: QC_EDITS_Measure Case_Energy Management_2022 | 0 | Full | 0 | 0 | 0 | 1.97 | 0 | 0 | 0 | Measure cost represents incremental cost, default cost of zero | Average of Year 1 and Year 2 from PSE Business Case: QC_EDITS_Measure Case_Energy Management_2022 |  | 100% | 50% | 100% | 1 | 0 | 0 | No applicable non-energy benefitsIncludes PSE NEI data where applicable. | No applicable non-energy benefits | System | System
Kittitas County | Single Family - Highly Impacted | Water Heat GT 55 Gal | Existing | Home Energy Reports Gas Single Family - Years 1 and 2 | Home energy reports: 2020, gas | 0 | 2024 | 2050 | 1 | per Home | 0 | 1 | 2 | PSE Business Case: QC_EDITS_Measure Case_Energy Management_2022 | 3.1077 | 2.315% | Applying baseline and measure water heating efficiencies to the per unit savings from the PSE Business Case: QC_EDITS_Measure Case_Energy Management_2022 | 0 | Applying baseline and measure water heating efficiencies to the per unit savings from the PSE Business Case: QC_EDITS_Measure Case_Energy Management_2022 | 0 | Full | 0 | 0 | 0 | 1.97 | 0 | 0 | 0 | Measure cost represents incremental cost, default cost of zero | Average of Year 1 and Year 2 from PSE Business Case: QC_EDITS_Measure Case_Energy Management_2022 |  | 100% | 50% | 100% | 1 | 0 | 0 | No applicable non-energy benefitsIncludes PSE NEI data where applicable. | No applicable non-energy benefits | System | System
Kittitas County | Single Family - Highly Impacted | Water Heat GT 55 Gal | New | Home Energy Reports Gas Single Family - Years 1 and 2 | Home energy reports: 2020, gas | 0 | 2024 | 2050 | 1 | per Home | 0 | 1 | 2 | PSE Business Case: QC_EDITS_Measure Case_Energy Management_2022 | 3.1077 | 2.315% | Applying baseline and measure water heating efficiencies to the per unit savings from the PSE Business Case: QC_EDITS_Measure Case_Energy Management_2022 | 0 | Applying baseline and measure water heating efficiencies to the per unit savings from the PSE Business Case: QC_EDITS_Measure Case_Energy Management_2022 | 0 | Full | 0 | 0 | 0 | 1.97 | 0 | 0 | 0 | Measure cost represents incremental cost, default cost of zero | Average of Year 1 and Year 2 from PSE Business Case: QC_EDITS_Measure Case_Energy Management_2022 |  | 100% | 50% | 100% | 1 | 0 | 0 | No applicable non-energy benefitsIncludes PSE NEI data where applicable. | No applicable non-energy benefits | System | System
Kittitas County | Multifamily | Water Heat LE 55 Gal | Existing | Home Energy Reports Gas Multifamily - Years 1 and 2 | Home energy reports: 2020, gas | 0 | 2024 | 2050 | 1 | per Home | 0 | 1 | 2 | PSE Business Case: QC_EDITS_Measure Case_Energy Management_2022 | 3.5511 | 2.763% | Applying baseline and measure water heating efficiencies to the per unit savings from the PSE Business Case: QC_EDITS_Measure Case_Energy Management_2022 | 0 | Applying baseline and measure water heating efficiencies to the per unit savings from the PSE Business Case: QC_EDITS_Measure Case_Energy Management_2022 | 0 | Full | 0 | 0 | 0 | 1.97 | 0 | 0 | 0 | Measure cost represents incremental cost, default cost of zero | Average of Year 1 and Year 2 from PSE Business Case: QC_EDITS_Measure Case_Energy Management_2022 |  | 100% | 50% | 100% | 1 | 0 | 0 | No applicable non-energy benefitsIncludes PSE NEI data where applicable. | No applicable non-energy benefits | System | System
Kittitas County | Multifamily | Water Heat LE 55 Gal | New | Home Energy Reports Gas Multifamily - Years 1 and 2 | Home energy reports: 2020, gas | 0 | 2024 | 2050 | 1 | per Home | 0 | 1 | 2 | PSE Business Case: QC_EDITS_Measure Case_Energy Management_2022 | 3.4234 | 2.763% | Applying baseline and measure water heating efficiencies to the per unit savings from the PSE Business Case: QC_EDITS_Measure Case_Energy Management_2022 | 0 | Applying baseline and measure water heating efficiencies to the per unit savings from the PSE Business Case: QC_EDITS_Measure Case_Energy Management_2022 | 0 | Full | 0 | 0 | 0 | 1.97 | 0 | 0 | 0 | Measure cost represents incremental cost, default cost of zero | Average of Year 1 and Year 2 from PSE Business Case: QC_EDITS_Measure Case_Energy Management_2022 |  | 100% | 50% | 100% | 1 | 0 | 0 | No applicable non-energy benefitsIncludes PSE NEI data where applicable. | No applicable non-energy benefits | System | System
Kittitas County | Multifamily | Water Heat GT 55 Gal | Existing | Home Energy Reports Gas Multifamily - Years 1 and 2 | Home energy reports: 2020, gas | 0 | 2024 | 2050 | 1 | per Home | 0 | 1 | 2 | PSE Business Case: QC_EDITS_Measure Case_Energy Management_2022 | 2.5264 | 2.315% | Applying baseline and measure water heating efficiencies to the per unit savings from the PSE Business Case: QC_EDITS_Measure Case_Energy Management_2022 | 0 | Applying baseline and measure water heating efficiencies to the per unit savings from the PSE Business Case: QC_EDITS_Measure Case_Energy Management_2022 | 0 | Full | 0 | 0 | 0 | 1.97 | 0 | 0 | 0 | Measure cost represents incremental cost, default cost of zero | Average of Year 1 and Year 2 from PSE Business Case: QC_EDITS_Measure Case_Energy Management_2022 |  | 100% | 50% | 100% | 1 | 0 | 0 | No applicable non-energy benefitsIncludes PSE NEI data where applicable. | No applicable non-energy benefits | System | System
Kittitas County | Multifamily | Water Heat GT 55 Gal | New | Home Energy Reports Gas Multifamily - Years 1 and 2 | Home energy reports: 2020, gas | 0 | 2024 | 2050 | 1 | per Home | 0 | 1 | 2 | PSE Business Case: QC_EDITS_Measure Case_Energy Management_2022 | 2.5264 | 2.315% | Applying baseline and measure water heating efficiencies to the per unit savings from the PSE Business Case: QC_EDITS_Measure Case_Energy Management_2022 | 0 | Applying baseline and measure water heating efficiencies to the per unit savings from the PSE Business Case: QC_EDITS_Measure Case_Energy Management_2022 | 0 | Full | 0 | 0 | 0 | 1.97 | 0 | 0 | 0 | Measure cost represents incremental cost, default cost of zero | Average of Year 1 and Year 2 from PSE Business Case: QC_EDITS_Measure Case_Energy Management_2022 |  | 100% | 50% | 100% | 1 | 0 | 0 | No applicable non-energy benefitsIncludes PSE NEI data where applicable. | No applicable non-energy benefits | System | System
Kittitas County | Multifamily - Highly Impacted | Water Heat LE 55 Gal | Existing | Home Energy Reports Gas Multifamily - Years 1 and 2 | Home energy reports: 2020, gas | 0 | 2024 | 2050 | 1 | per Home | 0 | 1 | 2 | PSE Business Case: QC_EDITS_Measure Case_Energy Management_2022 | 3.9977 | 2.763% | Applying baseline and measure water heating efficiencies to the per unit savings from the PSE Business Case: QC_EDITS_Measure Case_Energy Management_2022 | 0 | Applying baseline and measure water heating efficiencies to the per unit savings from the PSE Business Case: QC_EDITS_Measure Case_Energy Management_2022 | 0 | Full | 0 | 0 | 0 | 1.97 | 0 | 0 | 0 | Measure cost represents incremental cost, default cost of zero | Average of Year 1 and Year 2 from PSE Business Case: QC_EDITS_Measure Case_Energy Management_2022 |  | 100% | 50% | 100% | 1 | 0 | 0 | No applicable non-energy benefitsIncludes PSE NEI data where applicable. | No applicable non-energy benefits | System | System
Kittitas County | Multifamily - Highly Impacted | Water Heat LE 55 Gal | New | Home Energy Reports Gas Multifamily - Years 1 and 2 | Home energy reports: 2020, gas | 0 | 2024 | 2050 | 1 | per Home | 0 | 1 | 2 | PSE Business Case: QC_EDITS_Measure Case_Energy Management_2022 | 3.854 | 2.763% | Applying baseline and measure water heating efficiencies to the per unit savings from the PSE Business Case: QC_EDITS_Measure Case_Energy Management_2022 | 0 | Applying baseline and measure water heating efficiencies to the per unit savings from the PSE Business Case: QC_EDITS_Measure Case_Energy Management_2022 | 0 | Full | 0 | 0 | 0 | 1.97 | 0 | 0 | 0 | Measure cost represents incremental cost, default cost of zero | Average of Year 1 and Year 2 from PSE Business Case: QC_EDITS_Measure Case_Energy Management_2022 |  | 100% | 50% | 100% | 1 | 0 | 0 | No applicable non-energy benefitsIncludes PSE NEI data where applicable. | No applicable non-energy benefits | System | System
Kittitas County | Multifamily - Highly Impacted | Water Heat GT 55 Gal | Existing | Home Energy Reports Gas Multifamily - Years 1 and 2 | Home energy reports: 2020, gas | 0 | 2024 | 2050 | 1 | per Home | 0 | 1 | 2 | PSE Business Case: QC_EDITS_Measure Case_Energy Management_2022 | 2.8441 | 2.315% | Applying baseline and measure water heating efficiencies to the per unit savings from the PSE Business Case: QC_EDITS_Measure Case_Energy Management_2022 | 0 | Applying baseline and measure water heating efficiencies to the per unit savings from the PSE Business Case: QC_EDITS_Measure Case_Energy Management_2022 | 0 | Full | 0 | 0 | 0 | 1.97 | 0 | 0 | 0 | Measure cost represents incremental cost, default cost of zero | Average of Year 1 and Year 2 from PSE Business Case: QC_EDITS_Measure Case_Energy Management_2022 |  | 100% | 50% | 100% | 1 | 0 | 0 | No applicable non-energy benefitsIncludes PSE NEI data where applicable. | No applicable non-energy benefits | System | System
Kittitas County | Multifamily - Highly Impacted | Water Heat GT 55 Gal | New | Home Energy Reports Gas Multifamily - Years 1 and 2 | Home energy reports: 2020, gas | 0 | 2024 | 2050 | 1 | per Home | 0 | 1 | 2 | PSE Business Case: QC_EDITS_Measure Case_Energy Management_2022 | 2.8441 | 2.315% | Applying baseline and measure water heating efficiencies to the per unit savings from the PSE Business Case: QC_EDITS_Measure Case_Energy Management_2022 | 0 | Applying baseline and measure water heating efficiencies to the per unit savings from the PSE Business Case: QC_EDITS_Measure Case_Energy Management_2022 | 0 | Full | 0 | 0 | 0 | 1.97 | 0 | 0 | 0 | Measure cost represents incremental cost, default cost of zero | Average of Year 1 and Year 2 from PSE Business Case: QC_EDITS_Measure Case_Energy Management_2022 |  | 100% | 50% | 100% | 1 | 0 | 0 | No applicable non-energy benefitsIncludes PSE NEI data where applicable. | No applicable non-energy benefits | System | System
Kittitas County | Manufactured | Water Heat LE 55 Gal | Existing | Home Energy Reports Gas Manufactured Homes - Years 1 and 2 | Home energy reports: 2020, gas | 0 | 2024 | 2050 | 1 | per Home | 0 | 1 | 2 | PSE Business Case: QC_EDITS_Measure Case_Energy Management_2022 | 4.4322 | 2.763% | Applying baseline and measure water heating efficiencies to the per unit savings from the PSE Business Case: QC_EDITS_Measure Case_Energy Management_2022 | 0 | Applying baseline and measure water heating efficiencies to the per unit savings from the PSE Business Case: QC_EDITS_Measure Case_Energy Management_2022 | 0 | Full | 0 | 0 | 0 | 1.97 | 0 | 0 | 0 | Measure cost represents incremental cost, default cost of zero | Average of Year 1 and Year 2 from PSE Business Case: QC_EDITS_Measure Case_Energy Management_2022 |  | 100% | 50% | 100% | 1 | 0 | 0 | No applicable non-energy benefitsIncludes PSE NEI data where applicable. | No applicable non-energy benefits | System | System
Kittitas County | Manufactured | Water Heat LE 55 Gal | New | Home Energy Reports Gas Manufactured Homes - Years 1 and 2 | Home energy reports: 2020, gas | 0 | 2024 | 2050 | 1 | per Home | 0 | 1 | 2 | PSE Business Case: QC_EDITS_Measure Case_Energy Management_2022 | 4.2729 | 2.763% | Applying baseline and measure water heating efficiencies to the per unit savings from the PSE Business Case: QC_EDITS_Measure Case_Energy Management_2022 | 0 | Applying baseline and measure water heating efficiencies to the per unit savings from the PSE Business Case: QC_EDITS_Measure Case_Energy Management_2022 | 0 | Full | 0 | 0 | 0 | 1.97 | 0 | 0 | 0 | Measure cost represents incremental cost, default cost of zero | Average of Year 1 and Year 2 from PSE Business Case: QC_EDITS_Measure Case_Energy Management_2022 |  | 100% | 50% | 100% | 1 | 0 | 0 | No applicable non-energy benefitsIncludes PSE NEI data where applicable. | No applicable non-energy benefits | System | System
Kittitas County | Manufactured | Water Heat GT 55 Gal | Existing | Home Energy Reports Gas Manufactured Homes - Years 1 and 2 | Home energy reports: 2020, gas | 0 | 2024 | 2050 | 1 | per Home | 0 | 1 | 2 | PSE Business Case: QC_EDITS_Measure Case_Energy Management_2022 | 3.1532 | 2.315% | Applying baseline and measure water heating efficiencies to the per unit savings from the PSE Business Case: QC_EDITS_Measure Case_Energy Management_2022 | 0 | Applying baseline and measure water heating efficiencies to the per unit savings from the PSE Business Case: QC_EDITS_Measure Case_Energy Management_2022 | 0 | Full | 0 | 0 | 0 | 1.97 | 0 | 0 | 0 | Measure cost represents incremental cost, default cost of zero | Average of Year 1 and Year 2 from PSE Business Case: QC_EDITS_Measure Case_Energy Management_2022 |  | 100% | 50% | 100% | 1 | 0 | 0 | No applicable non-energy benefitsIncludes PSE NEI data where applicable. | No applicable non-energy benefits | System | System
Kittitas County | Manufactured | Water Heat GT 55 Gal | New | Home Energy Reports Gas Manufactured Homes - Years 1 and 2 | Home energy reports: 2020, gas | 0 | 2024 | 2050 | 1 | per Home | 0 | 1 | 2 | PSE Business Case: QC_EDITS_Measure Case_Energy Management_2022 | 3.1532 | 2.315% | Applying baseline and measure water heating efficiencies to the per unit savings from the PSE Business Case: QC_EDITS_Measure Case_Energy Management_2022 | 0 | Applying baseline and measure water heating efficiencies to the per unit savings from the PSE Business Case: QC_EDITS_Measure Case_Energy Management_2022 | 0 | Full | 0 | 0 | 0 | 1.97 | 0 | 0 | 0 | Measure cost represents incremental cost, default cost of zero | Average of Year 1 and Year 2 from PSE Business Case: QC_EDITS_Measure Case_Energy Management_2022 |  | 100% | 50% | 100% | 1 | 0 | 0 | No applicable non-energy benefitsIncludes PSE NEI data where applicable. | No applicable non-energy benefits | System | System
Kittitas County | Manufactured - Highly Impacted | Water Heat LE 55 Gal | Existing | Home Energy Reports Gas Manufactured Homes - Years 1 and 2 | Home energy reports: 2020, gas | 0 | 2024 | 2050 | 1 | per Home | 0 | 1 | 2 | PSE Business Case: QC_EDITS_Measure Case_Energy Management_2022 | 3.779 | 2.763% | Applying baseline and measure water heating efficiencies to the per unit savings from the PSE Business Case: QC_EDITS_Measure Case_Energy Management_2022 | 0 | Applying baseline and measure water heating efficiencies to the per unit savings from the PSE Business Case: QC_EDITS_Measure Case_Energy Management_2022 | 0 | Full | 0 | 0 | 0 | 1.97 | 0 | 0 | 0 | Measure cost represents incremental cost, default cost of zero | Average of Year 1 and Year 2 from PSE Business Case: QC_EDITS_Measure Case_Energy Management_2022 |  | 100% | 50% | 100% | 1 | 0 | 0 | No applicable non-energy benefitsIncludes PSE NEI data where applicable. | No applicable non-energy benefits | System | System
Kittitas County | Manufactured - Highly Impacted | Water Heat LE 55 Gal | New | Home Energy Reports Gas Manufactured Homes - Years 1 and 2 | Home energy reports: 2020, gas | 0 | 2024 | 2050 | 1 | per Home | 0 | 1 | 2 | PSE Business Case: QC_EDITS_Measure Case_Energy Management_2022 | 3.6431 | 2.763% | Applying baseline and measure water heating efficiencies to the per unit savings from the PSE Business Case: QC_EDITS_Measure Case_Energy Management_2022 | 0 | Applying baseline and measure water heating efficiencies to the per unit savings from the PSE Business Case: QC_EDITS_Measure Case_Energy Management_2022 | 0 | Full | 0 | 0 | 0 | 1.97 | 0 | 0 | 0 | Measure cost represents incremental cost, default cost of zero | Average of Year 1 and Year 2 from PSE Business Case: QC_EDITS_Measure Case_Energy Management_2022 |  | 100% | 50% | 100% | 1 | 0 | 0 | No applicable non-energy benefitsIncludes PSE NEI data where applicable. | No applicable non-energy benefits | System | System
Kittitas County | Manufactured - Highly Impacted | Water Heat GT 55 Gal | Existing | Home Energy Reports Gas Manufactured Homes - Years 1 and 2 | Home energy reports: 2020, gas | 0 | 2024 | 2050 | 1 | per Home | 0 | 1 | 2 | PSE Business Case: QC_EDITS_Measure Case_Energy Management_2022 | 2.6885 | 2.315% | Applying baseline and measure water heating efficiencies to the per unit savings from the PSE Business Case: QC_EDITS_Measure Case_Energy Management_2022 | 0 | Applying baseline and measure water heating efficiencies to the per unit savings from the PSE Business Case: QC_EDITS_Measure Case_Energy Management_2022 | 0 | Full | 0 | 0 | 0 | 1.97 | 0 | 0 | 0 | Measure cost represents incremental cost, default cost of zero | Average of Year 1 and Year 2 from PSE Business Case: QC_EDITS_Measure Case_Energy Management_2022 |  | 100% | 50% | 100% | 1 | 0 | 0 | No applicable non-energy benefitsIncludes PSE NEI data where applicable. | No applicable non-energy benefits | System | System
Kittitas County | Manufactured - Highly Impacted | Water Heat GT 55 Gal | New | Home Energy Reports Gas Manufactured Homes - Years 1 and 2 | Home energy reports: 2020, gas | 0 | 2024 | 2050 | 1 | per Home | 0 | 1 | 2 | PSE Business Case: QC_EDITS_Measure Case_Energy Management_2022 | 2.6885 | 2.315% | Applying baseline and measure water heating efficiencies to the per unit savings from the PSE Business Case: QC_EDITS_Measure Case_Energy Management_2022 | 0 | Applying baseline and measure water heating efficiencies to the per unit savings from the PSE Business Case: QC_EDITS_Measure Case_Energy Management_2022 | 0 | Full | 0 | 0 | 0 | 1.97 | 0 | 0 | 0 | Measure cost represents incremental cost, default cost of zero | Average of Year 1 and Year 2 from PSE Business Case: QC_EDITS_Measure Case_Energy Management_2022 |  | 100% | 50% | 100% | 1 | 0 | 0 | No applicable non-energy benefitsIncludes PSE NEI data where applicable. | No applicable non-energy benefits | System | System
Kittitas County | Multifamily | Heat Central Gas Boiler | Existing | Low E Storm Window_Single Pane Wood Frame_HZ1_Gas | Heating Energy | 0 | 2024 | 2050 | 36.1897 | per Home | 0 | 1 | 20 | RTF measure workbook ResMFWeatherization_v4_3, for the measure Low E Storm Window_Single Pane Wood Frame_HZ1_Gas | 36.1586 | 8.482% | RTF measure workbook ResMFWeatherization_v4_3, for the measure Low E Storm Window_Single Pane Wood Frame_HZ1_Gas | 0 | RTF measure workbook ResMFWeatherization_v4_3, for the measure Low E Storm Window_Single Pane Wood Frame_HZ1_Gas | 0 | Incremental | 0 | 0 | 0 | 417.1638 | 0 | 0 | 0 | See 'Measure Equipment Cost Source' | RTF measure workbook ResMFWeatherization_v4_3, for the measure Low E Storm Window_Single Pane Wood Frame_HZ1_Gas |  | 100% | 4.838% | 9.551% | 1 | 0 | 0 | See source workbook for details. Includes PSE NEI data where applicable. | RTF measure workbook ResMFWeatherization_v4_3, for the measure Low E Storm Window_Single Pane Wood Frame_HZ1_Gas | System | System
Kittitas County | Multifamily - Highly Impacted | Heat Central Gas Boiler | Existing | Low E Storm Window_Single Pane Wood Frame_HZ1_Gas | Heating Energy | 0 | 2024 | 2050 | 33.3408 | per Home | 0 | 1 | 20 | RTF measure workbook ResMFWeatherization_v4_3, for the measure Low E Storm Window_Single Pane Wood Frame_HZ1_Gas | 33.3121 | 9.207% | RTF measure workbook ResMFWeatherization_v4_3, for the measure Low E Storm Window_Single Pane Wood Frame_HZ1_Gas | 0 | RTF measure workbook ResMFWeatherization_v4_3, for the measure Low E Storm Window_Single Pane Wood Frame_HZ1_Gas | 0 | Incremental | 0 | 0 | 0 | 384.3238 | 0 | 0 | 0 | See 'Measure Equipment Cost Source' | RTF measure workbook ResMFWeatherization_v4_3, for the measure Low E Storm Window_Single Pane Wood Frame_HZ1_Gas |  | 100% | 4.838% | 9.551% | 1 | 0 | 0 | See source workbook for details. Includes PSE NEI data where applicable. | RTF measure workbook ResMFWeatherization_v4_3, for the measure Low E Storm Window_Single Pane Wood Frame_HZ1_Gas | System | System
Kittitas County | Multifamily | Heat Central Gas Boiler | Existing | Low E Storm Window_Single Pane Metal Frame_HZ1_Gas | Heating Energy | 0 | 2024 | 2050 | 36.1897 | per Home | 0 | 1 | 20 | RTF measure workbook ResMFWeatherization_v4_3, for the measure Low E Storm Window_Single Pane Metal Frame_HZ1_Gas | 46.3622 | 10.88% | RTF measure workbook ResMFWeatherization_v4_3, for the measure Low E Storm Window_Single Pane Metal Frame_HZ1_Gas | 0 | RTF measure workbook ResMFWeatherization_v4_3, for the measure Low E Storm Window_Single Pane Metal Frame_HZ1_Gas | 0 | Incremental | 0 | 0 | 0 | 417.1638 | 0 | 0 | 0 | See 'Measure Equipment Cost Source' | RTF measure workbook ResMFWeatherization_v4_3, for the measure Low E Storm Window_Single Pane Metal Frame_HZ1_Gas |  | 100% | 10.59% | 9.551% | 1 | 0 | 0 | See source workbook for details. Includes PSE NEI data where applicable. | RTF measure workbook ResMFWeatherization_v4_3, for the measure Low E Storm Window_Single Pane Metal Frame_HZ1_Gas | System | System
Kittitas County | Multifamily - Highly Impacted | Heat Central Gas Boiler | Existing | Low E Storm Window_Single Pane Metal Frame_HZ1_Gas | Heating Energy | 0 | 2024 | 2050 | 33.3408 | per Home | 0 | 1 | 20 | RTF measure workbook ResMFWeatherization_v4_3, for the measure Low E Storm Window_Single Pane Metal Frame_HZ1_Gas | 42.7124 | 11.8% | RTF measure workbook ResMFWeatherization_v4_3, for the measure Low E Storm Window_Single Pane Metal Frame_HZ1_Gas | 0 | RTF measure workbook ResMFWeatherization_v4_3, for the measure Low E Storm Window_Single Pane Metal Frame_HZ1_Gas | 0 | Incremental | 0 | 0 | 0 | 384.3238 | 0 | 0 | 0 | See 'Measure Equipment Cost Source' | RTF measure workbook ResMFWeatherization_v4_3, for the measure Low E Storm Window_Single Pane Metal Frame_HZ1_Gas |  | 100% | 10.59% | 9.551% | 1 | 0 | 0 | See source workbook for details. Includes PSE NEI data where applicable. | RTF measure workbook ResMFWeatherization_v4_3, for the measure Low E Storm Window_Single Pane Metal Frame_HZ1_Gas | System | System
Kittitas County | Multifamily | Heat Central Gas Boiler | Existing | Low E Storm Window_Double Pane Metal Frame_HZ1_Gas | Heating Energy | 0 | 2024 | 2050 | 36.1897 | per Home | 0 | 1 | 20 | RTF measure workbook ResMFWeatherization_v4_3, for the measure Low E Storm Window_Double Pane Metal Frame_HZ1_Gas | 23.4554 | 5.502% | RTF measure workbook ResMFWeatherization_v4_3, for the measure Low E Storm Window_Double Pane Metal Frame_HZ1_Gas | 0 | RTF measure workbook ResMFWeatherization_v4_3, for the measure Low E Storm Window_Double Pane Metal Frame_HZ1_Gas | 0 | Incremental | 0 | 0 | 0 | 417.1638 | 0 | 0 | 0 | See 'Measure Equipment Cost Source' | RTF measure workbook ResMFWeatherization_v4_3, for the measure Low E Storm Window_Double Pane Metal Frame_HZ1_Gas |  | 100% | 40.47% | 40.45% | 1 | 0 | 0 | See source workbook for details. Includes PSE NEI data where applicable. | RTF measure workbook ResMFWeatherization_v4_3, for the measure Low E Storm Window_Double Pane Metal Frame_HZ1_Gas | System | System
Kittitas County | Multifamily - Highly Impacted | Heat Central Gas Boiler | Existing | Low E Storm Window_Double Pane Metal Frame_HZ1_Gas | Heating Energy | 0 | 2024 | 2050 | 33.3408 | per Home | 0 | 1 | 20 | RTF measure workbook ResMFWeatherization_v4_3, for the measure Low E Storm Window_Double Pane Metal Frame_HZ1_Gas | 21.609 | 5.972% | RTF measure workbook ResMFWeatherization_v4_3, for the measure Low E Storm Window_Double Pane Metal Frame_HZ1_Gas | 0 | RTF measure workbook ResMFWeatherization_v4_3, for the measure Low E Storm Window_Double Pane Metal Frame_HZ1_Gas | 0 | Incremental | 0 | 0 | 0 | 384.3238 | 0 | 0 | 0 | See 'Measure Equipment Cost Source' | RTF measure workbook ResMFWeatherization_v4_3, for the measure Low E Storm Window_Double Pane Metal Frame_HZ1_Gas |  | 100% | 40.47% | 40.45% | 1 | 0 | 0 | See source workbook for details. Includes PSE NEI data where applicable. | RTF measure workbook ResMFWeatherization_v4_3, for the measure Low E Storm Window_Double Pane Metal Frame_HZ1_Gas | System | System
Kittitas County | Multifamily | Heat Central Gas Furnace | Existing | Low E Storm Window_Single Pane Wood Frame_HZ1_Gas | Heating Energy | 0 | 2024 | 2050 | 36.1897 | per Home | 0 | 1 | 20 | RTF measure workbook ResMFWeatherization_v4_3, for the measure Low E Storm Window_Single Pane Wood Frame_HZ1_Gas | 26.6656 | 8.482% | RTF measure workbook ResMFWeatherization_v4_3, for the measure Low E Storm Window_Single Pane Wood Frame_HZ1_Gas | 0 | RTF measure workbook ResMFWeatherization_v4_3, for the measure Low E Storm Window_Single Pane Wood Frame_HZ1_Gas | 0 | Incremental | 0 | 0 | 0 | 417.1638 | 0 | 0 | 0 | See 'Measure Equipment Cost Source' | RTF measure workbook ResMFWeatherization_v4_3, for the measure Low E Storm Window_Single Pane Wood Frame_HZ1_Gas |  | 100% | 4.838% | 9.551% | 1 | 0 | 0 | See source workbook for details. Includes PSE NEI data where applicable. | RTF measure workbook ResMFWeatherization_v4_3, for the measure Low E Storm Window_Single Pane Wood Frame_HZ1_Gas | System | System
Kittitas County | Multifamily - Highly Impacted | Heat Central Gas Furnace | Existing | Low E Storm Window_Single Pane Wood Frame_HZ1_Gas | Heating Energy | 0 | 2024 | 2050 | 33.3408 | per Home | 0 | 1 | 20 | RTF measure workbook ResMFWeatherization_v4_3, for the measure Low E Storm Window_Single Pane Wood Frame_HZ1_Gas | 24.5664 | 9.207% | RTF measure workbook ResMFWeatherization_v4_3, for the measure Low E Storm Window_Single Pane Wood Frame_HZ1_Gas | 0 | RTF measure workbook ResMFWeatherization_v4_3, for the measure Low E Storm Window_Single Pane Wood Frame_HZ1_Gas | 0 | Incremental | 0 | 0 | 0 | 384.3238 | 0 | 0 | 0 | See 'Measure Equipment Cost Source' | RTF measure workbook ResMFWeatherization_v4_3, for the measure Low E Storm Window_Single Pane Wood Frame_HZ1_Gas |  | 100% | 4.838% | 9.551% | 1 | 0 | 0 | See source workbook for details. Includes PSE NEI data where applicable. | RTF measure workbook ResMFWeatherization_v4_3, for the measure Low E Storm Window_Single Pane Wood Frame_HZ1_Gas | System | System
Kittitas County | Multifamily | Heat Central Gas Furnace | Existing | Low E Storm Window_Single Pane Metal Frame_HZ1_Gas | Heating Energy | 0 | 2024 | 2050 | 36.1897 | per Home | 0 | 1 | 20 | RTF measure workbook ResMFWeatherization_v4_3, for the measure Low E Storm Window_Single Pane Metal Frame_HZ1_Gas | 34.1904 | 10.88% | RTF measure workbook ResMFWeatherization_v4_3, for the measure Low E Storm Window_Single Pane Metal Frame_HZ1_Gas | 0 | RTF measure workbook ResMFWeatherization_v4_3, for the measure Low E Storm Window_Single Pane Metal Frame_HZ1_Gas | 0 | Incremental | 0 | 0 | 0 | 417.1638 | 0 | 0 | 0 | See 'Measure Equipment Cost Source' | RTF measure workbook ResMFWeatherization_v4_3, for the measure Low E Storm Window_Single Pane Metal Frame_HZ1_Gas |  | 100% | 10.59% | 9.551% | 1 | 0 | 0 | See source workbook for details. Includes PSE NEI data where applicable. | RTF measure workbook ResMFWeatherization_v4_3, for the measure Low E Storm Window_Single Pane Metal Frame_HZ1_Gas | System | System
Kittitas County | Multifamily - Highly Impacted | Heat Central Gas Furnace | Existing | Low E Storm Window_Single Pane Metal Frame_HZ1_Gas | Heating Energy | 0 | 2024 | 2050 | 33.3408 | per Home | 0 | 1 | 20 | RTF measure workbook ResMFWeatherization_v4_3, for the measure Low E Storm Window_Single Pane Metal Frame_HZ1_Gas | 31.4988 | 11.8% | RTF measure workbook ResMFWeatherization_v4_3, for the measure Low E Storm Window_Single Pane Metal Frame_HZ1_Gas | 0 | RTF measure workbook ResMFWeatherization_v4_3, for the measure Low E Storm Window_Single Pane Metal Frame_HZ1_Gas | 0 | Incremental | 0 | 0 | 0 | 384.3238 | 0 | 0 | 0 | See 'Measure Equipment Cost Source' | RTF measure workbook ResMFWeatherization_v4_3, for the measure Low E Storm Window_Single Pane Metal Frame_HZ1_Gas |  | 100% | 10.59% | 9.551% | 1 | 0 | 0 | See source workbook for details. Includes PSE NEI data where applicable. | RTF measure workbook ResMFWeatherization_v4_3, for the measure Low E Storm Window_Single Pane Metal Frame_HZ1_Gas | System | System
Kittitas County | Multifamily | Heat Central Gas Furnace | Existing | Low E Storm Window_Double Pane Metal Frame_HZ1_Gas | Heating Energy | 0 | 2024 | 2050 | 36.1897 | per Home | 0 | 1 | 20 | RTF measure workbook ResMFWeatherization_v4_3, for the measure Low E Storm Window_Double Pane Metal Frame_HZ1_Gas | 17.2975 | 5.502% | RTF measure workbook ResMFWeatherization_v4_3, for the measure Low E Storm Window_Double Pane Metal Frame_HZ1_Gas | 0 | RTF measure workbook ResMFWeatherization_v4_3, for the measure Low E Storm Window_Double Pane Metal Frame_HZ1_Gas | 0 | Incremental | 0 | 0 | 0 | 417.1638 | 0 | 0 | 0 | See 'Measure Equipment Cost Source' | RTF measure workbook ResMFWeatherization_v4_3, for the measure Low E Storm Window_Double Pane Metal Frame_HZ1_Gas |  | 100% | 40.47% | 40.45% | 1 | 0 | 0 | See source workbook for details. Includes PSE NEI data where applicable. | RTF measure workbook ResMFWeatherization_v4_3, for the measure Low E Storm Window_Double Pane Metal Frame_HZ1_Gas | System | System
Kittitas County | Multifamily - Highly Impacted | Heat Central Gas Furnace | Existing | Low E Storm Window_Double Pane Metal Frame_HZ1_Gas | Heating Energy | 0 | 2024 | 2050 | 33.3408 | per Home | 0 | 1 | 20 | RTF measure workbook ResMFWeatherization_v4_3, for the measure Low E Storm Window_Double Pane Metal Frame_HZ1_Gas | 15.9358 | 5.972% | RTF measure workbook ResMFWeatherization_v4_3, for the measure Low E Storm Window_Double Pane Metal Frame_HZ1_Gas | 0 | RTF measure workbook ResMFWeatherization_v4_3, for the measure Low E Storm Window_Double Pane Metal Frame_HZ1_Gas | 0 | Incremental | 0 | 0 | 0 | 384.3238 | 0 | 0 | 0 | See 'Measure Equipment Cost Source' | RTF measure workbook ResMFWeatherization_v4_3, for the measure Low E Storm Window_Double Pane Metal Frame_HZ1_Gas |  | 100% | 40.47% | 40.45% | 1 | 0 | 0 | See source workbook for details. Includes PSE NEI data where applicable. | RTF measure workbook ResMFWeatherization_v4_3, for the measure Low E Storm Window_Double Pane Metal Frame_HZ1_Gas | System | System
Kittitas County | Multifamily | Heat Room Gas | Existing | Low E Storm Window_Single Pane Wood Frame_HZ1_Gas | Heating Energy | 0 | 2024 | 2050 | 36.1897 | per Home | 0 | 1 | 20 | RTF measure workbook ResMFWeatherization_v4_3, for the measure Low E Storm Window_Single Pane Wood Frame_HZ1_Gas | 27.3567 | 8.482% | RTF measure workbook ResMFWeatherization_v4_3, for the measure Low E Storm Window_Single Pane Wood Frame_HZ1_Gas | 0 | RTF measure workbook ResMFWeatherization_v4_3, for the measure Low E Storm Window_Single Pane Wood Frame_HZ1_Gas | 0 | Incremental | 0 | 0 | 0 | 417.1638 | 0 | 0 | 0 | See 'Measure Equipment Cost Source' | RTF measure workbook ResMFWeatherization_v4_3, for the measure Low E Storm Window_Single Pane Wood Frame_HZ1_Gas |  | 100% | 1.015% | 9.551% | 1 | 0 | 0 | See source workbook for details. Includes PSE NEI data where applicable. | RTF measure workbook ResMFWeatherization_v4_3, for the measure Low E Storm Window_Single Pane Wood Frame_HZ1_Gas | System | System
Kittitas County | Multifamily - Highly Impacted | Heat Room Gas | Existing | Low E Storm Window_Single Pane Wood Frame_HZ1_Gas | Heating Energy | 0 | 2024 | 2050 | 33.3408 | per Home | 0 | 1 | 20 | RTF measure workbook ResMFWeatherization_v4_3, for the measure Low E Storm Window_Single Pane Wood Frame_HZ1_Gas | 25.2031 | 9.207% | RTF measure workbook ResMFWeatherization_v4_3, for the measure Low E Storm Window_Single Pane Wood Frame_HZ1_Gas | 0 | RTF measure workbook ResMFWeatherization_v4_3, for the measure Low E Storm Window_Single Pane Wood Frame_HZ1_Gas | 0 | Incremental | 0 | 0 | 0 | 384.3238 | 0 | 0 | 0 | See 'Measure Equipment Cost Source' | RTF measure workbook ResMFWeatherization_v4_3, for the measure Low E Storm Window_Single Pane Wood Frame_HZ1_Gas |  | 100% | 1.015% | 9.551% | 1 | 0 | 0 | See source workbook for details. Includes PSE NEI data where applicable. | RTF measure workbook ResMFWeatherization_v4_3, for the measure Low E Storm Window_Single Pane Wood Frame_HZ1_Gas | System | System
Kittitas County | Multifamily | Heat Room Gas | Existing | Low E Storm Window_Single Pane Metal Frame_HZ1_Gas | Heating Energy | 0 | 2024 | 2050 | 36.1897 | per Home | 0 | 1 | 20 | RTF measure workbook ResMFWeatherization_v4_3, for the measure Low E Storm Window_Single Pane Metal Frame_HZ1_Gas | 35.0765 | 10.88% | RTF measure workbook ResMFWeatherization_v4_3, for the measure Low E Storm Window_Single Pane Metal Frame_HZ1_Gas | 0 | RTF measure workbook ResMFWeatherization_v4_3, for the measure Low E Storm Window_Single Pane Metal Frame_HZ1_Gas | 0 | Incremental | 0 | 0 | 0 | 417.1638 | 0 | 0 | 0 | See 'Measure Equipment Cost Source' | RTF measure workbook ResMFWeatherization_v4_3, for the measure Low E Storm Window_Single Pane Metal Frame_HZ1_Gas |  | 100% | 7.616% | 9.551% | 1 | 0 | 0 | See source workbook for details. Includes PSE NEI data where applicable. | RTF measure workbook ResMFWeatherization_v4_3, for the measure Low E Storm Window_Single Pane Metal Frame_HZ1_Gas | System | System
Kittitas County | Multifamily - Highly Impacted | Heat Room Gas | Existing | Low E Storm Window_Single Pane Metal Frame_HZ1_Gas | Heating Energy | 0 | 2024 | 2050 | 33.3408 | per Home | 0 | 1 | 20 | RTF measure workbook ResMFWeatherization_v4_3, for the measure Low E Storm Window_Single Pane Metal Frame_HZ1_Gas | 32.3152 | 11.8% | RTF measure workbook ResMFWeatherization_v4_3, for the measure Low E Storm Window_Single Pane Metal Frame_HZ1_Gas | 0 | RTF measure workbook ResMFWeatherization_v4_3, for the measure Low E Storm Window_Single Pane Metal Frame_HZ1_Gas | 0 | Incremental | 0 | 0 | 0 | 384.3238 | 0 | 0 | 0 | See 'Measure Equipment Cost Source' | RTF measure workbook ResMFWeatherization_v4_3, for the measure Low E Storm Window_Single Pane Metal Frame_HZ1_Gas |  | 100% | 7.616% | 9.551% | 1 | 0 | 0 | See source workbook for details. Includes PSE NEI data where applicable. | RTF measure workbook ResMFWeatherization_v4_3, for the measure Low E Storm Window_Single Pane Metal Frame_HZ1_Gas | System | System
Kittitas County | Multifamily | Heat Room Gas | Existing | Low E Storm Window_Double Pane Metal Frame_HZ1_Gas | Heating Energy | 0 | 2024 | 2050 | 36.1897 | per Home | 0 | 1 | 20 | RTF measure workbook ResMFWeatherization_v4_3, for the measure Low E Storm Window_Double Pane Metal Frame_HZ1_Gas | 17.7458 | 5.502% | RTF measure workbook ResMFWeatherization_v4_3, for the measure Low E Storm Window_Double Pane Metal Frame_HZ1_Gas | 0 | RTF measure workbook ResMFWeatherization_v4_3, for the measure Low E Storm Window_Double Pane Metal Frame_HZ1_Gas | 0 | Incremental | 0 | 0 | 0 | 417.1638 | 0 | 0 | 0 | See 'Measure Equipment Cost Source' | RTF measure workbook ResMFWeatherization_v4_3, for the measure Low E Storm Window_Double Pane Metal Frame_HZ1_Gas |  | 100% | 18.99% | 40.45% | 1 | 0 | 0 | See source workbook for details. Includes PSE NEI data where applicable. | RTF measure workbook ResMFWeatherization_v4_3, for the measure Low E Storm Window_Double Pane Metal Frame_HZ1_Gas | System | System
Kittitas County | Multifamily - Highly Impacted | Heat Room Gas | Existing | Low E Storm Window_Double Pane Metal Frame_HZ1_Gas | Heating Energy | 0 | 2024 | 2050 | 33.3408 | per Home | 0 | 1 | 20 | RTF measure workbook ResMFWeatherization_v4_3, for the measure Low E Storm Window_Double Pane Metal Frame_HZ1_Gas | 16.3488 | 5.972% | RTF measure workbook ResMFWeatherization_v4_3, for the measure Low E Storm Window_Double Pane Metal Frame_HZ1_Gas | 0 | RTF measure workbook ResMFWeatherization_v4_3, for the measure Low E Storm Window_Double Pane Metal Frame_HZ1_Gas | 0 | Incremental | 0 | 0 | 0 | 384.3238 | 0 | 0 | 0 | See 'Measure Equipment Cost Source' | RTF measure workbook ResMFWeatherization_v4_3, for the measure Low E Storm Window_Double Pane Metal Frame_HZ1_Gas |  | 100% | 18.99% | 40.45% | 1 | 0 | 0 | See source workbook for details. Includes PSE NEI data where applicable. | RTF measure workbook ResMFWeatherization_v4_3, for the measure Low E Storm Window_Double Pane Metal Frame_HZ1_Gas | System | System
Kittitas County | Single Family | Heat Central Gas Boiler | Existing | Windows - Add a Low-e Storm Window to an existing Single Paned Window - Heating Zone 1 (Gas FAF - Non-Condensing) | Gas Heating and Cooling | 0 | 2024 | 2050 | 173.9813 | per Home | 0 | 1 | 20 | RTF measure workbook ResSFWx_v4_4, for the measure Windows - Add a Low-e Storm Window to an existing Single Paned Window - Heating Zone 1 (Gas FAF - Non-Condensing) | 76.8495 | 11.89% | RTF measure workbook ResSFWx_v4_4, for the measure Windows - Add a Low-e Storm Window to an existing Single Paned Window - Heating Zone 1 (Gas FAF - Non-Condensing) | 111.3346 | RTF measure workbook ResSFWx_v4_4, for the measure Windows - Add a Low-e Storm Window to an existing Single Paned Window - Heating Zone 1 (Gas FAF - Non-Condensing) | 0 | Incremental | 0 | 0 | 0 | 2001.7471 | 0 | 0 | 0 | See 'Measure Equipment Cost Source' | RTF measure workbook ResSFWx_v4_4, for the measure Windows - Add a Low-e Storm Window to an existing Single Paned Window - Heating Zone 1 (Gas FAF - Non-Condensing) |  | 100% | 6.508% | 20.95% | 1 | 0 | 0 | See source workbook for details. Includes PSE NEI data where applicable. | RTF measure workbook ResSFWx_v4_4, for the measure Windows - Add a Low-e Storm Window to an existing Single Paned Window - Heating Zone 1 (Gas FAF - Non-Condensing) | System | System
Kittitas County | Single Family - Highly Impacted | Heat Central Gas Boiler | Existing | Windows - Add a Low-e Storm Window to an existing Single Paned Window - Heating Zone 1 (Gas FAF - Non-Condensing) | Gas Heating and Cooling | 0 | 2024 | 2050 | 157.6097 | per Home | 0 | 1 | 20 | RTF measure workbook ResSFWx_v4_4, for the measure Windows - Add a Low-e Storm Window to an existing Single Paned Window - Heating Zone 1 (Gas FAF - Non-Condensing) | 69.618 | 14.97% | RTF measure workbook ResSFWx_v4_4, for the measure Windows - Add a Low-e Storm Window to an existing Single Paned Window - Heating Zone 1 (Gas FAF - Non-Condensing) | 100.858 | RTF measure workbook ResSFWx_v4_4, for the measure Windows - Add a Low-e Storm Window to an existing Single Paned Window - Heating Zone 1 (Gas FAF - Non-Condensing) | 0 | Incremental | 0 | 0 | 0 | 1813.3825 | 0 | 0 | 0 | See 'Measure Equipment Cost Source' | RTF measure workbook ResSFWx_v4_4, for the measure Windows - Add a Low-e Storm Window to an existing Single Paned Window - Heating Zone 1 (Gas FAF - Non-Condensing) |  | 100% | 6.508% | 20.95% | 1 | 0 | 0 | See source workbook for details. Includes PSE NEI data where applicable. | RTF measure workbook ResSFWx_v4_4, for the measure Windows - Add a Low-e Storm Window to an existing Single Paned Window - Heating Zone 1 (Gas FAF - Non-Condensing) | System | System
Kittitas County | Single Family | Heat Central Gas Furnace | Existing | Windows - Add a Low-e Storm Window to an existing Single Paned Window - Heating Zone 1 (Gas FAF - Non-Condensing) | Gas Heating and Cooling | 0 | 2024 | 2050 | 173.9813 | per Home | 0 | 1 | 20 | RTF measure workbook ResSFWx_v4_4, for the measure Windows - Add a Low-e Storm Window to an existing Single Paned Window - Heating Zone 1 (Gas FAF - Non-Condensing) | 56.6736 | 11.89% | RTF measure workbook ResSFWx_v4_4, for the measure Windows - Add a Low-e Storm Window to an existing Single Paned Window - Heating Zone 1 (Gas FAF - Non-Condensing) | 111.3346 | RTF measure workbook ResSFWx_v4_4, for the measure Windows - Add a Low-e Storm Window to an existing Single Paned Window - Heating Zone 1 (Gas FAF - Non-Condensing) | 0 | Incremental | 0 | 0 | 0 | 2001.7471 | 0 | 0 | 0 | See 'Measure Equipment Cost Source' | RTF measure workbook ResSFWx_v4_4, for the measure Windows - Add a Low-e Storm Window to an existing Single Paned Window - Heating Zone 1 (Gas FAF - Non-Condensing) |  | 100% | 6.508% | 20.95% | 1 | 0 | 0 | See source workbook for details. Includes PSE NEI data where applicable. | RTF measure workbook ResSFWx_v4_4, for the measure Windows - Add a Low-e Storm Window to an existing Single Paned Window - Heating Zone 1 (Gas FAF - Non-Condensing) | System | System
Kittitas County | Single Family - Highly Impacted | Heat Central Gas Furnace | Existing | Windows - Add a Low-e Storm Window to an existing Single Paned Window - Heating Zone 1 (Gas FAF - Non-Condensing) | Gas Heating and Cooling | 0 | 2024 | 2050 | 157.6097 | per Home | 0 | 1 | 20 | RTF measure workbook ResSFWx_v4_4, for the measure Windows - Add a Low-e Storm Window to an existing Single Paned Window - Heating Zone 1 (Gas FAF - Non-Condensing) | 51.3406 | 14.97% | RTF measure workbook ResSFWx_v4_4, for the measure Windows - Add a Low-e Storm Window to an existing Single Paned Window - Heating Zone 1 (Gas FAF - Non-Condensing) | 100.858 | RTF measure workbook ResSFWx_v4_4, for the measure Windows - Add a Low-e Storm Window to an existing Single Paned Window - Heating Zone 1 (Gas FAF - Non-Condensing) | 0 | Incremental | 0 | 0 | 0 | 1813.3825 | 0 | 0 | 0 | See 'Measure Equipment Cost Source' | RTF measure workbook ResSFWx_v4_4, for the measure Windows - Add a Low-e Storm Window to an existing Single Paned Window - Heating Zone 1 (Gas FAF - Non-Condensing) |  | 100% | 6.508% | 20.95% | 1 | 0 | 0 | See source workbook for details. Includes PSE NEI data where applicable. | RTF measure workbook ResSFWx_v4_4, for the measure Windows - Add a Low-e Storm Window to an existing Single Paned Window - Heating Zone 1 (Gas FAF - Non-Condensing) | System | System
Kittitas County | Single Family | Heat Room Gas | Existing | Windows - Add a Low-e Storm Window to an existing Single Paned Window - Heating Zone 1 (Gas FAF - Non-Condensing) | Gas Heating and Cooling | 0 | 2024 | 2050 | 173.9813 | per Home | 0 | 1 | 20 | RTF measure workbook ResSFWx_v4_4, for the measure Windows - Add a Low-e Storm Window to an existing Single Paned Window - Heating Zone 1 (Gas FAF - Non-Condensing) | 58.1424 | 11.89% | RTF measure workbook ResSFWx_v4_4, for the measure Windows - Add a Low-e Storm Window to an existing Single Paned Window - Heating Zone 1 (Gas FAF - Non-Condensing) | 111.3346 | RTF measure workbook ResSFWx_v4_4, for the measure Windows - Add a Low-e Storm Window to an existing Single Paned Window - Heating Zone 1 (Gas FAF - Non-Condensing) | 0 | Incremental | 0 | 0 | 0 | 2001.7471 | 0 | 0 | 0 | See 'Measure Equipment Cost Source' | RTF measure workbook ResSFWx_v4_4, for the measure Windows - Add a Low-e Storm Window to an existing Single Paned Window - Heating Zone 1 (Gas FAF - Non-Condensing) |  | 100% | 6.508% | 20.95% | 1 | 0 | 0 | See source workbook for details. Includes PSE NEI data where applicable. | RTF measure workbook ResSFWx_v4_4, for the measure Windows - Add a Low-e Storm Window to an existing Single Paned Window - Heating Zone 1 (Gas FAF - Non-Condensing) | System | System
Kittitas County | Single Family - Highly Impacted | Heat Room Gas | Existing | Windows - Add a Low-e Storm Window to an existing Single Paned Window - Heating Zone 1 (Gas FAF - Non-Condensing) | Gas Heating and Cooling | 0 | 2024 | 2050 | 157.6097 | per Home | 0 | 1 | 20 | RTF measure workbook ResSFWx_v4_4, for the measure Windows - Add a Low-e Storm Window to an existing Single Paned Window - Heating Zone 1 (Gas FAF - Non-Condensing) | 52.6712 | 14.97% | RTF measure workbook ResSFWx_v4_4, for the measure Windows - Add a Low-e Storm Window to an existing Single Paned Window - Heating Zone 1 (Gas FAF - Non-Condensing) | 100.858 | RTF measure workbook ResSFWx_v4_4, for the measure Windows - Add a Low-e Storm Window to an existing Single Paned Window - Heating Zone 1 (Gas FAF - Non-Condensing) | 0 | Incremental | 0 | 0 | 0 | 1813.3825 | 0 | 0 | 0 | See 'Measure Equipment Cost Source' | RTF measure workbook ResSFWx_v4_4, for the measure Windows - Add a Low-e Storm Window to an existing Single Paned Window - Heating Zone 1 (Gas FAF - Non-Condensing) |  | 100% | 6.508% | 20.95% | 1 | 0 | 0 | See source workbook for details. Includes PSE NEI data where applicable. | RTF measure workbook ResSFWx_v4_4, for the measure Windows - Add a Low-e Storm Window to an existing Single Paned Window - Heating Zone 1 (Gas FAF - Non-Condensing) | System | System
Kittitas County | Single Family | Heat Central Gas Boiler | Existing | Windows - Add a Low-e Storm Window to an existing Double Paned Window - Heating Zone 1 (Gas FAF - Non-Condensing) | Gas Heating and Cooling | 0 | 2024 | 2050 | 173.9813 | per Home | 0 | 1 | 20 | RTF measure workbook ResSFWx_v4_4, for the measure Windows - Add a Low-e Storm Window to an existing Double Paned Window - Heating Zone 1 (Gas FAF - Non-Condensing) | 50.3813 | 7.794% | RTF measure workbook ResSFWx_v4_4, for the measure Windows - Add a Low-e Storm Window to an existing Double Paned Window - Heating Zone 1 (Gas FAF - Non-Condensing) | 78.45 | RTF measure workbook ResSFWx_v4_4, for the measure Windows - Add a Low-e Storm Window to an existing Double Paned Window - Heating Zone 1 (Gas FAF - Non-Condensing) | 0 | Incremental | 0 | 0 | 0 | 2001.7471 | 0 | 0 | 0 | See 'Measure Equipment Cost Source' | RTF measure workbook ResSFWx_v4_4, for the measure Windows - Add a Low-e Storm Window to an existing Double Paned Window - Heating Zone 1 (Gas FAF - Non-Condensing) |  | 100% | 26.38% | 78.77% | 1 | 0 | 0 | See source workbook for details. Includes PSE NEI data where applicable. | RTF measure workbook ResSFWx_v4_4, for the measure Windows - Add a Low-e Storm Window to an existing Double Paned Window - Heating Zone 1 (Gas FAF - Non-Condensing) | System | System
Kittitas County | Single Family - Highly Impacted | Heat Central Gas Boiler | Existing | Windows - Add a Low-e Storm Window to an existing Double Paned Window - Heating Zone 1 (Gas FAF - Non-Condensing) | Gas Heating and Cooling | 0 | 2024 | 2050 | 157.6097 | per Home | 0 | 1 | 20 | RTF measure workbook ResSFWx_v4_4, for the measure Windows - Add a Low-e Storm Window to an existing Double Paned Window - Heating Zone 1 (Gas FAF - Non-Condensing) | 45.6404 | 9.815% | RTF measure workbook ResSFWx_v4_4, for the measure Windows - Add a Low-e Storm Window to an existing Double Paned Window - Heating Zone 1 (Gas FAF - Non-Condensing) | 71.0678 | RTF measure workbook ResSFWx_v4_4, for the measure Windows - Add a Low-e Storm Window to an existing Double Paned Window - Heating Zone 1 (Gas FAF - Non-Condensing) | 0 | Incremental | 0 | 0 | 0 | 1813.3825 | 0 | 0 | 0 | See 'Measure Equipment Cost Source' | RTF measure workbook ResSFWx_v4_4, for the measure Windows - Add a Low-e Storm Window to an existing Double Paned Window - Heating Zone 1 (Gas FAF - Non-Condensing) |  | 100% | 26.38% | 78.77% | 1 | 0 | 0 | See source workbook for details. Includes PSE NEI data where applicable. | RTF measure workbook ResSFWx_v4_4, for the measure Windows - Add a Low-e Storm Window to an existing Double Paned Window - Heating Zone 1 (Gas FAF - Non-Condensing) | System | System
Kittitas County | Single Family | Heat Central Gas Furnace | Existing | Windows - Add a Low-e Storm Window to an existing Double Paned Window - Heating Zone 1 (Gas FAF - Non-Condensing) | Gas Heating and Cooling | 0 | 2024 | 2050 | 173.9813 | per Home | 0 | 1 | 20 | RTF measure workbook ResSFWx_v4_4, for the measure Windows - Add a Low-e Storm Window to an existing Double Paned Window - Heating Zone 1 (Gas FAF - Non-Condensing) | 37.1543 | 7.794% | RTF measure workbook ResSFWx_v4_4, for the measure Windows - Add a Low-e Storm Window to an existing Double Paned Window - Heating Zone 1 (Gas FAF - Non-Condensing) | 78.45 | RTF measure workbook ResSFWx_v4_4, for the measure Windows - Add a Low-e Storm Window to an existing Double Paned Window - Heating Zone 1 (Gas FAF - Non-Condensing) | 0 | Incremental | 0 | 0 | 0 | 2001.7471 | 0 | 0 | 0 | See 'Measure Equipment Cost Source' | RTF measure workbook ResSFWx_v4_4, for the measure Windows - Add a Low-e Storm Window to an existing Double Paned Window - Heating Zone 1 (Gas FAF - Non-Condensing) |  | 100% | 26.38% | 78.77% | 1 | 0 | 0 | See source workbook for details. Includes PSE NEI data where applicable. | RTF measure workbook ResSFWx_v4_4, for the measure Windows - Add a Low-e Storm Window to an existing Double Paned Window - Heating Zone 1 (Gas FAF - Non-Condensing) | System | System
Kittitas County | Single Family - Highly Impacted | Heat Central Gas Furnace | Existing | Windows - Add a Low-e Storm Window to an existing Double Paned Window - Heating Zone 1 (Gas FAF - Non-Condensing) | Gas Heating and Cooling | 0 | 2024 | 2050 | 157.6097 | per Home | 0 | 1 | 20 | RTF measure workbook ResSFWx_v4_4, for the measure Windows - Add a Low-e Storm Window to an existing Double Paned Window - Heating Zone 1 (Gas FAF - Non-Condensing) | 33.6581 | 9.815% | RTF measure workbook ResSFWx_v4_4, for the measure Windows - Add a Low-e Storm Window to an existing Double Paned Window - Heating Zone 1 (Gas FAF - Non-Condensing) | 71.0678 | RTF measure workbook ResSFWx_v4_4, for the measure Windows - Add a Low-e Storm Window to an existing Double Paned Window - Heating Zone 1 (Gas FAF - Non-Condensing) | 0 | Incremental | 0 | 0 | 0 | 1813.3825 | 0 | 0 | 0 | See 'Measure Equipment Cost Source' | RTF measure workbook ResSFWx_v4_4, for the measure Windows - Add a Low-e Storm Window to an existing Double Paned Window - Heating Zone 1 (Gas FAF - Non-Condensing) |  | 100% | 26.38% | 78.77% | 1 | 0 | 0 | See source workbook for details. Includes PSE NEI data where applicable. | RTF measure workbook ResSFWx_v4_4, for the measure Windows - Add a Low-e Storm Window to an existing Double Paned Window - Heating Zone 1 (Gas FAF - Non-Condensing) | System | System
Kittitas County | Single Family | Heat Room Gas | Existing | Windows - Add a Low-e Storm Window to an existing Double Paned Window - Heating Zone 1 (Gas FAF - Non-Condensing) | Gas Heating and Cooling | 0 | 2024 | 2050 | 173.9813 | per Home | 0 | 1 | 20 | RTF measure workbook ResSFWx_v4_4, for the measure Windows - Add a Low-e Storm Window to an existing Double Paned Window - Heating Zone 1 (Gas FAF - Non-Condensing) | 38.1173 | 7.794% | RTF measure workbook ResSFWx_v4_4, for the measure Windows - Add a Low-e Storm Window to an existing Double Paned Window - Heating Zone 1 (Gas FAF - Non-Condensing) | 78.45 | RTF measure workbook ResSFWx_v4_4, for the measure Windows - Add a Low-e Storm Window to an existing Double Paned Window - Heating Zone 1 (Gas FAF - Non-Condensing) | 0 | Incremental | 0 | 0 | 0 | 2001.7471 | 0 | 0 | 0 | See 'Measure Equipment Cost Source' | RTF measure workbook ResSFWx_v4_4, for the measure Windows - Add a Low-e Storm Window to an existing Double Paned Window - Heating Zone 1 (Gas FAF - Non-Condensing) |  | 100% | 26.38% | 78.77% | 1 | 0 | 0 | See source workbook for details. Includes PSE NEI data where applicable. | RTF measure workbook ResSFWx_v4_4, for the measure Windows - Add a Low-e Storm Window to an existing Double Paned Window - Heating Zone 1 (Gas FAF - Non-Condensing) | System | System
Kittitas County | Single Family - Highly Impacted | Heat Room Gas | Existing | Windows - Add a Low-e Storm Window to an existing Double Paned Window - Heating Zone 1 (Gas FAF - Non-Condensing) | Gas Heating and Cooling | 0 | 2024 | 2050 | 157.6097 | per Home | 0 | 1 | 20 | RTF measure workbook ResSFWx_v4_4, for the measure Windows - Add a Low-e Storm Window to an existing Double Paned Window - Heating Zone 1 (Gas FAF - Non-Condensing) | 34.5304 | 9.815% | RTF measure workbook ResSFWx_v4_4, for the measure Windows - Add a Low-e Storm Window to an existing Double Paned Window - Heating Zone 1 (Gas FAF - Non-Condensing) | 71.0678 | RTF measure workbook ResSFWx_v4_4, for the measure Windows - Add a Low-e Storm Window to an existing Double Paned Window - Heating Zone 1 (Gas FAF - Non-Condensing) | 0 | Incremental | 0 | 0 | 0 | 1813.3825 | 0 | 0 | 0 | See 'Measure Equipment Cost Source' | RTF measure workbook ResSFWx_v4_4, for the measure Windows - Add a Low-e Storm Window to an existing Double Paned Window - Heating Zone 1 (Gas FAF - Non-Condensing) |  | 100% | 26.38% | 78.77% | 1 | 0 | 0 | See source workbook for details. Includes PSE NEI data where applicable. | RTF measure workbook ResSFWx_v4_4, for the measure Windows - Add a Low-e Storm Window to an existing Double Paned Window - Heating Zone 1 (Gas FAF - Non-Condensing) | System | System
Kittitas County | Manufactured | Heat Central Gas Boiler | Existing | Non-Condensing - Gas Furnace_HZ1_Low-e Storm Window for existing Single Pane Window (per sf) | Gas Heating & Cooling | 0 | 2024 | 2050 | 178.2998 | per Home | 0 | 1 | 20 | RTF measure workbook ResSFWx_v4_4, for the measure Non-Condensing - Gas Furnace_HZ1_Low-e Storm Window for existing Single Pane Window (per sf) | 145.617 | 24.95% | RTF measure workbook ResSFWx_v4_4, for the measure Non-Condensing - Gas Furnace_HZ1_Low-e Storm Window for existing Single Pane Window (per sf) | 185.2091 | RTF measure workbook ResSFWx_v4_4, for the measure Non-Condensing - Gas Furnace_HZ1_Low-e Storm Window for existing Single Pane Window (per sf) | 0 | Incremental | 0 | 0 | 0 | 2057.9835 | 0 | 0 | 0 | See 'Measure Equipment Cost Source' | RTF measure workbook ResSFWx_v4_4, for the measure Non-Condensing - Gas Furnace_HZ1_Low-e Storm Window for existing Single Pane Window (per sf) |  | 100% | 16.17% | 44.5% | 1 | 0 | 0 | See source workbook for details. Includes PSE NEI data where applicable. | RTF measure workbook ResSFWx_v4_4, for the measure Non-Condensing - Gas Furnace_HZ1_Low-e Storm Window for existing Single Pane Window (per sf) | System | System
Kittitas County | Manufactured - Highly Impacted | Heat Central Gas Boiler | Existing | Non-Condensing - Gas Furnace_HZ1_Low-e Storm Window for existing Single Pane Window (per sf) | Gas Heating & Cooling | 0 | 2024 | 2050 | 156.9934 | per Home | 0 | 1 | 20 | RTF measure workbook ResSFWx_v4_4, for the measure Non-Condensing - Gas Furnace_HZ1_Low-e Storm Window for existing Single Pane Window (per sf) | 128.2161 | 28.33% | RTF measure workbook ResSFWx_v4_4, for the measure Non-Condensing - Gas Furnace_HZ1_Low-e Storm Window for existing Single Pane Window (per sf) | 163.0771 | RTF measure workbook ResSFWx_v4_4, for the measure Non-Condensing - Gas Furnace_HZ1_Low-e Storm Window for existing Single Pane Window (per sf) | 0 | Incremental | 0 | 0 | 0 | 1812.0598 | 0 | 0 | 0 | See 'Measure Equipment Cost Source' | RTF measure workbook ResSFWx_v4_4, for the measure Non-Condensing - Gas Furnace_HZ1_Low-e Storm Window for existing Single Pane Window (per sf) |  | 100% | 16.17% | 44.5% | 1 | 0 | 0 | See source workbook for details. Includes PSE NEI data where applicable. | RTF measure workbook ResSFWx_v4_4, for the measure Non-Condensing - Gas Furnace_HZ1_Low-e Storm Window for existing Single Pane Window (per sf) | System | System
Kittitas County | Manufactured | Heat Central Gas Furnace | Existing | Non-Condensing - Gas Furnace_HZ1_Low-e Storm Window for existing Single Pane Window (per sf) | Gas Heating & Cooling | 0 | 2024 | 2050 | 178.2998 | per Home | 0 | 1 | 20 | RTF measure workbook ResSFWx_v4_4, for the measure Non-Condensing - Gas Furnace_HZ1_Low-e Storm Window for existing Single Pane Window (per sf) | 107.3871 | 24.95% | RTF measure workbook ResSFWx_v4_4, for the measure Non-Condensing - Gas Furnace_HZ1_Low-e Storm Window for existing Single Pane Window (per sf) | 185.2091 | RTF measure workbook ResSFWx_v4_4, for the measure Non-Condensing - Gas Furnace_HZ1_Low-e Storm Window for existing Single Pane Window (per sf) | 0 | Incremental | 0 | 0 | 0 | 2057.9835 | 0 | 0 | 0 | See 'Measure Equipment Cost Source' | RTF measure workbook ResSFWx_v4_4, for the measure Non-Condensing - Gas Furnace_HZ1_Low-e Storm Window for existing Single Pane Window (per sf) |  | 100% | 16.17% | 44.5% | 1 | 0 | 0 | See source workbook for details. Includes PSE NEI data where applicable. | RTF measure workbook ResSFWx_v4_4, for the measure Non-Condensing - Gas Furnace_HZ1_Low-e Storm Window for existing Single Pane Window (per sf) | System | System
Kittitas County | Manufactured - Highly Impacted | Heat Central Gas Furnace | Existing | Non-Condensing - Gas Furnace_HZ1_Low-e Storm Window for existing Single Pane Window (per sf) | Gas Heating & Cooling | 0 | 2024 | 2050 | 156.9934 | per Home | 0 | 1 | 20 | RTF measure workbook ResSFWx_v4_4, for the measure Non-Condensing - Gas Furnace_HZ1_Low-e Storm Window for existing Single Pane Window (per sf) | 94.5546 | 28.33% | RTF measure workbook ResSFWx_v4_4, for the measure Non-Condensing - Gas Furnace_HZ1_Low-e Storm Window for existing Single Pane Window (per sf) | 163.0771 | RTF measure workbook ResSFWx_v4_4, for the measure Non-Condensing - Gas Furnace_HZ1_Low-e Storm Window for existing Single Pane Window (per sf) | 0 | Incremental | 0 | 0 | 0 | 1812.0598 | 0 | 0 | 0 | See 'Measure Equipment Cost Source' | RTF measure workbook ResSFWx_v4_4, for the measure Non-Condensing - Gas Furnace_HZ1_Low-e Storm Window for existing Single Pane Window (per sf) |  | 100% | 16.17% | 44.5% | 1 | 0 | 0 | See source workbook for details. Includes PSE NEI data where applicable. | RTF measure workbook ResSFWx_v4_4, for the measure Non-Condensing - Gas Furnace_HZ1_Low-e Storm Window for existing Single Pane Window (per sf) | System | System
Kittitas County | Manufactured | Heat Room Gas | Existing | Non-Condensing - Gas Furnace_HZ1_Low-e Storm Window for existing Single Pane Window (per sf) | Gas Heating & Cooling | 0 | 2024 | 2050 | 178.2998 | per Home | 0 | 1 | 20 | RTF measure workbook ResSFWx_v4_4, for the measure Non-Condensing - Gas Furnace_HZ1_Low-e Storm Window for existing Single Pane Window (per sf) | 110.1701 | 24.95% | RTF measure workbook ResSFWx_v4_4, for the measure Non-Condensing - Gas Furnace_HZ1_Low-e Storm Window for existing Single Pane Window (per sf) | 185.2091 | RTF measure workbook ResSFWx_v4_4, for the measure Non-Condensing - Gas Furnace_HZ1_Low-e Storm Window for existing Single Pane Window (per sf) | 0 | Incremental | 0 | 0 | 0 | 2057.9835 | 0 | 0 | 0 | See 'Measure Equipment Cost Source' | RTF measure workbook ResSFWx_v4_4, for the measure Non-Condensing - Gas Furnace_HZ1_Low-e Storm Window for existing Single Pane Window (per sf) |  | 100% | 16.17% | 44.5% | 1 | 0 | 0 | See source workbook for details. Includes PSE NEI data where applicable. | RTF measure workbook ResSFWx_v4_4, for the measure Non-Condensing - Gas Furnace_HZ1_Low-e Storm Window for existing Single Pane Window (per sf) | System | System
Kittitas County | Manufactured - Highly Impacted | Heat Room Gas | Existing | Non-Condensing - Gas Furnace_HZ1_Low-e Storm Window for existing Single Pane Window (per sf) | Gas Heating & Cooling | 0 | 2024 | 2050 | 156.9934 | per Home | 0 | 1 | 20 | RTF measure workbook ResSFWx_v4_4, for the measure Non-Condensing - Gas Furnace_HZ1_Low-e Storm Window for existing Single Pane Window (per sf) | 97.0051 | 28.33% | RTF measure workbook ResSFWx_v4_4, for the measure Non-Condensing - Gas Furnace_HZ1_Low-e Storm Window for existing Single Pane Window (per sf) | 163.0771 | RTF measure workbook ResSFWx_v4_4, for the measure Non-Condensing - Gas Furnace_HZ1_Low-e Storm Window for existing Single Pane Window (per sf) | 0 | Incremental | 0 | 0 | 0 | 1812.0598 | 0 | 0 | 0 | See 'Measure Equipment Cost Source' | RTF measure workbook ResSFWx_v4_4, for the measure Non-Condensing - Gas Furnace_HZ1_Low-e Storm Window for existing Single Pane Window (per sf) |  | 100% | 16.17% | 44.5% | 1 | 0 | 0 | See source workbook for details. Includes PSE NEI data where applicable. | RTF measure workbook ResSFWx_v4_4, for the measure Non-Condensing - Gas Furnace_HZ1_Low-e Storm Window for existing Single Pane Window (per sf) | System | System
Kittitas County | Manufactured | Heat Central Gas Boiler | Existing | Non-Condensing - Gas Furnace_HZ1_Low-e Storm Window for existing Double Pane Window (per sf) | Gas Heating & Cooling | 0 | 2024 | 2050 | 178.2998 | per Home | 0 | 1 | 20 | RTF measure workbook ResSFWx_v4_4, for the measure Non-Condensing - Gas Furnace_HZ1_Low-e Storm Window for existing Double Pane Window (per sf) | 67.3113 | 11.53% | RTF measure workbook ResSFWx_v4_4, for the measure Non-Condensing - Gas Furnace_HZ1_Low-e Storm Window for existing Double Pane Window (per sf) | 77.3955 | RTF measure workbook ResSFWx_v4_4, for the measure Non-Condensing - Gas Furnace_HZ1_Low-e Storm Window for existing Double Pane Window (per sf) | 0 | Incremental | 0 | 0 | 0 | 2057.9835 | 0 | 0 | 0 | See 'Measure Equipment Cost Source' | RTF measure workbook ResSFWx_v4_4, for the measure Non-Condensing - Gas Furnace_HZ1_Low-e Storm Window for existing Double Pane Window (per sf) |  | 100% | 3.6% | 55.5% | 1 | 0 | 0 | See source workbook for details. Includes PSE NEI data where applicable. | RTF measure workbook ResSFWx_v4_4, for the measure Non-Condensing - Gas Furnace_HZ1_Low-e Storm Window for existing Double Pane Window (per sf) | System | System
Kittitas County | Manufactured - Highly Impacted | Heat Central Gas Boiler | Existing | Non-Condensing - Gas Furnace_HZ1_Low-e Storm Window for existing Double Pane Window (per sf) | Gas Heating & Cooling | 0 | 2024 | 2050 | 156.9934 | per Home | 0 | 1 | 20 | RTF measure workbook ResSFWx_v4_4, for the measure Non-Condensing - Gas Furnace_HZ1_Low-e Storm Window for existing Double Pane Window (per sf) | 59.2678 | 13.1% | RTF measure workbook ResSFWx_v4_4, for the measure Non-Condensing - Gas Furnace_HZ1_Low-e Storm Window for existing Double Pane Window (per sf) | 68.1469 | RTF measure workbook ResSFWx_v4_4, for the measure Non-Condensing - Gas Furnace_HZ1_Low-e Storm Window for existing Double Pane Window (per sf) | 0 | Incremental | 0 | 0 | 0 | 1812.0598 | 0 | 0 | 0 | See 'Measure Equipment Cost Source' | RTF measure workbook ResSFWx_v4_4, for the measure Non-Condensing - Gas Furnace_HZ1_Low-e Storm Window for existing Double Pane Window (per sf) |  | 100% | 3.6% | 55.5% | 1 | 0 | 0 | See source workbook for details. Includes PSE NEI data where applicable. | RTF measure workbook ResSFWx_v4_4, for the measure Non-Condensing - Gas Furnace_HZ1_Low-e Storm Window for existing Double Pane Window (per sf) | System | System
Kittitas County | Manufactured | Heat Central Gas Furnace | Existing | Non-Condensing - Gas Furnace_HZ1_Low-e Storm Window for existing Double Pane Window (per sf) | Gas Heating & Cooling | 0 | 2024 | 2050 | 178.2998 | per Home | 0 | 1 | 20 | RTF measure workbook ResSFWx_v4_4, for the measure Non-Condensing - Gas Furnace_HZ1_Low-e Storm Window for existing Double Pane Window (per sf) | 49.6396 | 11.53% | RTF measure workbook ResSFWx_v4_4, for the measure Non-Condensing - Gas Furnace_HZ1_Low-e Storm Window for existing Double Pane Window (per sf) | 77.3955 | RTF measure workbook ResSFWx_v4_4, for the measure Non-Condensing - Gas Furnace_HZ1_Low-e Storm Window for existing Double Pane Window (per sf) | 0 | Incremental | 0 | 0 | 0 | 2057.9835 | 0 | 0 | 0 | See 'Measure Equipment Cost Source' | RTF measure workbook ResSFWx_v4_4, for the measure Non-Condensing - Gas Furnace_HZ1_Low-e Storm Window for existing Double Pane Window (per sf) |  | 100% | 3.6% | 55.5% | 1 | 0 | 0 | See source workbook for details. Includes PSE NEI data where applicable. | RTF measure workbook ResSFWx_v4_4, for the measure Non-Condensing - Gas Furnace_HZ1_Low-e Storm Window for existing Double Pane Window (per sf) | System | System
Kittitas County | Manufactured - Highly Impacted | Heat Central Gas Furnace | Existing | Non-Condensing - Gas Furnace_HZ1_Low-e Storm Window for existing Double Pane Window (per sf) | Gas Heating & Cooling | 0 | 2024 | 2050 | 156.9934 | per Home | 0 | 1 | 20 | RTF measure workbook ResSFWx_v4_4, for the measure Non-Condensing - Gas Furnace_HZ1_Low-e Storm Window for existing Double Pane Window (per sf) | 43.7078 | 13.1% | RTF measure workbook ResSFWx_v4_4, for the measure Non-Condensing - Gas Furnace_HZ1_Low-e Storm Window for existing Double Pane Window (per sf) | 68.1469 | RTF measure workbook ResSFWx_v4_4, for the measure Non-Condensing - Gas Furnace_HZ1_Low-e Storm Window for existing Double Pane Window (per sf) | 0 | Incremental | 0 | 0 | 0 | 1812.0598 | 0 | 0 | 0 | See 'Measure Equipment Cost Source' | RTF measure workbook ResSFWx_v4_4, for the measure Non-Condensing - Gas Furnace_HZ1_Low-e Storm Window for existing Double Pane Window (per sf) |  | 100% | 3.6% | 55.5% | 1 | 0 | 0 | See source workbook for details. Includes PSE NEI data where applicable. | RTF measure workbook ResSFWx_v4_4, for the measure Non-Condensing - Gas Furnace_HZ1_Low-e Storm Window for existing Double Pane Window (per sf) | System | System
Kittitas County | Manufactured | Heat Room Gas | Existing | Non-Condensing - Gas Furnace_HZ1_Low-e Storm Window for existing Double Pane Window (per sf) | Gas Heating & Cooling | 0 | 2024 | 2050 | 178.2998 | per Home | 0 | 1 | 20 | RTF measure workbook ResSFWx_v4_4, for the measure Non-Condensing - Gas Furnace_HZ1_Low-e Storm Window for existing Double Pane Window (per sf) | 50.9261 | 11.53% | RTF measure workbook ResSFWx_v4_4, for the measure Non-Condensing - Gas Furnace_HZ1_Low-e Storm Window for existing Double Pane Window (per sf) | 77.3955 | RTF measure workbook ResSFWx_v4_4, for the measure Non-Condensing - Gas Furnace_HZ1_Low-e Storm Window for existing Double Pane Window (per sf) | 0 | Incremental | 0 | 0 | 0 | 2057.9835 | 0 | 0 | 0 | See 'Measure Equipment Cost Source' | RTF measure workbook ResSFWx_v4_4, for the measure Non-Condensing - Gas Furnace_HZ1_Low-e Storm Window for existing Double Pane Window (per sf) |  | 100% | 3.6% | 55.5% | 1 | 0 | 0 | See source workbook for details. Includes PSE NEI data where applicable. | RTF measure workbook ResSFWx_v4_4, for the measure Non-Condensing - Gas Furnace_HZ1_Low-e Storm Window for existing Double Pane Window (per sf) | System | System
Kittitas County | Manufactured - Highly Impacted | Heat Room Gas | Existing | Non-Condensing - Gas Furnace_HZ1_Low-e Storm Window for existing Double Pane Window (per sf) | Gas Heating & Cooling | 0 | 2024 | 2050 | 156.9934 | per Home | 0 | 1 | 20 | RTF measure workbook ResSFWx_v4_4, for the measure Non-Condensing - Gas Furnace_HZ1_Low-e Storm Window for existing Double Pane Window (per sf) | 44.8405 | 13.1% | RTF measure workbook ResSFWx_v4_4, for the measure Non-Condensing - Gas Furnace_HZ1_Low-e Storm Window for existing Double Pane Window (per sf) | 68.1469 | RTF measure workbook ResSFWx_v4_4, for the measure Non-Condensing - Gas Furnace_HZ1_Low-e Storm Window for existing Double Pane Window (per sf) | 0 | Incremental | 0 | 0 | 0 | 1812.0598 | 0 | 0 | 0 | See 'Measure Equipment Cost Source' | RTF measure workbook ResSFWx_v4_4, for the measure Non-Condensing - Gas Furnace_HZ1_Low-e Storm Window for existing Double Pane Window (per sf) |  | 100% | 3.6% | 55.5% | 1 | 0 | 0 | See source workbook for details. Includes PSE NEI data where applicable. | RTF measure workbook ResSFWx_v4_4, for the measure Non-Condensing - Gas Furnace_HZ1_Low-e Storm Window for existing Double Pane Window (per sf) | System | System
Lewis County | Single Family | Water Heat LE 55 Gal | Existing | Thermostatic Restrictor Valve - Gas WH | Site hot water energy | 0 | 2024 | 2050 | 1.844 | per Home | 0 | 0 | 10 | RTF measure workbook ThermostaticShowerRestrictionValve_v4_2, for the measure Thermostatic Restrictor Valve - Gas WH | 2.6383 | 1.458% | RTF measure workbook ThermostaticShowerRestrictionValve_v4_2, for the measure Thermostatic Restrictor Valve - Gas WH | 1.5026 | RTF measure workbook ThermostaticShowerRestrictionValve_v4_2, for the measure Thermostatic Restrictor Valve - Gas WH | 0 | Full | 0 | 0 | 0 | 46.1509 | 0 | 0 | 0 | See 'Measure Equipment Cost Source' | RTF measure workbook ThermostaticShowerRestrictionValve_v4_2, for the measure Thermostatic Restrictor Valve - Gas WH | AA | 100% | 94.05% | 100% | 1 | 0 | 0 | See source workbook for details. Includes PSE NEI data where applicable. | RTF measure workbook ThermostaticShowerRestrictionValve_v4_2, for the measure Thermostatic Restrictor Valve - Gas WH | System | System
Lewis County | Single Family | Water Heat LE 55 Gal | New | Thermostatic Restrictor Valve - Gas WH | Site hot water energy | 0 | 2024 | 2050 | 1.844 | per Home | 0 | 0 | 10 | RTF measure workbook ThermostaticShowerRestrictionValve_v4_2, for the measure Thermostatic Restrictor Valve - Gas WH | 2.5435 | 1.458% | RTF measure workbook ThermostaticShowerRestrictionValve_v4_2, for the measure Thermostatic Restrictor Valve - Gas WH | 1.5026 | RTF measure workbook ThermostaticShowerRestrictionValve_v4_2, for the measure Thermostatic Restrictor Valve - Gas WH | 0 | Full | 0 | 0 | 0 | 46.1509 | 0 | 0 | 0 | See 'Measure Equipment Cost Source' | RTF measure workbook ThermostaticShowerRestrictionValve_v4_2, for the measure Thermostatic Restrictor Valve - Gas WH | AA | 100% | 94.05% | 100% | 1 | 0 | 0 | See source workbook for details. Includes PSE NEI data where applicable. | RTF measure workbook ThermostaticShowerRestrictionValve_v4_2, for the measure Thermostatic Restrictor Valve - Gas WH | System | System
Lewis County | Single Family - Highly Impacted | Water Heat LE 55 Gal | Existing | Thermostatic Restrictor Valve - Gas WH | Site hot water energy | 0 | 2024 | 2050 | 1.3265 | per Home | 0 | 0 | 10 | RTF measure workbook ThermostaticShowerRestrictionValve_v4_2, for the measure Thermostatic Restrictor Valve - Gas WH | 1.8979 | 1.201% | RTF measure workbook ThermostaticShowerRestrictionValve_v4_2, for the measure Thermostatic Restrictor Valve - Gas WH | 1.0809 | RTF measure workbook ThermostaticShowerRestrictionValve_v4_2, for the measure Thermostatic Restrictor Valve - Gas WH | 0 | Full | 0 | 0 | 0 | 33.1979 | 0 | 0 | 0 | See 'Measure Equipment Cost Source' | RTF measure workbook ThermostaticShowerRestrictionValve_v4_2, for the measure Thermostatic Restrictor Valve - Gas WH | AA | 100% | 94.05% | 100% | 1 | 0 | 0 | See source workbook for details. Includes PSE NEI data where applicable. | RTF measure workbook ThermostaticShowerRestrictionValve_v4_2, for the measure Thermostatic Restrictor Valve - Gas WH | System | System
Lewis County | Single Family - Highly Impacted | Water Heat LE 55 Gal | New | Thermostatic Restrictor Valve - Gas WH | Site hot water energy | 0 | 2024 | 2050 | 1.3265 | per Home | 0 | 0 | 10 | RTF measure workbook ThermostaticShowerRestrictionValve_v4_2, for the measure Thermostatic Restrictor Valve - Gas WH | 1.8296 | 1.201% | RTF measure workbook ThermostaticShowerRestrictionValve_v4_2, for the measure Thermostatic Restrictor Valve - Gas WH | 1.0809 | RTF measure workbook ThermostaticShowerRestrictionValve_v4_2, for the measure Thermostatic Restrictor Valve - Gas WH | 0 | Full | 0 | 0 | 0 | 33.1979 | 0 | 0 | 0 | See 'Measure Equipment Cost Source' | RTF measure workbook ThermostaticShowerRestrictionValve_v4_2, for the measure Thermostatic Restrictor Valve - Gas WH | AA | 100% | 94.05% | 100% | 1 | 0 | 0 | See source workbook for details. Includes PSE NEI data where applicable. | RTF measure workbook ThermostaticShowerRestrictionValve_v4_2, for the measure Thermostatic Restrictor Valve - Gas WH | System | System
Lewis County | Multifamily | Water Heat LE 55 Gal | Existing | Thermostatic Restrictor Valve - Gas WH | Site hot water energy | 0 | 2024 | 2050 | 1.2402 | per Home | 0 | 0 | 10 | RTF measure workbook ThermostaticShowerRestrictionValve_v4_2, for the measure Thermostatic Restrictor Valve - Gas WH | 1.7745 | 1.381% | RTF measure workbook ThermostaticShowerRestrictionValve_v4_2, for the measure Thermostatic Restrictor Valve - Gas WH | 1.0106 | RTF measure workbook ThermostaticShowerRestrictionValve_v4_2, for the measure Thermostatic Restrictor Valve - Gas WH | 0 | Full | 0 | 0 | 0 | 31.0397 | 0 | 0 | 0 | See 'Measure Equipment Cost Source' | RTF measure workbook ThermostaticShowerRestrictionValve_v4_2, for the measure Thermostatic Restrictor Valve - Gas WH | AA | 100% | 94.05% | 100% | 1 | 0 | 0 | See source workbook for details. Includes PSE NEI data where applicable. | RTF measure workbook ThermostaticShowerRestrictionValve_v4_2, for the measure Thermostatic Restrictor Valve - Gas WH | System | System
Lewis County | Multifamily | Water Heat LE 55 Gal | New | Thermostatic Restrictor Valve - Gas WH | Site hot water energy | 0 | 2024 | 2050 | 1.2402 | per Home | 0 | 0 | 10 | RTF measure workbook ThermostaticShowerRestrictionValve_v4_2, for the measure Thermostatic Restrictor Valve - Gas WH | 1.7107 | 1.381% | RTF measure workbook ThermostaticShowerRestrictionValve_v4_2, for the measure Thermostatic Restrictor Valve - Gas WH | 1.0106 | RTF measure workbook ThermostaticShowerRestrictionValve_v4_2, for the measure Thermostatic Restrictor Valve - Gas WH | 0 | Full | 0 | 0 | 0 | 31.0397 | 0 | 0 | 0 | See 'Measure Equipment Cost Source' | RTF measure workbook ThermostaticShowerRestrictionValve_v4_2, for the measure Thermostatic Restrictor Valve - Gas WH | AA | 100% | 94.05% | 100% | 1 | 0 | 0 | See source workbook for details. Includes PSE NEI data where applicable. | RTF measure workbook ThermostaticShowerRestrictionValve_v4_2, for the measure Thermostatic Restrictor Valve - Gas WH | System | System
Lewis County | Multifamily - Highly Impacted | Water Heat LE 55 Gal | Existing | Thermostatic Restrictor Valve - Gas WH | Site hot water energy | 0 | 2024 | 2050 | 1.0527 | per Home | 0 | 0 | 10 | RTF measure workbook ThermostaticShowerRestrictionValve_v4_2, for the measure Thermostatic Restrictor Valve - Gas WH | 1.5061 | 1.041% | RTF measure workbook ThermostaticShowerRestrictionValve_v4_2, for the measure Thermostatic Restrictor Valve - Gas WH | 0.85774 | RTF measure workbook ThermostaticShowerRestrictionValve_v4_2, for the measure Thermostatic Restrictor Valve - Gas WH | 0 | Full | 0 | 0 | 0 | 26.3451 | 0 | 0 | 0 | See 'Measure Equipment Cost Source' | RTF measure workbook ThermostaticShowerRestrictionValve_v4_2, for the measure Thermostatic Restrictor Valve - Gas WH | AA | 100% | 94.05% | 100% | 1 | 0 | 0 | See source workbook for details. Includes PSE NEI data where applicable. | RTF measure workbook ThermostaticShowerRestrictionValve_v4_2, for the measure Thermostatic Restrictor Valve - Gas WH | System | System
Lewis County | Multifamily - Highly Impacted | Water Heat LE 55 Gal | New | Thermostatic Restrictor Valve - Gas WH | Site hot water energy | 0 | 2024 | 2050 | 1.0527 | per Home | 0 | 0 | 10 | RTF measure workbook ThermostaticShowerRestrictionValve_v4_2, for the measure Thermostatic Restrictor Valve - Gas WH | 1.4519 | 1.041% | RTF measure workbook ThermostaticShowerRestrictionValve_v4_2, for the measure Thermostatic Restrictor Valve - Gas WH | 0.85774 | RTF measure workbook ThermostaticShowerRestrictionValve_v4_2, for the measure Thermostatic Restrictor Valve - Gas WH | 0 | Full | 0 | 0 | 0 | 26.3451 | 0 | 0 | 0 | See 'Measure Equipment Cost Source' | RTF measure workbook ThermostaticShowerRestrictionValve_v4_2, for the measure Thermostatic Restrictor Valve - Gas WH | AA | 100% | 94.05% | 100% | 1 | 0 | 0 | See source workbook for details. Includes PSE NEI data where applicable. | RTF measure workbook ThermostaticShowerRestrictionValve_v4_2, for the measure Thermostatic Restrictor Valve - Gas WH | System | System
Lewis County | Manufactured | Water Heat LE 55 Gal | Existing | Thermostatic Restrictor Valve - Gas WH | Site hot water energy | 0 | 2024 | 2050 | 1.5344 | per Home | 0 | 0 | 10 | RTF measure workbook ThermostaticShowerRestrictionValve_v4_2, for the measure Thermostatic Restrictor Valve - Gas WH | 2.1953 | 1.369% | RTF measure workbook ThermostaticShowerRestrictionValve_v4_2, for the measure Thermostatic Restrictor Valve - Gas WH | 1.2503 | RTF measure workbook ThermostaticShowerRestrictionValve_v4_2, for the measure Thermostatic Restrictor Valve - Gas WH | 0 | Full | 0 | 0 | 0 | 38.401 | 0 | 0 | 0 | See 'Measure Equipment Cost Source' | RTF measure workbook ThermostaticShowerRestrictionValve_v4_2, for the measure Thermostatic Restrictor Valve - Gas WH | AA | 100% | 94.05% | 100% | 1 | 0 | 0 | See source workbook for details. Includes PSE NEI data where applicable. | RTF measure workbook ThermostaticShowerRestrictionValve_v4_2, for the measure Thermostatic Restrictor Valve - Gas WH | System | System
Lewis County | Manufactured | Water Heat LE 55 Gal | New | Thermostatic Restrictor Valve - Gas WH | Site hot water energy | 0 | 2024 | 2050 | 1.5344 | per Home | 0 | 0 | 10 | RTF measure workbook ThermostaticShowerRestrictionValve_v4_2, for the measure Thermostatic Restrictor Valve - Gas WH | 2.1164 | 1.369% | RTF measure workbook ThermostaticShowerRestrictionValve_v4_2, for the measure Thermostatic Restrictor Valve - Gas WH | 1.2503 | RTF measure workbook ThermostaticShowerRestrictionValve_v4_2, for the measure Thermostatic Restrictor Valve - Gas WH | 0 | Full | 0 | 0 | 0 | 38.401 | 0 | 0 | 0 | See 'Measure Equipment Cost Source' | RTF measure workbook ThermostaticShowerRestrictionValve_v4_2, for the measure Thermostatic Restrictor Valve - Gas WH | AA | 100% | 94.05% | 100% | 1 | 0 | 0 | See source workbook for details. Includes PSE NEI data where applicable. | RTF measure workbook ThermostaticShowerRestrictionValve_v4_2, for the measure Thermostatic Restrictor Valve - Gas WH | System | System
Lewis County | Manufactured - Highly Impacted | Water Heat LE 55 Gal | Existing | Thermostatic Restrictor Valve - Gas WH | Site hot water energy | 0 | 2024 | 2050 | 1.1896 | per Home | 0 | 0 | 10 | RTF measure workbook ThermostaticShowerRestrictionValve_v4_2, for the measure Thermostatic Restrictor Valve - Gas WH | 1.702 | 1.245% | RTF measure workbook ThermostaticShowerRestrictionValve_v4_2, for the measure Thermostatic Restrictor Valve - Gas WH | 0.9693 | RTF measure workbook ThermostaticShowerRestrictionValve_v4_2, for the measure Thermostatic Restrictor Valve - Gas WH | 0 | Full | 0 | 0 | 0 | 29.7717 | 0 | 0 | 0 | See 'Measure Equipment Cost Source' | RTF measure workbook ThermostaticShowerRestrictionValve_v4_2, for the measure Thermostatic Restrictor Valve - Gas WH | AA | 100% | 94.05% | 100% | 1 | 0 | 0 | See source workbook for details. Includes PSE NEI data where applicable. | RTF measure workbook ThermostaticShowerRestrictionValve_v4_2, for the measure Thermostatic Restrictor Valve - Gas WH | System | System
Lewis County | Manufactured - Highly Impacted | Water Heat LE 55 Gal | New | Thermostatic Restrictor Valve - Gas WH | Site hot water energy | 0 | 2024 | 2050 | 1.1896 | per Home | 0 | 0 | 10 | RTF measure workbook ThermostaticShowerRestrictionValve_v4_2, for the measure Thermostatic Restrictor Valve - Gas WH | 1.6408 | 1.245% | RTF measure workbook ThermostaticShowerRestrictionValve_v4_2, for the measure Thermostatic Restrictor Valve - Gas WH | 0.9693 | RTF measure workbook ThermostaticShowerRestrictionValve_v4_2, for the measure Thermostatic Restrictor Valve - Gas WH | 0 | Full | 0 | 0 | 0 | 29.7717 | 0 | 0 | 0 | See 'Measure Equipment Cost Source' | RTF measure workbook ThermostaticShowerRestrictionValve_v4_2, for the measure Thermostatic Restrictor Valve - Gas WH | AA | 100% | 94.05% | 100% | 1 | 0 | 0 | See source workbook for details. Includes PSE NEI data where applicable. | RTF measure workbook ThermostaticShowerRestrictionValve_v4_2, for the measure Thermostatic Restrictor Valve - Gas WH | System | System
Lewis County | Single Family | Water Heat GT 55 Gal | Existing | Thermostatic Restrictor Valve - Gas WH | Site hot water energy | 0 | 2024 | 2050 | 1.844 | per Home | 0 | 0 | 10 | RTF measure workbook ThermostaticShowerRestrictionValve_v4_2, for the measure Thermostatic Restrictor Valve - Gas WH | 2.2403 | 1.458% | RTF measure workbook ThermostaticShowerRestrictionValve_v4_2, for the measure Thermostatic Restrictor Valve - Gas WH | 1.5026 | RTF measure workbook ThermostaticShowerRestrictionValve_v4_2, for the measure Thermostatic Restrictor Valve - Gas WH | 0 | Full | 0 | 0 | 0 | 46.1509 | 0 | 0 | 0 | See 'Measure Equipment Cost Source' | RTF measure workbook ThermostaticShowerRestrictionValve_v4_2, for the measure Thermostatic Restrictor Valve - Gas WH | AA | 100% | 94.05% | 100% | 1 | 0 | 0 | See source workbook for details. Includes PSE NEI data where applicable. | RTF measure workbook ThermostaticShowerRestrictionValve_v4_2, for the measure Thermostatic Restrictor Valve - Gas WH | System | System
Lewis County | Single Family | Water Heat GT 55 Gal | New | Thermostatic Restrictor Valve - Gas WH | Site hot water energy | 0 | 2024 | 2050 | 1.844 | per Home | 0 | 0 | 10 | RTF measure workbook ThermostaticShowerRestrictionValve_v4_2, for the measure Thermostatic Restrictor Valve - Gas WH | 2.2403 | 1.458% | RTF measure workbook ThermostaticShowerRestrictionValve_v4_2, for the measure Thermostatic Restrictor Valve - Gas WH | 1.5026 | RTF measure workbook ThermostaticShowerRestrictionValve_v4_2, for the measure Thermostatic Restrictor Valve - Gas WH | 0 | Full | 0 | 0 | 0 | 46.1509 | 0 | 0 | 0 | See 'Measure Equipment Cost Source' | RTF measure workbook ThermostaticShowerRestrictionValve_v4_2, for the measure Thermostatic Restrictor Valve - Gas WH | AA | 100% | 94.05% | 100% | 1 | 0 | 0 | See source workbook for details. Includes PSE NEI data where applicable. | RTF measure workbook ThermostaticShowerRestrictionValve_v4_2, for the measure Thermostatic Restrictor Valve - Gas WH | System | System
Lewis County | Single Family - Highly Impacted | Water Heat GT 55 Gal | Existing | Thermostatic Restrictor Valve - Gas WH | Site hot water energy | 0 | 2024 | 2050 | 1.3265 | per Home | 0 | 0 | 10 | RTF measure workbook ThermostaticShowerRestrictionValve_v4_2, for the measure Thermostatic Restrictor Valve - Gas WH | 1.6115 | 1.201% | RTF measure workbook ThermostaticShowerRestrictionValve_v4_2, for the measure Thermostatic Restrictor Valve - Gas WH | 1.0809 | RTF measure workbook ThermostaticShowerRestrictionValve_v4_2, for the measure Thermostatic Restrictor Valve - Gas WH | 0 | Full | 0 | 0 | 0 | 33.1979 | 0 | 0 | 0 | See 'Measure Equipment Cost Source' | RTF measure workbook ThermostaticShowerRestrictionValve_v4_2, for the measure Thermostatic Restrictor Valve - Gas WH | AA | 100% | 94.05% | 100% | 1 | 0 | 0 | See source workbook for details. Includes PSE NEI data where applicable. | RTF measure workbook ThermostaticShowerRestrictionValve_v4_2, for the measure Thermostatic Restrictor Valve - Gas WH | System | System
Lewis County | Single Family - Highly Impacted | Water Heat GT 55 Gal | New | Thermostatic Restrictor Valve - Gas WH | Site hot water energy | 0 | 2024 | 2050 | 1.3265 | per Home | 0 | 0 | 10 | RTF measure workbook ThermostaticShowerRestrictionValve_v4_2, for the measure Thermostatic Restrictor Valve - Gas WH | 1.6115 | 1.201% | RTF measure workbook ThermostaticShowerRestrictionValve_v4_2, for the measure Thermostatic Restrictor Valve - Gas WH | 1.0809 | RTF measure workbook ThermostaticShowerRestrictionValve_v4_2, for the measure Thermostatic Restrictor Valve - Gas WH | 0 | Full | 0 | 0 | 0 | 33.1979 | 0 | 0 | 0 | See 'Measure Equipment Cost Source' | RTF measure workbook ThermostaticShowerRestrictionValve_v4_2, for the measure Thermostatic Restrictor Valve - Gas WH | AA | 100% | 94.05% | 100% | 1 | 0 | 0 | See source workbook for details. Includes PSE NEI data where applicable. | RTF measure workbook ThermostaticShowerRestrictionValve_v4_2, for the measure Thermostatic Restrictor Valve - Gas WH | System | System
Lewis County | Multifamily | Water Heat GT 55 Gal | Existing | Thermostatic Restrictor Valve - Gas WH | Site hot water energy | 0 | 2024 | 2050 | 1.2402 | per Home | 0 | 0 | 10 | RTF measure workbook ThermostaticShowerRestrictionValve_v4_2, for the measure Thermostatic Restrictor Valve - Gas WH | 1.5068 | 1.381% | RTF measure workbook ThermostaticShowerRestrictionValve_v4_2, for the measure Thermostatic Restrictor Valve - Gas WH | 1.0106 | RTF measure workbook ThermostaticShowerRestrictionValve_v4_2, for the measure Thermostatic Restrictor Valve - Gas WH | 0 | Full | 0 | 0 | 0 | 31.0397 | 0 | 0 | 0 | See 'Measure Equipment Cost Source' | RTF measure workbook ThermostaticShowerRestrictionValve_v4_2, for the measure Thermostatic Restrictor Valve - Gas WH | AA | 100% | 94.05% | 100% | 1 | 0 | 0 | See source workbook for details. Includes PSE NEI data where applicable. | RTF measure workbook ThermostaticShowerRestrictionValve_v4_2, for the measure Thermostatic Restrictor Valve - Gas WH | System | System
Lewis County | Multifamily | Water Heat GT 55 Gal | New | Thermostatic Restrictor Valve - Gas WH | Site hot water energy | 0 | 2024 | 2050 | 1.2402 | per Home | 0 | 0 | 10 | RTF measure workbook ThermostaticShowerRestrictionValve_v4_2, for the measure Thermostatic Restrictor Valve - Gas WH | 1.5068 | 1.381% | RTF measure workbook ThermostaticShowerRestrictionValve_v4_2, for the measure Thermostatic Restrictor Valve - Gas WH | 1.0106 | RTF measure workbook ThermostaticShowerRestrictionValve_v4_2, for the measure Thermostatic Restrictor Valve - Gas WH | 0 | Full | 0 | 0 | 0 | 31.0397 | 0 | 0 | 0 | See 'Measure Equipment Cost Source' | RTF measure workbook ThermostaticShowerRestrictionValve_v4_2, for the measure Thermostatic Restrictor Valve - Gas WH | AA | 100% | 94.05% | 100% | 1 | 0 | 0 | See source workbook for details. Includes PSE NEI data where applicable. | RTF measure workbook ThermostaticShowerRestrictionValve_v4_2, for the measure Thermostatic Restrictor Valve - Gas WH | System | System
Lewis County | Multifamily - Highly Impacted | Water Heat GT 55 Gal | Existing | Thermostatic Restrictor Valve - Gas WH | Site hot water energy | 0 | 2024 | 2050 | 1.0527 | per Home | 0 | 0 | 10 | RTF measure workbook ThermostaticShowerRestrictionValve_v4_2, for the measure Thermostatic Restrictor Valve - Gas WH | 1.2789 | 1.041% | RTF measure workbook ThermostaticShowerRestrictionValve_v4_2, for the measure Thermostatic Restrictor Valve - Gas WH | 0.85774 | RTF measure workbook ThermostaticShowerRestrictionValve_v4_2, for the measure Thermostatic Restrictor Valve - Gas WH | 0 | Full | 0 | 0 | 0 | 26.3451 | 0 | 0 | 0 | See 'Measure Equipment Cost Source' | RTF measure workbook ThermostaticShowerRestrictionValve_v4_2, for the measure Thermostatic Restrictor Valve - Gas WH | AA | 100% | 94.05% | 100% | 1 | 0 | 0 | See source workbook for details. Includes PSE NEI data where applicable. | RTF measure workbook ThermostaticShowerRestrictionValve_v4_2, for the measure Thermostatic Restrictor Valve - Gas WH | System | System
Lewis County | Multifamily - Highly Impacted | Water Heat GT 55 Gal | New | Thermostatic Restrictor Valve - Gas WH | Site hot water energy | 0 | 2024 | 2050 | 1.0527 | per Home | 0 | 0 | 10 | RTF measure workbook ThermostaticShowerRestrictionValve_v4_2, for the measure Thermostatic Restrictor Valve - Gas WH | 1.2789 | 1.041% | RTF measure workbook ThermostaticShowerRestrictionValve_v4_2, for the measure Thermostatic Restrictor Valve - Gas WH | 0.85774 | RTF measure workbook ThermostaticShowerRestrictionValve_v4_2, for the measure Thermostatic Restrictor Valve - Gas WH | 0 | Full | 0 | 0 | 0 | 26.3451 | 0 | 0 | 0 | See 'Measure Equipment Cost Source' | RTF measure workbook ThermostaticShowerRestrictionValve_v4_2, for the measure Thermostatic Restrictor Valve - Gas WH | AA | 100% | 94.05% | 100% | 1 | 0 | 0 | See source workbook for details. Includes PSE NEI data where applicable. | RTF measure workbook ThermostaticShowerRestrictionValve_v4_2, for the measure Thermostatic Restrictor Valve - Gas WH | System | System
Lewis County | Manufactured | Water Heat GT 55 Gal | Existing | Thermostatic Restrictor Valve - Gas WH | Site hot water energy | 0 | 2024 | 2050 | 1.5344 | per Home | 0 | 0 | 10 | RTF measure workbook ThermostaticShowerRestrictionValve_v4_2, for the measure Thermostatic Restrictor Valve - Gas WH | 1.8641 | 1.369% | RTF measure workbook ThermostaticShowerRestrictionValve_v4_2, for the measure Thermostatic Restrictor Valve - Gas WH | 1.2503 | RTF measure workbook ThermostaticShowerRestrictionValve_v4_2, for the measure Thermostatic Restrictor Valve - Gas WH | 0 | Full | 0 | 0 | 0 | 38.401 | 0 | 0 | 0 | See 'Measure Equipment Cost Source' | RTF measure workbook ThermostaticShowerRestrictionValve_v4_2, for the measure Thermostatic Restrictor Valve - Gas WH | AA | 100% | 94.05% | 100% | 1 | 0 | 0 | See source workbook for details. Includes PSE NEI data where applicable. | RTF measure workbook ThermostaticShowerRestrictionValve_v4_2, for the measure Thermostatic Restrictor Valve - Gas WH | System | System
Lewis County | Manufactured | Water Heat GT 55 Gal | New | Thermostatic Restrictor Valve - Gas WH | Site hot water energy | 0 | 2024 | 2050 | 1.5344 | per Home | 0 | 0 | 10 | RTF measure workbook ThermostaticShowerRestrictionValve_v4_2, for the measure Thermostatic Restrictor Valve - Gas WH | 1.8641 | 1.369% | RTF measure workbook ThermostaticShowerRestrictionValve_v4_2, for the measure Thermostatic Restrictor Valve - Gas WH | 1.2503 | RTF measure workbook ThermostaticShowerRestrictionValve_v4_2, for the measure Thermostatic Restrictor Valve - Gas WH | 0 | Full | 0 | 0 | 0 | 38.401 | 0 | 0 | 0 | See 'Measure Equipment Cost Source' | RTF measure workbook ThermostaticShowerRestrictionValve_v4_2, for the measure Thermostatic Restrictor Valve - Gas WH | AA | 100% | 94.05% | 100% | 1 | 0 | 0 | See source workbook for details. Includes PSE NEI data where applicable. | RTF measure workbook ThermostaticShowerRestrictionValve_v4_2, for the measure Thermostatic Restrictor Valve - Gas WH | System | System
Lewis County | Manufactured - Highly Impacted | Water Heat GT 55 Gal | Existing | Thermostatic Restrictor Valve - Gas WH | Site hot water energy | 0 | 2024 | 2050 | 1.1896 | per Home | 0 | 0 | 10 | RTF measure workbook ThermostaticShowerRestrictionValve_v4_2, for the measure Thermostatic Restrictor Valve - Gas WH | 1.4452 | 1.245% | RTF measure workbook ThermostaticShowerRestrictionValve_v4_2, for the measure Thermostatic Restrictor Valve - Gas WH | 0.9693 | RTF measure workbook ThermostaticShowerRestrictionValve_v4_2, for the measure Thermostatic Restrictor Valve - Gas WH | 0 | Full | 0 | 0 | 0 | 29.7717 | 0 | 0 | 0 | See 'Measure Equipment Cost Source' | RTF measure workbook ThermostaticShowerRestrictionValve_v4_2, for the measure Thermostatic Restrictor Valve - Gas WH | AA | 100% | 94.05% | 100% | 1 | 0 | 0 | See source workbook for details. Includes PSE NEI data where applicable. | RTF measure workbook ThermostaticShowerRestrictionValve_v4_2, for the measure Thermostatic Restrictor Valve - Gas WH | System | System
Lewis County | Manufactured - Highly Impacted | Water Heat GT 55 Gal | New | Thermostatic Restrictor Valve - Gas WH | Site hot water energy | 0 | 2024 | 2050 | 1.1896 | per Home | 0 | 0 | 10 | RTF measure workbook ThermostaticShowerRestrictionValve_v4_2, for the measure Thermostatic Restrictor Valve - Gas WH | 1.4452 | 1.245% | RTF measure workbook ThermostaticShowerRestrictionValve_v4_2, for the measure Thermostatic Restrictor Valve - Gas WH | 0.9693 | RTF measure workbook ThermostaticShowerRestrictionValve_v4_2, for the measure Thermostatic Restrictor Valve - Gas WH | 0 | Full | 0 | 0 | 0 | 29.7717 | 0 | 0 | 0 | See 'Measure Equipment Cost Source' | RTF measure workbook ThermostaticShowerRestrictionValve_v4_2, for the measure Thermostatic Restrictor Valve - Gas WH | AA | 100% | 94.05% | 100% | 1 | 0 | 0 | See source workbook for details. Includes PSE NEI data where applicable. | RTF measure workbook ThermostaticShowerRestrictionValve_v4_2, for the measure Thermostatic Restrictor Valve - Gas WH | System | System
Lewis County | Single Family | Water Heat LE 55 Gal | Existing | Top Load_ENERGY STAR but not CEE+Gas DHW_Electric Dryer | Washer Savings | 0 | 2024 | 2050 | 0.92861 | per Home | 0 | 0 | 14 | NWPPC 2021 Plan measure workbook Res-ClothesWasher-2021P_v2, for the measure Top Load_ENERGY STAR but not CEE+Gas DHW_Electric Dryer | 0.65008 | 0.3593% | NWPPC 2021 Plan measure workbook Res-ClothesWasher-2021P_v2, for the measure Top Load_ENERGY STAR but not CEE+Gas DHW_Electric Dryer | 24.4437 | NWPPC 2021 Plan measure workbook Res-ClothesWasher-2021P_v2, for the measure Top Load_ENERGY STAR but not CEE+Gas DHW_Electric Dryer | 0 | Incremental | 0 | 0 | 0 | 0.010194 | 0 | 0 | 0 | See 'Measure Equipment Cost Source' | NWPPC 2021 Plan measure workbook Res-ClothesWasher-2021P_v2, for the measure Top Load_ENERGY STAR but not CEE+Gas DHW_Electric Dryer |  | 100% | 99% | 23.65% | 1 | 0 | 8.5519 | See source workbook for details. Includes PSE NEI data where applicable. | NWPPC 2021 Plan measure workbook Res-ClothesWasher-2021P_v2, for the measure Top Load_ENERGY STAR but not CEE+Gas DHW_Electric Dryer | System | System
Lewis County | Single Family | Water Heat LE 55 Gal | New | Top Load_ENERGY STAR but not CEE+Gas DHW_Electric Dryer | Washer Savings | 0 | 2024 | 2050 | 0.92861 | per Home | 0 | 0 | 14 | NWPPC 2021 Plan measure workbook Res-ClothesWasher-2021P_v2, for the measure Top Load_ENERGY STAR but not CEE+Gas DHW_Electric Dryer | 0.62671 | 0.3593% | NWPPC 2021 Plan measure workbook Res-ClothesWasher-2021P_v2, for the measure Top Load_ENERGY STAR but not CEE+Gas DHW_Electric Dryer | 24.4437 | NWPPC 2021 Plan measure workbook Res-ClothesWasher-2021P_v2, for the measure Top Load_ENERGY STAR but not CEE+Gas DHW_Electric Dryer | 0 | Incremental | 0 | 0 | 0 | 0.010194 | 0 | 0 | 0 | See 'Measure Equipment Cost Source' | NWPPC 2021 Plan measure workbook Res-ClothesWasher-2021P_v2, for the measure Top Load_ENERGY STAR but not CEE+Gas DHW_Electric Dryer |  | 100% | 99% | 23.65% | 1 | 0 | 8.5519 | See source workbook for details. Includes PSE NEI data where applicable. | NWPPC 2021 Plan measure workbook Res-ClothesWasher-2021P_v2, for the measure Top Load_ENERGY STAR but not CEE+Gas DHW_Electric Dryer | System | System
Lewis County | Single Family - Highly Impacted | Water Heat LE 55 Gal | Existing | Top Load_ENERGY STAR but not CEE+Gas DHW_Electric Dryer | Washer Savings | 0 | 2024 | 2050 | 0.66799 | per Home | 0 | 0 | 14 | NWPPC 2021 Plan measure workbook Res-ClothesWasher-2021P_v2, for the measure Top Load_ENERGY STAR but not CEE+Gas DHW_Electric Dryer | 0.46763 | 0.2958% | NWPPC 2021 Plan measure workbook Res-ClothesWasher-2021P_v2, for the measure Top Load_ENERGY STAR but not CEE+Gas DHW_Electric Dryer | 17.5832 | NWPPC 2021 Plan measure workbook Res-ClothesWasher-2021P_v2, for the measure Top Load_ENERGY STAR but not CEE+Gas DHW_Electric Dryer | 0 | Incremental | 0 | 0 | 0 | 0.0073331 | 0 | 0 | 0 | See 'Measure Equipment Cost Source' | NWPPC 2021 Plan measure workbook Res-ClothesWasher-2021P_v2, for the measure Top Load_ENERGY STAR but not CEE+Gas DHW_Electric Dryer |  | 100% | 99% | 18.14% | 1 | 0 | 6.1517 | See source workbook for details. Includes PSE NEI data where applicable. | NWPPC 2021 Plan measure workbook Res-ClothesWasher-2021P_v2, for the measure Top Load_ENERGY STAR but not CEE+Gas DHW_Electric Dryer | System | System
Lewis County | Single Family - Highly Impacted | Water Heat LE 55 Gal | New | Top Load_ENERGY STAR but not CEE+Gas DHW_Electric Dryer | Washer Savings | 0 | 2024 | 2050 | 0.66799 | per Home | 0 | 0 | 14 | NWPPC 2021 Plan measure workbook Res-ClothesWasher-2021P_v2, for the measure Top Load_ENERGY STAR but not CEE+Gas DHW_Electric Dryer | 0.45081 | 0.2958% | NWPPC 2021 Plan measure workbook Res-ClothesWasher-2021P_v2, for the measure Top Load_ENERGY STAR but not CEE+Gas DHW_Electric Dryer | 17.5832 | NWPPC 2021 Plan measure workbook Res-ClothesWasher-2021P_v2, for the measure Top Load_ENERGY STAR but not CEE+Gas DHW_Electric Dryer | 0 | Incremental | 0 | 0 | 0 | 0.0073331 | 0 | 0 | 0 | See 'Measure Equipment Cost Source' | NWPPC 2021 Plan measure workbook Res-ClothesWasher-2021P_v2, for the measure Top Load_ENERGY STAR but not CEE+Gas DHW_Electric Dryer |  | 100% | 99% | 18.14% | 1 | 0 | 6.1517 | See source workbook for details. Includes PSE NEI data where applicable. | NWPPC 2021 Plan measure workbook Res-ClothesWasher-2021P_v2, for the measure Top Load_ENERGY STAR but not CEE+Gas DHW_Electric Dryer | System | System
Lewis County | Multifamily | Water Heat LE 55 Gal | Existing | Top Load_ENERGY STAR but not CEE+Gas DHW_Electric Dryer | Washer Savings | 0 | 2024 | 2050 | 0.6367 | per Home | 0 | 0 | 14 | NWPPC 2021 Plan measure workbook Res-ClothesWasher-2021P_v2, for the measure Top Load_ENERGY STAR but not CEE+Gas DHW_Electric Dryer | 0.44573 | 0.3468% | NWPPC 2021 Plan measure workbook Res-ClothesWasher-2021P_v2, for the measure Top Load_ENERGY STAR but not CEE+Gas DHW_Electric Dryer | 16.7598 | NWPPC 2021 Plan measure workbook Res-ClothesWasher-2021P_v2, for the measure Top Load_ENERGY STAR but not CEE+Gas DHW_Electric Dryer | 0 | Incremental | 0 | 0 | 0 | 0.0069897 | 0 | 0 | 0 | See 'Measure Equipment Cost Source' | NWPPC 2021 Plan measure workbook Res-ClothesWasher-2021P_v2, for the measure Top Load_ENERGY STAR but not CEE+Gas DHW_Electric Dryer |  | 100% | 99% | 5.408% | 1 | 0 | 5.8636 | See source workbook for details. Includes PSE NEI data where applicable. | NWPPC 2021 Plan measure workbook Res-ClothesWasher-2021P_v2, for the measure Top Load_ENERGY STAR but not CEE+Gas DHW_Electric Dryer | System | System
Lewis County | Multifamily | Water Heat LE 55 Gal | New | Top Load_ENERGY STAR but not CEE+Gas DHW_Electric Dryer | Washer Savings | 0 | 2024 | 2050 | 0.6367 | per Home | 0 | 0 | 14 | NWPPC 2021 Plan measure workbook Res-ClothesWasher-2021P_v2, for the measure Top Load_ENERGY STAR but not CEE+Gas DHW_Electric Dryer | 0.4297 | 0.3468% | NWPPC 2021 Plan measure workbook Res-ClothesWasher-2021P_v2, for the measure Top Load_ENERGY STAR but not CEE+Gas DHW_Electric Dryer | 16.7598 | NWPPC 2021 Plan measure workbook Res-ClothesWasher-2021P_v2, for the measure Top Load_ENERGY STAR but not CEE+Gas DHW_Electric Dryer | 0 | Incremental | 0 | 0 | 0 | 0.0069897 | 0 | 0 | 0 | See 'Measure Equipment Cost Source' | NWPPC 2021 Plan measure workbook Res-ClothesWasher-2021P_v2, for the measure Top Load_ENERGY STAR but not CEE+Gas DHW_Electric Dryer |  | 100% | 99% | 5.408% | 1 | 0 | 5.8636 | See source workbook for details. Includes PSE NEI data where applicable. | NWPPC 2021 Plan measure workbook Res-ClothesWasher-2021P_v2, for the measure Top Load_ENERGY STAR but not CEE+Gas DHW_Electric Dryer | System | System
Lewis County | Multifamily - Highly Impacted | Water Heat LE 55 Gal | Existing | Top Load_ENERGY STAR but not CEE+Gas DHW_Electric Dryer | Washer Savings | 0 | 2024 | 2050 | 0.5404 | per Home | 0 | 0 | 14 | NWPPC 2021 Plan measure workbook Res-ClothesWasher-2021P_v2, for the measure Top Load_ENERGY STAR but not CEE+Gas DHW_Electric Dryer | 0.37831 | 0.2615% | NWPPC 2021 Plan measure workbook Res-ClothesWasher-2021P_v2, for the measure Top Load_ENERGY STAR but not CEE+Gas DHW_Electric Dryer | 14.2249 | NWPPC 2021 Plan measure workbook Res-ClothesWasher-2021P_v2, for the measure Top Load_ENERGY STAR but not CEE+Gas DHW_Electric Dryer | 0 | Incremental | 0 | 0 | 0 | 0.0059325 | 0 | 0 | 0 | See 'Measure Equipment Cost Source' | NWPPC 2021 Plan measure workbook Res-ClothesWasher-2021P_v2, for the measure Top Load_ENERGY STAR but not CEE+Gas DHW_Electric Dryer |  | 100% | 99% | 4.076% | 1 | 0 | 4.9767 | See source workbook for details. Includes PSE NEI data where applicable. | NWPPC 2021 Plan measure workbook Res-ClothesWasher-2021P_v2, for the measure Top Load_ENERGY STAR but not CEE+Gas DHW_Electric Dryer | System | System
Lewis County | Multifamily - Highly Impacted | Water Heat LE 55 Gal | New | Top Load_ENERGY STAR but not CEE+Gas DHW_Electric Dryer | Washer Savings | 0 | 2024 | 2050 | 0.5404 | per Home | 0 | 0 | 14 | NWPPC 2021 Plan measure workbook Res-ClothesWasher-2021P_v2, for the measure Top Load_ENERGY STAR but not CEE+Gas DHW_Electric Dryer | 0.36471 | 0.2615% | NWPPC 2021 Plan measure workbook Res-ClothesWasher-2021P_v2, for the measure Top Load_ENERGY STAR but not CEE+Gas DHW_Electric Dryer | 14.2249 | NWPPC 2021 Plan measure workbook Res-ClothesWasher-2021P_v2, for the measure Top Load_ENERGY STAR but not CEE+Gas DHW_Electric Dryer | 0 | Incremental | 0 | 0 | 0 | 0.0059325 | 0 | 0 | 0 | See 'Measure Equipment Cost Source' | NWPPC 2021 Plan measure workbook Res-ClothesWasher-2021P_v2, for the measure Top Load_ENERGY STAR but not CEE+Gas DHW_Electric Dryer |  | 100% | 99% | 4.076% | 1 | 0 | 4.9767 | See source workbook for details. Includes PSE NEI data where applicable. | NWPPC 2021 Plan measure workbook Res-ClothesWasher-2021P_v2, for the measure Top Load_ENERGY STAR but not CEE+Gas DHW_Electric Dryer | System | System
Lewis County | Manufactured | Water Heat LE 55 Gal | Existing | Top Load_ENERGY STAR but not CEE+Gas DHW_Electric Dryer | Washer Savings | 0 | 2024 | 2050 | 0.87443 | per Home | 0 | 0 | 14 | NWPPC 2021 Plan measure workbook Res-ClothesWasher-2021P_v2, for the measure Top Load_ENERGY STAR but not CEE+Gas DHW_Electric Dryer | 0.61215 | 0.3817% | NWPPC 2021 Plan measure workbook Res-ClothesWasher-2021P_v2, for the measure Top Load_ENERGY STAR but not CEE+Gas DHW_Electric Dryer | 23.0175 | NWPPC 2021 Plan measure workbook Res-ClothesWasher-2021P_v2, for the measure Top Load_ENERGY STAR but not CEE+Gas DHW_Electric Dryer | 0 | Incremental | 0 | 0 | 0 | 0.0095994 | 0 | 0 | 0 | See 'Measure Equipment Cost Source' | NWPPC 2021 Plan measure workbook Res-ClothesWasher-2021P_v2, for the measure Top Load_ENERGY STAR but not CEE+Gas DHW_Electric Dryer |  | 100% | 99% | 6.608% | 1 | 0 | 8.0529 | See source workbook for details. Includes PSE NEI data where applicable. | NWPPC 2021 Plan measure workbook Res-ClothesWasher-2021P_v2, for the measure Top Load_ENERGY STAR but not CEE+Gas DHW_Electric Dryer | System | System
Lewis County | Manufactured | Water Heat LE 55 Gal | New | Top Load_ENERGY STAR but not CEE+Gas DHW_Electric Dryer | Washer Savings | 0 | 2024 | 2050 | 0.87443 | per Home | 0 | 0 | 14 | NWPPC 2021 Plan measure workbook Res-ClothesWasher-2021P_v2, for the measure Top Load_ENERGY STAR but not CEE+Gas DHW_Electric Dryer | 0.59014 | 0.3817% | NWPPC 2021 Plan measure workbook Res-ClothesWasher-2021P_v2, for the measure Top Load_ENERGY STAR but not CEE+Gas DHW_Electric Dryer | 23.0175 | NWPPC 2021 Plan measure workbook Res-ClothesWasher-2021P_v2, for the measure Top Load_ENERGY STAR but not CEE+Gas DHW_Electric Dryer | 0 | Incremental | 0 | 0 | 0 | 0.0095994 | 0 | 0 | 0 | See 'Measure Equipment Cost Source' | NWPPC 2021 Plan measure workbook Res-ClothesWasher-2021P_v2, for the measure Top Load_ENERGY STAR but not CEE+Gas DHW_Electric Dryer |  | 100% | 99% | 6.608% | 1 | 0 | 8.0529 | See source workbook for details. Includes PSE NEI data where applicable. | NWPPC 2021 Plan measure workbook Res-ClothesWasher-2021P_v2, for the measure Top Load_ENERGY STAR but not CEE+Gas DHW_Electric Dryer | System | System
Lewis County | Manufactured - Highly Impacted | Water Heat LE 55 Gal | Existing | Top Load_ENERGY STAR but not CEE+Gas DHW_Electric Dryer | Washer Savings | 0 | 2024 | 2050 | 0.67793 | per Home | 0 | 0 | 14 | NWPPC 2021 Plan measure workbook Res-ClothesWasher-2021P_v2, for the measure Top Load_ENERGY STAR but not CEE+Gas DHW_Electric Dryer | 0.47459 | 0.347% | NWPPC 2021 Plan measure workbook Res-ClothesWasher-2021P_v2, for the measure Top Load_ENERGY STAR but not CEE+Gas DHW_Electric Dryer | 17.8451 | NWPPC 2021 Plan measure workbook Res-ClothesWasher-2021P_v2, for the measure Top Load_ENERGY STAR but not CEE+Gas DHW_Electric Dryer | 0 | Incremental | 0 | 0 | 0 | 0.0074423 | 0 | 0 | 0 | See 'Measure Equipment Cost Source' | NWPPC 2021 Plan measure workbook Res-ClothesWasher-2021P_v2, for the measure Top Load_ENERGY STAR but not CEE+Gas DHW_Electric Dryer |  | 100% | 99% | 2.595% | 1 | 0 | 6.2433 | See source workbook for details. Includes PSE NEI data where applicable. | NWPPC 2021 Plan measure workbook Res-ClothesWasher-2021P_v2, for the measure Top Load_ENERGY STAR but not CEE+Gas DHW_Electric Dryer | System | System
Lewis County | Manufactured - Highly Impacted | Water Heat LE 55 Gal | New | Top Load_ENERGY STAR but not CEE+Gas DHW_Electric Dryer | Washer Savings | 0 | 2024 | 2050 | 0.67793 | per Home | 0 | 0 | 14 | NWPPC 2021 Plan measure workbook Res-ClothesWasher-2021P_v2, for the measure Top Load_ENERGY STAR but not CEE+Gas DHW_Electric Dryer | 0.45753 | 0.347% | NWPPC 2021 Plan measure workbook Res-ClothesWasher-2021P_v2, for the measure Top Load_ENERGY STAR but not CEE+Gas DHW_Electric Dryer | 17.8451 | NWPPC 2021 Plan measure workbook Res-ClothesWasher-2021P_v2, for the measure Top Load_ENERGY STAR but not CEE+Gas DHW_Electric Dryer | 0 | Incremental | 0 | 0 | 0 | 0.0074423 | 0 | 0 | 0 | See 'Measure Equipment Cost Source' | NWPPC 2021 Plan measure workbook Res-ClothesWasher-2021P_v2, for the measure Top Load_ENERGY STAR but not CEE+Gas DHW_Electric Dryer |  | 100% | 99% | 2.595% | 1 | 0 | 6.2433 | See source workbook for details. Includes PSE NEI data where applicable. | NWPPC 2021 Plan measure workbook Res-ClothesWasher-2021P_v2, for the measure Top Load_ENERGY STAR but not CEE+Gas DHW_Electric Dryer | System | System
Lewis County | Single Family | Water Heat GT 55 Gal | Existing | Top Load_ENERGY STAR but not CEE+Gas DHW_Electric Dryer | Washer Savings | 0 | 2024 | 2050 | 0.92861 | per Home | 0 | 0 | 14 | NWPPC 2021 Plan measure workbook Res-ClothesWasher-2021P_v2, for the measure Top Load_ENERGY STAR but not CEE+Gas DHW_Electric Dryer | 0.552 | 0.3593% | NWPPC 2021 Plan measure workbook Res-ClothesWasher-2021P_v2, for the measure Top Load_ENERGY STAR but not CEE+Gas DHW_Electric Dryer | 24.4437 | NWPPC 2021 Plan measure workbook Res-ClothesWasher-2021P_v2, for the measure Top Load_ENERGY STAR but not CEE+Gas DHW_Electric Dryer | 0 | Incremental | 0 | 0 | 0 | 0.010194 | 0 | 0 | 0 | See 'Measure Equipment Cost Source' | NWPPC 2021 Plan measure workbook Res-ClothesWasher-2021P_v2, for the measure Top Load_ENERGY STAR but not CEE+Gas DHW_Electric Dryer |  | 100% | 99% | 23.65% | 1 | 0 | 8.5519 | See source workbook for details. Includes PSE NEI data where applicable. | NWPPC 2021 Plan measure workbook Res-ClothesWasher-2021P_v2, for the measure Top Load_ENERGY STAR but not CEE+Gas DHW_Electric Dryer | System | System
Lewis County | Single Family | Water Heat GT 55 Gal | New | Top Load_ENERGY STAR but not CEE+Gas DHW_Electric Dryer | Washer Savings | 0 | 2024 | 2050 | 0.92861 | per Home | 0 | 0 | 14 | NWPPC 2021 Plan measure workbook Res-ClothesWasher-2021P_v2, for the measure Top Load_ENERGY STAR but not CEE+Gas DHW_Electric Dryer | 0.552 | 0.3593% | NWPPC 2021 Plan measure workbook Res-ClothesWasher-2021P_v2, for the measure Top Load_ENERGY STAR but not CEE+Gas DHW_Electric Dryer | 24.4437 | NWPPC 2021 Plan measure workbook Res-ClothesWasher-2021P_v2, for the measure Top Load_ENERGY STAR but not CEE+Gas DHW_Electric Dryer | 0 | Incremental | 0 | 0 | 0 | 0.010194 | 0 | 0 | 0 | See 'Measure Equipment Cost Source' | NWPPC 2021 Plan measure workbook Res-ClothesWasher-2021P_v2, for the measure Top Load_ENERGY STAR but not CEE+Gas DHW_Electric Dryer |  | 100% | 99% | 23.65% | 1 | 0 | 8.5519 | See source workbook for details. Includes PSE NEI data where applicable. | NWPPC 2021 Plan measure workbook Res-ClothesWasher-2021P_v2, for the measure Top Load_ENERGY STAR but not CEE+Gas DHW_Electric Dryer | System | System
Lewis County | Single Family - Highly Impacted | Water Heat GT 55 Gal | Existing | Top Load_ENERGY STAR but not CEE+Gas DHW_Electric Dryer | Washer Savings | 0 | 2024 | 2050 | 0.66799 | per Home | 0 | 0 | 14 | NWPPC 2021 Plan measure workbook Res-ClothesWasher-2021P_v2, for the measure Top Load_ENERGY STAR but not CEE+Gas DHW_Electric Dryer | 0.39708 | 0.2958% | NWPPC 2021 Plan measure workbook Res-ClothesWasher-2021P_v2, for the measure Top Load_ENERGY STAR but not CEE+Gas DHW_Electric Dryer | 17.5832 | NWPPC 2021 Plan measure workbook Res-ClothesWasher-2021P_v2, for the measure Top Load_ENERGY STAR but not CEE+Gas DHW_Electric Dryer | 0 | Incremental | 0 | 0 | 0 | 0.0073331 | 0 | 0 | 0 | See 'Measure Equipment Cost Source' | NWPPC 2021 Plan measure workbook Res-ClothesWasher-2021P_v2, for the measure Top Load_ENERGY STAR but not CEE+Gas DHW_Electric Dryer |  | 100% | 99% | 18.14% | 1 | 0 | 6.1517 | See source workbook for details. Includes PSE NEI data where applicable. | NWPPC 2021 Plan measure workbook Res-ClothesWasher-2021P_v2, for the measure Top Load_ENERGY STAR but not CEE+Gas DHW_Electric Dryer | System | System
Lewis County | Single Family - Highly Impacted | Water Heat GT 55 Gal | New | Top Load_ENERGY STAR but not CEE+Gas DHW_Electric Dryer | Washer Savings | 0 | 2024 | 2050 | 0.66799 | per Home | 0 | 0 | 14 | NWPPC 2021 Plan measure workbook Res-ClothesWasher-2021P_v2, for the measure Top Load_ENERGY STAR but not CEE+Gas DHW_Electric Dryer | 0.39708 | 0.2958% | NWPPC 2021 Plan measure workbook Res-ClothesWasher-2021P_v2, for the measure Top Load_ENERGY STAR but not CEE+Gas DHW_Electric Dryer | 17.5832 | NWPPC 2021 Plan measure workbook Res-ClothesWasher-2021P_v2, for the measure Top Load_ENERGY STAR but not CEE+Gas DHW_Electric Dryer | 0 | Incremental | 0 | 0 | 0 | 0.0073331 | 0 | 0 | 0 | See 'Measure Equipment Cost Source' | NWPPC 2021 Plan measure workbook Res-ClothesWasher-2021P_v2, for the measure Top Load_ENERGY STAR but not CEE+Gas DHW_Electric Dryer |  | 100% | 99% | 18.14% | 1 | 0 | 6.1517 | See source workbook for details. Includes PSE NEI data where applicable. | NWPPC 2021 Plan measure workbook Res-ClothesWasher-2021P_v2, for the measure Top Load_ENERGY STAR but not CEE+Gas DHW_Electric Dryer | System | System
Lewis County | Multifamily | Water Heat GT 55 Gal | Existing | Top Load_ENERGY STAR but not CEE+Gas DHW_Electric Dryer | Washer Savings | 0 | 2024 | 2050 | 0.6367 | per Home | 0 | 0 | 14 | NWPPC 2021 Plan measure workbook Res-ClothesWasher-2021P_v2, for the measure Top Load_ENERGY STAR but not CEE+Gas DHW_Electric Dryer | 0.37848 | 0.3468% | NWPPC 2021 Plan measure workbook Res-ClothesWasher-2021P_v2, for the measure Top Load_ENERGY STAR but not CEE+Gas DHW_Electric Dryer | 16.7598 | NWPPC 2021 Plan measure workbook Res-ClothesWasher-2021P_v2, for the measure Top Load_ENERGY STAR but not CEE+Gas DHW_Electric Dryer | 0 | Incremental | 0 | 0 | 0 | 0.0069897 | 0 | 0 | 0 | See 'Measure Equipment Cost Source' | NWPPC 2021 Plan measure workbook Res-ClothesWasher-2021P_v2, for the measure Top Load_ENERGY STAR but not CEE+Gas DHW_Electric Dryer |  | 100% | 99% | 5.408% | 1 | 0 | 5.8636 | See source workbook for details. Includes PSE NEI data where applicable. | NWPPC 2021 Plan measure workbook Res-ClothesWasher-2021P_v2, for the measure Top Load_ENERGY STAR but not CEE+Gas DHW_Electric Dryer | System | System
Lewis County | Multifamily | Water Heat GT 55 Gal | New | Top Load_ENERGY STAR but not CEE+Gas DHW_Electric Dryer | Washer Savings | 0 | 2024 | 2050 | 0.6367 | per Home | 0 | 0 | 14 | NWPPC 2021 Plan measure workbook Res-ClothesWasher-2021P_v2, for the measure Top Load_ENERGY STAR but not CEE+Gas DHW_Electric Dryer | 0.37848 | 0.3468% | NWPPC 2021 Plan measure workbook Res-ClothesWasher-2021P_v2, for the measure Top Load_ENERGY STAR but not CEE+Gas DHW_Electric Dryer | 16.7598 | NWPPC 2021 Plan measure workbook Res-ClothesWasher-2021P_v2, for the measure Top Load_ENERGY STAR but not CEE+Gas DHW_Electric Dryer | 0 | Incremental | 0 | 0 | 0 | 0.0069897 | 0 | 0 | 0 | See 'Measure Equipment Cost Source' | NWPPC 2021 Plan measure workbook Res-ClothesWasher-2021P_v2, for the measure Top Load_ENERGY STAR but not CEE+Gas DHW_Electric Dryer |  | 100% | 99% | 5.408% | 1 | 0 | 5.8636 | See source workbook for details. Includes PSE NEI data where applicable. | NWPPC 2021 Plan measure workbook Res-ClothesWasher-2021P_v2, for the measure Top Load_ENERGY STAR but not CEE+Gas DHW_Electric Dryer | System | System
Lewis County | Multifamily - Highly Impacted | Water Heat GT 55 Gal | Existing | Top Load_ENERGY STAR but not CEE+Gas DHW_Electric Dryer | Washer Savings | 0 | 2024 | 2050 | 0.5404 | per Home | 0 | 0 | 14 | NWPPC 2021 Plan measure workbook Res-ClothesWasher-2021P_v2, for the measure Top Load_ENERGY STAR but not CEE+Gas DHW_Electric Dryer | 0.32124 | 0.2615% | NWPPC 2021 Plan measure workbook Res-ClothesWasher-2021P_v2, for the measure Top Load_ENERGY STAR but not CEE+Gas DHW_Electric Dryer | 14.2249 | NWPPC 2021 Plan measure workbook Res-ClothesWasher-2021P_v2, for the measure Top Load_ENERGY STAR but not CEE+Gas DHW_Electric Dryer | 0 | Incremental | 0 | 0 | 0 | 0.0059325 | 0 | 0 | 0 | See 'Measure Equipment Cost Source' | NWPPC 2021 Plan measure workbook Res-ClothesWasher-2021P_v2, for the measure Top Load_ENERGY STAR but not CEE+Gas DHW_Electric Dryer |  | 100% | 99% | 4.076% | 1 | 0 | 4.9767 | See source workbook for details. Includes PSE NEI data where applicable. | NWPPC 2021 Plan measure workbook Res-ClothesWasher-2021P_v2, for the measure Top Load_ENERGY STAR but not CEE+Gas DHW_Electric Dryer | System | System
Lewis County | Multifamily - Highly Impacted | Water Heat GT 55 Gal | New | Top Load_ENERGY STAR but not CEE+Gas DHW_Electric Dryer | Washer Savings | 0 | 2024 | 2050 | 0.5404 | per Home | 0 | 0 | 14 | NWPPC 2021 Plan measure workbook Res-ClothesWasher-2021P_v2, for the measure Top Load_ENERGY STAR but not CEE+Gas DHW_Electric Dryer | 0.32124 | 0.2615% | NWPPC 2021 Plan measure workbook Res-ClothesWasher-2021P_v2, for the measure Top Load_ENERGY STAR but not CEE+Gas DHW_Electric Dryer | 14.2249 | NWPPC 2021 Plan measure workbook Res-ClothesWasher-2021P_v2, for the measure Top Load_ENERGY STAR but not CEE+Gas DHW_Electric Dryer | 0 | Incremental | 0 | 0 | 0 | 0.0059325 | 0 | 0 | 0 | See 'Measure Equipment Cost Source' | NWPPC 2021 Plan measure workbook Res-ClothesWasher-2021P_v2, for the measure Top Load_ENERGY STAR but not CEE+Gas DHW_Electric Dryer |  | 100% | 99% | 4.076% | 1 | 0 | 4.9767 | See source workbook for details. Includes PSE NEI data where applicable. | NWPPC 2021 Plan measure workbook Res-ClothesWasher-2021P_v2, for the measure Top Load_ENERGY STAR but not CEE+Gas DHW_Electric Dryer | System | System
Lewis County | Manufactured | Water Heat GT 55 Gal | Existing | Top Load_ENERGY STAR but not CEE+Gas DHW_Electric Dryer | Washer Savings | 0 | 2024 | 2050 | 0.87443 | per Home | 0 | 0 | 14 | NWPPC 2021 Plan measure workbook Res-ClothesWasher-2021P_v2, for the measure Top Load_ENERGY STAR but not CEE+Gas DHW_Electric Dryer | 0.5198 | 0.3817% | NWPPC 2021 Plan measure workbook Res-ClothesWasher-2021P_v2, for the measure Top Load_ENERGY STAR but not CEE+Gas DHW_Electric Dryer | 23.0175 | NWPPC 2021 Plan measure workbook Res-ClothesWasher-2021P_v2, for the measure Top Load_ENERGY STAR but not CEE+Gas DHW_Electric Dryer | 0 | Incremental | 0 | 0 | 0 | 0.0095994 | 0 | 0 | 0 | See 'Measure Equipment Cost Source' | NWPPC 2021 Plan measure workbook Res-ClothesWasher-2021P_v2, for the measure Top Load_ENERGY STAR but not CEE+Gas DHW_Electric Dryer |  | 100% | 99% | 6.608% | 1 | 0 | 8.0529 | See source workbook for details. Includes PSE NEI data where applicable. | NWPPC 2021 Plan measure workbook Res-ClothesWasher-2021P_v2, for the measure Top Load_ENERGY STAR but not CEE+Gas DHW_Electric Dryer | System | System
Lewis County | Manufactured | Water Heat GT 55 Gal | New | Top Load_ENERGY STAR but not CEE+Gas DHW_Electric Dryer | Washer Savings | 0 | 2024 | 2050 | 0.87443 | per Home | 0 | 0 | 14 | NWPPC 2021 Plan measure workbook Res-ClothesWasher-2021P_v2, for the measure Top Load_ENERGY STAR but not CEE+Gas DHW_Electric Dryer | 0.5198 | 0.3817% | NWPPC 2021 Plan measure workbook Res-ClothesWasher-2021P_v2, for the measure Top Load_ENERGY STAR but not CEE+Gas DHW_Electric Dryer | 23.0175 | NWPPC 2021 Plan measure workbook Res-ClothesWasher-2021P_v2, for the measure Top Load_ENERGY STAR but not CEE+Gas DHW_Electric Dryer | 0 | Incremental | 0 | 0 | 0 | 0.0095994 | 0 | 0 | 0 | See 'Measure Equipment Cost Source' | NWPPC 2021 Plan measure workbook Res-ClothesWasher-2021P_v2, for the measure Top Load_ENERGY STAR but not CEE+Gas DHW_Electric Dryer |  | 100% | 99% | 6.608% | 1 | 0 | 8.0529 | See source workbook for details. Includes PSE NEI data where applicable. | NWPPC 2021 Plan measure workbook Res-ClothesWasher-2021P_v2, for the measure Top Load_ENERGY STAR but not CEE+Gas DHW_Electric Dryer | System | System
Lewis County | Manufactured - Highly Impacted | Water Heat GT 55 Gal | Existing | Top Load_ENERGY STAR but not CEE+Gas DHW_Electric Dryer | Washer Savings | 0 | 2024 | 2050 | 0.67793 | per Home | 0 | 0 | 14 | NWPPC 2021 Plan measure workbook Res-ClothesWasher-2021P_v2, for the measure Top Load_ENERGY STAR but not CEE+Gas DHW_Electric Dryer | 0.40299 | 0.347% | NWPPC 2021 Plan measure workbook Res-ClothesWasher-2021P_v2, for the measure Top Load_ENERGY STAR but not CEE+Gas DHW_Electric Dryer | 17.8451 | NWPPC 2021 Plan measure workbook Res-ClothesWasher-2021P_v2, for the measure Top Load_ENERGY STAR but not CEE+Gas DHW_Electric Dryer | 0 | Incremental | 0 | 0 | 0 | 0.0074423 | 0 | 0 | 0 | See 'Measure Equipment Cost Source' | NWPPC 2021 Plan measure workbook Res-ClothesWasher-2021P_v2, for the measure Top Load_ENERGY STAR but not CEE+Gas DHW_Electric Dryer |  | 100% | 99% | 2.595% | 1 | 0 | 6.2433 | See source workbook for details. Includes PSE NEI data where applicable. | NWPPC 2021 Plan measure workbook Res-ClothesWasher-2021P_v2, for the measure Top Load_ENERGY STAR but not CEE+Gas DHW_Electric Dryer | System | System
Lewis County | Manufactured - Highly Impacted | Water Heat GT 55 Gal | New | Top Load_ENERGY STAR but not CEE+Gas DHW_Electric Dryer | Washer Savings | 0 | 2024 | 2050 | 0.67793 | per Home | 0 | 0 | 14 | NWPPC 2021 Plan measure workbook Res-ClothesWasher-2021P_v2, for the measure Top Load_ENERGY STAR but not CEE+Gas DHW_Electric Dryer | 0.40299 | 0.347% | NWPPC 2021 Plan measure workbook Res-ClothesWasher-2021P_v2, for the measure Top Load_ENERGY STAR but not CEE+Gas DHW_Electric Dryer | 17.8451 | NWPPC 2021 Plan measure workbook Res-ClothesWasher-2021P_v2, for the measure Top Load_ENERGY STAR but not CEE+Gas DHW_Electric Dryer | 0 | Incremental | 0 | 0 | 0 | 0.0074423 | 0 | 0 | 0 | See 'Measure Equipment Cost Source' | NWPPC 2021 Plan measure workbook Res-ClothesWasher-2021P_v2, for the measure Top Load_ENERGY STAR but not CEE+Gas DHW_Electric Dryer |  | 100% | 99% | 2.595% | 1 | 0 | 6.2433 | See source workbook for details. Includes PSE NEI data where applicable. | NWPPC 2021 Plan measure workbook Res-ClothesWasher-2021P_v2, for the measure Top Load_ENERGY STAR but not CEE+Gas DHW_Electric Dryer | System | System
Lewis County | Single Family | Water Heat LE 55 Gal | Existing | Top Load_ENERGY STAR but not CEE+Gas DHW_Gas Dryer | Washer Savings | 0 | 2024 | 2050 | 0.92861 | per Home | 0 | 0 | 14 | NWPPC 2021 Plan measure workbook Res-ClothesWasher-2021P_v2, for the measure Top Load_ENERGY STAR but not CEE+Gas DHW_Gas Dryer | 1.27 | 0.7019% | NWPPC 2021 Plan measure workbook Res-ClothesWasher-2021P_v2, for the measure Top Load_ENERGY STAR but not CEE+Gas DHW_Gas Dryer | 8.2329 | NWPPC 2021 Plan measure workbook Res-ClothesWasher-2021P_v2, for the measure Top Load_ENERGY STAR but not CEE+Gas DHW_Gas Dryer | 0 | Incremental | 0 | 0 | 0 | 0.010194 | 0 | 0 | 0 | See 'Measure Equipment Cost Source' | NWPPC 2021 Plan measure workbook Res-ClothesWasher-2021P_v2, for the measure Top Load_ENERGY STAR but not CEE+Gas DHW_Gas Dryer |  | 100% | 99% | 3.773% | 1 | 0 | 8.5519 | See source workbook for details. Includes PSE NEI data where applicable. | NWPPC 2021 Plan measure workbook Res-ClothesWasher-2021P_v2, for the measure Top Load_ENERGY STAR but not CEE+Gas DHW_Gas Dryer | System | System
Lewis County | Single Family | Water Heat LE 55 Gal | New | Top Load_ENERGY STAR but not CEE+Gas DHW_Gas Dryer | Washer Savings | 0 | 2024 | 2050 | 0.92861 | per Home | 0 | 0 | 14 | NWPPC 2021 Plan measure workbook Res-ClothesWasher-2021P_v2, for the measure Top Load_ENERGY STAR but not CEE+Gas DHW_Gas Dryer | 1.2243 | 0.7019% | NWPPC 2021 Plan measure workbook Res-ClothesWasher-2021P_v2, for the measure Top Load_ENERGY STAR but not CEE+Gas DHW_Gas Dryer | 8.2329 | NWPPC 2021 Plan measure workbook Res-ClothesWasher-2021P_v2, for the measure Top Load_ENERGY STAR but not CEE+Gas DHW_Gas Dryer | 0 | Incremental | 0 | 0 | 0 | 0.010194 | 0 | 0 | 0 | See 'Measure Equipment Cost Source' | NWPPC 2021 Plan measure workbook Res-ClothesWasher-2021P_v2, for the measure Top Load_ENERGY STAR but not CEE+Gas DHW_Gas Dryer |  | 100% | 99% | 3.773% | 1 | 0 | 8.5519 | See source workbook for details. Includes PSE NEI data where applicable. | NWPPC 2021 Plan measure workbook Res-ClothesWasher-2021P_v2, for the measure Top Load_ENERGY STAR but not CEE+Gas DHW_Gas Dryer | System | System
Lewis County | Single Family - Highly Impacted | Water Heat LE 55 Gal | Existing | Top Load_ENERGY STAR but not CEE+Gas DHW_Gas Dryer | Washer Savings | 0 | 2024 | 2050 | 0.66799 | per Home | 0 | 0 | 14 | NWPPC 2021 Plan measure workbook Res-ClothesWasher-2021P_v2, for the measure Top Load_ENERGY STAR but not CEE+Gas DHW_Gas Dryer | 0.91356 | 0.5779% | NWPPC 2021 Plan measure workbook Res-ClothesWasher-2021P_v2, for the measure Top Load_ENERGY STAR but not CEE+Gas DHW_Gas Dryer | 5.9222 | NWPPC 2021 Plan measure workbook Res-ClothesWasher-2021P_v2, for the measure Top Load_ENERGY STAR but not CEE+Gas DHW_Gas Dryer | 0 | Incremental | 0 | 0 | 0 | 0.0073331 | 0 | 0 | 0 | See 'Measure Equipment Cost Source' | NWPPC 2021 Plan measure workbook Res-ClothesWasher-2021P_v2, for the measure Top Load_ENERGY STAR but not CEE+Gas DHW_Gas Dryer |  | 100% | 99% | 2.329% | 1 | 0 | 6.1517 | See source workbook for details. Includes PSE NEI data where applicable. | NWPPC 2021 Plan measure workbook Res-ClothesWasher-2021P_v2, for the measure Top Load_ENERGY STAR but not CEE+Gas DHW_Gas Dryer | System | System
Lewis County | Single Family - Highly Impacted | Water Heat LE 55 Gal | New | Top Load_ENERGY STAR but not CEE+Gas DHW_Gas Dryer | Washer Savings | 0 | 2024 | 2050 | 0.66799 | per Home | 0 | 0 | 14 | NWPPC 2021 Plan measure workbook Res-ClothesWasher-2021P_v2, for the measure Top Load_ENERGY STAR but not CEE+Gas DHW_Gas Dryer | 0.88072 | 0.5779% | NWPPC 2021 Plan measure workbook Res-ClothesWasher-2021P_v2, for the measure Top Load_ENERGY STAR but not CEE+Gas DHW_Gas Dryer | 5.9222 | NWPPC 2021 Plan measure workbook Res-ClothesWasher-2021P_v2, for the measure Top Load_ENERGY STAR but not CEE+Gas DHW_Gas Dryer | 0 | Incremental | 0 | 0 | 0 | 0.0073331 | 0 | 0 | 0 | See 'Measure Equipment Cost Source' | NWPPC 2021 Plan measure workbook Res-ClothesWasher-2021P_v2, for the measure Top Load_ENERGY STAR but not CEE+Gas DHW_Gas Dryer |  | 100% | 99% | 2.329% | 1 | 0 | 6.1517 | See source workbook for details. Includes PSE NEI data where applicable. | NWPPC 2021 Plan measure workbook Res-ClothesWasher-2021P_v2, for the measure Top Load_ENERGY STAR but not CEE+Gas DHW_Gas Dryer | System | System
Lewis County | Multifamily | Water Heat LE 55 Gal | Existing | Top Load_ENERGY STAR but not CEE+Gas DHW_Gas Dryer | Washer Savings | 0 | 2024 | 2050 | 0.6367 | per Home | 0 | 0 | 14 | NWPPC 2021 Plan measure workbook Res-ClothesWasher-2021P_v2, for the measure Top Load_ENERGY STAR but not CEE+Gas DHW_Gas Dryer | 0.87078 | 0.6776% | NWPPC 2021 Plan measure workbook Res-ClothesWasher-2021P_v2, for the measure Top Load_ENERGY STAR but not CEE+Gas DHW_Gas Dryer | 5.6449 | NWPPC 2021 Plan measure workbook Res-ClothesWasher-2021P_v2, for the measure Top Load_ENERGY STAR but not CEE+Gas DHW_Gas Dryer | 0 | Incremental | 0 | 0 | 0 | 0.0069897 | 0 | 0 | 0 | See 'Measure Equipment Cost Source' | NWPPC 2021 Plan measure workbook Res-ClothesWasher-2021P_v2, for the measure Top Load_ENERGY STAR but not CEE+Gas DHW_Gas Dryer |  | 100% | 99% | 0.1057% | 1 | 0 | 5.8636 | See source workbook for details. Includes PSE NEI data where applicable. | NWPPC 2021 Plan measure workbook Res-ClothesWasher-2021P_v2, for the measure Top Load_ENERGY STAR but not CEE+Gas DHW_Gas Dryer | System | System
Lewis County | Multifamily | Water Heat LE 55 Gal | New | Top Load_ENERGY STAR but not CEE+Gas DHW_Gas Dryer | Washer Savings | 0 | 2024 | 2050 | 0.6367 | per Home | 0 | 0 | 14 | NWPPC 2021 Plan measure workbook Res-ClothesWasher-2021P_v2, for the measure Top Load_ENERGY STAR but not CEE+Gas DHW_Gas Dryer | 0.83947 | 0.6776% | NWPPC 2021 Plan measure workbook Res-ClothesWasher-2021P_v2, for the measure Top Load_ENERGY STAR but not CEE+Gas DHW_Gas Dryer | 5.6449 | NWPPC 2021 Plan measure workbook Res-ClothesWasher-2021P_v2, for the measure Top Load_ENERGY STAR but not CEE+Gas DHW_Gas Dryer | 0 | Incremental | 0 | 0 | 0 | 0.0069897 | 0 | 0 | 0 | See 'Measure Equipment Cost Source' | NWPPC 2021 Plan measure workbook Res-ClothesWasher-2021P_v2, for the measure Top Load_ENERGY STAR but not CEE+Gas DHW_Gas Dryer |  | 100% | 99% | 0.1057% | 1 | 0 | 5.8636 | See source workbook for details. Includes PSE NEI data where applicable. | NWPPC 2021 Plan measure workbook Res-ClothesWasher-2021P_v2, for the measure Top Load_ENERGY STAR but not CEE+Gas DHW_Gas Dryer | System | System
Lewis County | Multifamily - Highly Impacted | Water Heat LE 55 Gal | Existing | Top Load_ENERGY STAR but not CEE+Gas DHW_Gas Dryer | Washer Savings | 0 | 2024 | 2050 | 0.5404 | per Home | 0 | 0 | 14 | NWPPC 2021 Plan measure workbook Res-ClothesWasher-2021P_v2, for the measure Top Load_ENERGY STAR but not CEE+Gas DHW_Gas Dryer | 0.73907 | 0.5109% | NWPPC 2021 Plan measure workbook Res-ClothesWasher-2021P_v2, for the measure Top Load_ENERGY STAR but not CEE+Gas DHW_Gas Dryer | 4.7911 | NWPPC 2021 Plan measure workbook Res-ClothesWasher-2021P_v2, for the measure Top Load_ENERGY STAR but not CEE+Gas DHW_Gas Dryer | 0 | Incremental | 0 | 0 | 0 | 0.0059325 | 0 | 0 | 0 | See 'Measure Equipment Cost Source' | NWPPC 2021 Plan measure workbook Res-ClothesWasher-2021P_v2, for the measure Top Load_ENERGY STAR but not CEE+Gas DHW_Gas Dryer |  | 100% | 99% | 0.05979% | 1 | 0 | 4.9767 | See source workbook for details. Includes PSE NEI data where applicable. | NWPPC 2021 Plan measure workbook Res-ClothesWasher-2021P_v2, for the measure Top Load_ENERGY STAR but not CEE+Gas DHW_Gas Dryer | System | System
Lewis County | Multifamily - Highly Impacted | Water Heat LE 55 Gal | New | Top Load_ENERGY STAR but not CEE+Gas DHW_Gas Dryer | Washer Savings | 0 | 2024 | 2050 | 0.5404 | per Home | 0 | 0 | 14 | NWPPC 2021 Plan measure workbook Res-ClothesWasher-2021P_v2, for the measure Top Load_ENERGY STAR but not CEE+Gas DHW_Gas Dryer | 0.7125 | 0.5109% | NWPPC 2021 Plan measure workbook Res-ClothesWasher-2021P_v2, for the measure Top Load_ENERGY STAR but not CEE+Gas DHW_Gas Dryer | 4.7911 | NWPPC 2021 Plan measure workbook Res-ClothesWasher-2021P_v2, for the measure Top Load_ENERGY STAR but not CEE+Gas DHW_Gas Dryer | 0 | Incremental | 0 | 0 | 0 | 0.0059325 | 0 | 0 | 0 | See 'Measure Equipment Cost Source' | NWPPC 2021 Plan measure workbook Res-ClothesWasher-2021P_v2, for the measure Top Load_ENERGY STAR but not CEE+Gas DHW_Gas Dryer |  | 100% | 99% | 0.05979% | 1 | 0 | 4.9767 | See source workbook for details. Includes PSE NEI data where applicable. | NWPPC 2021 Plan measure workbook Res-ClothesWasher-2021P_v2, for the measure Top Load_ENERGY STAR but not CEE+Gas DHW_Gas Dryer | System | System
Lewis County | Manufactured | Water Heat LE 55 Gal | Existing | Top Load_ENERGY STAR but not CEE+Gas DHW_Gas Dryer | Washer Savings | 0 | 2024 | 2050 | 0.87443 | per Home | 0 | 0 | 14 | NWPPC 2021 Plan measure workbook Res-ClothesWasher-2021P_v2, for the measure Top Load_ENERGY STAR but not CEE+Gas DHW_Gas Dryer | 1.1959 | 0.7456% | NWPPC 2021 Plan measure workbook Res-ClothesWasher-2021P_v2, for the measure Top Load_ENERGY STAR but not CEE+Gas DHW_Gas Dryer | 7.7526 | NWPPC 2021 Plan measure workbook Res-ClothesWasher-2021P_v2, for the measure Top Load_ENERGY STAR but not CEE+Gas DHW_Gas Dryer | 0 | Incremental | 0 | 0 | 0 | 0.0095994 | 0 | 0 | 0 | See 'Measure Equipment Cost Source' | NWPPC 2021 Plan measure workbook Res-ClothesWasher-2021P_v2, for the measure Top Load_ENERGY STAR but not CEE+Gas DHW_Gas Dryer |  | 100% | 99% | 0.5436% | 1 | 0 | 8.0529 | See source workbook for details. Includes PSE NEI data where applicable. | NWPPC 2021 Plan measure workbook Res-ClothesWasher-2021P_v2, for the measure Top Load_ENERGY STAR but not CEE+Gas DHW_Gas Dryer | System | System
Lewis County | Manufactured | Water Heat LE 55 Gal | New | Top Load_ENERGY STAR but not CEE+Gas DHW_Gas Dryer | Washer Savings | 0 | 2024 | 2050 | 0.87443 | per Home | 0 | 0 | 14 | NWPPC 2021 Plan measure workbook Res-ClothesWasher-2021P_v2, for the measure Top Load_ENERGY STAR but not CEE+Gas DHW_Gas Dryer | 1.1529 | 0.7456% | NWPPC 2021 Plan measure workbook Res-ClothesWasher-2021P_v2, for the measure Top Load_ENERGY STAR but not CEE+Gas DHW_Gas Dryer | 7.7526 | NWPPC 2021 Plan measure workbook Res-ClothesWasher-2021P_v2, for the measure Top Load_ENERGY STAR but not CEE+Gas DHW_Gas Dryer | 0 | Incremental | 0 | 0 | 0 | 0.0095994 | 0 | 0 | 0 | See 'Measure Equipment Cost Source' | NWPPC 2021 Plan measure workbook Res-ClothesWasher-2021P_v2, for the measure Top Load_ENERGY STAR but not CEE+Gas DHW_Gas Dryer |  | 100% | 99% | 0.5436% | 1 | 0 | 8.0529 | See source workbook for details. Includes PSE NEI data where applicable. | NWPPC 2021 Plan measure workbook Res-ClothesWasher-2021P_v2, for the measure Top Load_ENERGY STAR but not CEE+Gas DHW_Gas Dryer | System | System
Lewis County | Manufactured - Highly Impacted | Water Heat LE 55 Gal | Existing | Top Load_ENERGY STAR but not CEE+Gas DHW_Gas Dryer | Washer Savings | 0 | 2024 | 2050 | 0.67793 | per Home | 0 | 0 | 14 | NWPPC 2021 Plan measure workbook Res-ClothesWasher-2021P_v2, for the measure Top Load_ENERGY STAR but not CEE+Gas DHW_Gas Dryer | 0.92717 | 0.678% | NWPPC 2021 Plan measure workbook Res-ClothesWasher-2021P_v2, for the measure Top Load_ENERGY STAR but not CEE+Gas DHW_Gas Dryer | 6.0104 | NWPPC 2021 Plan measure workbook Res-ClothesWasher-2021P_v2, for the measure Top Load_ENERGY STAR but not CEE+Gas DHW_Gas Dryer | 0 | Incremental | 0 | 0 | 0 | 0.0074423 | 0 | 0 | 0 | See 'Measure Equipment Cost Source' | NWPPC 2021 Plan measure workbook Res-ClothesWasher-2021P_v2, for the measure Top Load_ENERGY STAR but not CEE+Gas DHW_Gas Dryer |  | 100% | 99% | 0.02805% | 1 | 0 | 6.2433 | See source workbook for details. Includes PSE NEI data where applicable. | NWPPC 2021 Plan measure workbook Res-ClothesWasher-2021P_v2, for the measure Top Load_ENERGY STAR but not CEE+Gas DHW_Gas Dryer | System | System
Lewis County | Manufactured - Highly Impacted | Water Heat LE 55 Gal | New | Top Load_ENERGY STAR but not CEE+Gas DHW_Gas Dryer | Washer Savings | 0 | 2024 | 2050 | 0.67793 | per Home | 0 | 0 | 14 | NWPPC 2021 Plan measure workbook Res-ClothesWasher-2021P_v2, for the measure Top Load_ENERGY STAR but not CEE+Gas DHW_Gas Dryer | 0.89384 | 0.678% | NWPPC 2021 Plan measure workbook Res-ClothesWasher-2021P_v2, for the measure Top Load_ENERGY STAR but not CEE+Gas DHW_Gas Dryer | 6.0104 | NWPPC 2021 Plan measure workbook Res-ClothesWasher-2021P_v2, for the measure Top Load_ENERGY STAR but not CEE+Gas DHW_Gas Dryer | 0 | Incremental | 0 | 0 | 0 | 0.0074423 | 0 | 0 | 0 | See 'Measure Equipment Cost Source' | NWPPC 2021 Plan measure workbook Res-ClothesWasher-2021P_v2, for the measure Top Load_ENERGY STAR but not CEE+Gas DHW_Gas Dryer |  | 100% | 99% | 0.02805% | 1 | 0 | 6.2433 | See source workbook for details. Includes PSE NEI data where applicable. | NWPPC 2021 Plan measure workbook Res-ClothesWasher-2021P_v2, for the measure Top Load_ENERGY STAR but not CEE+Gas DHW_Gas Dryer | System | System
Lewis County | Single Family | Water Heat GT 55 Gal | Existing | Top Load_ENERGY STAR but not CEE+Gas DHW_Gas Dryer | Washer Savings | 0 | 2024 | 2050 | 0.92861 | per Home | 0 | 0 | 14 | NWPPC 2021 Plan measure workbook Res-ClothesWasher-2021P_v2, for the measure Top Load_ENERGY STAR but not CEE+Gas DHW_Gas Dryer | 1.0784 | 0.7019% | NWPPC 2021 Plan measure workbook Res-ClothesWasher-2021P_v2, for the measure Top Load_ENERGY STAR but not CEE+Gas DHW_Gas Dryer | 8.2329 | NWPPC 2021 Plan measure workbook Res-ClothesWasher-2021P_v2, for the measure Top Load_ENERGY STAR but not CEE+Gas DHW_Gas Dryer | 0 | Incremental | 0 | 0 | 0 | 0.010194 | 0 | 0 | 0 | See 'Measure Equipment Cost Source' | NWPPC 2021 Plan measure workbook Res-ClothesWasher-2021P_v2, for the measure Top Load_ENERGY STAR but not CEE+Gas DHW_Gas Dryer |  | 100% | 99% | 3.773% | 1 | 0 | 8.5519 | See source workbook for details. Includes PSE NEI data where applicable. | NWPPC 2021 Plan measure workbook Res-ClothesWasher-2021P_v2, for the measure Top Load_ENERGY STAR but not CEE+Gas DHW_Gas Dryer | System | System
Lewis County | Single Family | Water Heat GT 55 Gal | New | Top Load_ENERGY STAR but not CEE+Gas DHW_Gas Dryer | Washer Savings | 0 | 2024 | 2050 | 0.92861 | per Home | 0 | 0 | 14 | NWPPC 2021 Plan measure workbook Res-ClothesWasher-2021P_v2, for the measure Top Load_ENERGY STAR but not CEE+Gas DHW_Gas Dryer | 1.0784 | 0.7019% | NWPPC 2021 Plan measure workbook Res-ClothesWasher-2021P_v2, for the measure Top Load_ENERGY STAR but not CEE+Gas DHW_Gas Dryer | 8.2329 | NWPPC 2021 Plan measure workbook Res-ClothesWasher-2021P_v2, for the measure Top Load_ENERGY STAR but not CEE+Gas DHW_Gas Dryer | 0 | Incremental | 0 | 0 | 0 | 0.010194 | 0 | 0 | 0 | See 'Measure Equipment Cost Source' | NWPPC 2021 Plan measure workbook Res-ClothesWasher-2021P_v2, for the measure Top Load_ENERGY STAR but not CEE+Gas DHW_Gas Dryer |  | 100% | 99% | 3.773% | 1 | 0 | 8.5519 | See source workbook for details. Includes PSE NEI data where applicable. | NWPPC 2021 Plan measure workbook Res-ClothesWasher-2021P_v2, for the measure Top Load_ENERGY STAR but not CEE+Gas DHW_Gas Dryer | System | System
Lewis County | Single Family - Highly Impacted | Water Heat GT 55 Gal | Existing | Top Load_ENERGY STAR but not CEE+Gas DHW_Gas Dryer | Washer Savings | 0 | 2024 | 2050 | 0.66799 | per Home | 0 | 0 | 14 | NWPPC 2021 Plan measure workbook Res-ClothesWasher-2021P_v2, for the measure Top Load_ENERGY STAR but not CEE+Gas DHW_Gas Dryer | 0.77573 | 0.5779% | NWPPC 2021 Plan measure workbook Res-ClothesWasher-2021P_v2, for the measure Top Load_ENERGY STAR but not CEE+Gas DHW_Gas Dryer | 5.9222 | NWPPC 2021 Plan measure workbook Res-ClothesWasher-2021P_v2, for the measure Top Load_ENERGY STAR but not CEE+Gas DHW_Gas Dryer | 0 | Incremental | 0 | 0 | 0 | 0.0073331 | 0 | 0 | 0 | See 'Measure Equipment Cost Source' | NWPPC 2021 Plan measure workbook Res-ClothesWasher-2021P_v2, for the measure Top Load_ENERGY STAR but not CEE+Gas DHW_Gas Dryer |  | 100% | 99% | 2.329% | 1 | 0 | 6.1517 | See source workbook for details. Includes PSE NEI data where applicable. | NWPPC 2021 Plan measure workbook Res-ClothesWasher-2021P_v2, for the measure Top Load_ENERGY STAR but not CEE+Gas DHW_Gas Dryer | System | System
Lewis County | Single Family - Highly Impacted | Water Heat GT 55 Gal | New | Top Load_ENERGY STAR but not CEE+Gas DHW_Gas Dryer | Washer Savings | 0 | 2024 | 2050 | 0.66799 | per Home | 0 | 0 | 14 | NWPPC 2021 Plan measure workbook Res-ClothesWasher-2021P_v2, for the measure Top Load_ENERGY STAR but not CEE+Gas DHW_Gas Dryer | 0.77573 | 0.5779% | NWPPC 2021 Plan measure workbook Res-ClothesWasher-2021P_v2, for the measure Top Load_ENERGY STAR but not CEE+Gas DHW_Gas Dryer | 5.9222 | NWPPC 2021 Plan measure workbook Res-ClothesWasher-2021P_v2, for the measure Top Load_ENERGY STAR but not CEE+Gas DHW_Gas Dryer | 0 | Incremental | 0 | 0 | 0 | 0.0073331 | 0 | 0 | 0 | See 'Measure Equipment Cost Source' | NWPPC 2021 Plan measure workbook Res-ClothesWasher-2021P_v2, for the measure Top Load_ENERGY STAR but not CEE+Gas DHW_Gas Dryer |  | 100% | 99% | 2.329% | 1 | 0 | 6.1517 | See source workbook for details. Includes PSE NEI data where applicable. | NWPPC 2021 Plan measure workbook Res-ClothesWasher-2021P_v2, for the measure Top Load_ENERGY STAR but not CEE+Gas DHW_Gas Dryer | System | System
Lewis County | Multifamily | Water Heat GT 55 Gal | Existing | Top Load_ENERGY STAR but not CEE+Gas DHW_Gas Dryer | Washer Savings | 0 | 2024 | 2050 | 0.6367 | per Home | 0 | 0 | 14 | NWPPC 2021 Plan measure workbook Res-ClothesWasher-2021P_v2, for the measure Top Load_ENERGY STAR but not CEE+Gas DHW_Gas Dryer | 0.7394 | 0.6776% | NWPPC 2021 Plan measure workbook Res-ClothesWasher-2021P_v2, for the measure Top Load_ENERGY STAR but not CEE+Gas DHW_Gas Dryer | 5.6449 | NWPPC 2021 Plan measure workbook Res-ClothesWasher-2021P_v2, for the measure Top Load_ENERGY STAR but not CEE+Gas DHW_Gas Dryer | 0 | Incremental | 0 | 0 | 0 | 0.0069897 | 0 | 0 | 0 | See 'Measure Equipment Cost Source' | NWPPC 2021 Plan measure workbook Res-ClothesWasher-2021P_v2, for the measure Top Load_ENERGY STAR but not CEE+Gas DHW_Gas Dryer |  | 100% | 99% | 0.1057% | 1 | 0 | 5.8636 | See source workbook for details. Includes PSE NEI data where applicable. | NWPPC 2021 Plan measure workbook Res-ClothesWasher-2021P_v2, for the measure Top Load_ENERGY STAR but not CEE+Gas DHW_Gas Dryer | System | System
Lewis County | Multifamily | Water Heat GT 55 Gal | New | Top Load_ENERGY STAR but not CEE+Gas DHW_Gas Dryer | Washer Savings | 0 | 2024 | 2050 | 0.6367 | per Home | 0 | 0 | 14 | NWPPC 2021 Plan measure workbook Res-ClothesWasher-2021P_v2, for the measure Top Load_ENERGY STAR but not CEE+Gas DHW_Gas Dryer | 0.7394 | 0.6776% | NWPPC 2021 Plan measure workbook Res-ClothesWasher-2021P_v2, for the measure Top Load_ENERGY STAR but not CEE+Gas DHW_Gas Dryer | 5.6449 | NWPPC 2021 Plan measure workbook Res-ClothesWasher-2021P_v2, for the measure Top Load_ENERGY STAR but not CEE+Gas DHW_Gas Dryer | 0 | Incremental | 0 | 0 | 0 | 0.0069897 | 0 | 0 | 0 | See 'Measure Equipment Cost Source' | NWPPC 2021 Plan measure workbook Res-ClothesWasher-2021P_v2, for the measure Top Load_ENERGY STAR but not CEE+Gas DHW_Gas Dryer |  | 100% | 99% | 0.1057% | 1 | 0 | 5.8636 | See source workbook for details. Includes PSE NEI data where applicable. | NWPPC 2021 Plan measure workbook Res-ClothesWasher-2021P_v2, for the measure Top Load_ENERGY STAR but not CEE+Gas DHW_Gas Dryer | System | System
Lewis County | Multifamily - Highly Impacted | Water Heat GT 55 Gal | Existing | Top Load_ENERGY STAR but not CEE+Gas DHW_Gas Dryer | Washer Savings | 0 | 2024 | 2050 | 0.5404 | per Home | 0 | 0 | 14 | NWPPC 2021 Plan measure workbook Res-ClothesWasher-2021P_v2, for the measure Top Load_ENERGY STAR but not CEE+Gas DHW_Gas Dryer | 0.62757 | 0.5109% | NWPPC 2021 Plan measure workbook Res-ClothesWasher-2021P_v2, for the measure Top Load_ENERGY STAR but not CEE+Gas DHW_Gas Dryer | 4.7911 | NWPPC 2021 Plan measure workbook Res-ClothesWasher-2021P_v2, for the measure Top Load_ENERGY STAR but not CEE+Gas DHW_Gas Dryer | 0 | Incremental | 0 | 0 | 0 | 0.0059325 | 0 | 0 | 0 | See 'Measure Equipment Cost Source' | NWPPC 2021 Plan measure workbook Res-ClothesWasher-2021P_v2, for the measure Top Load_ENERGY STAR but not CEE+Gas DHW_Gas Dryer |  | 100% | 99% | 0.05979% | 1 | 0 | 4.9767 | See source workbook for details. Includes PSE NEI data where applicable. | NWPPC 2021 Plan measure workbook Res-ClothesWasher-2021P_v2, for the measure Top Load_ENERGY STAR but not CEE+Gas DHW_Gas Dryer | System | System
Lewis County | Multifamily - Highly Impacted | Water Heat GT 55 Gal | New | Top Load_ENERGY STAR but not CEE+Gas DHW_Gas Dryer | Washer Savings | 0 | 2024 | 2050 | 0.5404 | per Home | 0 | 0 | 14 | NWPPC 2021 Plan measure workbook Res-ClothesWasher-2021P_v2, for the measure Top Load_ENERGY STAR but not CEE+Gas DHW_Gas Dryer | 0.62757 | 0.5109% | NWPPC 2021 Plan measure workbook Res-ClothesWasher-2021P_v2, for the measure Top Load_ENERGY STAR but not CEE+Gas DHW_Gas Dryer | 4.7911 | NWPPC 2021 Plan measure workbook Res-ClothesWasher-2021P_v2, for the measure Top Load_ENERGY STAR but not CEE+Gas DHW_Gas Dryer | 0 | Incremental | 0 | 0 | 0 | 0.0059325 | 0 | 0 | 0 | See 'Measure Equipment Cost Source' | NWPPC 2021 Plan measure workbook Res-ClothesWasher-2021P_v2, for the measure Top Load_ENERGY STAR but not CEE+Gas DHW_Gas Dryer |  | 100% | 99% | 0.05979% | 1 | 0 | 4.9767 | See source workbook for details. Includes PSE NEI data where applicable. | NWPPC 2021 Plan measure workbook Res-ClothesWasher-2021P_v2, for the measure Top Load_ENERGY STAR but not CEE+Gas DHW_Gas Dryer | System | System
Lewis County | Manufactured | Water Heat GT 55 Gal | Existing | Top Load_ENERGY STAR but not CEE+Gas DHW_Gas Dryer | Washer Savings | 0 | 2024 | 2050 | 0.87443 | per Home | 0 | 0 | 14 | NWPPC 2021 Plan measure workbook Res-ClothesWasher-2021P_v2, for the measure Top Load_ENERGY STAR but not CEE+Gas DHW_Gas Dryer | 1.0155 | 0.7456% | NWPPC 2021 Plan measure workbook Res-ClothesWasher-2021P_v2, for the measure Top Load_ENERGY STAR but not CEE+Gas DHW_Gas Dryer | 7.7526 | NWPPC 2021 Plan measure workbook Res-ClothesWasher-2021P_v2, for the measure Top Load_ENERGY STAR but not CEE+Gas DHW_Gas Dryer | 0 | Incremental | 0 | 0 | 0 | 0.0095994 | 0 | 0 | 0 | See 'Measure Equipment Cost Source' | NWPPC 2021 Plan measure workbook Res-ClothesWasher-2021P_v2, for the measure Top Load_ENERGY STAR but not CEE+Gas DHW_Gas Dryer |  | 100% | 99% | 0.5436% | 1 | 0 | 8.0529 | See source workbook for details. Includes PSE NEI data where applicable. | NWPPC 2021 Plan measure workbook Res-ClothesWasher-2021P_v2, for the measure Top Load_ENERGY STAR but not CEE+Gas DHW_Gas Dryer | System | System
Lewis County | Manufactured | Water Heat GT 55 Gal | New | Top Load_ENERGY STAR but not CEE+Gas DHW_Gas Dryer | Washer Savings | 0 | 2024 | 2050 | 0.87443 | per Home | 0 | 0 | 14 | NWPPC 2021 Plan measure workbook Res-ClothesWasher-2021P_v2, for the measure Top Load_ENERGY STAR but not CEE+Gas DHW_Gas Dryer | 1.0155 | 0.7456% | NWPPC 2021 Plan measure workbook Res-ClothesWasher-2021P_v2, for the measure Top Load_ENERGY STAR but not CEE+Gas DHW_Gas Dryer | 7.7526 | NWPPC 2021 Plan measure workbook Res-ClothesWasher-2021P_v2, for the measure Top Load_ENERGY STAR but not CEE+Gas DHW_Gas Dryer | 0 | Incremental | 0 | 0 | 0 | 0.0095994 | 0 | 0 | 0 | See 'Measure Equipment Cost Source' | NWPPC 2021 Plan measure workbook Res-ClothesWasher-2021P_v2, for the measure Top Load_ENERGY STAR but not CEE+Gas DHW_Gas Dryer |  | 100% | 99% | 0.5436% | 1 | 0 | 8.0529 | See source workbook for details. Includes PSE NEI data where applicable. | NWPPC 2021 Plan measure workbook Res-ClothesWasher-2021P_v2, for the measure Top Load_ENERGY STAR but not CEE+Gas DHW_Gas Dryer | System | System
Lewis County | Manufactured - Highly Impacted | Water Heat GT 55 Gal | Existing | Top Load_ENERGY STAR but not CEE+Gas DHW_Gas Dryer | Washer Savings | 0 | 2024 | 2050 | 0.67793 | per Home | 0 | 0 | 14 | NWPPC 2021 Plan measure workbook Res-ClothesWasher-2021P_v2, for the measure Top Load_ENERGY STAR but not CEE+Gas DHW_Gas Dryer | 0.78729 | 0.678% | NWPPC 2021 Plan measure workbook Res-ClothesWasher-2021P_v2, for the measure Top Load_ENERGY STAR but not CEE+Gas DHW_Gas Dryer | 6.0104 | NWPPC 2021 Plan measure workbook Res-ClothesWasher-2021P_v2, for the measure Top Load_ENERGY STAR but not CEE+Gas DHW_Gas Dryer | 0 | Incremental | 0 | 0 | 0 | 0.0074423 | 0 | 0 | 0 | See 'Measure Equipment Cost Source' | NWPPC 2021 Plan measure workbook Res-ClothesWasher-2021P_v2, for the measure Top Load_ENERGY STAR but not CEE+Gas DHW_Gas Dryer |  | 100% | 99% | 0.02805% | 1 | 0 | 6.2433 | See source workbook for details. Includes PSE NEI data where applicable. | NWPPC 2021 Plan measure workbook Res-ClothesWasher-2021P_v2, for the measure Top Load_ENERGY STAR but not CEE+Gas DHW_Gas Dryer | System | System
Lewis County | Manufactured - Highly Impacted | Water Heat GT 55 Gal | New | Top Load_ENERGY STAR but not CEE+Gas DHW_Gas Dryer | Washer Savings | 0 | 2024 | 2050 | 0.67793 | per Home | 0 | 0 | 14 | NWPPC 2021 Plan measure workbook Res-ClothesWasher-2021P_v2, for the measure Top Load_ENERGY STAR but not CEE+Gas DHW_Gas Dryer | 0.78729 | 0.678% | NWPPC 2021 Plan measure workbook Res-ClothesWasher-2021P_v2, for the measure Top Load_ENERGY STAR but not CEE+Gas DHW_Gas Dryer | 6.0104 | NWPPC 2021 Plan measure workbook Res-ClothesWasher-2021P_v2, for the measure Top Load_ENERGY STAR but not CEE+Gas DHW_Gas Dryer | 0 | Incremental | 0 | 0 | 0 | 0.0074423 | 0 | 0 | 0 | See 'Measure Equipment Cost Source' | NWPPC 2021 Plan measure workbook Res-ClothesWasher-2021P_v2, for the measure Top Load_ENERGY STAR but not CEE+Gas DHW_Gas Dryer |  | 100% | 99% | 0.02805% | 1 | 0 | 6.2433 | See source workbook for details. Includes PSE NEI data where applicable. | NWPPC 2021 Plan measure workbook Res-ClothesWasher-2021P_v2, for the measure Top Load_ENERGY STAR but not CEE+Gas DHW_Gas Dryer | System | System
Lewis County | Single Family | Water Heat LE 55 Gal | Existing | Front Load_CEE Tier 1+Gas DHW_Electric Dryer | Washer Savings | 0 | 2024 | 2050 | 0.92861 | per Home | 0 | 0 | 14 | NWPPC 2021 Plan measure workbook Res-ClothesWasher-2021P_v2, for the measure Front Load_CEE Tier 1+Gas DHW_Electric Dryer | 2.9878 | 1.651% | NWPPC 2021 Plan measure workbook Res-ClothesWasher-2021P_v2, for the measure Front Load_CEE Tier 1+Gas DHW_Electric Dryer | 117.1317 | NWPPC 2021 Plan measure workbook Res-ClothesWasher-2021P_v2, for the measure Front Load_CEE Tier 1+Gas DHW_Electric Dryer | 0 | Incremental | 0 | 0 | 0 | 56.1652 | 0 | 0.010194 | 0 | See 'Measure Equipment Cost Source' | NWPPC 2021 Plan measure workbook Res-ClothesWasher-2021P_v2, for the measure Front Load_CEE Tier 1+Gas DHW_Electric Dryer | U | 100% | 99% | 30.62% | 1 | 0 | 18.3357 | See source workbook for details. Includes PSE NEI data where applicable. | NWPPC 2021 Plan measure workbook Res-ClothesWasher-2021P_v2, for the measure Front Load_CEE Tier 1+Gas DHW_Electric Dryer | System | System
Lewis County | Single Family | Water Heat LE 55 Gal | New | Front Load_CEE Tier 1+Gas DHW_Electric Dryer | Washer Savings | 0 | 2024 | 2050 | 0.92861 | per Home | 0 | 0 | 14 | NWPPC 2021 Plan measure workbook Res-ClothesWasher-2021P_v2, for the measure Front Load_CEE Tier 1+Gas DHW_Electric Dryer | 2.8803 | 1.651% | NWPPC 2021 Plan measure workbook Res-ClothesWasher-2021P_v2, for the measure Front Load_CEE Tier 1+Gas DHW_Electric Dryer | 117.1317 | NWPPC 2021 Plan measure workbook Res-ClothesWasher-2021P_v2, for the measure Front Load_CEE Tier 1+Gas DHW_Electric Dryer | 0 | Incremental | 0 | 0 | 0 | 56.1652 | 0 | 0.010194 | 0 | See 'Measure Equipment Cost Source' | NWPPC 2021 Plan measure workbook Res-ClothesWasher-2021P_v2, for the measure Front Load_CEE Tier 1+Gas DHW_Electric Dryer | U | 100% | 99% | 30.62% | 1 | 0 | 18.3357 | See source workbook for details. Includes PSE NEI data where applicable. | NWPPC 2021 Plan measure workbook Res-ClothesWasher-2021P_v2, for the measure Front Load_CEE Tier 1+Gas DHW_Electric Dryer | System | System
Lewis County | Single Family - Highly Impacted | Water Heat LE 55 Gal | Existing | Front Load_CEE Tier 1+Gas DHW_Electric Dryer | Washer Savings | 0 | 2024 | 2050 | 0.66799 | per Home | 0 | 0 | 14 | NWPPC 2021 Plan measure workbook Res-ClothesWasher-2021P_v2, for the measure Front Load_CEE Tier 1+Gas DHW_Electric Dryer | 2.1492 | 1.36% | NWPPC 2021 Plan measure workbook Res-ClothesWasher-2021P_v2, for the measure Front Load_CEE Tier 1+Gas DHW_Electric Dryer | 84.257 | NWPPC 2021 Plan measure workbook Res-ClothesWasher-2021P_v2, for the measure Front Load_CEE Tier 1+Gas DHW_Electric Dryer | 0 | Incremental | 0 | 0 | 0 | 40.4016 | 0 | 0.0073331 | 0 | See 'Measure Equipment Cost Source' | NWPPC 2021 Plan measure workbook Res-ClothesWasher-2021P_v2, for the measure Front Load_CEE Tier 1+Gas DHW_Electric Dryer | U | 100% | 99% | 23.49% | 1 | 0 | 13.1895 | See source workbook for details. Includes PSE NEI data where applicable. | NWPPC 2021 Plan measure workbook Res-ClothesWasher-2021P_v2, for the measure Front Load_CEE Tier 1+Gas DHW_Electric Dryer | System | System
Lewis County | Single Family - Highly Impacted | Water Heat LE 55 Gal | New | Front Load_CEE Tier 1+Gas DHW_Electric Dryer | Washer Savings | 0 | 2024 | 2050 | 0.66799 | per Home | 0 | 0 | 14 | NWPPC 2021 Plan measure workbook Res-ClothesWasher-2021P_v2, for the measure Front Load_CEE Tier 1+Gas DHW_Electric Dryer | 2.0719 | 1.36% | NWPPC 2021 Plan measure workbook Res-ClothesWasher-2021P_v2, for the measure Front Load_CEE Tier 1+Gas DHW_Electric Dryer | 84.257 | NWPPC 2021 Plan measure workbook Res-ClothesWasher-2021P_v2, for the measure Front Load_CEE Tier 1+Gas DHW_Electric Dryer | 0 | Incremental | 0 | 0 | 0 | 40.4016 | 0 | 0.0073331 | 0 | See 'Measure Equipment Cost Source' | NWPPC 2021 Plan measure workbook Res-ClothesWasher-2021P_v2, for the measure Front Load_CEE Tier 1+Gas DHW_Electric Dryer | U | 100% | 99% | 23.49% | 1 | 0 | 13.1895 | See source workbook for details. Includes PSE NEI data where applicable. | NWPPC 2021 Plan measure workbook Res-ClothesWasher-2021P_v2, for the measure Front Load_CEE Tier 1+Gas DHW_Electric Dryer | System | System
Lewis County | Multifamily | Water Heat LE 55 Gal | Existing | Front Load_CEE Tier 1+Gas DHW_Electric Dryer | Washer Savings | 0 | 2024 | 2050 | 0.6367 | per Home | 0 | 0 | 14 | NWPPC 2021 Plan measure workbook Res-ClothesWasher-2021P_v2, for the measure Front Load_CEE Tier 1+Gas DHW_Electric Dryer | 2.0485 | 1.594% | NWPPC 2021 Plan measure workbook Res-ClothesWasher-2021P_v2, for the measure Front Load_CEE Tier 1+Gas DHW_Electric Dryer | 80.311 | NWPPC 2021 Plan measure workbook Res-ClothesWasher-2021P_v2, for the measure Front Load_CEE Tier 1+Gas DHW_Electric Dryer | 0 | Incremental | 0 | 0 | 0 | 38.5095 | 0 | 0.0069897 | 0 | See 'Measure Equipment Cost Source' | NWPPC 2021 Plan measure workbook Res-ClothesWasher-2021P_v2, for the measure Front Load_CEE Tier 1+Gas DHW_Electric Dryer | U | 100% | 99% | 7.004% | 1 | 0 | 12.5718 | See source workbook for details. Includes PSE NEI data where applicable. | NWPPC 2021 Plan measure workbook Res-ClothesWasher-2021P_v2, for the measure Front Load_CEE Tier 1+Gas DHW_Electric Dryer | System | System
Lewis County | Multifamily | Water Heat LE 55 Gal | New | Front Load_CEE Tier 1+Gas DHW_Electric Dryer | Washer Savings | 0 | 2024 | 2050 | 0.6367 | per Home | 0 | 0 | 14 | NWPPC 2021 Plan measure workbook Res-ClothesWasher-2021P_v2, for the measure Front Load_CEE Tier 1+Gas DHW_Electric Dryer | 1.9749 | 1.594% | NWPPC 2021 Plan measure workbook Res-ClothesWasher-2021P_v2, for the measure Front Load_CEE Tier 1+Gas DHW_Electric Dryer | 80.311 | NWPPC 2021 Plan measure workbook Res-ClothesWasher-2021P_v2, for the measure Front Load_CEE Tier 1+Gas DHW_Electric Dryer | 0 | Incremental | 0 | 0 | 0 | 38.5095 | 0 | 0.0069897 | 0 | See 'Measure Equipment Cost Source' | NWPPC 2021 Plan measure workbook Res-ClothesWasher-2021P_v2, for the measure Front Load_CEE Tier 1+Gas DHW_Electric Dryer | U | 100% | 99% | 7.004% | 1 | 0 | 12.5718 | See source workbook for details. Includes PSE NEI data where applicable. | NWPPC 2021 Plan measure workbook Res-ClothesWasher-2021P_v2, for the measure Front Load_CEE Tier 1+Gas DHW_Electric Dryer | System | System
Lewis County | Multifamily - Highly Impacted | Water Heat LE 55 Gal | Existing | Front Load_CEE Tier 1+Gas DHW_Electric Dryer | Washer Savings | 0 | 2024 | 2050 | 0.5404 | per Home | 0 | 0 | 14 | NWPPC 2021 Plan measure workbook Res-ClothesWasher-2021P_v2, for the measure Front Load_CEE Tier 1+Gas DHW_Electric Dryer | 1.7387 | 1.202% | NWPPC 2021 Plan measure workbook Res-ClothesWasher-2021P_v2, for the measure Front Load_CEE Tier 1+Gas DHW_Electric Dryer | 68.1641 | NWPPC 2021 Plan measure workbook Res-ClothesWasher-2021P_v2, for the measure Front Load_CEE Tier 1+Gas DHW_Electric Dryer | 0 | Incremental | 0 | 0 | 0 | 32.685 | 0 | 0.0059325 | 0 | See 'Measure Equipment Cost Source' | NWPPC 2021 Plan measure workbook Res-ClothesWasher-2021P_v2, for the measure Front Load_CEE Tier 1+Gas DHW_Electric Dryer | U | 100% | 99% | 5.279% | 1 | 0 | 10.6704 | See source workbook for details. Includes PSE NEI data where applicable. | NWPPC 2021 Plan measure workbook Res-ClothesWasher-2021P_v2, for the measure Front Load_CEE Tier 1+Gas DHW_Electric Dryer | System | System
Lewis County | Multifamily - Highly Impacted | Water Heat LE 55 Gal | New | Front Load_CEE Tier 1+Gas DHW_Electric Dryer | Washer Savings | 0 | 2024 | 2050 | 0.5404 | per Home | 0 | 0 | 14 | NWPPC 2021 Plan measure workbook Res-ClothesWasher-2021P_v2, for the measure Front Load_CEE Tier 1+Gas DHW_Electric Dryer | 1.6762 | 1.202% | NWPPC 2021 Plan measure workbook Res-ClothesWasher-2021P_v2, for the measure Front Load_CEE Tier 1+Gas DHW_Electric Dryer | 68.1641 | NWPPC 2021 Plan measure workbook Res-ClothesWasher-2021P_v2, for the measure Front Load_CEE Tier 1+Gas DHW_Electric Dryer | 0 | Incremental | 0 | 0 | 0 | 32.685 | 0 | 0.0059325 | 0 | See 'Measure Equipment Cost Source' | NWPPC 2021 Plan measure workbook Res-ClothesWasher-2021P_v2, for the measure Front Load_CEE Tier 1+Gas DHW_Electric Dryer | U | 100% | 99% | 5.279% | 1 | 0 | 10.6704 | See source workbook for details. Includes PSE NEI data where applicable. | NWPPC 2021 Plan measure workbook Res-ClothesWasher-2021P_v2, for the measure Front Load_CEE Tier 1+Gas DHW_Electric Dryer | System | System
Lewis County | Manufactured | Water Heat LE 55 Gal | Existing | Front Load_CEE Tier 1+Gas DHW_Electric Dryer | Washer Savings | 0 | 2024 | 2050 | 0.87443 | per Home | 0 | 0 | 14 | NWPPC 2021 Plan measure workbook Res-ClothesWasher-2021P_v2, for the measure Front Load_CEE Tier 1+Gas DHW_Electric Dryer | 2.8134 | 1.754% | NWPPC 2021 Plan measure workbook Res-ClothesWasher-2021P_v2, for the measure Front Load_CEE Tier 1+Gas DHW_Electric Dryer | 110.2974 | NWPPC 2021 Plan measure workbook Res-ClothesWasher-2021P_v2, for the measure Front Load_CEE Tier 1+Gas DHW_Electric Dryer | 0 | Incremental | 0 | 0 | 0 | 52.8881 | 0 | 0.0095994 | 0 | See 'Measure Equipment Cost Source' | NWPPC 2021 Plan measure workbook Res-ClothesWasher-2021P_v2, for the measure Front Load_CEE Tier 1+Gas DHW_Electric Dryer | U | 100% | 99% | 8.558% | 1 | 0 | 17.2659 | See source workbook for details. Includes PSE NEI data where applicable. | NWPPC 2021 Plan measure workbook Res-ClothesWasher-2021P_v2, for the measure Front Load_CEE Tier 1+Gas DHW_Electric Dryer | System | System
Lewis County | Manufactured | Water Heat LE 55 Gal | New | Front Load_CEE Tier 1+Gas DHW_Electric Dryer | Washer Savings | 0 | 2024 | 2050 | 0.87443 | per Home | 0 | 0 | 14 | NWPPC 2021 Plan measure workbook Res-ClothesWasher-2021P_v2, for the measure Front Load_CEE Tier 1+Gas DHW_Electric Dryer | 2.7123 | 1.754% | NWPPC 2021 Plan measure workbook Res-ClothesWasher-2021P_v2, for the measure Front Load_CEE Tier 1+Gas DHW_Electric Dryer | 110.2974 | NWPPC 2021 Plan measure workbook Res-ClothesWasher-2021P_v2, for the measure Front Load_CEE Tier 1+Gas DHW_Electric Dryer | 0 | Incremental | 0 | 0 | 0 | 52.8881 | 0 | 0.0095994 | 0 | See 'Measure Equipment Cost Source' | NWPPC 2021 Plan measure workbook Res-ClothesWasher-2021P_v2, for the measure Front Load_CEE Tier 1+Gas DHW_Electric Dryer | U | 100% | 99% | 8.558% | 1 | 0 | 17.2659 | See source workbook for details. Includes PSE NEI data where applicable. | NWPPC 2021 Plan measure workbook Res-ClothesWasher-2021P_v2, for the measure Front Load_CEE Tier 1+Gas DHW_Electric Dryer | System | System
Lewis County | Manufactured - Highly Impacted | Water Heat LE 55 Gal | Existing | Front Load_CEE Tier 1+Gas DHW_Electric Dryer | Washer Savings | 0 | 2024 | 2050 | 0.67793 | per Home | 0 | 0 | 14 | NWPPC 2021 Plan measure workbook Res-ClothesWasher-2021P_v2, for the measure Front Load_CEE Tier 1+Gas DHW_Electric Dryer | 2.1812 | 1.595% | NWPPC 2021 Plan measure workbook Res-ClothesWasher-2021P_v2, for the measure Front Load_CEE Tier 1+Gas DHW_Electric Dryer | 85.5119 | NWPPC 2021 Plan measure workbook Res-ClothesWasher-2021P_v2, for the measure Front Load_CEE Tier 1+Gas DHW_Electric Dryer | 0 | Incremental | 0 | 0 | 0 | 41.0033 | 0 | 0.0074423 | 0 | See 'Measure Equipment Cost Source' | NWPPC 2021 Plan measure workbook Res-ClothesWasher-2021P_v2, for the measure Front Load_CEE Tier 1+Gas DHW_Electric Dryer | U | 100% | 99% | 3.361% | 1 | 0 | 13.386 | See source workbook for details. Includes PSE NEI data where applicable. | NWPPC 2021 Plan measure workbook Res-ClothesWasher-2021P_v2, for the measure Front Load_CEE Tier 1+Gas DHW_Electric Dryer | System | System
Lewis County | Manufactured - Highly Impacted | Water Heat LE 55 Gal | New | Front Load_CEE Tier 1+Gas DHW_Electric Dryer | Washer Savings | 0 | 2024 | 2050 | 0.67793 | per Home | 0 | 0 | 14 | NWPPC 2021 Plan measure workbook Res-ClothesWasher-2021P_v2, for the measure Front Load_CEE Tier 1+Gas DHW_Electric Dryer | 2.1028 | 1.595% | NWPPC 2021 Plan measure workbook Res-ClothesWasher-2021P_v2, for the measure Front Load_CEE Tier 1+Gas DHW_Electric Dryer | 85.5119 | NWPPC 2021 Plan measure workbook Res-ClothesWasher-2021P_v2, for the measure Front Load_CEE Tier 1+Gas DHW_Electric Dryer | 0 | Incremental | 0 | 0 | 0 | 41.0033 | 0 | 0.0074423 | 0 | See 'Measure Equipment Cost Source' | NWPPC 2021 Plan measure workbook Res-ClothesWasher-2021P_v2, for the measure Front Load_CEE Tier 1+Gas DHW_Electric Dryer | U | 100% | 99% | 3.361% | 1 | 0 | 13.386 | See source workbook for details. Includes PSE NEI data where applicable. | NWPPC 2021 Plan measure workbook Res-ClothesWasher-2021P_v2, for the measure Front Load_CEE Tier 1+Gas DHW_Electric Dryer | System | System
Lewis County | Single Family | Water Heat GT 55 Gal | Existing | Front Load_CEE Tier 1+Gas DHW_Electric Dryer | Washer Savings | 0 | 2024 | 2050 | 0.92861 | per Home | 0 | 0 | 14 | NWPPC 2021 Plan measure workbook Res-ClothesWasher-2021P_v2, for the measure Front Load_CEE Tier 1+Gas DHW_Electric Dryer | 2.537 | 1.651% | NWPPC 2021 Plan measure workbook Res-ClothesWasher-2021P_v2, for the measure Front Load_CEE Tier 1+Gas DHW_Electric Dryer | 117.1317 | NWPPC 2021 Plan measure workbook Res-ClothesWasher-2021P_v2, for the measure Front Load_CEE Tier 1+Gas DHW_Electric Dryer | 0 | Incremental | 0 | 0 | 0 | 56.1652 | 0 | 0.010194 | 0 | See 'Measure Equipment Cost Source' | NWPPC 2021 Plan measure workbook Res-ClothesWasher-2021P_v2, for the measure Front Load_CEE Tier 1+Gas DHW_Electric Dryer | U | 100% | 99% | 30.62% | 1 | 0 | 18.3357 | See source workbook for details. Includes PSE NEI data where applicable. | NWPPC 2021 Plan measure workbook Res-ClothesWasher-2021P_v2, for the measure Front Load_CEE Tier 1+Gas DHW_Electric Dryer | System | System
Lewis County | Single Family | Water Heat GT 55 Gal | New | Front Load_CEE Tier 1+Gas DHW_Electric Dryer | Washer Savings | 0 | 2024 | 2050 | 0.92861 | per Home | 0 | 0 | 14 | NWPPC 2021 Plan measure workbook Res-ClothesWasher-2021P_v2, for the measure Front Load_CEE Tier 1+Gas DHW_Electric Dryer | 2.537 | 1.651% | NWPPC 2021 Plan measure workbook Res-ClothesWasher-2021P_v2, for the measure Front Load_CEE Tier 1+Gas DHW_Electric Dryer | 117.1317 | NWPPC 2021 Plan measure workbook Res-ClothesWasher-2021P_v2, for the measure Front Load_CEE Tier 1+Gas DHW_Electric Dryer | 0 | Incremental | 0 | 0 | 0 | 56.1652 | 0 | 0.010194 | 0 | See 'Measure Equipment Cost Source' | NWPPC 2021 Plan measure workbook Res-ClothesWasher-2021P_v2, for the measure Front Load_CEE Tier 1+Gas DHW_Electric Dryer | U | 100% | 99% | 30.62% | 1 | 0 | 18.3357 | See source workbook for details. Includes PSE NEI data where applicable. | NWPPC 2021 Plan measure workbook Res-ClothesWasher-2021P_v2, for the measure Front Load_CEE Tier 1+Gas DHW_Electric Dryer | System | System
Lewis County | Single Family - Highly Impacted | Water Heat GT 55 Gal | Existing | Front Load_CEE Tier 1+Gas DHW_Electric Dryer | Washer Savings | 0 | 2024 | 2050 | 0.66799 | per Home | 0 | 0 | 14 | NWPPC 2021 Plan measure workbook Res-ClothesWasher-2021P_v2, for the measure Front Load_CEE Tier 1+Gas DHW_Electric Dryer | 1.825 | 1.36% | NWPPC 2021 Plan measure workbook Res-ClothesWasher-2021P_v2, for the measure Front Load_CEE Tier 1+Gas DHW_Electric Dryer | 84.257 | NWPPC 2021 Plan measure workbook Res-ClothesWasher-2021P_v2, for the measure Front Load_CEE Tier 1+Gas DHW_Electric Dryer | 0 | Incremental | 0 | 0 | 0 | 40.4016 | 0 | 0.0073331 | 0 | See 'Measure Equipment Cost Source' | NWPPC 2021 Plan measure workbook Res-ClothesWasher-2021P_v2, for the measure Front Load_CEE Tier 1+Gas DHW_Electric Dryer | U | 100% | 99% | 23.49% | 1 | 0 | 13.1895 | See source workbook for details. Includes PSE NEI data where applicable. | NWPPC 2021 Plan measure workbook Res-ClothesWasher-2021P_v2, for the measure Front Load_CEE Tier 1+Gas DHW_Electric Dryer | System | System
Lewis County | Single Family - Highly Impacted | Water Heat GT 55 Gal | New | Front Load_CEE Tier 1+Gas DHW_Electric Dryer | Washer Savings | 0 | 2024 | 2050 | 0.66799 | per Home | 0 | 0 | 14 | NWPPC 2021 Plan measure workbook Res-ClothesWasher-2021P_v2, for the measure Front Load_CEE Tier 1+Gas DHW_Electric Dryer | 1.825 | 1.36% | NWPPC 2021 Plan measure workbook Res-ClothesWasher-2021P_v2, for the measure Front Load_CEE Tier 1+Gas DHW_Electric Dryer | 84.257 | NWPPC 2021 Plan measure workbook Res-ClothesWasher-2021P_v2, for the measure Front Load_CEE Tier 1+Gas DHW_Electric Dryer | 0 | Incremental | 0 | 0 | 0 | 40.4016 | 0 | 0.0073331 | 0 | See 'Measure Equipment Cost Source' | NWPPC 2021 Plan measure workbook Res-ClothesWasher-2021P_v2, for the measure Front Load_CEE Tier 1+Gas DHW_Electric Dryer | U | 100% | 99% | 23.49% | 1 | 0 | 13.1895 | See source workbook for details. Includes PSE NEI data where applicable. | NWPPC 2021 Plan measure workbook Res-ClothesWasher-2021P_v2, for the measure Front Load_CEE Tier 1+Gas DHW_Electric Dryer | System | System
Lewis County | Multifamily | Water Heat GT 55 Gal | Existing | Front Load_CEE Tier 1+Gas DHW_Electric Dryer | Washer Savings | 0 | 2024 | 2050 | 0.6367 | per Home | 0 | 0 | 14 | NWPPC 2021 Plan measure workbook Res-ClothesWasher-2021P_v2, for the measure Front Load_CEE Tier 1+Gas DHW_Electric Dryer | 1.7395 | 1.594% | NWPPC 2021 Plan measure workbook Res-ClothesWasher-2021P_v2, for the measure Front Load_CEE Tier 1+Gas DHW_Electric Dryer | 80.311 | NWPPC 2021 Plan measure workbook Res-ClothesWasher-2021P_v2, for the measure Front Load_CEE Tier 1+Gas DHW_Electric Dryer | 0 | Incremental | 0 | 0 | 0 | 38.5095 | 0 | 0.0069897 | 0 | See 'Measure Equipment Cost Source' | NWPPC 2021 Plan measure workbook Res-ClothesWasher-2021P_v2, for the measure Front Load_CEE Tier 1+Gas DHW_Electric Dryer | U | 100% | 99% | 7.004% | 1 | 0 | 12.5718 | See source workbook for details. Includes PSE NEI data where applicable. | NWPPC 2021 Plan measure workbook Res-ClothesWasher-2021P_v2, for the measure Front Load_CEE Tier 1+Gas DHW_Electric Dryer | System | System
Lewis County | Multifamily | Water Heat GT 55 Gal | New | Front Load_CEE Tier 1+Gas DHW_Electric Dryer | Washer Savings | 0 | 2024 | 2050 | 0.6367 | per Home | 0 | 0 | 14 | NWPPC 2021 Plan measure workbook Res-ClothesWasher-2021P_v2, for the measure Front Load_CEE Tier 1+Gas DHW_Electric Dryer | 1.7395 | 1.594% | NWPPC 2021 Plan measure workbook Res-ClothesWasher-2021P_v2, for the measure Front Load_CEE Tier 1+Gas DHW_Electric Dryer | 80.311 | NWPPC 2021 Plan measure workbook Res-ClothesWasher-2021P_v2, for the measure Front Load_CEE Tier 1+Gas DHW_Electric Dryer | 0 | Incremental | 0 | 0 | 0 | 38.5095 | 0 | 0.0069897 | 0 | See 'Measure Equipment Cost Source' | NWPPC 2021 Plan measure workbook Res-ClothesWasher-2021P_v2, for the measure Front Load_CEE Tier 1+Gas DHW_Electric Dryer | U | 100% | 99% | 7.004% | 1 | 0 | 12.5718 | See source workbook for details. Includes PSE NEI data where applicable. | NWPPC 2021 Plan measure workbook Res-ClothesWasher-2021P_v2, for the measure Front Load_CEE Tier 1+Gas DHW_Electric Dryer | System | System
Lewis County | Multifamily - Highly Impacted | Water Heat GT 55 Gal | Existing | Front Load_CEE Tier 1+Gas DHW_Electric Dryer | Washer Savings | 0 | 2024 | 2050 | 0.5404 | per Home | 0 | 0 | 14 | NWPPC 2021 Plan measure workbook Res-ClothesWasher-2021P_v2, for the measure Front Load_CEE Tier 1+Gas DHW_Electric Dryer | 1.4764 | 1.202% | NWPPC 2021 Plan measure workbook Res-ClothesWasher-2021P_v2, for the measure Front Load_CEE Tier 1+Gas DHW_Electric Dryer | 68.1641 | NWPPC 2021 Plan measure workbook Res-ClothesWasher-2021P_v2, for the measure Front Load_CEE Tier 1+Gas DHW_Electric Dryer | 0 | Incremental | 0 | 0 | 0 | 32.685 | 0 | 0.0059325 | 0 | See 'Measure Equipment Cost Source' | NWPPC 2021 Plan measure workbook Res-ClothesWasher-2021P_v2, for the measure Front Load_CEE Tier 1+Gas DHW_Electric Dryer | U | 100% | 99% | 5.279% | 1 | 0 | 10.6704 | See source workbook for details. Includes PSE NEI data where applicable. | NWPPC 2021 Plan measure workbook Res-ClothesWasher-2021P_v2, for the measure Front Load_CEE Tier 1+Gas DHW_Electric Dryer | System | System
Lewis County | Multifamily - Highly Impacted | Water Heat GT 55 Gal | New | Front Load_CEE Tier 1+Gas DHW_Electric Dryer | Washer Savings | 0 | 2024 | 2050 | 0.5404 | per Home | 0 | 0 | 14 | NWPPC 2021 Plan measure workbook Res-ClothesWasher-2021P_v2, for the measure Front Load_CEE Tier 1+Gas DHW_Electric Dryer | 1.4764 | 1.202% | NWPPC 2021 Plan measure workbook Res-ClothesWasher-2021P_v2, for the measure Front Load_CEE Tier 1+Gas DHW_Electric Dryer | 68.1641 | NWPPC 2021 Plan measure workbook Res-ClothesWasher-2021P_v2, for the measure Front Load_CEE Tier 1+Gas DHW_Electric Dryer | 0 | Incremental | 0 | 0 | 0 | 32.685 | 0 | 0.0059325 | 0 | See 'Measure Equipment Cost Source' | NWPPC 2021 Plan measure workbook Res-ClothesWasher-2021P_v2, for the measure Front Load_CEE Tier 1+Gas DHW_Electric Dryer | U | 100% | 99% | 5.279% | 1 | 0 | 10.6704 | See source workbook for details. Includes PSE NEI data where applicable. | NWPPC 2021 Plan measure workbook Res-ClothesWasher-2021P_v2, for the measure Front Load_CEE Tier 1+Gas DHW_Electric Dryer | System | System
Lewis County | Manufactured | Water Heat GT 55 Gal | Existing | Front Load_CEE Tier 1+Gas DHW_Electric Dryer | Washer Savings | 0 | 2024 | 2050 | 0.87443 | per Home | 0 | 0 | 14 | NWPPC 2021 Plan measure workbook Res-ClothesWasher-2021P_v2, for the measure Front Load_CEE Tier 1+Gas DHW_Electric Dryer | 2.389 | 1.754% | NWPPC 2021 Plan measure workbook Res-ClothesWasher-2021P_v2, for the measure Front Load_CEE Tier 1+Gas DHW_Electric Dryer | 110.2974 | NWPPC 2021 Plan measure workbook Res-ClothesWasher-2021P_v2, for the measure Front Load_CEE Tier 1+Gas DHW_Electric Dryer | 0 | Incremental | 0 | 0 | 0 | 52.8881 | 0 | 0.0095994 | 0 | See 'Measure Equipment Cost Source' | NWPPC 2021 Plan measure workbook Res-ClothesWasher-2021P_v2, for the measure Front Load_CEE Tier 1+Gas DHW_Electric Dryer | U | 100% | 99% | 8.558% | 1 | 0 | 17.2659 | See source workbook for details. Includes PSE NEI data where applicable. | NWPPC 2021 Plan measure workbook Res-ClothesWasher-2021P_v2, for the measure Front Load_CEE Tier 1+Gas DHW_Electric Dryer | System | System
Lewis County | Manufactured | Water Heat GT 55 Gal | New | Front Load_CEE Tier 1+Gas DHW_Electric Dryer | Washer Savings | 0 | 2024 | 2050 | 0.87443 | per Home | 0 | 0 | 14 | NWPPC 2021 Plan measure workbook Res-ClothesWasher-2021P_v2, for the measure Front Load_CEE Tier 1+Gas DHW_Electric Dryer | 2.389 | 1.754% | NWPPC 2021 Plan measure workbook Res-ClothesWasher-2021P_v2, for the measure Front Load_CEE Tier 1+Gas DHW_Electric Dryer | 110.2974 | NWPPC 2021 Plan measure workbook Res-ClothesWasher-2021P_v2, for the measure Front Load_CEE Tier 1+Gas DHW_Electric Dryer | 0 | Incremental | 0 | 0 | 0 | 52.8881 | 0 | 0.0095994 | 0 | See 'Measure Equipment Cost Source' | NWPPC 2021 Plan measure workbook Res-ClothesWasher-2021P_v2, for the measure Front Load_CEE Tier 1+Gas DHW_Electric Dryer | U | 100% | 99% | 8.558% | 1 | 0 | 17.2659 | See source workbook for details. Includes PSE NEI data where applicable. | NWPPC 2021 Plan measure workbook Res-ClothesWasher-2021P_v2, for the measure Front Load_CEE Tier 1+Gas DHW_Electric Dryer | System | System
Lewis County | Manufactured - Highly Impacted | Water Heat GT 55 Gal | Existing | Front Load_CEE Tier 1+Gas DHW_Electric Dryer | Washer Savings | 0 | 2024 | 2050 | 0.67793 | per Home | 0 | 0 | 14 | NWPPC 2021 Plan measure workbook Res-ClothesWasher-2021P_v2, for the measure Front Load_CEE Tier 1+Gas DHW_Electric Dryer | 1.8521 | 1.595% | NWPPC 2021 Plan measure workbook Res-ClothesWasher-2021P_v2, for the measure Front Load_CEE Tier 1+Gas DHW_Electric Dryer | 85.5119 | NWPPC 2021 Plan measure workbook Res-ClothesWasher-2021P_v2, for the measure Front Load_CEE Tier 1+Gas DHW_Electric Dryer | 0 | Incremental | 0 | 0 | 0 | 41.0033 | 0 | 0.0074423 | 0 | See 'Measure Equipment Cost Source' | NWPPC 2021 Plan measure workbook Res-ClothesWasher-2021P_v2, for the measure Front Load_CEE Tier 1+Gas DHW_Electric Dryer | U | 100% | 99% | 3.361% | 1 | 0 | 13.386 | See source workbook for details. Includes PSE NEI data where applicable. | NWPPC 2021 Plan measure workbook Res-ClothesWasher-2021P_v2, for the measure Front Load_CEE Tier 1+Gas DHW_Electric Dryer | System | System
Lewis County | Manufactured - Highly Impacted | Water Heat GT 55 Gal | New | Front Load_CEE Tier 1+Gas DHW_Electric Dryer | Washer Savings | 0 | 2024 | 2050 | 0.67793 | per Home | 0 | 0 | 14 | NWPPC 2021 Plan measure workbook Res-ClothesWasher-2021P_v2, for the measure Front Load_CEE Tier 1+Gas DHW_Electric Dryer | 1.8521 | 1.595% | NWPPC 2021 Plan measure workbook Res-ClothesWasher-2021P_v2, for the measure Front Load_CEE Tier 1+Gas DHW_Electric Dryer | 85.5119 | NWPPC 2021 Plan measure workbook Res-ClothesWasher-2021P_v2, for the measure Front Load_CEE Tier 1+Gas DHW_Electric Dryer | 0 | Incremental | 0 | 0 | 0 | 41.0033 | 0 | 0.0074423 | 0 | See 'Measure Equipment Cost Source' | NWPPC 2021 Plan measure workbook Res-ClothesWasher-2021P_v2, for the measure Front Load_CEE Tier 1+Gas DHW_Electric Dryer | U | 100% | 99% | 3.361% | 1 | 0 | 13.386 | See source workbook for details. Includes PSE NEI data where applicable. | NWPPC 2021 Plan measure workbook Res-ClothesWasher-2021P_v2, for the measure Front Load_CEE Tier 1+Gas DHW_Electric Dryer | System | System
Lewis County | Single Family | Water Heat LE 55 Gal | Existing | Front Load_CEE Tier 1+Gas DHW_Gas Dryer | Washer Savings | 0 | 2024 | 2050 | 0.92861 | per Home | 0 | 0 | 14 | NWPPC 2021 Plan measure workbook Res-ClothesWasher-2021P_v2, for the measure Front Load_CEE Tier 1+Gas DHW_Gas Dryer | 7.947 | 4.392% | NWPPC 2021 Plan measure workbook Res-ClothesWasher-2021P_v2, for the measure Front Load_CEE Tier 1+Gas DHW_Gas Dryer | -12.5512 | NWPPC 2021 Plan measure workbook Res-ClothesWasher-2021P_v2, for the measure Front Load_CEE Tier 1+Gas DHW_Gas Dryer | 0 | Incremental | 0 | 0 | 0 | 56.1652 | 0 | 0.010194 | 0 | See 'Measure Equipment Cost Source' | NWPPC 2021 Plan measure workbook Res-ClothesWasher-2021P_v2, for the measure Front Load_CEE Tier 1+Gas DHW_Gas Dryer | V | 100% | 99% | 4.886% | 1 | 0 | 18.3357 | See source workbook for details. Includes PSE NEI data where applicable. | NWPPC 2021 Plan measure workbook Res-ClothesWasher-2021P_v2, for the measure Front Load_CEE Tier 1+Gas DHW_Gas Dryer | System | System
Lewis County | Single Family | Water Heat LE 55 Gal | New | Front Load_CEE Tier 1+Gas DHW_Gas Dryer | Washer Savings | 0 | 2024 | 2050 | 0.92861 | per Home | 0 | 0 | 14 | NWPPC 2021 Plan measure workbook Res-ClothesWasher-2021P_v2, for the measure Front Load_CEE Tier 1+Gas DHW_Gas Dryer | 7.6613 | 4.392% | NWPPC 2021 Plan measure workbook Res-ClothesWasher-2021P_v2, for the measure Front Load_CEE Tier 1+Gas DHW_Gas Dryer | -12.5512 | NWPPC 2021 Plan measure workbook Res-ClothesWasher-2021P_v2, for the measure Front Load_CEE Tier 1+Gas DHW_Gas Dryer | 0 | Incremental | 0 | 0 | 0 | 56.1652 | 0 | 0.010194 | 0 | See 'Measure Equipment Cost Source' | NWPPC 2021 Plan measure workbook Res-ClothesWasher-2021P_v2, for the measure Front Load_CEE Tier 1+Gas DHW_Gas Dryer | V | 100% | 99% | 4.886% | 1 | 0 | 18.3357 | See source workbook for details. Includes PSE NEI data where applicable. | NWPPC 2021 Plan measure workbook Res-ClothesWasher-2021P_v2, for the measure Front Load_CEE Tier 1+Gas DHW_Gas Dryer | System | System
Lewis County | Single Family - Highly Impacted | Water Heat LE 55 Gal | Existing | Front Load_CEE Tier 1+Gas DHW_Gas Dryer | Washer Savings | 0 | 2024 | 2050 | 0.66799 | per Home | 0 | 0 | 14 | NWPPC 2021 Plan measure workbook Res-ClothesWasher-2021P_v2, for the measure Front Load_CEE Tier 1+Gas DHW_Gas Dryer | 5.7166 | 3.616% | NWPPC 2021 Plan measure workbook Res-ClothesWasher-2021P_v2, for the measure Front Load_CEE Tier 1+Gas DHW_Gas Dryer | -9.0285 | NWPPC 2021 Plan measure workbook Res-ClothesWasher-2021P_v2, for the measure Front Load_CEE Tier 1+Gas DHW_Gas Dryer | 0 | Incremental | 0 | 0 | 0 | 40.4016 | 0 | 0.0073331 | 0 | See 'Measure Equipment Cost Source' | NWPPC 2021 Plan measure workbook Res-ClothesWasher-2021P_v2, for the measure Front Load_CEE Tier 1+Gas DHW_Gas Dryer | V | 100% | 99% | 3.016% | 1 | 0 | 13.1895 | See source workbook for details. Includes PSE NEI data where applicable. | NWPPC 2021 Plan measure workbook Res-ClothesWasher-2021P_v2, for the measure Front Load_CEE Tier 1+Gas DHW_Gas Dryer | System | System
Lewis County | Single Family - Highly Impacted | Water Heat LE 55 Gal | New | Front Load_CEE Tier 1+Gas DHW_Gas Dryer | Washer Savings | 0 | 2024 | 2050 | 0.66799 | per Home | 0 | 0 | 14 | NWPPC 2021 Plan measure workbook Res-ClothesWasher-2021P_v2, for the measure Front Load_CEE Tier 1+Gas DHW_Gas Dryer | 5.5111 | 3.616% | NWPPC 2021 Plan measure workbook Res-ClothesWasher-2021P_v2, for the measure Front Load_CEE Tier 1+Gas DHW_Gas Dryer | -9.0285 | NWPPC 2021 Plan measure workbook Res-ClothesWasher-2021P_v2, for the measure Front Load_CEE Tier 1+Gas DHW_Gas Dryer | 0 | Incremental | 0 | 0 | 0 | 40.4016 | 0 | 0.0073331 | 0 | See 'Measure Equipment Cost Source' | NWPPC 2021 Plan measure workbook Res-ClothesWasher-2021P_v2, for the measure Front Load_CEE Tier 1+Gas DHW_Gas Dryer | V | 100% | 99% | 3.016% | 1 | 0 | 13.1895 | See source workbook for details. Includes PSE NEI data where applicable. | NWPPC 2021 Plan measure workbook Res-ClothesWasher-2021P_v2, for the measure Front Load_CEE Tier 1+Gas DHW_Gas Dryer | System | System
Lewis County | Multifamily | Water Heat LE 55 Gal | Existing | Front Load_CEE Tier 1+Gas DHW_Gas Dryer | Washer Savings | 0 | 2024 | 2050 | 0.6367 | per Home | 0 | 0 | 14 | NWPPC 2021 Plan measure workbook Res-ClothesWasher-2021P_v2, for the measure Front Load_CEE Tier 1+Gas DHW_Gas Dryer | 5.4489 | 4.24% | NWPPC 2021 Plan measure workbook Res-ClothesWasher-2021P_v2, for the measure Front Load_CEE Tier 1+Gas DHW_Gas Dryer | -8.6057 | NWPPC 2021 Plan measure workbook Res-ClothesWasher-2021P_v2, for the measure Front Load_CEE Tier 1+Gas DHW_Gas Dryer | 0 | Incremental | 0 | 0 | 0 | 38.5095 | 0 | 0.0069897 | 0 | See 'Measure Equipment Cost Source' | NWPPC 2021 Plan measure workbook Res-ClothesWasher-2021P_v2, for the measure Front Load_CEE Tier 1+Gas DHW_Gas Dryer | V | 100% | 99% | 0.1369% | 1 | 0 | 12.5718 | See source workbook for details. Includes PSE NEI data where applicable. | NWPPC 2021 Plan measure workbook Res-ClothesWasher-2021P_v2, for the measure Front Load_CEE Tier 1+Gas DHW_Gas Dryer | System | System
Lewis County | Multifamily | Water Heat LE 55 Gal | New | Front Load_CEE Tier 1+Gas DHW_Gas Dryer | Washer Savings | 0 | 2024 | 2050 | 0.6367 | per Home | 0 | 0 | 14 | NWPPC 2021 Plan measure workbook Res-ClothesWasher-2021P_v2, for the measure Front Load_CEE Tier 1+Gas DHW_Gas Dryer | 5.253 | 4.24% | NWPPC 2021 Plan measure workbook Res-ClothesWasher-2021P_v2, for the measure Front Load_CEE Tier 1+Gas DHW_Gas Dryer | -8.6057 | NWPPC 2021 Plan measure workbook Res-ClothesWasher-2021P_v2, for the measure Front Load_CEE Tier 1+Gas DHW_Gas Dryer | 0 | Incremental | 0 | 0 | 0 | 38.5095 | 0 | 0.0069897 | 0 | See 'Measure Equipment Cost Source' | NWPPC 2021 Plan measure workbook Res-ClothesWasher-2021P_v2, for the measure Front Load_CEE Tier 1+Gas DHW_Gas Dryer | V | 100% | 99% | 0.1369% | 1 | 0 | 12.5718 | See source workbook for details. Includes PSE NEI data where applicable. | NWPPC 2021 Plan measure workbook Res-ClothesWasher-2021P_v2, for the measure Front Load_CEE Tier 1+Gas DHW_Gas Dryer | System | System
Lewis County | Multifamily - Highly Impacted | Water Heat LE 55 Gal | Existing | Front Load_CEE Tier 1+Gas DHW_Gas Dryer | Washer Savings | 0 | 2024 | 2050 | 0.5404 | per Home | 0 | 0 | 14 | NWPPC 2021 Plan measure workbook Res-ClothesWasher-2021P_v2, for the measure Front Load_CEE Tier 1+Gas DHW_Gas Dryer | 4.6247 | 3.197% | NWPPC 2021 Plan measure workbook Res-ClothesWasher-2021P_v2, for the measure Front Load_CEE Tier 1+Gas DHW_Gas Dryer | -7.3041 | NWPPC 2021 Plan measure workbook Res-ClothesWasher-2021P_v2, for the measure Front Load_CEE Tier 1+Gas DHW_Gas Dryer | 0 | Incremental | 0 | 0 | 0 | 32.685 | 0 | 0.0059325 | 0 | See 'Measure Equipment Cost Source' | NWPPC 2021 Plan measure workbook Res-ClothesWasher-2021P_v2, for the measure Front Load_CEE Tier 1+Gas DHW_Gas Dryer | V | 100% | 99% | 0.07744% | 1 | 0 | 10.6704 | See source workbook for details. Includes PSE NEI data where applicable. | NWPPC 2021 Plan measure workbook Res-ClothesWasher-2021P_v2, for the measure Front Load_CEE Tier 1+Gas DHW_Gas Dryer | System | System
Lewis County | Multifamily - Highly Impacted | Water Heat LE 55 Gal | New | Front Load_CEE Tier 1+Gas DHW_Gas Dryer | Washer Savings | 0 | 2024 | 2050 | 0.5404 | per Home | 0 | 0 | 14 | NWPPC 2021 Plan measure workbook Res-ClothesWasher-2021P_v2, for the measure Front Load_CEE Tier 1+Gas DHW_Gas Dryer | 4.4585 | 3.197% | NWPPC 2021 Plan measure workbook Res-ClothesWasher-2021P_v2, for the measure Front Load_CEE Tier 1+Gas DHW_Gas Dryer | -7.3041 | NWPPC 2021 Plan measure workbook Res-ClothesWasher-2021P_v2, for the measure Front Load_CEE Tier 1+Gas DHW_Gas Dryer | 0 | Incremental | 0 | 0 | 0 | 32.685 | 0 | 0.0059325 | 0 | See 'Measure Equipment Cost Source' | NWPPC 2021 Plan measure workbook Res-ClothesWasher-2021P_v2, for the measure Front Load_CEE Tier 1+Gas DHW_Gas Dryer | V | 100% | 99% | 0.07744% | 1 | 0 | 10.6704 | See source workbook for details. Includes PSE NEI data where applicable. | NWPPC 2021 Plan measure workbook Res-ClothesWasher-2021P_v2, for the measure Front Load_CEE Tier 1+Gas DHW_Gas Dryer | System | System
Lewis County | Manufactured | Water Heat LE 55 Gal | Existing | Front Load_CEE Tier 1+Gas DHW_Gas Dryer | Washer Savings | 0 | 2024 | 2050 | 0.87443 | per Home | 0 | 0 | 14 | NWPPC 2021 Plan measure workbook Res-ClothesWasher-2021P_v2, for the measure Front Load_CEE Tier 1+Gas DHW_Gas Dryer | 7.4833 | 4.666% | NWPPC 2021 Plan measure workbook Res-ClothesWasher-2021P_v2, for the measure Front Load_CEE Tier 1+Gas DHW_Gas Dryer | -11.8189 | NWPPC 2021 Plan measure workbook Res-ClothesWasher-2021P_v2, for the measure Front Load_CEE Tier 1+Gas DHW_Gas Dryer | 0 | Incremental | 0 | 0 | 0 | 52.8881 | 0 | 0.0095994 | 0 | See 'Measure Equipment Cost Source' | NWPPC 2021 Plan measure workbook Res-ClothesWasher-2021P_v2, for the measure Front Load_CEE Tier 1+Gas DHW_Gas Dryer | V | 100% | 99% | 0.7039% | 1 | 0 | 17.2659 | See source workbook for details. Includes PSE NEI data where applicable. | NWPPC 2021 Plan measure workbook Res-ClothesWasher-2021P_v2, for the measure Front Load_CEE Tier 1+Gas DHW_Gas Dryer | System | System
Lewis County | Manufactured | Water Heat LE 55 Gal | New | Front Load_CEE Tier 1+Gas DHW_Gas Dryer | Washer Savings | 0 | 2024 | 2050 | 0.87443 | per Home | 0 | 0 | 14 | NWPPC 2021 Plan measure workbook Res-ClothesWasher-2021P_v2, for the measure Front Load_CEE Tier 1+Gas DHW_Gas Dryer | 7.2143 | 4.666% | NWPPC 2021 Plan measure workbook Res-ClothesWasher-2021P_v2, for the measure Front Load_CEE Tier 1+Gas DHW_Gas Dryer | -11.8189 | NWPPC 2021 Plan measure workbook Res-ClothesWasher-2021P_v2, for the measure Front Load_CEE Tier 1+Gas DHW_Gas Dryer | 0 | Incremental | 0 | 0 | 0 | 52.8881 | 0 | 0.0095994 | 0 | See 'Measure Equipment Cost Source' | NWPPC 2021 Plan measure workbook Res-ClothesWasher-2021P_v2, for the measure Front Load_CEE Tier 1+Gas DHW_Gas Dryer | V | 100% | 99% | 0.7039% | 1 | 0 | 17.2659 | See source workbook for details. Includes PSE NEI data where applicable. | NWPPC 2021 Plan measure workbook Res-ClothesWasher-2021P_v2, for the measure Front Load_CEE Tier 1+Gas DHW_Gas Dryer | System | System
Lewis County | Manufactured - Highly Impacted | Water Heat LE 55 Gal | Existing | Front Load_CEE Tier 1+Gas DHW_Gas Dryer | Washer Savings | 0 | 2024 | 2050 | 0.67793 | per Home | 0 | 0 | 14 | NWPPC 2021 Plan measure workbook Res-ClothesWasher-2021P_v2, for the measure Front Load_CEE Tier 1+Gas DHW_Gas Dryer | 5.8017 | 4.242% | NWPPC 2021 Plan measure workbook Res-ClothesWasher-2021P_v2, for the measure Front Load_CEE Tier 1+Gas DHW_Gas Dryer | -9.163 | NWPPC 2021 Plan measure workbook Res-ClothesWasher-2021P_v2, for the measure Front Load_CEE Tier 1+Gas DHW_Gas Dryer | 0 | Incremental | 0 | 0 | 0 | 41.0033 | 0 | 0.0074423 | 0 | See 'Measure Equipment Cost Source' | NWPPC 2021 Plan measure workbook Res-ClothesWasher-2021P_v2, for the measure Front Load_CEE Tier 1+Gas DHW_Gas Dryer | V | 100% | 99% | 0.03633% | 1 | 0 | 13.386 | See source workbook for details. Includes PSE NEI data where applicable. | NWPPC 2021 Plan measure workbook Res-ClothesWasher-2021P_v2, for the measure Front Load_CEE Tier 1+Gas DHW_Gas Dryer | System | System
Lewis County | Manufactured - Highly Impacted | Water Heat LE 55 Gal | New | Front Load_CEE Tier 1+Gas DHW_Gas Dryer | Washer Savings | 0 | 2024 | 2050 | 0.67793 | per Home | 0 | 0 | 14 | NWPPC 2021 Plan measure workbook Res-ClothesWasher-2021P_v2, for the measure Front Load_CEE Tier 1+Gas DHW_Gas Dryer | 5.5931 | 4.242% | NWPPC 2021 Plan measure workbook Res-ClothesWasher-2021P_v2, for the measure Front Load_CEE Tier 1+Gas DHW_Gas Dryer | -9.163 | NWPPC 2021 Plan measure workbook Res-ClothesWasher-2021P_v2, for the measure Front Load_CEE Tier 1+Gas DHW_Gas Dryer | 0 | Incremental | 0 | 0 | 0 | 41.0033 | 0 | 0.0074423 | 0 | See 'Measure Equipment Cost Source' | NWPPC 2021 Plan measure workbook Res-ClothesWasher-2021P_v2, for the measure Front Load_CEE Tier 1+Gas DHW_Gas Dryer | V | 100% | 99% | 0.03633% | 1 | 0 | 13.386 | See source workbook for details. Includes PSE NEI data where applicable. | NWPPC 2021 Plan measure workbook Res-ClothesWasher-2021P_v2, for the measure Front Load_CEE Tier 1+Gas DHW_Gas Dryer | System | System
Lewis County | Single Family | Water Heat GT 55 Gal | Existing | Front Load_CEE Tier 1+Gas DHW_Gas Dryer | Washer Savings | 0 | 2024 | 2050 | 0.92861 | per Home | 0 | 0 | 14 | NWPPC 2021 Plan measure workbook Res-ClothesWasher-2021P_v2, for the measure Front Load_CEE Tier 1+Gas DHW_Gas Dryer | 6.7481 | 4.392% | NWPPC 2021 Plan measure workbook Res-ClothesWasher-2021P_v2, for the measure Front Load_CEE Tier 1+Gas DHW_Gas Dryer | -12.5512 | NWPPC 2021 Plan measure workbook Res-ClothesWasher-2021P_v2, for the measure Front Load_CEE Tier 1+Gas DHW_Gas Dryer | 0 | Incremental | 0 | 0 | 0 | 56.1652 | 0 | 0.010194 | 0 | See 'Measure Equipment Cost Source' | NWPPC 2021 Plan measure workbook Res-ClothesWasher-2021P_v2, for the measure Front Load_CEE Tier 1+Gas DHW_Gas Dryer | V | 100% | 99% | 4.886% | 1 | 0 | 18.3357 | See source workbook for details. Includes PSE NEI data where applicable. | NWPPC 2021 Plan measure workbook Res-ClothesWasher-2021P_v2, for the measure Front Load_CEE Tier 1+Gas DHW_Gas Dryer | System | System
Lewis County | Single Family | Water Heat GT 55 Gal | New | Front Load_CEE Tier 1+Gas DHW_Gas Dryer | Washer Savings | 0 | 2024 | 2050 | 0.92861 | per Home | 0 | 0 | 14 | NWPPC 2021 Plan measure workbook Res-ClothesWasher-2021P_v2, for the measure Front Load_CEE Tier 1+Gas DHW_Gas Dryer | 6.7481 | 4.392% | NWPPC 2021 Plan measure workbook Res-ClothesWasher-2021P_v2, for the measure Front Load_CEE Tier 1+Gas DHW_Gas Dryer | -12.5512 | NWPPC 2021 Plan measure workbook Res-ClothesWasher-2021P_v2, for the measure Front Load_CEE Tier 1+Gas DHW_Gas Dryer | 0 | Incremental | 0 | 0 | 0 | 56.1652 | 0 | 0.010194 | 0 | See 'Measure Equipment Cost Source' | NWPPC 2021 Plan measure workbook Res-ClothesWasher-2021P_v2, for the measure Front Load_CEE Tier 1+Gas DHW_Gas Dryer | V | 100% | 99% | 4.886% | 1 | 0 | 18.3357 | See source workbook for details. Includes PSE NEI data where applicable. | NWPPC 2021 Plan measure workbook Res-ClothesWasher-2021P_v2, for the measure Front Load_CEE Tier 1+Gas DHW_Gas Dryer | System | System
Lewis County | Single Family - Highly Impacted | Water Heat GT 55 Gal | Existing | Front Load_CEE Tier 1+Gas DHW_Gas Dryer | Washer Savings | 0 | 2024 | 2050 | 0.66799 | per Home | 0 | 0 | 14 | NWPPC 2021 Plan measure workbook Res-ClothesWasher-2021P_v2, for the measure Front Load_CEE Tier 1+Gas DHW_Gas Dryer | 4.8541 | 3.616% | NWPPC 2021 Plan measure workbook Res-ClothesWasher-2021P_v2, for the measure Front Load_CEE Tier 1+Gas DHW_Gas Dryer | -9.0285 | NWPPC 2021 Plan measure workbook Res-ClothesWasher-2021P_v2, for the measure Front Load_CEE Tier 1+Gas DHW_Gas Dryer | 0 | Incremental | 0 | 0 | 0 | 40.4016 | 0 | 0.0073331 | 0 | See 'Measure Equipment Cost Source' | NWPPC 2021 Plan measure workbook Res-ClothesWasher-2021P_v2, for the measure Front Load_CEE Tier 1+Gas DHW_Gas Dryer | V | 100% | 99% | 3.016% | 1 | 0 | 13.1895 | See source workbook for details. Includes PSE NEI data where applicable. | NWPPC 2021 Plan measure workbook Res-ClothesWasher-2021P_v2, for the measure Front Load_CEE Tier 1+Gas DHW_Gas Dryer | System | System
Lewis County | Single Family - Highly Impacted | Water Heat GT 55 Gal | New | Front Load_CEE Tier 1+Gas DHW_Gas Dryer | Washer Savings | 0 | 2024 | 2050 | 0.66799 | per Home | 0 | 0 | 14 | NWPPC 2021 Plan measure workbook Res-ClothesWasher-2021P_v2, for the measure Front Load_CEE Tier 1+Gas DHW_Gas Dryer | 4.8541 | 3.616% | NWPPC 2021 Plan measure workbook Res-ClothesWasher-2021P_v2, for the measure Front Load_CEE Tier 1+Gas DHW_Gas Dryer | -9.0285 | NWPPC 2021 Plan measure workbook Res-ClothesWasher-2021P_v2, for the measure Front Load_CEE Tier 1+Gas DHW_Gas Dryer | 0 | Incremental | 0 | 0 | 0 | 40.4016 | 0 | 0.0073331 | 0 | See 'Measure Equipment Cost Source' | NWPPC 2021 Plan measure workbook Res-ClothesWasher-2021P_v2, for the measure Front Load_CEE Tier 1+Gas DHW_Gas Dryer | V | 100% | 99% | 3.016% | 1 | 0 | 13.1895 | See source workbook for details. Includes PSE NEI data where applicable. | NWPPC 2021 Plan measure workbook Res-ClothesWasher-2021P_v2, for the measure Front Load_CEE Tier 1+Gas DHW_Gas Dryer | System | System
Lewis County | Multifamily | Water Heat GT 55 Gal | Existing | Front Load_CEE Tier 1+Gas DHW_Gas Dryer | Washer Savings | 0 | 2024 | 2050 | 0.6367 | per Home | 0 | 0 | 14 | NWPPC 2021 Plan measure workbook Res-ClothesWasher-2021P_v2, for the measure Front Load_CEE Tier 1+Gas DHW_Gas Dryer | 4.6268 | 4.24% | NWPPC 2021 Plan measure workbook Res-ClothesWasher-2021P_v2, for the measure Front Load_CEE Tier 1+Gas DHW_Gas Dryer | -8.6057 | NWPPC 2021 Plan measure workbook Res-ClothesWasher-2021P_v2, for the measure Front Load_CEE Tier 1+Gas DHW_Gas Dryer | 0 | Incremental | 0 | 0 | 0 | 38.5095 | 0 | 0.0069897 | 0 | See 'Measure Equipment Cost Source' | NWPPC 2021 Plan measure workbook Res-ClothesWasher-2021P_v2, for the measure Front Load_CEE Tier 1+Gas DHW_Gas Dryer | V | 100% | 99% | 0.1369% | 1 | 0 | 12.5718 | See source workbook for details. Includes PSE NEI data where applicable. | NWPPC 2021 Plan measure workbook Res-ClothesWasher-2021P_v2, for the measure Front Load_CEE Tier 1+Gas DHW_Gas Dryer | System | System
Lewis County | Multifamily | Water Heat GT 55 Gal | New | Front Load_CEE Tier 1+Gas DHW_Gas Dryer | Washer Savings | 0 | 2024 | 2050 | 0.6367 | per Home | 0 | 0 | 14 | NWPPC 2021 Plan measure workbook Res-ClothesWasher-2021P_v2, for the measure Front Load_CEE Tier 1+Gas DHW_Gas Dryer | 4.6268 | 4.24% | NWPPC 2021 Plan measure workbook Res-ClothesWasher-2021P_v2, for the measure Front Load_CEE Tier 1+Gas DHW_Gas Dryer | -8.6057 | NWPPC 2021 Plan measure workbook Res-ClothesWasher-2021P_v2, for the measure Front Load_CEE Tier 1+Gas DHW_Gas Dryer | 0 | Incremental | 0 | 0 | 0 | 38.5095 | 0 | 0.0069897 | 0 | See 'Measure Equipment Cost Source' | NWPPC 2021 Plan measure workbook Res-ClothesWasher-2021P_v2, for the measure Front Load_CEE Tier 1+Gas DHW_Gas Dryer | V | 100% | 99% | 0.1369% | 1 | 0 | 12.5718 | See source workbook for details. Includes PSE NEI data where applicable. | NWPPC 2021 Plan measure workbook Res-ClothesWasher-2021P_v2, for the measure Front Load_CEE Tier 1+Gas DHW_Gas Dryer | System | System
Lewis County | Multifamily - Highly Impacted | Water Heat GT 55 Gal | Existing | Front Load_CEE Tier 1+Gas DHW_Gas Dryer | Washer Savings | 0 | 2024 | 2050 | 0.5404 | per Home | 0 | 0 | 14 | NWPPC 2021 Plan measure workbook Res-ClothesWasher-2021P_v2, for the measure Front Load_CEE Tier 1+Gas DHW_Gas Dryer | 3.927 | 3.197% | NWPPC 2021 Plan measure workbook Res-ClothesWasher-2021P_v2, for the measure Front Load_CEE Tier 1+Gas DHW_Gas Dryer | -7.3041 | NWPPC 2021 Plan measure workbook Res-ClothesWasher-2021P_v2, for the measure Front Load_CEE Tier 1+Gas DHW_Gas Dryer | 0 | Incremental | 0 | 0 | 0 | 32.685 | 0 | 0.0059325 | 0 | See 'Measure Equipment Cost Source' | NWPPC 2021 Plan measure workbook Res-ClothesWasher-2021P_v2, for the measure Front Load_CEE Tier 1+Gas DHW_Gas Dryer | V | 100% | 99% | 0.07744% | 1 | 0 | 10.6704 | See source workbook for details. Includes PSE NEI data where applicable. | NWPPC 2021 Plan measure workbook Res-ClothesWasher-2021P_v2, for the measure Front Load_CEE Tier 1+Gas DHW_Gas Dryer | System | System
Lewis County | Multifamily - Highly Impacted | Water Heat GT 55 Gal | New | Front Load_CEE Tier 1+Gas DHW_Gas Dryer | Washer Savings | 0 | 2024 | 2050 | 0.5404 | per Home | 0 | 0 | 14 | NWPPC 2021 Plan measure workbook Res-ClothesWasher-2021P_v2, for the measure Front Load_CEE Tier 1+Gas DHW_Gas Dryer | 3.927 | 3.197% | NWPPC 2021 Plan measure workbook Res-ClothesWasher-2021P_v2, for the measure Front Load_CEE Tier 1+Gas DHW_Gas Dryer | -7.3041 | NWPPC 2021 Plan measure workbook Res-ClothesWasher-2021P_v2, for the measure Front Load_CEE Tier 1+Gas DHW_Gas Dryer | 0 | Incremental | 0 | 0 | 0 | 32.685 | 0 | 0.0059325 | 0 | See 'Measure Equipment Cost Source' | NWPPC 2021 Plan measure workbook Res-ClothesWasher-2021P_v2, for the measure Front Load_CEE Tier 1+Gas DHW_Gas Dryer | V | 100% | 99% | 0.07744% | 1 | 0 | 10.6704 | See source workbook for details. Includes PSE NEI data where applicable. | NWPPC 2021 Plan measure workbook Res-ClothesWasher-2021P_v2, for the measure Front Load_CEE Tier 1+Gas DHW_Gas Dryer | System | System
Lewis County | Manufactured | Water Heat GT 55 Gal | Existing | Front Load_CEE Tier 1+Gas DHW_Gas Dryer | Washer Savings | 0 | 2024 | 2050 | 0.87443 | per Home | 0 | 0 | 14 | NWPPC 2021 Plan measure workbook Res-ClothesWasher-2021P_v2, for the measure Front Load_CEE Tier 1+Gas DHW_Gas Dryer | 6.3543 | 4.666% | NWPPC 2021 Plan measure workbook Res-ClothesWasher-2021P_v2, for the measure Front Load_CEE Tier 1+Gas DHW_Gas Dryer | -11.8189 | NWPPC 2021 Plan measure workbook Res-ClothesWasher-2021P_v2, for the measure Front Load_CEE Tier 1+Gas DHW_Gas Dryer | 0 | Incremental | 0 | 0 | 0 | 52.8881 | 0 | 0.0095994 | 0 | See 'Measure Equipment Cost Source' | NWPPC 2021 Plan measure workbook Res-ClothesWasher-2021P_v2, for the measure Front Load_CEE Tier 1+Gas DHW_Gas Dryer | V | 100% | 99% | 0.7039% | 1 | 0 | 17.2659 | See source workbook for details. Includes PSE NEI data where applicable. | NWPPC 2021 Plan measure workbook Res-ClothesWasher-2021P_v2, for the measure Front Load_CEE Tier 1+Gas DHW_Gas Dryer | System | System
Lewis County | Manufactured | Water Heat GT 55 Gal | New | Front Load_CEE Tier 1+Gas DHW_Gas Dryer | Washer Savings | 0 | 2024 | 2050 | 0.87443 | per Home | 0 | 0 | 14 | NWPPC 2021 Plan measure workbook Res-ClothesWasher-2021P_v2, for the measure Front Load_CEE Tier 1+Gas DHW_Gas Dryer | 6.3543 | 4.666% | NWPPC 2021 Plan measure workbook Res-ClothesWasher-2021P_v2, for the measure Front Load_CEE Tier 1+Gas DHW_Gas Dryer | -11.8189 | NWPPC 2021 Plan measure workbook Res-ClothesWasher-2021P_v2, for the measure Front Load_CEE Tier 1+Gas DHW_Gas Dryer | 0 | Incremental | 0 | 0 | 0 | 52.8881 | 0 | 0.0095994 | 0 | See 'Measure Equipment Cost Source' | NWPPC 2021 Plan measure workbook Res-ClothesWasher-2021P_v2, for the measure Front Load_CEE Tier 1+Gas DHW_Gas Dryer | V | 100% | 99% | 0.7039% | 1 | 0 | 17.2659 | See source workbook for details. Includes PSE NEI data where applicable. | NWPPC 2021 Plan measure workbook Res-ClothesWasher-2021P_v2, for the measure Front Load_CEE Tier 1+Gas DHW_Gas Dryer | System | System
Lewis County | Manufactured - Highly Impacted | Water Heat GT 55 Gal | Existing | Front Load_CEE Tier 1+Gas DHW_Gas Dryer | Washer Savings | 0 | 2024 | 2050 | 0.67793 | per Home | 0 | 0 | 14 | NWPPC 2021 Plan measure workbook Res-ClothesWasher-2021P_v2, for the measure Front Load_CEE Tier 1+Gas DHW_Gas Dryer | 4.9264 | 4.242% | NWPPC 2021 Plan measure workbook Res-ClothesWasher-2021P_v2, for the measure Front Load_CEE Tier 1+Gas DHW_Gas Dryer | -9.163 | NWPPC 2021 Plan measure workbook Res-ClothesWasher-2021P_v2, for the measure Front Load_CEE Tier 1+Gas DHW_Gas Dryer | 0 | Incremental | 0 | 0 | 0 | 41.0033 | 0 | 0.0074423 | 0 | See 'Measure Equipment Cost Source' | NWPPC 2021 Plan measure workbook Res-ClothesWasher-2021P_v2, for the measure Front Load_CEE Tier 1+Gas DHW_Gas Dryer | V | 100% | 99% | 0.03633% | 1 | 0 | 13.386 | See source workbook for details. Includes PSE NEI data where applicable. | NWPPC 2021 Plan measure workbook Res-ClothesWasher-2021P_v2, for the measure Front Load_CEE Tier 1+Gas DHW_Gas Dryer | System | System
Lewis County | Manufactured - Highly Impacted | Water Heat GT 55 Gal | New | Front Load_CEE Tier 1+Gas DHW_Gas Dryer | Washer Savings | 0 | 2024 | 2050 | 0.67793 | per Home | 0 | 0 | 14 | NWPPC 2021 Plan measure workbook Res-ClothesWasher-2021P_v2, for the measure Front Load_CEE Tier 1+Gas DHW_Gas Dryer | 4.9264 | 4.242% | NWPPC 2021 Plan measure workbook Res-ClothesWasher-2021P_v2, for the measure Front Load_CEE Tier 1+Gas DHW_Gas Dryer | -9.163 | NWPPC 2021 Plan measure workbook Res-ClothesWasher-2021P_v2, for the measure Front Load_CEE Tier 1+Gas DHW_Gas Dryer | 0 | Incremental | 0 | 0 | 0 | 41.0033 | 0 | 0.0074423 | 0 | See 'Measure Equipment Cost Source' | NWPPC 2021 Plan measure workbook Res-ClothesWasher-2021P_v2, for the measure Front Load_CEE Tier 1+Gas DHW_Gas Dryer | V | 100% | 99% | 0.03633% | 1 | 0 | 13.386 | See source workbook for details. Includes PSE NEI data where applicable. | NWPPC 2021 Plan measure workbook Res-ClothesWasher-2021P_v2, for the measure Front Load_CEE Tier 1+Gas DHW_Gas Dryer | System | System
Lewis County | Single Family | Water Heat LE 55 Gal | Existing | Front Load_CEE Tier 2+Gas DHW_Electric Dryer | Washer Savings | 0 | 2024 | 2050 | 0.92861 | per Home | 0 | 0 | 14 | NWPPC 2021 Plan measure workbook Res-ClothesWasher-2021P_v2, for the measure Front Load_CEE Tier 2+Gas DHW_Electric Dryer | 3.6191 | 2% | NWPPC 2021 Plan measure workbook Res-ClothesWasher-2021P_v2, for the measure Front Load_CEE Tier 2+Gas DHW_Electric Dryer | 145.7239 | NWPPC 2021 Plan measure workbook Res-ClothesWasher-2021P_v2, for the measure Front Load_CEE Tier 2+Gas DHW_Electric Dryer | 0 | Incremental | 0 | 0 | 0 | 81.1955 | 0 | 0.010194 | 0 | See 'Measure Equipment Cost Source' | NWPPC 2021 Plan measure workbook Res-ClothesWasher-2021P_v2, for the measure Front Load_CEE Tier 2+Gas DHW_Electric Dryer | U | 100% | 99% | 30.62% | 1 | 0 | 20.9505 | See source workbook for details. Includes PSE NEI data where applicable. | NWPPC 2021 Plan measure workbook Res-ClothesWasher-2021P_v2, for the measure Front Load_CEE Tier 2+Gas DHW_Electric Dryer | System | System
Lewis County | Single Family | Water Heat LE 55 Gal | New | Front Load_CEE Tier 2+Gas DHW_Electric Dryer | Washer Savings | 0 | 2024 | 2050 | 0.92861 | per Home | 0 | 0 | 14 | NWPPC 2021 Plan measure workbook Res-ClothesWasher-2021P_v2, for the measure Front Load_CEE Tier 2+Gas DHW_Electric Dryer | 3.489 | 2% | NWPPC 2021 Plan measure workbook Res-ClothesWasher-2021P_v2, for the measure Front Load_CEE Tier 2+Gas DHW_Electric Dryer | 145.7239 | NWPPC 2021 Plan measure workbook Res-ClothesWasher-2021P_v2, for the measure Front Load_CEE Tier 2+Gas DHW_Electric Dryer | 0 | Incremental | 0 | 0 | 0 | 81.1955 | 0 | 0.010194 | 0 | See 'Measure Equipment Cost Source' | NWPPC 2021 Plan measure workbook Res-ClothesWasher-2021P_v2, for the measure Front Load_CEE Tier 2+Gas DHW_Electric Dryer | U | 100% | 99% | 30.62% | 1 | 0 | 20.9505 | See source workbook for details. Includes PSE NEI data where applicable. | NWPPC 2021 Plan measure workbook Res-ClothesWasher-2021P_v2, for the measure Front Load_CEE Tier 2+Gas DHW_Electric Dryer | System | System
Lewis County | Single Family - Highly Impacted | Water Heat LE 55 Gal | Existing | Front Load_CEE Tier 2+Gas DHW_Electric Dryer | Washer Savings | 0 | 2024 | 2050 | 0.66799 | per Home | 0 | 0 | 14 | NWPPC 2021 Plan measure workbook Res-ClothesWasher-2021P_v2, for the measure Front Load_CEE Tier 2+Gas DHW_Electric Dryer | 2.6033 | 1.647% | NWPPC 2021 Plan measure workbook Res-ClothesWasher-2021P_v2, for the measure Front Load_CEE Tier 2+Gas DHW_Electric Dryer | 104.8244 | NWPPC 2021 Plan measure workbook Res-ClothesWasher-2021P_v2, for the measure Front Load_CEE Tier 2+Gas DHW_Electric Dryer | 0 | Incremental | 0 | 0 | 0 | 58.4068 | 0 | 0.0073331 | 0 | See 'Measure Equipment Cost Source' | NWPPC 2021 Plan measure workbook Res-ClothesWasher-2021P_v2, for the measure Front Load_CEE Tier 2+Gas DHW_Electric Dryer | U | 100% | 99% | 23.49% | 1 | 0 | 15.0704 | See source workbook for details. Includes PSE NEI data where applicable. | NWPPC 2021 Plan measure workbook Res-ClothesWasher-2021P_v2, for the measure Front Load_CEE Tier 2+Gas DHW_Electric Dryer | System | System
Lewis County | Single Family - Highly Impacted | Water Heat LE 55 Gal | New | Front Load_CEE Tier 2+Gas DHW_Electric Dryer | Washer Savings | 0 | 2024 | 2050 | 0.66799 | per Home | 0 | 0 | 14 | NWPPC 2021 Plan measure workbook Res-ClothesWasher-2021P_v2, for the measure Front Load_CEE Tier 2+Gas DHW_Electric Dryer | 2.5097 | 1.647% | NWPPC 2021 Plan measure workbook Res-ClothesWasher-2021P_v2, for the measure Front Load_CEE Tier 2+Gas DHW_Electric Dryer | 104.8244 | NWPPC 2021 Plan measure workbook Res-ClothesWasher-2021P_v2, for the measure Front Load_CEE Tier 2+Gas DHW_Electric Dryer | 0 | Incremental | 0 | 0 | 0 | 58.4068 | 0 | 0.0073331 | 0 | See 'Measure Equipment Cost Source' | NWPPC 2021 Plan measure workbook Res-ClothesWasher-2021P_v2, for the measure Front Load_CEE Tier 2+Gas DHW_Electric Dryer | U | 100% | 99% | 23.49% | 1 | 0 | 15.0704 | See source workbook for details. Includes PSE NEI data where applicable. | NWPPC 2021 Plan measure workbook Res-ClothesWasher-2021P_v2, for the measure Front Load_CEE Tier 2+Gas DHW_Electric Dryer | System | System
Lewis County | Multifamily | Water Heat LE 55 Gal | Existing | Front Load_CEE Tier 2+Gas DHW_Electric Dryer | Washer Savings | 0 | 2024 | 2050 | 0.6367 | per Home | 0 | 0 | 14 | NWPPC 2021 Plan measure workbook Res-ClothesWasher-2021P_v2, for the measure Front Load_CEE Tier 2+Gas DHW_Electric Dryer | 2.4814 | 1.931% | NWPPC 2021 Plan measure workbook Res-ClothesWasher-2021P_v2, for the measure Front Load_CEE Tier 2+Gas DHW_Electric Dryer | 99.9151 | NWPPC 2021 Plan measure workbook Res-ClothesWasher-2021P_v2, for the measure Front Load_CEE Tier 2+Gas DHW_Electric Dryer | 0 | Incremental | 0 | 0 | 0 | 55.6714 | 0 | 0.0069897 | 0 | See 'Measure Equipment Cost Source' | NWPPC 2021 Plan measure workbook Res-ClothesWasher-2021P_v2, for the measure Front Load_CEE Tier 2+Gas DHW_Electric Dryer | U | 100% | 99% | 7.004% | 1 | 0 | 14.3646 | See source workbook for details. Includes PSE NEI data where applicable. | NWPPC 2021 Plan measure workbook Res-ClothesWasher-2021P_v2, for the measure Front Load_CEE Tier 2+Gas DHW_Electric Dryer | System | System
Lewis County | Multifamily | Water Heat LE 55 Gal | New | Front Load_CEE Tier 2+Gas DHW_Electric Dryer | Washer Savings | 0 | 2024 | 2050 | 0.6367 | per Home | 0 | 0 | 14 | NWPPC 2021 Plan measure workbook Res-ClothesWasher-2021P_v2, for the measure Front Load_CEE Tier 2+Gas DHW_Electric Dryer | 2.3922 | 1.931% | NWPPC 2021 Plan measure workbook Res-ClothesWasher-2021P_v2, for the measure Front Load_CEE Tier 2+Gas DHW_Electric Dryer | 99.9151 | NWPPC 2021 Plan measure workbook Res-ClothesWasher-2021P_v2, for the measure Front Load_CEE Tier 2+Gas DHW_Electric Dryer | 0 | Incremental | 0 | 0 | 0 | 55.6714 | 0 | 0.0069897 | 0 | See 'Measure Equipment Cost Source' | NWPPC 2021 Plan measure workbook Res-ClothesWasher-2021P_v2, for the measure Front Load_CEE Tier 2+Gas DHW_Electric Dryer | U | 100% | 99% | 7.004% | 1 | 0 | 14.3646 | See source workbook for details. Includes PSE NEI data where applicable. | NWPPC 2021 Plan measure workbook Res-ClothesWasher-2021P_v2, for the measure Front Load_CEE Tier 2+Gas DHW_Electric Dryer | System | System
Lewis County | Multifamily - Highly Impacted | Water Heat LE 55 Gal | Existing | Front Load_CEE Tier 2+Gas DHW_Electric Dryer | Washer Savings | 0 | 2024 | 2050 | 0.5404 | per Home | 0 | 0 | 14 | NWPPC 2021 Plan measure workbook Res-ClothesWasher-2021P_v2, for the measure Front Load_CEE Tier 2+Gas DHW_Electric Dryer | 2.1061 | 1.456% | NWPPC 2021 Plan measure workbook Res-ClothesWasher-2021P_v2, for the measure Front Load_CEE Tier 2+Gas DHW_Electric Dryer | 84.8033 | NWPPC 2021 Plan measure workbook Res-ClothesWasher-2021P_v2, for the measure Front Load_CEE Tier 2+Gas DHW_Electric Dryer | 0 | Incremental | 0 | 0 | 0 | 47.2513 | 0 | 0.0059325 | 0 | See 'Measure Equipment Cost Source' | NWPPC 2021 Plan measure workbook Res-ClothesWasher-2021P_v2, for the measure Front Load_CEE Tier 2+Gas DHW_Electric Dryer | U | 100% | 99% | 5.279% | 1 | 0 | 12.192 | See source workbook for details. Includes PSE NEI data where applicable. | NWPPC 2021 Plan measure workbook Res-ClothesWasher-2021P_v2, for the measure Front Load_CEE Tier 2+Gas DHW_Electric Dryer | System | System
Lewis County | Multifamily - Highly Impacted | Water Heat LE 55 Gal | New | Front Load_CEE Tier 2+Gas DHW_Electric Dryer | Washer Savings | 0 | 2024 | 2050 | 0.5404 | per Home | 0 | 0 | 14 | NWPPC 2021 Plan measure workbook Res-ClothesWasher-2021P_v2, for the measure Front Load_CEE Tier 2+Gas DHW_Electric Dryer | 2.0304 | 1.456% | NWPPC 2021 Plan measure workbook Res-ClothesWasher-2021P_v2, for the measure Front Load_CEE Tier 2+Gas DHW_Electric Dryer | 84.8033 | NWPPC 2021 Plan measure workbook Res-ClothesWasher-2021P_v2, for the measure Front Load_CEE Tier 2+Gas DHW_Electric Dryer | 0 | Incremental | 0 | 0 | 0 | 47.2513 | 0 | 0.0059325 | 0 | See 'Measure Equipment Cost Source' | NWPPC 2021 Plan measure workbook Res-ClothesWasher-2021P_v2, for the measure Front Load_CEE Tier 2+Gas DHW_Electric Dryer | U | 100% | 99% | 5.279% | 1 | 0 | 12.192 | See source workbook for details. Includes PSE NEI data where applicable. | NWPPC 2021 Plan measure workbook Res-ClothesWasher-2021P_v2, for the measure Front Load_CEE Tier 2+Gas DHW_Electric Dryer | System | System
Lewis County | Manufactured | Water Heat LE 55 Gal | Existing | Front Load_CEE Tier 2+Gas DHW_Electric Dryer | Washer Savings | 0 | 2024 | 2050 | 0.87443 | per Home | 0 | 0 | 14 | NWPPC 2021 Plan measure workbook Res-ClothesWasher-2021P_v2, for the measure Front Load_CEE Tier 2+Gas DHW_Electric Dryer | 3.4079 | 2.125% | NWPPC 2021 Plan measure workbook Res-ClothesWasher-2021P_v2, for the measure Front Load_CEE Tier 2+Gas DHW_Electric Dryer | 137.2214 | NWPPC 2021 Plan measure workbook Res-ClothesWasher-2021P_v2, for the measure Front Load_CEE Tier 2+Gas DHW_Electric Dryer | 0 | Incremental | 0 | 0 | 0 | 76.458 | 0 | 0.0095994 | 0 | See 'Measure Equipment Cost Source' | NWPPC 2021 Plan measure workbook Res-ClothesWasher-2021P_v2, for the measure Front Load_CEE Tier 2+Gas DHW_Electric Dryer | U | 100% | 99% | 8.558% | 1 | 0 | 19.7281 | See source workbook for details. Includes PSE NEI data where applicable. | NWPPC 2021 Plan measure workbook Res-ClothesWasher-2021P_v2, for the measure Front Load_CEE Tier 2+Gas DHW_Electric Dryer | System | System
Lewis County | Manufactured | Water Heat LE 55 Gal | New | Front Load_CEE Tier 2+Gas DHW_Electric Dryer | Washer Savings | 0 | 2024 | 2050 | 0.87443 | per Home | 0 | 0 | 14 | NWPPC 2021 Plan measure workbook Res-ClothesWasher-2021P_v2, for the measure Front Load_CEE Tier 2+Gas DHW_Electric Dryer | 3.2854 | 2.125% | NWPPC 2021 Plan measure workbook Res-ClothesWasher-2021P_v2, for the measure Front Load_CEE Tier 2+Gas DHW_Electric Dryer | 137.2214 | NWPPC 2021 Plan measure workbook Res-ClothesWasher-2021P_v2, for the measure Front Load_CEE Tier 2+Gas DHW_Electric Dryer | 0 | Incremental | 0 | 0 | 0 | 76.458 | 0 | 0.0095994 | 0 | See 'Measure Equipment Cost Source' | NWPPC 2021 Plan measure workbook Res-ClothesWasher-2021P_v2, for the measure Front Load_CEE Tier 2+Gas DHW_Electric Dryer | U | 100% | 99% | 8.558% | 1 | 0 | 19.7281 | See source workbook for details. Includes PSE NEI data where applicable. | NWPPC 2021 Plan measure workbook Res-ClothesWasher-2021P_v2, for the measure Front Load_CEE Tier 2+Gas DHW_Electric Dryer | System | System
Lewis County | Manufactured - Highly Impacted | Water Heat LE 55 Gal | Existing | Front Load_CEE Tier 2+Gas DHW_Electric Dryer | Washer Savings | 0 | 2024 | 2050 | 0.67793 | per Home | 0 | 0 | 14 | NWPPC 2021 Plan measure workbook Res-ClothesWasher-2021P_v2, for the measure Front Load_CEE Tier 2+Gas DHW_Electric Dryer | 2.6421 | 1.932% | NWPPC 2021 Plan measure workbook Res-ClothesWasher-2021P_v2, for the measure Front Load_CEE Tier 2+Gas DHW_Electric Dryer | 106.3857 | NWPPC 2021 Plan measure workbook Res-ClothesWasher-2021P_v2, for the measure Front Load_CEE Tier 2+Gas DHW_Electric Dryer | 0 | Incremental | 0 | 0 | 0 | 59.2767 | 0 | 0.0074423 | 0 | See 'Measure Equipment Cost Source' | NWPPC 2021 Plan measure workbook Res-ClothesWasher-2021P_v2, for the measure Front Load_CEE Tier 2+Gas DHW_Electric Dryer | U | 100% | 99% | 3.361% | 1 | 0 | 15.2949 | See source workbook for details. Includes PSE NEI data where applicable. | NWPPC 2021 Plan measure workbook Res-ClothesWasher-2021P_v2, for the measure Front Load_CEE Tier 2+Gas DHW_Electric Dryer | System | System
Lewis County | Manufactured - Highly Impacted | Water Heat LE 55 Gal | New | Front Load_CEE Tier 2+Gas DHW_Electric Dryer | Washer Savings | 0 | 2024 | 2050 | 0.67793 | per Home | 0 | 0 | 14 | NWPPC 2021 Plan measure workbook Res-ClothesWasher-2021P_v2, for the measure Front Load_CEE Tier 2+Gas DHW_Electric Dryer | 2.5471 | 1.932% | NWPPC 2021 Plan measure workbook Res-ClothesWasher-2021P_v2, for the measure Front Load_CEE Tier 2+Gas DHW_Electric Dryer | 106.3857 | NWPPC 2021 Plan measure workbook Res-ClothesWasher-2021P_v2, for the measure Front Load_CEE Tier 2+Gas DHW_Electric Dryer | 0 | Incremental | 0 | 0 | 0 | 59.2767 | 0 | 0.0074423 | 0 | See 'Measure Equipment Cost Source' | NWPPC 2021 Plan measure workbook Res-ClothesWasher-2021P_v2, for the measure Front Load_CEE Tier 2+Gas DHW_Electric Dryer | U | 100% | 99% | 3.361% | 1 | 0 | 15.2949 | See source workbook for details. Includes PSE NEI data where applicable. | NWPPC 2021 Plan measure workbook Res-ClothesWasher-2021P_v2, for the measure Front Load_CEE Tier 2+Gas DHW_Electric Dryer | System | System
Lewis County | Single Family | Water Heat GT 55 Gal | Existing | Front Load_CEE Tier 2+Gas DHW_Electric Dryer | Washer Savings | 0 | 2024 | 2050 | 0.92861 | per Home | 0 | 0 | 14 | NWPPC 2021 Plan measure workbook Res-ClothesWasher-2021P_v2, for the measure Front Load_CEE Tier 2+Gas DHW_Electric Dryer | 3.0731 | 2% | NWPPC 2021 Plan measure workbook Res-ClothesWasher-2021P_v2, for the measure Front Load_CEE Tier 2+Gas DHW_Electric Dryer | 145.7239 | NWPPC 2021 Plan measure workbook Res-ClothesWasher-2021P_v2, for the measure Front Load_CEE Tier 2+Gas DHW_Electric Dryer | 0 | Incremental | 0 | 0 | 0 | 81.1955 | 0 | 0.010194 | 0 | See 'Measure Equipment Cost Source' | NWPPC 2021 Plan measure workbook Res-ClothesWasher-2021P_v2, for the measure Front Load_CEE Tier 2+Gas DHW_Electric Dryer | U | 100% | 99% | 30.62% | 1 | 0 | 20.9505 | See source workbook for details. Includes PSE NEI data where applicable. | NWPPC 2021 Plan measure workbook Res-ClothesWasher-2021P_v2, for the measure Front Load_CEE Tier 2+Gas DHW_Electric Dryer | System | System
Lewis County | Single Family | Water Heat GT 55 Gal | New | Front Load_CEE Tier 2+Gas DHW_Electric Dryer | Washer Savings | 0 | 2024 | 2050 | 0.92861 | per Home | 0 | 0 | 14 | NWPPC 2021 Plan measure workbook Res-ClothesWasher-2021P_v2, for the measure Front Load_CEE Tier 2+Gas DHW_Electric Dryer | 3.0731 | 2% | NWPPC 2021 Plan measure workbook Res-ClothesWasher-2021P_v2, for the measure Front Load_CEE Tier 2+Gas DHW_Electric Dryer | 145.7239 | NWPPC 2021 Plan measure workbook Res-ClothesWasher-2021P_v2, for the measure Front Load_CEE Tier 2+Gas DHW_Electric Dryer | 0 | Incremental | 0 | 0 | 0 | 81.1955 | 0 | 0.010194 | 0 | See 'Measure Equipment Cost Source' | NWPPC 2021 Plan measure workbook Res-ClothesWasher-2021P_v2, for the measure Front Load_CEE Tier 2+Gas DHW_Electric Dryer | U | 100% | 99% | 30.62% | 1 | 0 | 20.9505 | See source workbook for details. Includes PSE NEI data where applicable. | NWPPC 2021 Plan measure workbook Res-ClothesWasher-2021P_v2, for the measure Front Load_CEE Tier 2+Gas DHW_Electric Dryer | System | System
Lewis County | Single Family - Highly Impacted | Water Heat GT 55 Gal | Existing | Front Load_CEE Tier 2+Gas DHW_Electric Dryer | Washer Savings | 0 | 2024 | 2050 | 0.66799 | per Home | 0 | 0 | 14 | NWPPC 2021 Plan measure workbook Res-ClothesWasher-2021P_v2, for the measure Front Load_CEE Tier 2+Gas DHW_Electric Dryer | 2.2106 | 1.647% | NWPPC 2021 Plan measure workbook Res-ClothesWasher-2021P_v2, for the measure Front Load_CEE Tier 2+Gas DHW_Electric Dryer | 104.8244 | NWPPC 2021 Plan measure workbook Res-ClothesWasher-2021P_v2, for the measure Front Load_CEE Tier 2+Gas DHW_Electric Dryer | 0 | Incremental | 0 | 0 | 0 | 58.4068 | 0 | 0.0073331 | 0 | See 'Measure Equipment Cost Source' | NWPPC 2021 Plan measure workbook Res-ClothesWasher-2021P_v2, for the measure Front Load_CEE Tier 2+Gas DHW_Electric Dryer | U | 100% | 99% | 23.49% | 1 | 0 | 15.0704 | See source workbook for details. Includes PSE NEI data where applicable. | NWPPC 2021 Plan measure workbook Res-ClothesWasher-2021P_v2, for the measure Front Load_CEE Tier 2+Gas DHW_Electric Dryer | System | System
Lewis County | Single Family - Highly Impacted | Water Heat GT 55 Gal | New | Front Load_CEE Tier 2+Gas DHW_Electric Dryer | Washer Savings | 0 | 2024 | 2050 | 0.66799 | per Home | 0 | 0 | 14 | NWPPC 2021 Plan measure workbook Res-ClothesWasher-2021P_v2, for the measure Front Load_CEE Tier 2+Gas DHW_Electric Dryer | 2.2106 | 1.647% | NWPPC 2021 Plan measure workbook Res-ClothesWasher-2021P_v2, for the measure Front Load_CEE Tier 2+Gas DHW_Electric Dryer | 104.8244 | NWPPC 2021 Plan measure workbook Res-ClothesWasher-2021P_v2, for the measure Front Load_CEE Tier 2+Gas DHW_Electric Dryer | 0 | Incremental | 0 | 0 | 0 | 58.4068 | 0 | 0.0073331 | 0 | See 'Measure Equipment Cost Source' | NWPPC 2021 Plan measure workbook Res-ClothesWasher-2021P_v2, for the measure Front Load_CEE Tier 2+Gas DHW_Electric Dryer | U | 100% | 99% | 23.49% | 1 | 0 | 15.0704 | See source workbook for details. Includes PSE NEI data where applicable. | NWPPC 2021 Plan measure workbook Res-ClothesWasher-2021P_v2, for the measure Front Load_CEE Tier 2+Gas DHW_Electric Dryer | System | System
Lewis County | Multifamily | Water Heat GT 55 Gal | Existing | Front Load_CEE Tier 2+Gas DHW_Electric Dryer | Washer Savings | 0 | 2024 | 2050 | 0.6367 | per Home | 0 | 0 | 14 | NWPPC 2021 Plan measure workbook Res-ClothesWasher-2021P_v2, for the measure Front Load_CEE Tier 2+Gas DHW_Electric Dryer | 2.1071 | 1.931% | NWPPC 2021 Plan measure workbook Res-ClothesWasher-2021P_v2, for the measure Front Load_CEE Tier 2+Gas DHW_Electric Dryer | 99.9151 | NWPPC 2021 Plan measure workbook Res-ClothesWasher-2021P_v2, for the measure Front Load_CEE Tier 2+Gas DHW_Electric Dryer | 0 | Incremental | 0 | 0 | 0 | 55.6714 | 0 | 0.0069897 | 0 | See 'Measure Equipment Cost Source' | NWPPC 2021 Plan measure workbook Res-ClothesWasher-2021P_v2, for the measure Front Load_CEE Tier 2+Gas DHW_Electric Dryer | U | 100% | 99% | 7.004% | 1 | 0 | 14.3646 | See source workbook for details. Includes PSE NEI data where applicable. | NWPPC 2021 Plan measure workbook Res-ClothesWasher-2021P_v2, for the measure Front Load_CEE Tier 2+Gas DHW_Electric Dryer | System | System
Lewis County | Multifamily | Water Heat GT 55 Gal | New | Front Load_CEE Tier 2+Gas DHW_Electric Dryer | Washer Savings | 0 | 2024 | 2050 | 0.6367 | per Home | 0 | 0 | 14 | NWPPC 2021 Plan measure workbook Res-ClothesWasher-2021P_v2, for the measure Front Load_CEE Tier 2+Gas DHW_Electric Dryer | 2.1071 | 1.931% | NWPPC 2021 Plan measure workbook Res-ClothesWasher-2021P_v2, for the measure Front Load_CEE Tier 2+Gas DHW_Electric Dryer | 99.9151 | NWPPC 2021 Plan measure workbook Res-ClothesWasher-2021P_v2, for the measure Front Load_CEE Tier 2+Gas DHW_Electric Dryer | 0 | Incremental | 0 | 0 | 0 | 55.6714 | 0 | 0.0069897 | 0 | See 'Measure Equipment Cost Source' | NWPPC 2021 Plan measure workbook Res-ClothesWasher-2021P_v2, for the measure Front Load_CEE Tier 2+Gas DHW_Electric Dryer | U | 100% | 99% | 7.004% | 1 | 0 | 14.3646 | See source workbook for details. Includes PSE NEI data where applicable. | NWPPC 2021 Plan measure workbook Res-ClothesWasher-2021P_v2, for the measure Front Load_CEE Tier 2+Gas DHW_Electric Dryer | System | System
Lewis County | Multifamily - Highly Impacted | Water Heat GT 55 Gal | Existing | Front Load_CEE Tier 2+Gas DHW_Electric Dryer | Washer Savings | 0 | 2024 | 2050 | 0.5404 | per Home | 0 | 0 | 14 | NWPPC 2021 Plan measure workbook Res-ClothesWasher-2021P_v2, for the measure Front Load_CEE Tier 2+Gas DHW_Electric Dryer | 1.7884 | 1.456% | NWPPC 2021 Plan measure workbook Res-ClothesWasher-2021P_v2, for the measure Front Load_CEE Tier 2+Gas DHW_Electric Dryer | 84.8033 | NWPPC 2021 Plan measure workbook Res-ClothesWasher-2021P_v2, for the measure Front Load_CEE Tier 2+Gas DHW_Electric Dryer | 0 | Incremental | 0 | 0 | 0 | 47.2513 | 0 | 0.0059325 | 0 | See 'Measure Equipment Cost Source' | NWPPC 2021 Plan measure workbook Res-ClothesWasher-2021P_v2, for the measure Front Load_CEE Tier 2+Gas DHW_Electric Dryer | U | 100% | 99% | 5.279% | 1 | 0 | 12.192 | See source workbook for details. Includes PSE NEI data where applicable. | NWPPC 2021 Plan measure workbook Res-ClothesWasher-2021P_v2, for the measure Front Load_CEE Tier 2+Gas DHW_Electric Dryer | System | System
Lewis County | Multifamily - Highly Impacted | Water Heat GT 55 Gal | New | Front Load_CEE Tier 2+Gas DHW_Electric Dryer | Washer Savings | 0 | 2024 | 2050 | 0.5404 | per Home | 0 | 0 | 14 | NWPPC 2021 Plan measure workbook Res-ClothesWasher-2021P_v2, for the measure Front Load_CEE Tier 2+Gas DHW_Electric Dryer | 1.7884 | 1.456% | NWPPC 2021 Plan measure workbook Res-ClothesWasher-2021P_v2, for the measure Front Load_CEE Tier 2+Gas DHW_Electric Dryer | 84.8033 | NWPPC 2021 Plan measure workbook Res-ClothesWasher-2021P_v2, for the measure Front Load_CEE Tier 2+Gas DHW_Electric Dryer | 0 | Incremental | 0 | 0 | 0 | 47.2513 | 0 | 0.0059325 | 0 | See 'Measure Equipment Cost Source' | NWPPC 2021 Plan measure workbook Res-ClothesWasher-2021P_v2, for the measure Front Load_CEE Tier 2+Gas DHW_Electric Dryer | U | 100% | 99% | 5.279% | 1 | 0 | 12.192 | See source workbook for details. Includes PSE NEI data where applicable. | NWPPC 2021 Plan measure workbook Res-ClothesWasher-2021P_v2, for the measure Front Load_CEE Tier 2+Gas DHW_Electric Dryer | System | System
Lewis County | Manufactured | Water Heat GT 55 Gal | Existing | Front Load_CEE Tier 2+Gas DHW_Electric Dryer | Washer Savings | 0 | 2024 | 2050 | 0.87443 | per Home | 0 | 0 | 14 | NWPPC 2021 Plan measure workbook Res-ClothesWasher-2021P_v2, for the measure Front Load_CEE Tier 2+Gas DHW_Electric Dryer | 2.8938 | 2.125% | NWPPC 2021 Plan measure workbook Res-ClothesWasher-2021P_v2, for the measure Front Load_CEE Tier 2+Gas DHW_Electric Dryer | 137.2214 | NWPPC 2021 Plan measure workbook Res-ClothesWasher-2021P_v2, for the measure Front Load_CEE Tier 2+Gas DHW_Electric Dryer | 0 | Incremental | 0 | 0 | 0 | 76.458 | 0 | 0.0095994 | 0 | See 'Measure Equipment Cost Source' | NWPPC 2021 Plan measure workbook Res-ClothesWasher-2021P_v2, for the measure Front Load_CEE Tier 2+Gas DHW_Electric Dryer | U | 100% | 99% | 8.558% | 1 | 0 | 19.7281 | See source workbook for details. Includes PSE NEI data where applicable. | NWPPC 2021 Plan measure workbook Res-ClothesWasher-2021P_v2, for the measure Front Load_CEE Tier 2+Gas DHW_Electric Dryer | System | System
Lewis County | Manufactured | Water Heat GT 55 Gal | New | Front Load_CEE Tier 2+Gas DHW_Electric Dryer | Washer Savings | 0 | 2024 | 2050 | 0.87443 | per Home | 0 | 0 | 14 | NWPPC 2021 Plan measure workbook Res-ClothesWasher-2021P_v2, for the measure Front Load_CEE Tier 2+Gas DHW_Electric Dryer | 2.8938 | 2.125% | NWPPC 2021 Plan measure workbook Res-ClothesWasher-2021P_v2, for the measure Front Load_CEE Tier 2+Gas DHW_Electric Dryer | 137.2214 | NWPPC 2021 Plan measure workbook Res-ClothesWasher-2021P_v2, for the measure Front Load_CEE Tier 2+Gas DHW_Electric Dryer | 0 | Incremental | 0 | 0 | 0 | 76.458 | 0 | 0.0095994 | 0 | See 'Measure Equipment Cost Source' | NWPPC 2021 Plan measure workbook Res-ClothesWasher-2021P_v2, for the measure Front Load_CEE Tier 2+Gas DHW_Electric Dryer | U | 100% | 99% | 8.558% | 1 | 0 | 19.7281 | See source workbook for details. Includes PSE NEI data where applicable. | NWPPC 2021 Plan measure workbook Res-ClothesWasher-2021P_v2, for the measure Front Load_CEE Tier 2+Gas DHW_Electric Dryer | System | System
Lewis County | Manufactured - Highly Impacted | Water Heat GT 55 Gal | Existing | Front Load_CEE Tier 2+Gas DHW_Electric Dryer | Washer Savings | 0 | 2024 | 2050 | 0.67793 | per Home | 0 | 0 | 14 | NWPPC 2021 Plan measure workbook Res-ClothesWasher-2021P_v2, for the measure Front Load_CEE Tier 2+Gas DHW_Electric Dryer | 2.2435 | 1.932% | NWPPC 2021 Plan measure workbook Res-ClothesWasher-2021P_v2, for the measure Front Load_CEE Tier 2+Gas DHW_Electric Dryer | 106.3857 | NWPPC 2021 Plan measure workbook Res-ClothesWasher-2021P_v2, for the measure Front Load_CEE Tier 2+Gas DHW_Electric Dryer | 0 | Incremental | 0 | 0 | 0 | 59.2767 | 0 | 0.0074423 | 0 | See 'Measure Equipment Cost Source' | NWPPC 2021 Plan measure workbook Res-ClothesWasher-2021P_v2, for the measure Front Load_CEE Tier 2+Gas DHW_Electric Dryer | U | 100% | 99% | 3.361% | 1 | 0 | 15.2949 | See source workbook for details. Includes PSE NEI data where applicable. | NWPPC 2021 Plan measure workbook Res-ClothesWasher-2021P_v2, for the measure Front Load_CEE Tier 2+Gas DHW_Electric Dryer | System | System
Lewis County | Manufactured - Highly Impacted | Water Heat GT 55 Gal | New | Front Load_CEE Tier 2+Gas DHW_Electric Dryer | Washer Savings | 0 | 2024 | 2050 | 0.67793 | per Home | 0 | 0 | 14 | NWPPC 2021 Plan measure workbook Res-ClothesWasher-2021P_v2, for the measure Front Load_CEE Tier 2+Gas DHW_Electric Dryer | 2.2435 | 1.932% | NWPPC 2021 Plan measure workbook Res-ClothesWasher-2021P_v2, for the measure Front Load_CEE Tier 2+Gas DHW_Electric Dryer | 106.3857 | NWPPC 2021 Plan measure workbook Res-ClothesWasher-2021P_v2, for the measure Front Load_CEE Tier 2+Gas DHW_Electric Dryer | 0 | Incremental | 0 | 0 | 0 | 59.2767 | 0 | 0.0074423 | 0 | See 'Measure Equipment Cost Source' | NWPPC 2021 Plan measure workbook Res-ClothesWasher-2021P_v2, for the measure Front Load_CEE Tier 2+Gas DHW_Electric Dryer | U | 100% | 99% | 3.361% | 1 | 0 | 15.2949 | See source workbook for details. Includes PSE NEI data where applicable. | NWPPC 2021 Plan measure workbook Res-ClothesWasher-2021P_v2, for the measure Front Load_CEE Tier 2+Gas DHW_Electric Dryer | System | System
Lewis County | Single Family | Water Heat LE 55 Gal | Existing | Front Load_CEE Tier 2+Gas DHW_Gas Dryer | Washer Savings | 0 | 2024 | 2050 | 0.92861 | per Home | 0 | 0 | 14 | NWPPC 2021 Plan measure workbook Res-ClothesWasher-2021P_v2, for the measure Front Load_CEE Tier 2+Gas DHW_Gas Dryer | 9.6497 | 5.333% | NWPPC 2021 Plan measure workbook Res-ClothesWasher-2021P_v2, for the measure Front Load_CEE Tier 2+Gas DHW_Gas Dryer | -11.9744 | NWPPC 2021 Plan measure workbook Res-ClothesWasher-2021P_v2, for the measure Front Load_CEE Tier 2+Gas DHW_Gas Dryer | 0 | Incremental | 0 | 0 | 0 | 81.1955 | 0 | 0.010194 | 0 | See 'Measure Equipment Cost Source' | NWPPC 2021 Plan measure workbook Res-ClothesWasher-2021P_v2, for the measure Front Load_CEE Tier 2+Gas DHW_Gas Dryer | V | 100% | 99% | 4.886% | 1 | 0 | 20.9505 | See source workbook for details. Includes PSE NEI data where applicable. | NWPPC 2021 Plan measure workbook Res-ClothesWasher-2021P_v2, for the measure Front Load_CEE Tier 2+Gas DHW_Gas Dryer | System | System
Lewis County | Single Family | Water Heat LE 55 Gal | New | Front Load_CEE Tier 2+Gas DHW_Gas Dryer | Washer Savings | 0 | 2024 | 2050 | 0.92861 | per Home | 0 | 0 | 14 | NWPPC 2021 Plan measure workbook Res-ClothesWasher-2021P_v2, for the measure Front Load_CEE Tier 2+Gas DHW_Gas Dryer | 9.3028 | 5.333% | NWPPC 2021 Plan measure workbook Res-ClothesWasher-2021P_v2, for the measure Front Load_CEE Tier 2+Gas DHW_Gas Dryer | -11.9744 | NWPPC 2021 Plan measure workbook Res-ClothesWasher-2021P_v2, for the measure Front Load_CEE Tier 2+Gas DHW_Gas Dryer | 0 | Incremental | 0 | 0 | 0 | 81.1955 | 0 | 0.010194 | 0 | See 'Measure Equipment Cost Source' | NWPPC 2021 Plan measure workbook Res-ClothesWasher-2021P_v2, for the measure Front Load_CEE Tier 2+Gas DHW_Gas Dryer | V | 100% | 99% | 4.886% | 1 | 0 | 20.9505 | See source workbook for details. Includes PSE NEI data where applicable. | NWPPC 2021 Plan measure workbook Res-ClothesWasher-2021P_v2, for the measure Front Load_CEE Tier 2+Gas DHW_Gas Dryer | System | System
Lewis County | Single Family - Highly Impacted | Water Heat LE 55 Gal | Existing | Front Load_CEE Tier 2+Gas DHW_Gas Dryer | Washer Savings | 0 | 2024 | 2050 | 0.66799 | per Home | 0 | 0 | 14 | NWPPC 2021 Plan measure workbook Res-ClothesWasher-2021P_v2, for the measure Front Load_CEE Tier 2+Gas DHW_Gas Dryer | 6.9414 | 4.391% | NWPPC 2021 Plan measure workbook Res-ClothesWasher-2021P_v2, for the measure Front Load_CEE Tier 2+Gas DHW_Gas Dryer | -8.6136 | NWPPC 2021 Plan measure workbook Res-ClothesWasher-2021P_v2, for the measure Front Load_CEE Tier 2+Gas DHW_Gas Dryer | 0 | Incremental | 0 | 0 | 0 | 58.4068 | 0 | 0.0073331 | 0 | See 'Measure Equipment Cost Source' | NWPPC 2021 Plan measure workbook Res-ClothesWasher-2021P_v2, for the measure Front Load_CEE Tier 2+Gas DHW_Gas Dryer | V | 100% | 99% | 3.016% | 1 | 0 | 15.0704 | See source workbook for details. Includes PSE NEI data where applicable. | NWPPC 2021 Plan measure workbook Res-ClothesWasher-2021P_v2, for the measure Front Load_CEE Tier 2+Gas DHW_Gas Dryer | System | System
Lewis County | Single Family - Highly Impacted | Water Heat LE 55 Gal | New | Front Load_CEE Tier 2+Gas DHW_Gas Dryer | Washer Savings | 0 | 2024 | 2050 | 0.66799 | per Home | 0 | 0 | 14 | NWPPC 2021 Plan measure workbook Res-ClothesWasher-2021P_v2, for the measure Front Load_CEE Tier 2+Gas DHW_Gas Dryer | 6.6918 | 4.391% | NWPPC 2021 Plan measure workbook Res-ClothesWasher-2021P_v2, for the measure Front Load_CEE Tier 2+Gas DHW_Gas Dryer | -8.6136 | NWPPC 2021 Plan measure workbook Res-ClothesWasher-2021P_v2, for the measure Front Load_CEE Tier 2+Gas DHW_Gas Dryer | 0 | Incremental | 0 | 0 | 0 | 58.4068 | 0 | 0.0073331 | 0 | See 'Measure Equipment Cost Source' | NWPPC 2021 Plan measure workbook Res-ClothesWasher-2021P_v2, for the measure Front Load_CEE Tier 2+Gas DHW_Gas Dryer | V | 100% | 99% | 3.016% | 1 | 0 | 15.0704 | See source workbook for details. Includes PSE NEI data where applicable. | NWPPC 2021 Plan measure workbook Res-ClothesWasher-2021P_v2, for the measure Front Load_CEE Tier 2+Gas DHW_Gas Dryer | System | System
Lewis County | Multifamily | Water Heat LE 55 Gal | Existing | Front Load_CEE Tier 2+Gas DHW_Gas Dryer | Washer Savings | 0 | 2024 | 2050 | 0.6367 | per Home | 0 | 0 | 14 | NWPPC 2021 Plan measure workbook Res-ClothesWasher-2021P_v2, for the measure Front Load_CEE Tier 2+Gas DHW_Gas Dryer | 6.6163 | 5.149% | NWPPC 2021 Plan measure workbook Res-ClothesWasher-2021P_v2, for the measure Front Load_CEE Tier 2+Gas DHW_Gas Dryer | -8.2102 | NWPPC 2021 Plan measure workbook Res-ClothesWasher-2021P_v2, for the measure Front Load_CEE Tier 2+Gas DHW_Gas Dryer | 0 | Incremental | 0 | 0 | 0 | 55.6714 | 0 | 0.0069897 | 0 | See 'Measure Equipment Cost Source' | NWPPC 2021 Plan measure workbook Res-ClothesWasher-2021P_v2, for the measure Front Load_CEE Tier 2+Gas DHW_Gas Dryer | V | 100% | 99% | 0.1369% | 1 | 0 | 14.3646 | See source workbook for details. Includes PSE NEI data where applicable. | NWPPC 2021 Plan measure workbook Res-ClothesWasher-2021P_v2, for the measure Front Load_CEE Tier 2+Gas DHW_Gas Dryer | System | System
Lewis County | Multifamily | Water Heat LE 55 Gal | New | Front Load_CEE Tier 2+Gas DHW_Gas Dryer | Washer Savings | 0 | 2024 | 2050 | 0.6367 | per Home | 0 | 0 | 14 | NWPPC 2021 Plan measure workbook Res-ClothesWasher-2021P_v2, for the measure Front Load_CEE Tier 2+Gas DHW_Gas Dryer | 6.3784 | 5.149% | NWPPC 2021 Plan measure workbook Res-ClothesWasher-2021P_v2, for the measure Front Load_CEE Tier 2+Gas DHW_Gas Dryer | -8.2102 | NWPPC 2021 Plan measure workbook Res-ClothesWasher-2021P_v2, for the measure Front Load_CEE Tier 2+Gas DHW_Gas Dryer | 0 | Incremental | 0 | 0 | 0 | 55.6714 | 0 | 0.0069897 | 0 | See 'Measure Equipment Cost Source' | NWPPC 2021 Plan measure workbook Res-ClothesWasher-2021P_v2, for the measure Front Load_CEE Tier 2+Gas DHW_Gas Dryer | V | 100% | 99% | 0.1369% | 1 | 0 | 14.3646 | See source workbook for details. Includes PSE NEI data where applicable. | NWPPC 2021 Plan measure workbook Res-ClothesWasher-2021P_v2, for the measure Front Load_CEE Tier 2+Gas DHW_Gas Dryer | System | System
Lewis County | Multifamily - Highly Impacted | Water Heat LE 55 Gal | Existing | Front Load_CEE Tier 2+Gas DHW_Gas Dryer | Washer Savings | 0 | 2024 | 2050 | 0.5404 | per Home | 0 | 0 | 14 | NWPPC 2021 Plan measure workbook Res-ClothesWasher-2021P_v2, for the measure Front Load_CEE Tier 2+Gas DHW_Gas Dryer | 5.6156 | 3.882% | NWPPC 2021 Plan measure workbook Res-ClothesWasher-2021P_v2, for the measure Front Load_CEE Tier 2+Gas DHW_Gas Dryer | -6.9684 | NWPPC 2021 Plan measure workbook Res-ClothesWasher-2021P_v2, for the measure Front Load_CEE Tier 2+Gas DHW_Gas Dryer | 0 | Incremental | 0 | 0 | 0 | 47.2513 | 0 | 0.0059325 | 0 | See 'Measure Equipment Cost Source' | NWPPC 2021 Plan measure workbook Res-ClothesWasher-2021P_v2, for the measure Front Load_CEE Tier 2+Gas DHW_Gas Dryer | V | 100% | 99% | 0.07744% | 1 | 0 | 12.192 | See source workbook for details. Includes PSE NEI data where applicable. | NWPPC 2021 Plan measure workbook Res-ClothesWasher-2021P_v2, for the measure Front Load_CEE Tier 2+Gas DHW_Gas Dryer | System | System
Lewis County | Multifamily - Highly Impacted | Water Heat LE 55 Gal | New | Front Load_CEE Tier 2+Gas DHW_Gas Dryer | Washer Savings | 0 | 2024 | 2050 | 0.5404 | per Home | 0 | 0 | 14 | NWPPC 2021 Plan measure workbook Res-ClothesWasher-2021P_v2, for the measure Front Load_CEE Tier 2+Gas DHW_Gas Dryer | 5.4137 | 3.882% | NWPPC 2021 Plan measure workbook Res-ClothesWasher-2021P_v2, for the measure Front Load_CEE Tier 2+Gas DHW_Gas Dryer | -6.9684 | NWPPC 2021 Plan measure workbook Res-ClothesWasher-2021P_v2, for the measure Front Load_CEE Tier 2+Gas DHW_Gas Dryer | 0 | Incremental | 0 | 0 | 0 | 47.2513 | 0 | 0.0059325 | 0 | See 'Measure Equipment Cost Source' | NWPPC 2021 Plan measure workbook Res-ClothesWasher-2021P_v2, for the measure Front Load_CEE Tier 2+Gas DHW_Gas Dryer | V | 100% | 99% | 0.07744% | 1 | 0 | 12.192 | See source workbook for details. Includes PSE NEI data where applicable. | NWPPC 2021 Plan measure workbook Res-ClothesWasher-2021P_v2, for the measure Front Load_CEE Tier 2+Gas DHW_Gas Dryer | System | System
Lewis County | Manufactured | Water Heat LE 55 Gal | Existing | Front Load_CEE Tier 2+Gas DHW_Gas Dryer | Washer Savings | 0 | 2024 | 2050 | 0.87443 | per Home | 0 | 0 | 14 | NWPPC 2021 Plan measure workbook Res-ClothesWasher-2021P_v2, for the measure Front Load_CEE Tier 2+Gas DHW_Gas Dryer | 9.0867 | 5.665% | NWPPC 2021 Plan measure workbook Res-ClothesWasher-2021P_v2, for the measure Front Load_CEE Tier 2+Gas DHW_Gas Dryer | -11.2757 | NWPPC 2021 Plan measure workbook Res-ClothesWasher-2021P_v2, for the measure Front Load_CEE Tier 2+Gas DHW_Gas Dryer | 0 | Incremental | 0 | 0 | 0 | 76.458 | 0 | 0.0095994 | 0 | See 'Measure Equipment Cost Source' | NWPPC 2021 Plan measure workbook Res-ClothesWasher-2021P_v2, for the measure Front Load_CEE Tier 2+Gas DHW_Gas Dryer | V | 100% | 99% | 0.7039% | 1 | 0 | 19.7281 | See source workbook for details. Includes PSE NEI data where applicable. | NWPPC 2021 Plan measure workbook Res-ClothesWasher-2021P_v2, for the measure Front Load_CEE Tier 2+Gas DHW_Gas Dryer | System | System
Lewis County | Manufactured | Water Heat LE 55 Gal | New | Front Load_CEE Tier 2+Gas DHW_Gas Dryer | Washer Savings | 0 | 2024 | 2050 | 0.87443 | per Home | 0 | 0 | 14 | NWPPC 2021 Plan measure workbook Res-ClothesWasher-2021P_v2, for the measure Front Load_CEE Tier 2+Gas DHW_Gas Dryer | 8.76 | 5.665% | NWPPC 2021 Plan measure workbook Res-ClothesWasher-2021P_v2, for the measure Front Load_CEE Tier 2+Gas DHW_Gas Dryer | -11.2757 | NWPPC 2021 Plan measure workbook Res-ClothesWasher-2021P_v2, for the measure Front Load_CEE Tier 2+Gas DHW_Gas Dryer | 0 | Incremental | 0 | 0 | 0 | 76.458 | 0 | 0.0095994 | 0 | See 'Measure Equipment Cost Source' | NWPPC 2021 Plan measure workbook Res-ClothesWasher-2021P_v2, for the measure Front Load_CEE Tier 2+Gas DHW_Gas Dryer | V | 100% | 99% | 0.7039% | 1 | 0 | 19.7281 | See source workbook for details. Includes PSE NEI data where applicable. | NWPPC 2021 Plan measure workbook Res-ClothesWasher-2021P_v2, for the measure Front Load_CEE Tier 2+Gas DHW_Gas Dryer | System | System
Lewis County | Manufactured - Highly Impacted | Water Heat LE 55 Gal | Existing | Front Load_CEE Tier 2+Gas DHW_Gas Dryer | Washer Savings | 0 | 2024 | 2050 | 0.67793 | per Home | 0 | 0 | 14 | NWPPC 2021 Plan measure workbook Res-ClothesWasher-2021P_v2, for the measure Front Load_CEE Tier 2+Gas DHW_Gas Dryer | 7.0448 | 5.151% | NWPPC 2021 Plan measure workbook Res-ClothesWasher-2021P_v2, for the measure Front Load_CEE Tier 2+Gas DHW_Gas Dryer | -8.7419 | NWPPC 2021 Plan measure workbook Res-ClothesWasher-2021P_v2, for the measure Front Load_CEE Tier 2+Gas DHW_Gas Dryer | 0 | Incremental | 0 | 0 | 0 | 59.2767 | 0 | 0.0074423 | 0 | See 'Measure Equipment Cost Source' | NWPPC 2021 Plan measure workbook Res-ClothesWasher-2021P_v2, for the measure Front Load_CEE Tier 2+Gas DHW_Gas Dryer | V | 100% | 99% | 0.03633% | 1 | 0 | 15.2949 | See source workbook for details. Includes PSE NEI data where applicable. | NWPPC 2021 Plan measure workbook Res-ClothesWasher-2021P_v2, for the measure Front Load_CEE Tier 2+Gas DHW_Gas Dryer | System | System
Lewis County | Manufactured - Highly Impacted | Water Heat LE 55 Gal | New | Front Load_CEE Tier 2+Gas DHW_Gas Dryer | Washer Savings | 0 | 2024 | 2050 | 0.67793 | per Home | 0 | 0 | 14 | NWPPC 2021 Plan measure workbook Res-ClothesWasher-2021P_v2, for the measure Front Load_CEE Tier 2+Gas DHW_Gas Dryer | 6.7915 | 5.151% | NWPPC 2021 Plan measure workbook Res-ClothesWasher-2021P_v2, for the measure Front Load_CEE Tier 2+Gas DHW_Gas Dryer | -8.7419 | NWPPC 2021 Plan measure workbook Res-ClothesWasher-2021P_v2, for the measure Front Load_CEE Tier 2+Gas DHW_Gas Dryer | 0 | Incremental | 0 | 0 | 0 | 59.2767 | 0 | 0.0074423 | 0 | See 'Measure Equipment Cost Source' | NWPPC 2021 Plan measure workbook Res-ClothesWasher-2021P_v2, for the measure Front Load_CEE Tier 2+Gas DHW_Gas Dryer | V | 100% | 99% | 0.03633% | 1 | 0 | 15.2949 | See source workbook for details. Includes PSE NEI data where applicable. | NWPPC 2021 Plan measure workbook Res-ClothesWasher-2021P_v2, for the measure Front Load_CEE Tier 2+Gas DHW_Gas Dryer | System | System
Lewis County | Single Family | Water Heat GT 55 Gal | Existing | Front Load_CEE Tier 2+Gas DHW_Gas Dryer | Washer Savings | 0 | 2024 | 2050 | 0.92861 | per Home | 0 | 0 | 14 | NWPPC 2021 Plan measure workbook Res-ClothesWasher-2021P_v2, for the measure Front Load_CEE Tier 2+Gas DHW_Gas Dryer | 8.1939 | 5.333% | NWPPC 2021 Plan measure workbook Res-ClothesWasher-2021P_v2, for the measure Front Load_CEE Tier 2+Gas DHW_Gas Dryer | -11.9744 | NWPPC 2021 Plan measure workbook Res-ClothesWasher-2021P_v2, for the measure Front Load_CEE Tier 2+Gas DHW_Gas Dryer | 0 | Incremental | 0 | 0 | 0 | 81.1955 | 0 | 0.010194 | 0 | See 'Measure Equipment Cost Source' | NWPPC 2021 Plan measure workbook Res-ClothesWasher-2021P_v2, for the measure Front Load_CEE Tier 2+Gas DHW_Gas Dryer | V | 100% | 99% | 4.886% | 1 | 0 | 20.9505 | See source workbook for details. Includes PSE NEI data where applicable. | NWPPC 2021 Plan measure workbook Res-ClothesWasher-2021P_v2, for the measure Front Load_CEE Tier 2+Gas DHW_Gas Dryer | System | System
Lewis County | Single Family | Water Heat GT 55 Gal | New | Front Load_CEE Tier 2+Gas DHW_Gas Dryer | Washer Savings | 0 | 2024 | 2050 | 0.92861 | per Home | 0 | 0 | 14 | NWPPC 2021 Plan measure workbook Res-ClothesWasher-2021P_v2, for the measure Front Load_CEE Tier 2+Gas DHW_Gas Dryer | 8.1939 | 5.333% | NWPPC 2021 Plan measure workbook Res-ClothesWasher-2021P_v2, for the measure Front Load_CEE Tier 2+Gas DHW_Gas Dryer | -11.9744 | NWPPC 2021 Plan measure workbook Res-ClothesWasher-2021P_v2, for the measure Front Load_CEE Tier 2+Gas DHW_Gas Dryer | 0 | Incremental | 0 | 0 | 0 | 81.1955 | 0 | 0.010194 | 0 | See 'Measure Equipment Cost Source' | NWPPC 2021 Plan measure workbook Res-ClothesWasher-2021P_v2, for the measure Front Load_CEE Tier 2+Gas DHW_Gas Dryer | V | 100% | 99% | 4.886% | 1 | 0 | 20.9505 | See source workbook for details. Includes PSE NEI data where applicable. | NWPPC 2021 Plan measure workbook Res-ClothesWasher-2021P_v2, for the measure Front Load_CEE Tier 2+Gas DHW_Gas Dryer | System | System
Lewis County | Single Family - Highly Impacted | Water Heat GT 55 Gal | Existing | Front Load_CEE Tier 2+Gas DHW_Gas Dryer | Washer Savings | 0 | 2024 | 2050 | 0.66799 | per Home | 0 | 0 | 14 | NWPPC 2021 Plan measure workbook Res-ClothesWasher-2021P_v2, for the measure Front Load_CEE Tier 2+Gas DHW_Gas Dryer | 5.8942 | 4.391% | NWPPC 2021 Plan measure workbook Res-ClothesWasher-2021P_v2, for the measure Front Load_CEE Tier 2+Gas DHW_Gas Dryer | -8.6136 | NWPPC 2021 Plan measure workbook Res-ClothesWasher-2021P_v2, for the measure Front Load_CEE Tier 2+Gas DHW_Gas Dryer | 0 | Incremental | 0 | 0 | 0 | 58.4068 | 0 | 0.0073331 | 0 | See 'Measure Equipment Cost Source' | NWPPC 2021 Plan measure workbook Res-ClothesWasher-2021P_v2, for the measure Front Load_CEE Tier 2+Gas DHW_Gas Dryer | V | 100% | 99% | 3.016% | 1 | 0 | 15.0704 | See source workbook for details. Includes PSE NEI data where applicable. | NWPPC 2021 Plan measure workbook Res-ClothesWasher-2021P_v2, for the measure Front Load_CEE Tier 2+Gas DHW_Gas Dryer | System | System
Lewis County | Single Family - Highly Impacted | Water Heat GT 55 Gal | New | Front Load_CEE Tier 2+Gas DHW_Gas Dryer | Washer Savings | 0 | 2024 | 2050 | 0.66799 | per Home | 0 | 0 | 14 | NWPPC 2021 Plan measure workbook Res-ClothesWasher-2021P_v2, for the measure Front Load_CEE Tier 2+Gas DHW_Gas Dryer | 5.8942 | 4.391% | NWPPC 2021 Plan measure workbook Res-ClothesWasher-2021P_v2, for the measure Front Load_CEE Tier 2+Gas DHW_Gas Dryer | -8.6136 | NWPPC 2021 Plan measure workbook Res-ClothesWasher-2021P_v2, for the measure Front Load_CEE Tier 2+Gas DHW_Gas Dryer | 0 | Incremental | 0 | 0 | 0 | 58.4068 | 0 | 0.0073331 | 0 | See 'Measure Equipment Cost Source' | NWPPC 2021 Plan measure workbook Res-ClothesWasher-2021P_v2, for the measure Front Load_CEE Tier 2+Gas DHW_Gas Dryer | V | 100% | 99% | 3.016% | 1 | 0 | 15.0704 | See source workbook for details. Includes PSE NEI data where applicable. | NWPPC 2021 Plan measure workbook Res-ClothesWasher-2021P_v2, for the measure Front Load_CEE Tier 2+Gas DHW_Gas Dryer | System | System
Lewis County | Multifamily | Water Heat GT 55 Gal | Existing | Front Load_CEE Tier 2+Gas DHW_Gas Dryer | Washer Savings | 0 | 2024 | 2050 | 0.6367 | per Home | 0 | 0 | 14 | NWPPC 2021 Plan measure workbook Res-ClothesWasher-2021P_v2, for the measure Front Load_CEE Tier 2+Gas DHW_Gas Dryer | 5.6181 | 5.149% | NWPPC 2021 Plan measure workbook Res-ClothesWasher-2021P_v2, for the measure Front Load_CEE Tier 2+Gas DHW_Gas Dryer | -8.2102 | NWPPC 2021 Plan measure workbook Res-ClothesWasher-2021P_v2, for the measure Front Load_CEE Tier 2+Gas DHW_Gas Dryer | 0 | Incremental | 0 | 0 | 0 | 55.6714 | 0 | 0.0069897 | 0 | See 'Measure Equipment Cost Source' | NWPPC 2021 Plan measure workbook Res-ClothesWasher-2021P_v2, for the measure Front Load_CEE Tier 2+Gas DHW_Gas Dryer | V | 100% | 99% | 0.1369% | 1 | 0 | 14.3646 | See source workbook for details. Includes PSE NEI data where applicable. | NWPPC 2021 Plan measure workbook Res-ClothesWasher-2021P_v2, for the measure Front Load_CEE Tier 2+Gas DHW_Gas Dryer | System | System
Lewis County | Multifamily | Water Heat GT 55 Gal | New | Front Load_CEE Tier 2+Gas DHW_Gas Dryer | Washer Savings | 0 | 2024 | 2050 | 0.6367 | per Home | 0 | 0 | 14 | NWPPC 2021 Plan measure workbook Res-ClothesWasher-2021P_v2, for the measure Front Load_CEE Tier 2+Gas DHW_Gas Dryer | 5.6181 | 5.149% | NWPPC 2021 Plan measure workbook Res-ClothesWasher-2021P_v2, for the measure Front Load_CEE Tier 2+Gas DHW_Gas Dryer | -8.2102 | NWPPC 2021 Plan measure workbook Res-ClothesWasher-2021P_v2, for the measure Front Load_CEE Tier 2+Gas DHW_Gas Dryer | 0 | Incremental | 0 | 0 | 0 | 55.6714 | 0 | 0.0069897 | 0 | See 'Measure Equipment Cost Source' | NWPPC 2021 Plan measure workbook Res-ClothesWasher-2021P_v2, for the measure Front Load_CEE Tier 2+Gas DHW_Gas Dryer | V | 100% | 99% | 0.1369% | 1 | 0 | 14.3646 | See source workbook for details. Includes PSE NEI data where applicable. | NWPPC 2021 Plan measure workbook Res-ClothesWasher-2021P_v2, for the measure Front Load_CEE Tier 2+Gas DHW_Gas Dryer | System | System
Lewis County | Multifamily - Highly Impacted | Water Heat GT 55 Gal | Existing | Front Load_CEE Tier 2+Gas DHW_Gas Dryer | Washer Savings | 0 | 2024 | 2050 | 0.5404 | per Home | 0 | 0 | 14 | NWPPC 2021 Plan measure workbook Res-ClothesWasher-2021P_v2, for the measure Front Load_CEE Tier 2+Gas DHW_Gas Dryer | 4.7684 | 3.882% | NWPPC 2021 Plan measure workbook Res-ClothesWasher-2021P_v2, for the measure Front Load_CEE Tier 2+Gas DHW_Gas Dryer | -6.9684 | NWPPC 2021 Plan measure workbook Res-ClothesWasher-2021P_v2, for the measure Front Load_CEE Tier 2+Gas DHW_Gas Dryer | 0 | Incremental | 0 | 0 | 0 | 47.2513 | 0 | 0.0059325 | 0 | See 'Measure Equipment Cost Source' | NWPPC 2021 Plan measure workbook Res-ClothesWasher-2021P_v2, for the measure Front Load_CEE Tier 2+Gas DHW_Gas Dryer | V | 100% | 99% | 0.07744% | 1 | 0 | 12.192 | See source workbook for details. Includes PSE NEI data where applicable. | NWPPC 2021 Plan measure workbook Res-ClothesWasher-2021P_v2, for the measure Front Load_CEE Tier 2+Gas DHW_Gas Dryer | System | System
Lewis County | Multifamily - Highly Impacted | Water Heat GT 55 Gal | New | Front Load_CEE Tier 2+Gas DHW_Gas Dryer | Washer Savings | 0 | 2024 | 2050 | 0.5404 | per Home | 0 | 0 | 14 | NWPPC 2021 Plan measure workbook Res-ClothesWasher-2021P_v2, for the measure Front Load_CEE Tier 2+Gas DHW_Gas Dryer | 4.7684 | 3.882% | NWPPC 2021 Plan measure workbook Res-ClothesWasher-2021P_v2, for the measure Front Load_CEE Tier 2+Gas DHW_Gas Dryer | -6.9684 | NWPPC 2021 Plan measure workbook Res-ClothesWasher-2021P_v2, for the measure Front Load_CEE Tier 2+Gas DHW_Gas Dryer | 0 | Incremental | 0 | 0 | 0 | 47.2513 | 0 | 0.0059325 | 0 | See 'Measure Equipment Cost Source' | NWPPC 2021 Plan measure workbook Res-ClothesWasher-2021P_v2, for the measure Front Load_CEE Tier 2+Gas DHW_Gas Dryer | V | 100% | 99% | 0.07744% | 1 | 0 | 12.192 | See source workbook for details. Includes PSE NEI data where applicable. | NWPPC 2021 Plan measure workbook Res-ClothesWasher-2021P_v2, for the measure Front Load_CEE Tier 2+Gas DHW_Gas Dryer | System | System
Lewis County | Manufactured | Water Heat GT 55 Gal | Existing | Front Load_CEE Tier 2+Gas DHW_Gas Dryer | Washer Savings | 0 | 2024 | 2050 | 0.87443 | per Home | 0 | 0 | 14 | NWPPC 2021 Plan measure workbook Res-ClothesWasher-2021P_v2, for the measure Front Load_CEE Tier 2+Gas DHW_Gas Dryer | 7.7158 | 5.665% | NWPPC 2021 Plan measure workbook Res-ClothesWasher-2021P_v2, for the measure Front Load_CEE Tier 2+Gas DHW_Gas Dryer | -11.2757 | NWPPC 2021 Plan measure workbook Res-ClothesWasher-2021P_v2, for the measure Front Load_CEE Tier 2+Gas DHW_Gas Dryer | 0 | Incremental | 0 | 0 | 0 | 76.458 | 0 | 0.0095994 | 0 | See 'Measure Equipment Cost Source' | NWPPC 2021 Plan measure workbook Res-ClothesWasher-2021P_v2, for the measure Front Load_CEE Tier 2+Gas DHW_Gas Dryer | V | 100% | 99% | 0.7039% | 1 | 0 | 19.7281 | See source workbook for details. Includes PSE NEI data where applicable. | NWPPC 2021 Plan measure workbook Res-ClothesWasher-2021P_v2, for the measure Front Load_CEE Tier 2+Gas DHW_Gas Dryer | System | System
Lewis County | Manufactured | Water Heat GT 55 Gal | New | Front Load_CEE Tier 2+Gas DHW_Gas Dryer | Washer Savings | 0 | 2024 | 2050 | 0.87443 | per Home | 0 | 0 | 14 | NWPPC 2021 Plan measure workbook Res-ClothesWasher-2021P_v2, for the measure Front Load_CEE Tier 2+Gas DHW_Gas Dryer | 7.7158 | 5.665% | NWPPC 2021 Plan measure workbook Res-ClothesWasher-2021P_v2, for the measure Front Load_CEE Tier 2+Gas DHW_Gas Dryer | -11.2757 | NWPPC 2021 Plan measure workbook Res-ClothesWasher-2021P_v2, for the measure Front Load_CEE Tier 2+Gas DHW_Gas Dryer | 0 | Incremental | 0 | 0 | 0 | 76.458 | 0 | 0.0095994 | 0 | See 'Measure Equipment Cost Source' | NWPPC 2021 Plan measure workbook Res-ClothesWasher-2021P_v2, for the measure Front Load_CEE Tier 2+Gas DHW_Gas Dryer | V | 100% | 99% | 0.7039% | 1 | 0 | 19.7281 | See source workbook for details. Includes PSE NEI data where applicable. | NWPPC 2021 Plan measure workbook Res-ClothesWasher-2021P_v2, for the measure Front Load_CEE Tier 2+Gas DHW_Gas Dryer | System | System
Lewis County | Manufactured - Highly Impacted | Water Heat GT 55 Gal | Existing | Front Load_CEE Tier 2+Gas DHW_Gas Dryer | Washer Savings | 0 | 2024 | 2050 | 0.67793 | per Home | 0 | 0 | 14 | NWPPC 2021 Plan measure workbook Res-ClothesWasher-2021P_v2, for the measure Front Load_CEE Tier 2+Gas DHW_Gas Dryer | 5.9819 | 5.151% | NWPPC 2021 Plan measure workbook Res-ClothesWasher-2021P_v2, for the measure Front Load_CEE Tier 2+Gas DHW_Gas Dryer | -8.7419 | NWPPC 2021 Plan measure workbook Res-ClothesWasher-2021P_v2, for the measure Front Load_CEE Tier 2+Gas DHW_Gas Dryer | 0 | Incremental | 0 | 0 | 0 | 59.2767 | 0 | 0.0074423 | 0 | See 'Measure Equipment Cost Source' | NWPPC 2021 Plan measure workbook Res-ClothesWasher-2021P_v2, for the measure Front Load_CEE Tier 2+Gas DHW_Gas Dryer | V | 100% | 99% | 0.03633% | 1 | 0 | 15.2949 | See source workbook for details. Includes PSE NEI data where applicable. | NWPPC 2021 Plan measure workbook Res-ClothesWasher-2021P_v2, for the measure Front Load_CEE Tier 2+Gas DHW_Gas Dryer | System | System
Lewis County | Manufactured - Highly Impacted | Water Heat GT 55 Gal | New | Front Load_CEE Tier 2+Gas DHW_Gas Dryer | Washer Savings | 0 | 2024 | 2050 | 0.67793 | per Home | 0 | 0 | 14 | NWPPC 2021 Plan measure workbook Res-ClothesWasher-2021P_v2, for the measure Front Load_CEE Tier 2+Gas DHW_Gas Dryer | 5.9819 | 5.151% | NWPPC 2021 Plan measure workbook Res-ClothesWasher-2021P_v2, for the measure Front Load_CEE Tier 2+Gas DHW_Gas Dryer | -8.7419 | NWPPC 2021 Plan measure workbook Res-ClothesWasher-2021P_v2, for the measure Front Load_CEE Tier 2+Gas DHW_Gas Dryer | 0 | Incremental | 0 | 0 | 0 | 59.2767 | 0 | 0.0074423 | 0 | See 'Measure Equipment Cost Source' | NWPPC 2021 Plan measure workbook Res-ClothesWasher-2021P_v2, for the measure Front Load_CEE Tier 2+Gas DHW_Gas Dryer | V | 100% | 99% | 0.03633% | 1 | 0 | 15.2949 | See source workbook for details. Includes PSE NEI data where applicable. | NWPPC 2021 Plan measure workbook Res-ClothesWasher-2021P_v2, for the measure Front Load_CEE Tier 2+Gas DHW_Gas Dryer | System | System
Lewis County | Multifamily | Heat Central Gas Boiler | Existing | Insulated Door_R2.5 - R5_HZ1_Gas | Heating Energy | 0 | 2024 | 2050 | 19.0004 | per Home | 0 | 1 | 45 | RTF measure workbook ResMFWeatherization_v4_3, for the measure Insulated Door_R2.5 - R5_HZ1_Gas | 2.6417 | 0.6197% | RTF measure workbook ResMFWeatherization_v4_3, for the measure Insulated Door_R2.5 - R5_HZ1_Gas | 0 | RTF measure workbook ResMFWeatherization_v4_3, for the measure Insulated Door_R2.5 - R5_HZ1_Gas | 0 | Incremental | 0 | 0 | 0 | 392.1706 | 0 | 0 | 0 | See 'Measure Equipment Cost Source' | RTF measure workbook ResMFWeatherization_v4_3, for the measure Insulated Door_R2.5 - R5_HZ1_Gas | E | 100% | 9.337% | 100% | 1 | 0 | 0 | See source workbook for details. Includes PSE NEI data where applicable. | RTF measure workbook ResMFWeatherization_v4_3, for the measure Insulated Door_R2.5 - R5_HZ1_Gas | System | System
Lewis County | Multifamily - Highly Impacted | Heat Central Gas Boiler | Existing | Insulated Door_R2.5 - R5_HZ1_Gas | Heating Energy | 0 | 2024 | 2050 | 16.1266 | per Home | 0 | 1 | 45 | RTF measure workbook ResMFWeatherization_v4_3, for the measure Insulated Door_R2.5 - R5_HZ1_Gas | 2.2421 | 0.6197% | RTF measure workbook ResMFWeatherization_v4_3, for the measure Insulated Door_R2.5 - R5_HZ1_Gas | 0 | RTF measure workbook ResMFWeatherization_v4_3, for the measure Insulated Door_R2.5 - R5_HZ1_Gas | 0 | Incremental | 0 | 0 | 0 | 332.8559 | 0 | 0 | 0 | See 'Measure Equipment Cost Source' | RTF measure workbook ResMFWeatherization_v4_3, for the measure Insulated Door_R2.5 - R5_HZ1_Gas | E | 100% | 9.337% | 100% | 1 | 0 | 0 | See source workbook for details. Includes PSE NEI data where applicable. | RTF measure workbook ResMFWeatherization_v4_3, for the measure Insulated Door_R2.5 - R5_HZ1_Gas | System | System
Lewis County | Multifamily | Heat Central Gas Furnace | Existing | Insulated Door_R2.5 - R5_HZ1_Gas | Heating Energy | 0 | 2024 | 2050 | 19.0004 | per Home | 0 | 1 | 45 | RTF measure workbook ResMFWeatherization_v4_3, for the measure Insulated Door_R2.5 - R5_HZ1_Gas | 1.9482 | 0.6197% | RTF measure workbook ResMFWeatherization_v4_3, for the measure Insulated Door_R2.5 - R5_HZ1_Gas | 0 | RTF measure workbook ResMFWeatherization_v4_3, for the measure Insulated Door_R2.5 - R5_HZ1_Gas | 0 | Incremental | 0 | 0 | 0 | 392.1706 | 0 | 0 | 0 | See 'Measure Equipment Cost Source' | RTF measure workbook ResMFWeatherization_v4_3, for the measure Insulated Door_R2.5 - R5_HZ1_Gas | E | 100% | 9.337% | 100% | 1 | 0 | 0 | See source workbook for details. Includes PSE NEI data where applicable. | RTF measure workbook ResMFWeatherization_v4_3, for the measure Insulated Door_R2.5 - R5_HZ1_Gas | System | System
Lewis County | Multifamily - Highly Impacted | Heat Central Gas Furnace | Existing | Insulated Door_R2.5 - R5_HZ1_Gas | Heating Energy | 0 | 2024 | 2050 | 16.1266 | per Home | 0 | 1 | 45 | RTF measure workbook ResMFWeatherization_v4_3, for the measure Insulated Door_R2.5 - R5_HZ1_Gas | 1.6535 | 0.6197% | RTF measure workbook ResMFWeatherization_v4_3, for the measure Insulated Door_R2.5 - R5_HZ1_Gas | 0 | RTF measure workbook ResMFWeatherization_v4_3, for the measure Insulated Door_R2.5 - R5_HZ1_Gas | 0 | Incremental | 0 | 0 | 0 | 332.8559 | 0 | 0 | 0 | See 'Measure Equipment Cost Source' | RTF measure workbook ResMFWeatherization_v4_3, for the measure Insulated Door_R2.5 - R5_HZ1_Gas | E | 100% | 9.337% | 100% | 1 | 0 | 0 | See source workbook for details. Includes PSE NEI data where applicable. | RTF measure workbook ResMFWeatherization_v4_3, for the measure Insulated Door_R2.5 - R5_HZ1_Gas | System | System
Lewis County | Multifamily | Heat Room Gas | Existing | Insulated Door_R2.5 - R5_HZ1_Gas | Heating Energy | 0 | 2024 | 2050 | 19.0004 | per Home | 0 | 1 | 45 | RTF measure workbook ResMFWeatherization_v4_3, for the measure Insulated Door_R2.5 - R5_HZ1_Gas | 1.9986 | 0.6197% | RTF measure workbook ResMFWeatherization_v4_3, for the measure Insulated Door_R2.5 - R5_HZ1_Gas | 0 | RTF measure workbook ResMFWeatherization_v4_3, for the measure Insulated Door_R2.5 - R5_HZ1_Gas | 0 | Incremental | 0 | 0 | 0 | 392.1706 | 0 | 0 | 0 | See 'Measure Equipment Cost Source' | RTF measure workbook ResMFWeatherization_v4_3, for the measure Insulated Door_R2.5 - R5_HZ1_Gas | E | 100% | 9.337% | 100% | 1 | 0 | 0 | See source workbook for details. Includes PSE NEI data where applicable. | RTF measure workbook ResMFWeatherization_v4_3, for the measure Insulated Door_R2.5 - R5_HZ1_Gas | System | System
Lewis County | Multifamily - Highly Impacted | Heat Room Gas | Existing | Insulated Door_R2.5 - R5_HZ1_Gas | Heating Energy | 0 | 2024 | 2050 | 16.1266 | per Home | 0 | 1 | 45 | RTF measure workbook ResMFWeatherization_v4_3, for the measure Insulated Door_R2.5 - R5_HZ1_Gas | 1.6964 | 0.6197% | RTF measure workbook ResMFWeatherization_v4_3, for the measure Insulated Door_R2.5 - R5_HZ1_Gas | 0 | RTF measure workbook ResMFWeatherization_v4_3, for the measure Insulated Door_R2.5 - R5_HZ1_Gas | 0 | Incremental | 0 | 0 | 0 | 332.8559 | 0 | 0 | 0 | See 'Measure Equipment Cost Source' | RTF measure workbook ResMFWeatherization_v4_3, for the measure Insulated Door_R2.5 - R5_HZ1_Gas | E | 100% | 9.337% | 100% | 1 | 0 | 0 | See source workbook for details. Includes PSE NEI data where applicable. | RTF measure workbook ResMFWeatherization_v4_3, for the measure Insulated Door_R2.5 - R5_HZ1_Gas | System | System
Lewis County | Single Family | Water Heat LE 55 Gal | Existing | ENERGY STAR Dishwasher | Dishwasher | 0 | 2024 | 2050 | 0.81824 | per Home | 0 | 0 | 15 | NWPPC 2021 Plan measure workbook Res-Dishwasher-2021P_v2_gas, for the measure ENERGY STAR Dishwasher | 1.6492 | 0.9115% | NWPPC 2021 Plan measure workbook Res-Dishwasher-2021P_v2_gas, for the measure ENERGY STAR Dishwasher | 0.61133 | NWPPC 2021 Plan measure workbook Res-Dishwasher-2021P_v2_gas, for the measure ENERGY STAR Dishwasher | 0 | Incremental | 0 | 0 | 0 | 49.9748 | 0 | 0 | 0 | See 'Measure Equipment Cost Source' | NWPPC 2021 Plan measure workbook Res-Dishwasher-2021P_v2_gas, for the measure ENERGY STAR Dishwasher |  | 100% | 9.9% | 100% | 1 | 0 | 2.1741 | See source workbook for details. Includes PSE NEI data where applicable. | NWPPC 2021 Plan measure workbook Res-Dishwasher-2021P_v2_gas, for the measure ENERGY STAR Dishwasher | System | System
Lewis County | Single Family | Water Heat LE 55 Gal | New | ENERGY STAR Dishwasher | Dishwasher | 0 | 2024 | 2050 | 0.81824 | per Home | 0 | 0 | 15 | NWPPC 2021 Plan measure workbook Res-Dishwasher-2021P_v2_gas, for the measure ENERGY STAR Dishwasher | 1.5899 | 0.9115% | NWPPC 2021 Plan measure workbook Res-Dishwasher-2021P_v2_gas, for the measure ENERGY STAR Dishwasher | 0.61133 | NWPPC 2021 Plan measure workbook Res-Dishwasher-2021P_v2_gas, for the measure ENERGY STAR Dishwasher | 0 | Incremental | 0 | 0 | 0 | 49.9748 | 0 | 0 | 0 | See 'Measure Equipment Cost Source' | NWPPC 2021 Plan measure workbook Res-Dishwasher-2021P_v2_gas, for the measure ENERGY STAR Dishwasher |  | 100% | 9.9% | 100% | 1 | 0 | 2.1741 | See source workbook for details. Includes PSE NEI data where applicable. | NWPPC 2021 Plan measure workbook Res-Dishwasher-2021P_v2_gas, for the measure ENERGY STAR Dishwasher | System | System
Lewis County | Single Family | Water Heat GT 55 Gal | Existing | ENERGY STAR Dishwasher | Dishwasher | 0 | 2024 | 2050 | 0.81824 | per Home | 0 | 0 | 15 | NWPPC 2021 Plan measure workbook Res-Dishwasher-2021P_v2_gas, for the measure ENERGY STAR Dishwasher | 1.4004 | 0.9115% | NWPPC 2021 Plan measure workbook Res-Dishwasher-2021P_v2_gas, for the measure ENERGY STAR Dishwasher | 0.61133 | NWPPC 2021 Plan measure workbook Res-Dishwasher-2021P_v2_gas, for the measure ENERGY STAR Dishwasher | 0 | Incremental | 0 | 0 | 0 | 49.9748 | 0 | 0 | 0 | See 'Measure Equipment Cost Source' | NWPPC 2021 Plan measure workbook Res-Dishwasher-2021P_v2_gas, for the measure ENERGY STAR Dishwasher |  | 100% | 9.9% | 100% | 1 | 0 | 2.1741 | See source workbook for details. Includes PSE NEI data where applicable. | NWPPC 2021 Plan measure workbook Res-Dishwasher-2021P_v2_gas, for the measure ENERGY STAR Dishwasher | System | System
Lewis County | Single Family | Water Heat GT 55 Gal | New | ENERGY STAR Dishwasher | Dishwasher | 0 | 2024 | 2050 | 0.81824 | per Home | 0 | 0 | 15 | NWPPC 2021 Plan measure workbook Res-Dishwasher-2021P_v2_gas, for the measure ENERGY STAR Dishwasher | 1.4004 | 0.9115% | NWPPC 2021 Plan measure workbook Res-Dishwasher-2021P_v2_gas, for the measure ENERGY STAR Dishwasher | 0.61133 | NWPPC 2021 Plan measure workbook Res-Dishwasher-2021P_v2_gas, for the measure ENERGY STAR Dishwasher | 0 | Incremental | 0 | 0 | 0 | 49.9748 | 0 | 0 | 0 | See 'Measure Equipment Cost Source' | NWPPC 2021 Plan measure workbook Res-Dishwasher-2021P_v2_gas, for the measure ENERGY STAR Dishwasher |  | 100% | 9.9% | 100% | 1 | 0 | 2.1741 | See source workbook for details. Includes PSE NEI data where applicable. | NWPPC 2021 Plan measure workbook Res-Dishwasher-2021P_v2_gas, for the measure ENERGY STAR Dishwasher | System | System
Lewis County | Single Family - Highly Impacted | Water Heat LE 55 Gal | Existing | ENERGY STAR Dishwasher | Dishwasher | 0 | 2024 | 2050 | 0.81824 | per Home | 0 | 0 | 15 | NWPPC 2021 Plan measure workbook Res-Dishwasher-2021P_v2_gas, for the measure ENERGY STAR Dishwasher | 1.4408 | 0.9115% | NWPPC 2021 Plan measure workbook Res-Dishwasher-2021P_v2_gas, for the measure ENERGY STAR Dishwasher | 0.61133 | NWPPC 2021 Plan measure workbook Res-Dishwasher-2021P_v2_gas, for the measure ENERGY STAR Dishwasher | 0 | Incremental | 0 | 0 | 0 | 49.9748 | 0 | 0 | 0 | See 'Measure Equipment Cost Source' | NWPPC 2021 Plan measure workbook Res-Dishwasher-2021P_v2_gas, for the measure ENERGY STAR Dishwasher |  | 100% | 9.9% | 100% | 1 | 0 | 2.1741 | See source workbook for details. Includes PSE NEI data where applicable. | NWPPC 2021 Plan measure workbook Res-Dishwasher-2021P_v2_gas, for the measure ENERGY STAR Dishwasher | System | System
Lewis County | Single Family - Highly Impacted | Water Heat LE 55 Gal | New | ENERGY STAR Dishwasher | Dishwasher | 0 | 2024 | 2050 | 0.81824 | per Home | 0 | 0 | 15 | NWPPC 2021 Plan measure workbook Res-Dishwasher-2021P_v2_gas, for the measure ENERGY STAR Dishwasher | 1.389 | 0.9115% | NWPPC 2021 Plan measure workbook Res-Dishwasher-2021P_v2_gas, for the measure ENERGY STAR Dishwasher | 0.61133 | NWPPC 2021 Plan measure workbook Res-Dishwasher-2021P_v2_gas, for the measure ENERGY STAR Dishwasher | 0 | Incremental | 0 | 0 | 0 | 49.9748 | 0 | 0 | 0 | See 'Measure Equipment Cost Source' | NWPPC 2021 Plan measure workbook Res-Dishwasher-2021P_v2_gas, for the measure ENERGY STAR Dishwasher |  | 100% | 9.9% | 100% | 1 | 0 | 2.1741 | See source workbook for details. Includes PSE NEI data where applicable. | NWPPC 2021 Plan measure workbook Res-Dishwasher-2021P_v2_gas, for the measure ENERGY STAR Dishwasher | System | System
Lewis County | Single Family - Highly Impacted | Water Heat GT 55 Gal | Existing | ENERGY STAR Dishwasher | Dishwasher | 0 | 2024 | 2050 | 0.81824 | per Home | 0 | 0 | 15 | NWPPC 2021 Plan measure workbook Res-Dishwasher-2021P_v2_gas, for the measure ENERGY STAR Dishwasher | 1.2234 | 0.9115% | NWPPC 2021 Plan measure workbook Res-Dishwasher-2021P_v2_gas, for the measure ENERGY STAR Dishwasher | 0.61133 | NWPPC 2021 Plan measure workbook Res-Dishwasher-2021P_v2_gas, for the measure ENERGY STAR Dishwasher | 0 | Incremental | 0 | 0 | 0 | 49.9748 | 0 | 0 | 0 | See 'Measure Equipment Cost Source' | NWPPC 2021 Plan measure workbook Res-Dishwasher-2021P_v2_gas, for the measure ENERGY STAR Dishwasher |  | 100% | 9.9% | 100% | 1 | 0 | 2.1741 | See source workbook for details. Includes PSE NEI data where applicable. | NWPPC 2021 Plan measure workbook Res-Dishwasher-2021P_v2_gas, for the measure ENERGY STAR Dishwasher | System | System
Lewis County | Single Family - Highly Impacted | Water Heat GT 55 Gal | New | ENERGY STAR Dishwasher | Dishwasher | 0 | 2024 | 2050 | 0.81824 | per Home | 0 | 0 | 15 | NWPPC 2021 Plan measure workbook Res-Dishwasher-2021P_v2_gas, for the measure ENERGY STAR Dishwasher | 1.2234 | 0.9115% | NWPPC 2021 Plan measure workbook Res-Dishwasher-2021P_v2_gas, for the measure ENERGY STAR Dishwasher | 0.61133 | NWPPC 2021 Plan measure workbook Res-Dishwasher-2021P_v2_gas, for the measure ENERGY STAR Dishwasher | 0 | Incremental | 0 | 0 | 0 | 49.9748 | 0 | 0 | 0 | See 'Measure Equipment Cost Source' | NWPPC 2021 Plan measure workbook Res-Dishwasher-2021P_v2_gas, for the measure ENERGY STAR Dishwasher |  | 100% | 9.9% | 100% | 1 | 0 | 2.1741 | See source workbook for details. Includes PSE NEI data where applicable. | NWPPC 2021 Plan measure workbook Res-Dishwasher-2021P_v2_gas, for the measure ENERGY STAR Dishwasher | System | System
Lewis County | Multifamily | Water Heat LE 55 Gal | Existing | ENERGY STAR Dishwasher | Dishwasher | 0 | 2024 | 2050 | 0.70661 | per Home | 0 | 0 | 15 | NWPPC 2021 Plan measure workbook Res-Dishwasher-2021P_v2_gas, for the measure ENERGY STAR Dishwasher | 1.0115 | 0.7871% | NWPPC 2021 Plan measure workbook Res-Dishwasher-2021P_v2_gas, for the measure ENERGY STAR Dishwasher | 0.52793 | NWPPC 2021 Plan measure workbook Res-Dishwasher-2021P_v2_gas, for the measure ENERGY STAR Dishwasher | 0 | Incremental | 0 | 0 | 0 | 43.1569 | 0 | 0 | 0 | See 'Measure Equipment Cost Source' | NWPPC 2021 Plan measure workbook Res-Dishwasher-2021P_v2_gas, for the measure ENERGY STAR Dishwasher |  | 100% | 9.9% | 100% | 1 | 0 | 1.8775 | See source workbook for details. Includes PSE NEI data where applicable. | NWPPC 2021 Plan measure workbook Res-Dishwasher-2021P_v2_gas, for the measure ENERGY STAR Dishwasher | System | System
Lewis County | Multifamily | Water Heat LE 55 Gal | New | ENERGY STAR Dishwasher | Dishwasher | 0 | 2024 | 2050 | 0.70661 | per Home | 0 | 0 | 15 | NWPPC 2021 Plan measure workbook Res-Dishwasher-2021P_v2_gas, for the measure ENERGY STAR Dishwasher | 0.97513 | 0.7871% | NWPPC 2021 Plan measure workbook Res-Dishwasher-2021P_v2_gas, for the measure ENERGY STAR Dishwasher | 0.52793 | NWPPC 2021 Plan measure workbook Res-Dishwasher-2021P_v2_gas, for the measure ENERGY STAR Dishwasher | 0 | Incremental | 0 | 0 | 0 | 43.1569 | 0 | 0 | 0 | See 'Measure Equipment Cost Source' | NWPPC 2021 Plan measure workbook Res-Dishwasher-2021P_v2_gas, for the measure ENERGY STAR Dishwasher |  | 100% | 9.9% | 100% | 1 | 0 | 1.8775 | See source workbook for details. Includes PSE NEI data where applicable. | NWPPC 2021 Plan measure workbook Res-Dishwasher-2021P_v2_gas, for the measure ENERGY STAR Dishwasher | System | System
Lewis County | Multifamily | Water Heat GT 55 Gal | Existing | ENERGY STAR Dishwasher | Dishwasher | 0 | 2024 | 2050 | 0.70661 | per Home | 0 | 0 | 15 | NWPPC 2021 Plan measure workbook Res-Dishwasher-2021P_v2_gas, for the measure ENERGY STAR Dishwasher | 0.85889 | 0.7871% | NWPPC 2021 Plan measure workbook Res-Dishwasher-2021P_v2_gas, for the measure ENERGY STAR Dishwasher | 0.52793 | NWPPC 2021 Plan measure workbook Res-Dishwasher-2021P_v2_gas, for the measure ENERGY STAR Dishwasher | 0 | Incremental | 0 | 0 | 0 | 43.1569 | 0 | 0 | 0 | See 'Measure Equipment Cost Source' | NWPPC 2021 Plan measure workbook Res-Dishwasher-2021P_v2_gas, for the measure ENERGY STAR Dishwasher |  | 100% | 9.9% | 100% | 1 | 0 | 1.8775 | See source workbook for details. Includes PSE NEI data where applicable. | NWPPC 2021 Plan measure workbook Res-Dishwasher-2021P_v2_gas, for the measure ENERGY STAR Dishwasher | System | System
Lewis County | Multifamily | Water Heat GT 55 Gal | New | ENERGY STAR Dishwasher | Dishwasher | 0 | 2024 | 2050 | 0.70661 | per Home | 0 | 0 | 15 | NWPPC 2021 Plan measure workbook Res-Dishwasher-2021P_v2_gas, for the measure ENERGY STAR Dishwasher | 0.85889 | 0.7871% | NWPPC 2021 Plan measure workbook Res-Dishwasher-2021P_v2_gas, for the measure ENERGY STAR Dishwasher | 0.52793 | NWPPC 2021 Plan measure workbook Res-Dishwasher-2021P_v2_gas, for the measure ENERGY STAR Dishwasher | 0 | Incremental | 0 | 0 | 0 | 43.1569 | 0 | 0 | 0 | See 'Measure Equipment Cost Source' | NWPPC 2021 Plan measure workbook Res-Dishwasher-2021P_v2_gas, for the measure ENERGY STAR Dishwasher |  | 100% | 9.9% | 100% | 1 | 0 | 1.8775 | See source workbook for details. Includes PSE NEI data where applicable. | NWPPC 2021 Plan measure workbook Res-Dishwasher-2021P_v2_gas, for the measure ENERGY STAR Dishwasher | System | System
Lewis County | Multifamily - Highly Impacted | Water Heat LE 55 Gal | Existing | ENERGY STAR Dishwasher | Dishwasher | 0 | 2024 | 2050 | 0.70661 | per Home | 0 | 0 | 15 | NWPPC 2021 Plan measure workbook Res-Dishwasher-2021P_v2_gas, for the measure ENERGY STAR Dishwasher | 1.1387 | 0.7871% | NWPPC 2021 Plan measure workbook Res-Dishwasher-2021P_v2_gas, for the measure ENERGY STAR Dishwasher | 0.52793 | NWPPC 2021 Plan measure workbook Res-Dishwasher-2021P_v2_gas, for the measure ENERGY STAR Dishwasher | 0 | Incremental | 0 | 0 | 0 | 43.1569 | 0 | 0 | 0 | See 'Measure Equipment Cost Source' | NWPPC 2021 Plan measure workbook Res-Dishwasher-2021P_v2_gas, for the measure ENERGY STAR Dishwasher |  | 100% | 9.9% | 100% | 1 | 0 | 1.8775 | See source workbook for details. Includes PSE NEI data where applicable. | NWPPC 2021 Plan measure workbook Res-Dishwasher-2021P_v2_gas, for the measure ENERGY STAR Dishwasher | System | System
Lewis County | Multifamily - Highly Impacted | Water Heat LE 55 Gal | New | ENERGY STAR Dishwasher | Dishwasher | 0 | 2024 | 2050 | 0.70661 | per Home | 0 | 0 | 15 | NWPPC 2021 Plan measure workbook Res-Dishwasher-2021P_v2_gas, for the measure ENERGY STAR Dishwasher | 1.0978 | 0.7871% | NWPPC 2021 Plan measure workbook Res-Dishwasher-2021P_v2_gas, for the measure ENERGY STAR Dishwasher | 0.52793 | NWPPC 2021 Plan measure workbook Res-Dishwasher-2021P_v2_gas, for the measure ENERGY STAR Dishwasher | 0 | Incremental | 0 | 0 | 0 | 43.1569 | 0 | 0 | 0 | See 'Measure Equipment Cost Source' | NWPPC 2021 Plan measure workbook Res-Dishwasher-2021P_v2_gas, for the measure ENERGY STAR Dishwasher |  | 100% | 9.9% | 100% | 1 | 0 | 1.8775 | See source workbook for details. Includes PSE NEI data where applicable. | NWPPC 2021 Plan measure workbook Res-Dishwasher-2021P_v2_gas, for the measure ENERGY STAR Dishwasher | System | System
Lewis County | Multifamily - Highly Impacted | Water Heat GT 55 Gal | Existing | ENERGY STAR Dishwasher | Dishwasher | 0 | 2024 | 2050 | 0.70661 | per Home | 0 | 0 | 15 | NWPPC 2021 Plan measure workbook Res-Dishwasher-2021P_v2_gas, for the measure ENERGY STAR Dishwasher | 0.9669 | 0.7871% | NWPPC 2021 Plan measure workbook Res-Dishwasher-2021P_v2_gas, for the measure ENERGY STAR Dishwasher | 0.52793 | NWPPC 2021 Plan measure workbook Res-Dishwasher-2021P_v2_gas, for the measure ENERGY STAR Dishwasher | 0 | Incremental | 0 | 0 | 0 | 43.1569 | 0 | 0 | 0 | See 'Measure Equipment Cost Source' | NWPPC 2021 Plan measure workbook Res-Dishwasher-2021P_v2_gas, for the measure ENERGY STAR Dishwasher |  | 100% | 9.9% | 100% | 1 | 0 | 1.8775 | See source workbook for details. Includes PSE NEI data where applicable. | NWPPC 2021 Plan measure workbook Res-Dishwasher-2021P_v2_gas, for the measure ENERGY STAR Dishwasher | System | System
Lewis County | Multifamily - Highly Impacted | Water Heat GT 55 Gal | New | ENERGY STAR Dishwasher | Dishwasher | 0 | 2024 | 2050 | 0.70661 | per Home | 0 | 0 | 15 | NWPPC 2021 Plan measure workbook Res-Dishwasher-2021P_v2_gas, for the measure ENERGY STAR Dishwasher | 0.9669 | 0.7871% | NWPPC 2021 Plan measure workbook Res-Dishwasher-2021P_v2_gas, for the measure ENERGY STAR Dishwasher | 0.52793 | NWPPC 2021 Plan measure workbook Res-Dishwasher-2021P_v2_gas, for the measure ENERGY STAR Dishwasher | 0 | Incremental | 0 | 0 | 0 | 43.1569 | 0 | 0 | 0 | See 'Measure Equipment Cost Source' | NWPPC 2021 Plan measure workbook Res-Dishwasher-2021P_v2_gas, for the measure ENERGY STAR Dishwasher |  | 100% | 9.9% | 100% | 1 | 0 | 1.8775 | See source workbook for details. Includes PSE NEI data where applicable. | NWPPC 2021 Plan measure workbook Res-Dishwasher-2021P_v2_gas, for the measure ENERGY STAR Dishwasher | System | System
Lewis County | Manufactured | Water Heat LE 55 Gal | Existing | ENERGY STAR Dishwasher | Dishwasher | 0 | 2024 | 2050 | 0.59716 | per Home | 0 | 0 | 15 | NWPPC 2021 Plan measure workbook Res-Dishwasher-2021P_v2_gas, for the measure ENERGY STAR Dishwasher | 1.0669 | 0.6652% | NWPPC 2021 Plan measure workbook Res-Dishwasher-2021P_v2_gas, for the measure ENERGY STAR Dishwasher | 0.44615 | NWPPC 2021 Plan measure workbook Res-Dishwasher-2021P_v2_gas, for the measure ENERGY STAR Dishwasher | 0 | Incremental | 0 | 0 | 0 | 36.4721 | 0 | 0 | 0 | See 'Measure Equipment Cost Source' | NWPPC 2021 Plan measure workbook Res-Dishwasher-2021P_v2_gas, for the measure ENERGY STAR Dishwasher |  | 100% | 9.9% | 100% | 1 | 0 | 1.5867 | See source workbook for details. Includes PSE NEI data where applicable. | NWPPC 2021 Plan measure workbook Res-Dishwasher-2021P_v2_gas, for the measure ENERGY STAR Dishwasher | System | System
Lewis County | Manufactured | Water Heat LE 55 Gal | New | ENERGY STAR Dishwasher | Dishwasher | 0 | 2024 | 2050 | 0.59716 | per Home | 0 | 0 | 15 | NWPPC 2021 Plan measure workbook Res-Dishwasher-2021P_v2_gas, for the measure ENERGY STAR Dishwasher | 1.0286 | 0.6652% | NWPPC 2021 Plan measure workbook Res-Dishwasher-2021P_v2_gas, for the measure ENERGY STAR Dishwasher | 0.44615 | NWPPC 2021 Plan measure workbook Res-Dishwasher-2021P_v2_gas, for the measure ENERGY STAR Dishwasher | 0 | Incremental | 0 | 0 | 0 | 36.4721 | 0 | 0 | 0 | See 'Measure Equipment Cost Source' | NWPPC 2021 Plan measure workbook Res-Dishwasher-2021P_v2_gas, for the measure ENERGY STAR Dishwasher |  | 100% | 9.9% | 100% | 1 | 0 | 1.5867 | See source workbook for details. Includes PSE NEI data where applicable. | NWPPC 2021 Plan measure workbook Res-Dishwasher-2021P_v2_gas, for the measure ENERGY STAR Dishwasher | System | System
Lewis County | Manufactured | Water Heat GT 55 Gal | Existing | ENERGY STAR Dishwasher | Dishwasher | 0 | 2024 | 2050 | 0.59716 | per Home | 0 | 0 | 15 | NWPPC 2021 Plan measure workbook Res-Dishwasher-2021P_v2_gas, for the measure ENERGY STAR Dishwasher | 0.90595 | 0.6652% | NWPPC 2021 Plan measure workbook Res-Dishwasher-2021P_v2_gas, for the measure ENERGY STAR Dishwasher | 0.44615 | NWPPC 2021 Plan measure workbook Res-Dishwasher-2021P_v2_gas, for the measure ENERGY STAR Dishwasher | 0 | Incremental | 0 | 0 | 0 | 36.4721 | 0 | 0 | 0 | See 'Measure Equipment Cost Source' | NWPPC 2021 Plan measure workbook Res-Dishwasher-2021P_v2_gas, for the measure ENERGY STAR Dishwasher |  | 100% | 9.9% | 100% | 1 | 0 | 1.5867 | See source workbook for details. Includes PSE NEI data where applicable. | NWPPC 2021 Plan measure workbook Res-Dishwasher-2021P_v2_gas, for the measure ENERGY STAR Dishwasher | System | System
Lewis County | Manufactured | Water Heat GT 55 Gal | New | ENERGY STAR Dishwasher | Dishwasher | 0 | 2024 | 2050 | 0.59716 | per Home | 0 | 0 | 15 | NWPPC 2021 Plan measure workbook Res-Dishwasher-2021P_v2_gas, for the measure ENERGY STAR Dishwasher | 0.90595 | 0.6652% | NWPPC 2021 Plan measure workbook Res-Dishwasher-2021P_v2_gas, for the measure ENERGY STAR Dishwasher | 0.44615 | NWPPC 2021 Plan measure workbook Res-Dishwasher-2021P_v2_gas, for the measure ENERGY STAR Dishwasher | 0 | Incremental | 0 | 0 | 0 | 36.4721 | 0 | 0 | 0 | See 'Measure Equipment Cost Source' | NWPPC 2021 Plan measure workbook Res-Dishwasher-2021P_v2_gas, for the measure ENERGY STAR Dishwasher |  | 100% | 9.9% | 100% | 1 | 0 | 1.5867 | See source workbook for details. Includes PSE NEI data where applicable. | NWPPC 2021 Plan measure workbook Res-Dishwasher-2021P_v2_gas, for the measure ENERGY STAR Dishwasher | System | System
Lewis County | Manufactured - Highly Impacted | Water Heat LE 55 Gal | Existing | ENERGY STAR Dishwasher | Dishwasher | 0 | 2024 | 2050 | 0.59716 | per Home | 0 | 0 | 15 | NWPPC 2021 Plan measure workbook Res-Dishwasher-2021P_v2_gas, for the measure ENERGY STAR Dishwasher | 0.90968 | 0.6652% | NWPPC 2021 Plan measure workbook Res-Dishwasher-2021P_v2_gas, for the measure ENERGY STAR Dishwasher | 0.44615 | NWPPC 2021 Plan measure workbook Res-Dishwasher-2021P_v2_gas, for the measure ENERGY STAR Dishwasher | 0 | Incremental | 0 | 0 | 0 | 36.4721 | 0 | 0 | 0 | See 'Measure Equipment Cost Source' | NWPPC 2021 Plan measure workbook Res-Dishwasher-2021P_v2_gas, for the measure ENERGY STAR Dishwasher |  | 100% | 9.9% | 100% | 1 | 0 | 1.5867 | See source workbook for details. Includes PSE NEI data where applicable. | NWPPC 2021 Plan measure workbook Res-Dishwasher-2021P_v2_gas, for the measure ENERGY STAR Dishwasher | System | System
Lewis County | Manufactured - Highly Impacted | Water Heat LE 55 Gal | New | ENERGY STAR Dishwasher | Dishwasher | 0 | 2024 | 2050 | 0.59716 | per Home | 0 | 0 | 15 | NWPPC 2021 Plan measure workbook Res-Dishwasher-2021P_v2_gas, for the measure ENERGY STAR Dishwasher | 0.87697 | 0.6652% | NWPPC 2021 Plan measure workbook Res-Dishwasher-2021P_v2_gas, for the measure ENERGY STAR Dishwasher | 0.44615 | NWPPC 2021 Plan measure workbook Res-Dishwasher-2021P_v2_gas, for the measure ENERGY STAR Dishwasher | 0 | Incremental | 0 | 0 | 0 | 36.4721 | 0 | 0 | 0 | See 'Measure Equipment Cost Source' | NWPPC 2021 Plan measure workbook Res-Dishwasher-2021P_v2_gas, for the measure ENERGY STAR Dishwasher |  | 100% | 9.9% | 100% | 1 | 0 | 1.5867 | See source workbook for details. Includes PSE NEI data where applicable. | NWPPC 2021 Plan measure workbook Res-Dishwasher-2021P_v2_gas, for the measure ENERGY STAR Dishwasher | System | System
Lewis County | Manufactured - Highly Impacted | Water Heat GT 55 Gal | Existing | ENERGY STAR Dishwasher | Dishwasher | 0 | 2024 | 2050 | 0.59716 | per Home | 0 | 0 | 15 | NWPPC 2021 Plan measure workbook Res-Dishwasher-2021P_v2_gas, for the measure ENERGY STAR Dishwasher | 0.77243 | 0.6652% | NWPPC 2021 Plan measure workbook Res-Dishwasher-2021P_v2_gas, for the measure ENERGY STAR Dishwasher | 0.44615 | NWPPC 2021 Plan measure workbook Res-Dishwasher-2021P_v2_gas, for the measure ENERGY STAR Dishwasher | 0 | Incremental | 0 | 0 | 0 | 36.4721 | 0 | 0 | 0 | See 'Measure Equipment Cost Source' | NWPPC 2021 Plan measure workbook Res-Dishwasher-2021P_v2_gas, for the measure ENERGY STAR Dishwasher |  | 100% | 9.9% | 100% | 1 | 0 | 1.5867 | See source workbook for details. Includes PSE NEI data where applicable. | NWPPC 2021 Plan measure workbook Res-Dishwasher-2021P_v2_gas, for the measure ENERGY STAR Dishwasher | System | System
Lewis County | Manufactured - Highly Impacted | Water Heat GT 55 Gal | New | ENERGY STAR Dishwasher | Dishwasher | 0 | 2024 | 2050 | 0.59716 | per Home | 0 | 0 | 15 | NWPPC 2021 Plan measure workbook Res-Dishwasher-2021P_v2_gas, for the measure ENERGY STAR Dishwasher | 0.77243 | 0.6652% | NWPPC 2021 Plan measure workbook Res-Dishwasher-2021P_v2_gas, for the measure ENERGY STAR Dishwasher | 0.44615 | NWPPC 2021 Plan measure workbook Res-Dishwasher-2021P_v2_gas, for the measure ENERGY STAR Dishwasher | 0 | Incremental | 0 | 0 | 0 | 36.4721 | 0 | 0 | 0 | See 'Measure Equipment Cost Source' | NWPPC 2021 Plan measure workbook Res-Dishwasher-2021P_v2_gas, for the measure ENERGY STAR Dishwasher |  | 100% | 9.9% | 100% | 1 | 0 | 1.5867 | See source workbook for details. Includes PSE NEI data where applicable. | NWPPC 2021 Plan measure workbook Res-Dishwasher-2021P_v2_gas, for the measure ENERGY STAR Dishwasher | System | System
Lewis County | Single Family | Heat Central Gas Boiler | Existing | Boiler - Controls | Boiler Reset Controls | No Boiler Control | 2024 | 2050 | 1 | per Home | 0 | 1 | 5 | WI Focus on Energy 2021TRM. 2021. Boiler Control, Outside Air Temperature Reset/Cutout Control measure. Page 130. | 51.7157 | 8% | calculated based on WI Focus on Energy 2019 TRM | 0 | calculated based on WI Focus on Energy 2019 TRM | 0 | Full | 0 | 0 | 0 | 820.2497 | 0 | 0 | 0 | Existing conditions, assuming no cost | 2022 Illinois Statewide Technical Reference Manual for Energy Efficiency Version 10.0 Volume 3: Residential Measures Boiler Reset Controls page 169. Referencing Nexant. Questar DSM Market Characterization Report. August 9, 2006. |  | 100% | 40% | 100% | 1 | 0 | 0 | No applicable non-energy benefitsIncludes PSE NEI data where applicable. | No applicable non-energy benefits | System | System
Lewis County | Single Family - Highly Impacted | Heat Central Gas Boiler | Existing | Boiler - Controls | Boiler Reset Controls | No Boiler Control | 2024 | 2050 | 1 | per Home | 0 | 1 | 5 | WI Focus on Energy 2021TRM. 2021. Boiler Control, Outside Air Temperature Reset/Cutout Control measure. Page 130. | 37.2009 | 8% | calculated based on WI Focus on Energy 2019 TRM | 0 | calculated based on WI Focus on Energy 2019 TRM | 0 | Full | 0 | 0 | 0 | 820.2497 | 0 | 0 | 0 | Existing conditions, assuming no cost | 2022 Illinois Statewide Technical Reference Manual for Energy Efficiency Version 10.0 Volume 3: Residential Measures Boiler Reset Controls page 169. Referencing Nexant. Questar DSM Market Characterization Report. August 9, 2006. |  | 100% | 40% | 100% | 1 | 0 | 0 | No applicable non-energy benefitsIncludes PSE NEI data where applicable. | No applicable non-energy benefits | System | System
Lewis County | Multifamily | Heat Central Gas Boiler | Existing | Boiler - Controls | Boiler Reset Controls | No Boiler Control | 2024 | 2050 | 1 | per Home | 0 | 1 | 5 | WI Focus on Energy 2021TRM. 2021. Boiler Control, Outside Air Temperature Reset/Cutout Control measure. Page 130. | 34.1036 | 8% | calculated based on WI Focus on Energy 2019 TRM | 0 | calculated based on WI Focus on Energy 2019 TRM | 0 | Full | 0 | 0 | 0 | 820.2497 | 0 | 0 | 0 | Existing conditions, assuming no cost | 2022 Illinois Statewide Technical Reference Manual for Energy Efficiency Version 10.0 Volume 3: Residential Measures Boiler Reset Controls page 169. Referencing Nexant. Questar DSM Market Characterization Report. August 9, 2006. |  | 100% | 40% | 100% | 1 | 0 | 0 | No applicable non-energy benefitsIncludes PSE NEI data where applicable. | No applicable non-energy benefits | System | System
Lewis County | Multifamily - Highly Impacted | Heat Central Gas Boiler | Existing | Boiler - Controls | Boiler Reset Controls | No Boiler Control | 2024 | 2050 | 1 | per Home | 0 | 1 | 5 | WI Focus on Energy 2021TRM. 2021. Boiler Control, Outside Air Temperature Reset/Cutout Control measure. Page 130. | 28.9455 | 8% | calculated based on WI Focus on Energy 2019 TRM | 0 | calculated based on WI Focus on Energy 2019 TRM | 0 | Full | 0 | 0 | 0 | 820.2497 | 0 | 0 | 0 | Existing conditions, assuming no cost | 2022 Illinois Statewide Technical Reference Manual for Energy Efficiency Version 10.0 Volume 3: Residential Measures Boiler Reset Controls page 169. Referencing Nexant. Questar DSM Market Characterization Report. August 9, 2006. |  | 100% | 40% | 100% | 1 | 0 | 0 | No applicable non-energy benefitsIncludes PSE NEI data where applicable. | No applicable non-energy benefits | System | System
Lewis County | Manufactured | Heat Central Gas Boiler | Existing | Boiler - Controls | Boiler Reset Controls | No Boiler Control | 2024 | 2050 | 1 | per Home | 0 | 1 | 5 | WI Focus on Energy 2021TRM. 2021. Boiler Control, Outside Air Temperature Reset/Cutout Control measure. Page 130. | 46.697 | 8% | calculated based on WI Focus on Energy 2019 TRM | 0 | calculated based on WI Focus on Energy 2019 TRM | 0 | Full | 0 | 0 | 0 | 820.2497 | 0 | 0 | 0 | Existing conditions, assuming no cost | 2022 Illinois Statewide Technical Reference Manual for Energy Efficiency Version 10.0 Volume 3: Residential Measures Boiler Reset Controls page 169. Referencing Nexant. Questar DSM Market Characterization Report. August 9, 2006. |  | 100% | 40% | 100% | 1 | 0 | 0 | No applicable non-energy benefitsIncludes PSE NEI data where applicable. | No applicable non-energy benefits | System | System
Lewis County | Manufactured - Highly Impacted | Heat Central Gas Boiler | Existing | Boiler - Controls | Boiler Reset Controls | No Boiler Control | 2024 | 2050 | 1 | per Home | 0 | 1 | 5 | WI Focus on Energy 2021TRM. 2021. Boiler Control, Outside Air Temperature Reset/Cutout Control measure. Page 130. | 36.2035 | 8% | calculated based on WI Focus on Energy 2019 TRM | 0 | calculated based on WI Focus on Energy 2019 TRM | 0 | Full | 0 | 0 | 0 | 820.2497 | 0 | 0 | 0 | Existing conditions, assuming no cost | 2022 Illinois Statewide Technical Reference Manual for Energy Efficiency Version 10.0 Volume 3: Residential Measures Boiler Reset Controls page 169. Referencing Nexant. Questar DSM Market Characterization Report. August 9, 2006. |  | 100% | 40% | 100% | 1 | 0 | 0 | No applicable non-energy benefitsIncludes PSE NEI data where applicable. | No applicable non-energy benefits | System | System
Lewis County | Single Family | Heat Central Gas Boiler | Existing | Tune-up - Boiler | Boiler with Tune-up | Boiler with no Tune-up | 2024 | 2050 | 1 | per Home | 0 | 1 | 2 | WI Focus on Energy 2020 TRM. Boiler Tune-Up, Single Family. Page 845. | 10.3431 | 1.6% | WI Focus on Energy 2020 TRM. Boiler Tune-Up, Single Family. Page 845. | 0 | WI Focus on Energy 2020 TRM. Boiler Tune-Up, Single Family. Page 845. | 0 | Full | 0 | 0 | 0 | 158.5451 | 0 | 0 | 0 | Existing conditions, assuming no cost | Measure costs are labor costs |  | 100% | 34.32% | 100% | 1 | 0 | 0 | No applicable non-energy benefitsIncludes PSE NEI data where applicable. | No applicable non-energy benefits | System | System
Lewis County | Single Family - Highly Impacted | Heat Central Gas Boiler | Existing | Tune-up - Boiler | Boiler with Tune-up | Boiler with no Tune-up | 2024 | 2050 | 1 | per Home | 0 | 1 | 2 | WI Focus on Energy 2020 TRM. Boiler Tune-Up, Single Family. Page 845. | 7.4402 | 1.6% | WI Focus on Energy 2020 TRM. Boiler Tune-Up, Single Family. Page 845. | 0 | WI Focus on Energy 2020 TRM. Boiler Tune-Up, Single Family. Page 845. | 0 | Full | 0 | 0 | 0 | 158.5451 | 0 | 0 | 0 | Existing conditions, assuming no cost | Measure costs are labor costs |  | 100% | 39.77% | 100% | 1 | 0 | 0 | No applicable non-energy benefitsIncludes PSE NEI data where applicable. | No applicable non-energy benefits | System | System
Lewis County | Multifamily | Heat Central Gas Boiler | Existing | Tune-up - Boiler | Boiler with Tune-up | Boiler with no Tune-up | 2024 | 2050 | 1 | per Home | 0 | 1 | 2 | WI Focus on Energy 2020 TRM. Boiler Tune-Up, Single Family. Page 845. | 6.8207 | 1.6% | WI Focus on Energy 2020 TRM. Boiler Tune-Up, Single Family. Page 845. | 0 | WI Focus on Energy 2020 TRM. Boiler Tune-Up, Single Family. Page 845. | 0 | Full | 0 | 0 | 0 | 158.5451 | 0 | 0 | 0 | Existing conditions, assuming no cost | Measure costs are labor costs |  | 100% | 43.85% | 100% | 1 | 0 | 0 | No applicable non-energy benefitsIncludes PSE NEI data where applicable. | No applicable non-energy benefits | System | System
Lewis County | Multifamily - Highly Impacted | Heat Central Gas Boiler | Existing | Tune-up - Boiler | Boiler with Tune-up | Boiler with no Tune-up | 2024 | 2050 | 1 | per Home | 0 | 1 | 2 | WI Focus on Energy 2020 TRM. Boiler Tune-Up, Single Family. Page 845. | 5.7891 | 1.6% | WI Focus on Energy 2020 TRM. Boiler Tune-Up, Single Family. Page 845. | 0 | WI Focus on Energy 2020 TRM. Boiler Tune-Up, Single Family. Page 845. | 0 | Full | 0 | 0 | 0 | 158.5451 | 0 | 0 | 0 | Existing conditions, assuming no cost | Measure costs are labor costs |  | 100% | 59.38% | 100% | 1 | 0 | 0 | No applicable non-energy benefitsIncludes PSE NEI data where applicable. | No applicable non-energy benefits | System | System
Lewis County | Manufactured | Heat Central Gas Boiler | Existing | Tune-up - Boiler | Boiler with Tune-up | Boiler with no Tune-up | 2024 | 2050 | 1 | per Home | 0 | 1 | 2 | WI Focus on Energy 2020 TRM. Boiler Tune-Up, Single Family. Page 845. | 9.3394 | 1.6% | WI Focus on Energy 2020 TRM. Boiler Tune-Up, Single Family. Page 845. | 0 | WI Focus on Energy 2020 TRM. Boiler Tune-Up, Single Family. Page 845. | 0 | Full | 0 | 0 | 0 | 158.5451 | 0 | 0 | 0 | Existing conditions, assuming no cost | Measure costs are labor costs |  | 100% | 47.5% | 100% | 1 | 0 | 0 | No applicable non-energy benefitsIncludes PSE NEI data where applicable. | No applicable non-energy benefits | System | System
Lewis County | Manufactured - Highly Impacted | Heat Central Gas Boiler | Existing | Tune-up - Boiler | Boiler with Tune-up | Boiler with no Tune-up | 2024 | 2050 | 1 | per Home | 0 | 1 | 2 | WI Focus on Energy 2020 TRM. Boiler Tune-Up, Single Family. Page 845. | 7.2407 | 1.6% | WI Focus on Energy 2020 TRM. Boiler Tune-Up, Single Family. Page 845. | 0 | WI Focus on Energy 2020 TRM. Boiler Tune-Up, Single Family. Page 845. | 0 | Full | 0 | 0 | 0 | 158.5451 | 0 | 0 | 0 | Existing conditions, assuming no cost | Measure costs are labor costs |  | 100% | 47.5% | 100% | 1 | 0 | 0 | No applicable non-energy benefitsIncludes PSE NEI data where applicable. | No applicable non-energy benefits | System | System
Lewis County | Single Family | Heat Central Gas Furnace | Existing | Tune-up - Furnace (Gas) | Furnace with Tune-up | Furnace with no Tune-up | 2024 | 2050 | 1 | per Home | 0 | 1 | 2 | WI Focus on Energy 2020 TRM. Furnace Tune-Up, Single Family. Page 960. | 7.6277 | 1.6% | WI Focus on Energy 2020 TRM. Furnace Tune-Up, Single Family. Page 960. | 0 | WI Focus on Energy 2020 TRM. Furnace Tune-Up, Single Family. Page 960. | 0 | Full | 0 | 0 | 0 | 158.5451 | 0 | 0 | 0 | Existing conditions, assuming no cost | Measure costs are labor costs |  | 100% | 34.32% | 100% | 1 | 0 | 0 | No applicable non-energy benefitsIncludes PSE NEI data where applicable. | No applicable non-energy benefits | System | System
Lewis County | Single Family - Highly Impacted | Heat Central Gas Furnace | Existing | Tune-up - Furnace (Gas) | Furnace with Tune-up | Furnace with no Tune-up | 2024 | 2050 | 1 | per Home | 0 | 1 | 2 | WI Focus on Energy 2020 TRM. Furnace Tune-Up, Single Family. Page 960. | 5.4869 | 1.6% | WI Focus on Energy 2020 TRM. Furnace Tune-Up, Single Family. Page 960. | 0 | WI Focus on Energy 2020 TRM. Furnace Tune-Up, Single Family. Page 960. | 0 | Full | 0 | 0 | 0 | 158.5451 | 0 | 0 | 0 | Existing conditions, assuming no cost | Measure costs are labor costs |  | 100% | 39.77% | 100% | 1 | 0 | 0 | No applicable non-energy benefitsIncludes PSE NEI data where applicable. | No applicable non-energy benefits | System | System
Lewis County | Multifamily | Heat Central Gas Furnace | Existing | Tune-up - Furnace (Gas) | Furnace with Tune-up | Furnace with no Tune-up | 2024 | 2050 | 1 | per Home | 0 | 1 | 2 | WI Focus on Energy 2020 TRM. Furnace Tune-Up, Single Family. Page 960. | 5.03 | 1.6% | WI Focus on Energy 2020 TRM. Furnace Tune-Up, Single Family. Page 960. | 0 | WI Focus on Energy 2020 TRM. Furnace Tune-Up, Single Family. Page 960. | 0 | Full | 0 | 0 | 0 | 158.5451 | 0 | 0 | 0 | Existing conditions, assuming no cost | Measure costs are labor costs |  | 100% | 43.85% | 100% | 1 | 0 | 0 | No applicable non-energy benefitsIncludes PSE NEI data where applicable. | No applicable non-energy benefits | System | System
Lewis County | Multifamily - Highly Impacted | Heat Central Gas Furnace | Existing | Tune-up - Furnace (Gas) | Furnace with Tune-up | Furnace with no Tune-up | 2024 | 2050 | 1 | per Home | 0 | 1 | 2 | WI Focus on Energy 2020 TRM. Furnace Tune-Up, Single Family. Page 960. | 4.2692 | 1.6% | WI Focus on Energy 2020 TRM. Furnace Tune-Up, Single Family. Page 960. | 0 | WI Focus on Energy 2020 TRM. Furnace Tune-Up, Single Family. Page 960. | 0 | Full | 0 | 0 | 0 | 158.5451 | 0 | 0 | 0 | Existing conditions, assuming no cost | Measure costs are labor costs |  | 100% | 59.38% | 100% | 1 | 0 | 0 | No applicable non-energy benefitsIncludes PSE NEI data where applicable. | No applicable non-energy benefits | System | System
Lewis County | Manufactured | Heat Central Gas Furnace | Existing | Tune-up - Furnace (Gas) | Furnace with Tune-up | Furnace with no Tune-up | 2024 | 2050 | 1 | per Home | 0 | 1 | 2 | WI Focus on Energy 2020 TRM. Furnace Tune-Up, Single Family. Page 960. | 6.8875 | 1.6% | WI Focus on Energy 2020 TRM. Furnace Tune-Up, Single Family. Page 960. | 0 | WI Focus on Energy 2020 TRM. Furnace Tune-Up, Single Family. Page 960. | 0 | Full | 0 | 0 | 0 | 158.5451 | 0 | 0 | 0 | Existing conditions, assuming no cost | Measure costs are labor costs |  | 100% | 47.5% | 100% | 1 | 0 | 0 | No applicable non-energy benefitsIncludes PSE NEI data where applicable. | No applicable non-energy benefits | System | System
Lewis County | Manufactured - Highly Impacted | Heat Central Gas Furnace | Existing | Tune-up - Furnace (Gas) | Furnace with Tune-up | Furnace with no Tune-up | 2024 | 2050 | 1 | per Home | 0 | 1 | 2 | WI Focus on Energy 2020 TRM. Furnace Tune-Up, Single Family. Page 960. | 5.3397 | 1.6% | WI Focus on Energy 2020 TRM. Furnace Tune-Up, Single Family. Page 960. | 0 | WI Focus on Energy 2020 TRM. Furnace Tune-Up, Single Family. Page 960. | 0 | Full | 0 | 0 | 0 | 158.5451 | 0 | 0 | 0 | Existing conditions, assuming no cost | Measure costs are labor costs |  | 100% | 47.5% | 100% | 1 | 0 | 0 | No applicable non-energy benefitsIncludes PSE NEI data where applicable. | No applicable non-energy benefits | System | System
Lewis County | Single Family | Water Heat LE 55 Gal | Existing | Water Heater Tank Wrap | Add R-10 Tank Wrap | No Tank Wrap | 2024 | 2050 | 1 | per Home | 0 | 1 | 7 | IA TRM Version 6 | 4.1018 | 2.267% | IA TRM Version 6: Residential Water Heater Wrap; RTFStandardInformationWorkbook_v4_5 | 0 | IA TRM Version 6: Residential Water Heater Wrap; RTFStandardInformationWorkbook_v4_5 | 0 | Full | 0 | 0 | 0 | 59.2054 | 0 | 0 | 0 | IA TRM Version 6: Residential Water Heater Wrap | IA TRM Version 6: Residential Water Heater Wrap |  | 100% | 49.89% | 100% | 1 | 0 | 0 | No applicable non-energy benefitsIncludes PSE NEI data where applicable. | No applicable non-energy benefits | System | System
Lewis County | Single Family | Water Heat LE 55 Gal | New | Water Heater Tank Wrap | Add R-10 Tank Wrap | No Tank Wrap | 2024 | 2050 | 1 | per Home | 0 | 1 | 7 | IA TRM Version 6 | 4.1018 | 2.351% | IA TRM Version 6: Residential Water Heater Wrap; RTFStandardInformationWorkbook_v4_5 | 0 | IA TRM Version 6: Residential Water Heater Wrap; RTFStandardInformationWorkbook_v4_5 | 0 | Full | 0 | 0 | 0 | 59.2054 | 0 | 0 | 0 | IA TRM Version 6: Residential Water Heater Wrap | IA TRM Version 6: Residential Water Heater Wrap |  | 100% | 49.89% | 100% | 1 | 0 | 0 | No applicable non-energy benefitsIncludes PSE NEI data where applicable. | No applicable non-energy benefits | System | System
Lewis County | Single Family | Water Heat GT 55 Gal | Existing | Water Heater Tank Wrap | Add R-10 Tank Wrap | No Tank Wrap | 2024 | 2050 | 1 | per Home | 0 | 1 | 7 | IA TRM Version 6 | 4.2268 | 2.751% | IA TRM Version 6: Residential Water Heater Wrap; RTFStandardInformationWorkbook_v4_5 | 0 | IA TRM Version 6: Residential Water Heater Wrap; RTFStandardInformationWorkbook_v4_5 | 0 | Full | 0 | 0 | 0 | 59.2054 | 0 | 0 | 0 | IA TRM Version 6: Residential Water Heater Wrap | IA TRM Version 6: Residential Water Heater Wrap |  | 100% | 49.89% | 100% | 1 | 0 | 0 | No applicable non-energy benefitsIncludes PSE NEI data where applicable. | No applicable non-energy benefits | System | System
Lewis County | Single Family | Water Heat GT 55 Gal | New | Water Heater Tank Wrap | Add R-10 Tank Wrap | No Tank Wrap | 2024 | 2050 | 1 | per Home | 0 | 1 | 7 | IA TRM Version 6 | 4.2268 | 2.751% | IA TRM Version 6: Residential Water Heater Wrap; RTFStandardInformationWorkbook_v4_5 | 0 | IA TRM Version 6: Residential Water Heater Wrap; RTFStandardInformationWorkbook_v4_5 | 0 | Full | 0 | 0 | 0 | 59.2054 | 0 | 0 | 0 | IA TRM Version 6: Residential Water Heater Wrap | IA TRM Version 6: Residential Water Heater Wrap |  | 100% | 49.89% | 100% | 1 | 0 | 0 | No applicable non-energy benefitsIncludes PSE NEI data where applicable. | No applicable non-energy benefits | System | System
Lewis County | Single Family - Highly Impacted | Water Heat LE 55 Gal | Existing | Water Heater Tank Wrap | Add R-10 Tank Wrap | No Tank Wrap | 2024 | 2050 | 1 | per Home | 0 | 1 | 7 | IA TRM Version 6 | 4.1018 | 2.595% | IA TRM Version 6: Residential Water Heater Wrap; RTFStandardInformationWorkbook_v4_5 | 0 | IA TRM Version 6: Residential Water Heater Wrap; RTFStandardInformationWorkbook_v4_5 | 0 | Full | 0 | 0 | 0 | 59.2054 | 0 | 0 | 0 | IA TRM Version 6: Residential Water Heater Wrap | IA TRM Version 6: Residential Water Heater Wrap |  | 100% | 53.72% | 100% | 1 | 0 | 0 | No applicable non-energy benefitsIncludes PSE NEI data where applicable. | No applicable non-energy benefits | System | System
Lewis County | Single Family - Highly Impacted | Water Heat LE 55 Gal | New | Water Heater Tank Wrap | Add R-10 Tank Wrap | No Tank Wrap | 2024 | 2050 | 1 | per Home | 0 | 1 | 7 | IA TRM Version 6 | 4.1018 | 2.692% | IA TRM Version 6: Residential Water Heater Wrap; RTFStandardInformationWorkbook_v4_5 | 0 | IA TRM Version 6: Residential Water Heater Wrap; RTFStandardInformationWorkbook_v4_5 | 0 | Full | 0 | 0 | 0 | 59.2054 | 0 | 0 | 0 | IA TRM Version 6: Residential Water Heater Wrap | IA TRM Version 6: Residential Water Heater Wrap |  | 100% | 53.72% | 100% | 1 | 0 | 0 | No applicable non-energy benefitsIncludes PSE NEI data where applicable. | No applicable non-energy benefits | System | System
Lewis County | Single Family - Highly Impacted | Water Heat GT 55 Gal | Existing | Water Heater Tank Wrap | Add R-10 Tank Wrap | No Tank Wrap | 2024 | 2050 | 1 | per Home | 0 | 1 | 7 | IA TRM Version 6 | 4.2268 | 3.149% | IA TRM Version 6: Residential Water Heater Wrap; RTFStandardInformationWorkbook_v4_5 | 0 | IA TRM Version 6: Residential Water Heater Wrap; RTFStandardInformationWorkbook_v4_5 | 0 | Full | 0 | 0 | 0 | 59.2054 | 0 | 0 | 0 | IA TRM Version 6: Residential Water Heater Wrap | IA TRM Version 6: Residential Water Heater Wrap |  | 100% | 53.72% | 100% | 1 | 0 | 0 | No applicable non-energy benefitsIncludes PSE NEI data where applicable. | No applicable non-energy benefits | System | System
Lewis County | Single Family - Highly Impacted | Water Heat GT 55 Gal | New | Water Heater Tank Wrap | Add R-10 Tank Wrap | No Tank Wrap | 2024 | 2050 | 1 | per Home | 0 | 1 | 7 | IA TRM Version 6 | 4.2268 | 3.149% | IA TRM Version 6: Residential Water Heater Wrap; RTFStandardInformationWorkbook_v4_5 | 0 | IA TRM Version 6: Residential Water Heater Wrap; RTFStandardInformationWorkbook_v4_5 | 0 | Full | 0 | 0 | 0 | 59.2054 | 0 | 0 | 0 | IA TRM Version 6: Residential Water Heater Wrap | IA TRM Version 6: Residential Water Heater Wrap |  | 100% | 53.72% | 100% | 1 | 0 | 0 | No applicable non-energy benefitsIncludes PSE NEI data where applicable. | No applicable non-energy benefits | System | System
Lewis County | Multifamily | Water Heat LE 55 Gal | Existing | Water Heater Tank Wrap | Add R-10 Tank Wrap | No Tank Wrap | 2024 | 2050 | 1 | per Home | 0 | 1 | 7 | IA TRM Version 6 | 4.1018 | 3.192% | IA TRM Version 6: Residential Water Heater Wrap; RTFStandardInformationWorkbook_v4_5 | 0 | IA TRM Version 6: Residential Water Heater Wrap; RTFStandardInformationWorkbook_v4_5 | 0 | Full | 0 | 0 | 0 | 59.2054 | 0 | 0 | 0 | IA TRM Version 6: Residential Water Heater Wrap | IA TRM Version 6: Residential Water Heater Wrap |  | 100% | 48.72% | 100% | 1 | 0 | 0 | No applicable non-energy benefitsIncludes PSE NEI data where applicable. | No applicable non-energy benefits | System | System
Lewis County | Multifamily | Water Heat LE 55 Gal | New | Water Heater Tank Wrap | Add R-10 Tank Wrap | No Tank Wrap | 2024 | 2050 | 1 | per Home | 0 | 1 | 7 | IA TRM Version 6 | 4.1018 | 3.311% | IA TRM Version 6: Residential Water Heater Wrap; RTFStandardInformationWorkbook_v4_5 | 0 | IA TRM Version 6: Residential Water Heater Wrap; RTFStandardInformationWorkbook_v4_5 | 0 | Full | 0 | 0 | 0 | 59.2054 | 0 | 0 | 0 | IA TRM Version 6: Residential Water Heater Wrap | IA TRM Version 6: Residential Water Heater Wrap |  | 100% | 48.72% | 100% | 1 | 0 | 0 | No applicable non-energy benefitsIncludes PSE NEI data where applicable. | No applicable non-energy benefits | System | System
Lewis County | Multifamily | Water Heat GT 55 Gal | Existing | Water Heater Tank Wrap | Add R-10 Tank Wrap | No Tank Wrap | 2024 | 2050 | 1 | per Home | 0 | 1 | 7 | IA TRM Version 6 | 4.2268 | 3.874% | IA TRM Version 6: Residential Water Heater Wrap; RTFStandardInformationWorkbook_v4_5 | 0 | IA TRM Version 6: Residential Water Heater Wrap; RTFStandardInformationWorkbook_v4_5 | 0 | Full | 0 | 0 | 0 | 59.2054 | 0 | 0 | 0 | IA TRM Version 6: Residential Water Heater Wrap | IA TRM Version 6: Residential Water Heater Wrap |  | 100% | 48.72% | 100% | 1 | 0 | 0 | No applicable non-energy benefitsIncludes PSE NEI data where applicable. | No applicable non-energy benefits | System | System
Lewis County | Multifamily | Water Heat GT 55 Gal | New | Water Heater Tank Wrap | Add R-10 Tank Wrap | No Tank Wrap | 2024 | 2050 | 1 | per Home | 0 | 1 | 7 | IA TRM Version 6 | 4.2268 | 3.874% | IA TRM Version 6: Residential Water Heater Wrap; RTFStandardInformationWorkbook_v4_5 | 0 | IA TRM Version 6: Residential Water Heater Wrap; RTFStandardInformationWorkbook_v4_5 | 0 | Full | 0 | 0 | 0 | 59.2054 | 0 | 0 | 0 | IA TRM Version 6: Residential Water Heater Wrap | IA TRM Version 6: Residential Water Heater Wrap |  | 100% | 48.72% | 100% | 1 | 0 | 0 | No applicable non-energy benefitsIncludes PSE NEI data where applicable. | No applicable non-energy benefits | System | System
Lewis County | Multifamily - Highly Impacted | Water Heat LE 55 Gal | Existing | Water Heater Tank Wrap | Add R-10 Tank Wrap | No Tank Wrap | 2024 | 2050 | 1 | per Home | 0 | 1 | 7 | IA TRM Version 6 | 4.1018 | 2.835% | IA TRM Version 6: Residential Water Heater Wrap; RTFStandardInformationWorkbook_v4_5 | 0 | IA TRM Version 6: Residential Water Heater Wrap; RTFStandardInformationWorkbook_v4_5 | 0 | Full | 0 | 0 | 0 | 59.2054 | 0 | 0 | 0 | IA TRM Version 6: Residential Water Heater Wrap | IA TRM Version 6: Residential Water Heater Wrap |  | 100% | 23.75% | 100% | 1 | 0 | 0 | No applicable non-energy benefitsIncludes PSE NEI data where applicable. | No applicable non-energy benefits | System | System
Lewis County | Multifamily - Highly Impacted | Water Heat LE 55 Gal | New | Water Heater Tank Wrap | Add R-10 Tank Wrap | No Tank Wrap | 2024 | 2050 | 1 | per Home | 0 | 1 | 7 | IA TRM Version 6 | 4.1018 | 2.941% | IA TRM Version 6: Residential Water Heater Wrap; RTFStandardInformationWorkbook_v4_5 | 0 | IA TRM Version 6: Residential Water Heater Wrap; RTFStandardInformationWorkbook_v4_5 | 0 | Full | 0 | 0 | 0 | 59.2054 | 0 | 0 | 0 | IA TRM Version 6: Residential Water Heater Wrap | IA TRM Version 6: Residential Water Heater Wrap |  | 100% | 23.75% | 100% | 1 | 0 | 0 | No applicable non-energy benefitsIncludes PSE NEI data where applicable. | No applicable non-energy benefits | System | System
Lewis County | Multifamily - Highly Impacted | Water Heat GT 55 Gal | Existing | Water Heater Tank Wrap | Add R-10 Tank Wrap | No Tank Wrap | 2024 | 2050 | 1 | per Home | 0 | 1 | 7 | IA TRM Version 6 | 4.2268 | 3.441% | IA TRM Version 6: Residential Water Heater Wrap; RTFStandardInformationWorkbook_v4_5 | 0 | IA TRM Version 6: Residential Water Heater Wrap; RTFStandardInformationWorkbook_v4_5 | 0 | Full | 0 | 0 | 0 | 59.2054 | 0 | 0 | 0 | IA TRM Version 6: Residential Water Heater Wrap | IA TRM Version 6: Residential Water Heater Wrap |  | 100% | 23.75% | 100% | 1 | 0 | 0 | No applicable non-energy benefitsIncludes PSE NEI data where applicable. | No applicable non-energy benefits | System | System
Lewis County | Multifamily - Highly Impacted | Water Heat GT 55 Gal | New | Water Heater Tank Wrap | Add R-10 Tank Wrap | No Tank Wrap | 2024 | 2050 | 1 | per Home | 0 | 1 | 7 | IA TRM Version 6 | 4.2268 | 3.441% | IA TRM Version 6: Residential Water Heater Wrap; RTFStandardInformationWorkbook_v4_5 | 0 | IA TRM Version 6: Residential Water Heater Wrap; RTFStandardInformationWorkbook_v4_5 | 0 | Full | 0 | 0 | 0 | 59.2054 | 0 | 0 | 0 | IA TRM Version 6: Residential Water Heater Wrap | IA TRM Version 6: Residential Water Heater Wrap |  | 100% | 23.75% | 100% | 1 | 0 | 0 | No applicable non-energy benefitsIncludes PSE NEI data where applicable. | No applicable non-energy benefits | System | System
Lewis County | Manufactured | Water Heat LE 55 Gal | Existing | Water Heater Tank Wrap | Add R-10 Tank Wrap | No Tank Wrap | 2024 | 2050 | 1 | per Home | 0 | 1 | 7 | IA TRM Version 6 | 4.1018 | 2.557% | IA TRM Version 6: Residential Water Heater Wrap; RTFStandardInformationWorkbook_v4_5 | 0 | IA TRM Version 6: Residential Water Heater Wrap; RTFStandardInformationWorkbook_v4_5 | 0 | Full | 0 | 0 | 0 | 59.2054 | 0 | 0 | 0 | IA TRM Version 6: Residential Water Heater Wrap | IA TRM Version 6: Residential Water Heater Wrap |  | 100% | 44.71% | 100% | 1 | 0 | 0 | No applicable non-energy benefitsIncludes PSE NEI data where applicable. | No applicable non-energy benefits | System | System
Lewis County | Manufactured | Water Heat LE 55 Gal | New | Water Heater Tank Wrap | Add R-10 Tank Wrap | No Tank Wrap | 2024 | 2050 | 1 | per Home | 0 | 1 | 7 | IA TRM Version 6 | 4.1018 | 2.653% | IA TRM Version 6: Residential Water Heater Wrap; RTFStandardInformationWorkbook_v4_5 | 0 | IA TRM Version 6: Residential Water Heater Wrap; RTFStandardInformationWorkbook_v4_5 | 0 | Full | 0 | 0 | 0 | 59.2054 | 0 | 0 | 0 | IA TRM Version 6: Residential Water Heater Wrap | IA TRM Version 6: Residential Water Heater Wrap |  | 100% | 44.71% | 100% | 1 | 0 | 0 | No applicable non-energy benefitsIncludes PSE NEI data where applicable. | No applicable non-energy benefits | System | System
Lewis County | Manufactured | Water Heat GT 55 Gal | Existing | Water Heater Tank Wrap | Add R-10 Tank Wrap | No Tank Wrap | 2024 | 2050 | 1 | per Home | 0 | 1 | 7 | IA TRM Version 6 | 4.2268 | 3.104% | IA TRM Version 6: Residential Water Heater Wrap; RTFStandardInformationWorkbook_v4_5 | 0 | IA TRM Version 6: Residential Water Heater Wrap; RTFStandardInformationWorkbook_v4_5 | 0 | Full | 0 | 0 | 0 | 59.2054 | 0 | 0 | 0 | IA TRM Version 6: Residential Water Heater Wrap | IA TRM Version 6: Residential Water Heater Wrap |  | 100% | 44.71% | 100% | 1 | 0 | 0 | No applicable non-energy benefitsIncludes PSE NEI data where applicable. | No applicable non-energy benefits | System | System
Lewis County | Manufactured | Water Heat GT 55 Gal | New | Water Heater Tank Wrap | Add R-10 Tank Wrap | No Tank Wrap | 2024 | 2050 | 1 | per Home | 0 | 1 | 7 | IA TRM Version 6 | 4.2268 | 3.104% | IA TRM Version 6: Residential Water Heater Wrap; RTFStandardInformationWorkbook_v4_5 | 0 | IA TRM Version 6: Residential Water Heater Wrap; RTFStandardInformationWorkbook_v4_5 | 0 | Full | 0 | 0 | 0 | 59.2054 | 0 | 0 | 0 | IA TRM Version 6: Residential Water Heater Wrap | IA TRM Version 6: Residential Water Heater Wrap |  | 100% | 44.71% | 100% | 1 | 0 | 0 | No applicable non-energy benefitsIncludes PSE NEI data where applicable. | No applicable non-energy benefits | System | System
Lewis County | Manufactured - Highly Impacted | Water Heat LE 55 Gal | Existing | Water Heater Tank Wrap | Add R-10 Tank Wrap | No Tank Wrap | 2024 | 2050 | 1 | per Home | 0 | 1 | 7 | IA TRM Version 6 | 4.1018 | 2.999% | IA TRM Version 6: Residential Water Heater Wrap; RTFStandardInformationWorkbook_v4_5 | 0 | IA TRM Version 6: Residential Water Heater Wrap; RTFStandardInformationWorkbook_v4_5 | 0 | Full | 0 | 0 | 0 | 59.2054 | 0 | 0 | 0 | IA TRM Version 6: Residential Water Heater Wrap | IA TRM Version 6: Residential Water Heater Wrap |  | 100% | 44.71% | 100% | 1 | 0 | 0 | No applicable non-energy benefitsIncludes PSE NEI data where applicable. | No applicable non-energy benefits | System | System
Lewis County | Manufactured - Highly Impacted | Water Heat LE 55 Gal | New | Water Heater Tank Wrap | Add R-10 Tank Wrap | No Tank Wrap | 2024 | 2050 | 1 | per Home | 0 | 1 | 7 | IA TRM Version 6 | 4.1018 | 3.111% | IA TRM Version 6: Residential Water Heater Wrap; RTFStandardInformationWorkbook_v4_5 | 0 | IA TRM Version 6: Residential Water Heater Wrap; RTFStandardInformationWorkbook_v4_5 | 0 | Full | 0 | 0 | 0 | 59.2054 | 0 | 0 | 0 | IA TRM Version 6: Residential Water Heater Wrap | IA TRM Version 6: Residential Water Heater Wrap |  | 100% | 44.71% | 100% | 1 | 0 | 0 | No applicable non-energy benefitsIncludes PSE NEI data where applicable. | No applicable non-energy benefits | System | System
Lewis County | Manufactured - Highly Impacted | Water Heat GT 55 Gal | Existing | Water Heater Tank Wrap | Add R-10 Tank Wrap | No Tank Wrap | 2024 | 2050 | 1 | per Home | 0 | 1 | 7 | IA TRM Version 6 | 4.2268 | 3.64% | IA TRM Version 6: Residential Water Heater Wrap; RTFStandardInformationWorkbook_v4_5 | 0 | IA TRM Version 6: Residential Water Heater Wrap; RTFStandardInformationWorkbook_v4_5 | 0 | Full | 0 | 0 | 0 | 59.2054 | 0 | 0 | 0 | IA TRM Version 6: Residential Water Heater Wrap | IA TRM Version 6: Residential Water Heater Wrap |  | 100% | 44.71% | 100% | 1 | 0 | 0 | No applicable non-energy benefitsIncludes PSE NEI data where applicable. | No applicable non-energy benefits | System | System
Lewis County | Manufactured - Highly Impacted | Water Heat GT 55 Gal | New | Water Heater Tank Wrap | Add R-10 Tank Wrap | No Tank Wrap | 2024 | 2050 | 1 | per Home | 0 | 1 | 7 | IA TRM Version 6 | 4.2268 | 3.64% | IA TRM Version 6: Residential Water Heater Wrap; RTFStandardInformationWorkbook_v4_5 | 0 | IA TRM Version 6: Residential Water Heater Wrap; RTFStandardInformationWorkbook_v4_5 | 0 | Full | 0 | 0 | 0 | 59.2054 | 0 | 0 | 0 | IA TRM Version 6: Residential Water Heater Wrap | IA TRM Version 6: Residential Water Heater Wrap |  | 100% | 44.71% | 100% | 1 | 0 | 0 | No applicable non-energy benefitsIncludes PSE NEI data where applicable. | No applicable non-energy benefits | System | System
Lewis County | Single Family | Heat Central Gas Boiler | Existing | Door Air Sealing - Door Sweeps and Weather Stripping | Add Door Sweeps and Weather Stripping | No Door Sweeps and Weather Stripping | 2024 | 2050 | 2.111 | per Home | 0 | 1 | 5 | ResDoorSweep_v1_1 (assuming same EUL for weatherstrip; engineering judgement) | 16.3744 | 2.533% | RTF ResDoorSweep_v1_1; PA TRM 2021 | 8.5555 | RTF ResDoorSweep_v1_1; PA TRM 2021 | 0 | Full | 0 | 0 | 0 | 84.0202 | 0 | 0 | 0 | ResDoorSweep_v1_1; RSMeans online | ResDoorSweep_v1_1; RSMeans online |  | 100% | 51.88% | 15% | 1 | 0 | 0.77169 | No applicable non-energy benefitsIncludes PSE NEI data where applicable. | No applicable non-energy benefits | System | System
Lewis County | Single Family | Heat Central Gas Furnace | Existing | Door Air Sealing - Door Sweeps and Weather Stripping | Add Door Sweeps and Weather Stripping | No Door Sweeps and Weather Stripping | 2024 | 2050 | 2.111 | per Home | 0 | 1 | 5 | ResDoorSweep_v1_1 (assuming same EUL for weatherstrip; engineering judgement) | 17.1931 | 3.606% | RTF ResDoorSweep_v1_1; PA TRM 2021 | 23.9595 | RTF ResDoorSweep_v1_1; PA TRM 2021 | 0 | Full | 0 | 0 | 0 | 84.0202 | 0 | 0 | 0 | ResDoorSweep_v1_1; RSMeans online | ResDoorSweep_v1_1; RSMeans online |  | 100% | 51.88% | 15% | 1 | 0 | 0.81027 | No applicable non-energy benefitsIncludes PSE NEI data where applicable. | No applicable non-energy benefits | System | System
Lewis County | Single Family | Heat Room Gas | Existing | Door Air Sealing - Door Sweeps and Weather Stripping | Add Door Sweeps and Weather Stripping | No Door Sweeps and Weather Stripping | 2024 | 2050 | 2.111 | per Home | 0 | 1 | 5 | ResDoorSweep_v1_1 (assuming same EUL for weatherstrip; engineering judgement) | 18.3393 | 3.75% | RTF ResDoorSweep_v1_1; PA TRM 2021 | 8.1878 | RTF ResDoorSweep_v1_1; PA TRM 2021 | 0 | Full | 0 | 0 | 0 | 84.0202 | 0 | 0 | 0 | ResDoorSweep_v1_1; RSMeans online | ResDoorSweep_v1_1; RSMeans online |  | 100% | 51.88% | 15% | 1 | 0 | 0.86429 | No applicable non-energy benefitsIncludes PSE NEI data where applicable. | No applicable non-energy benefits | System | System
Lewis County | Single Family - Highly Impacted | Heat Central Gas Boiler | Existing | Door Air Sealing - Door Sweeps and Weather Stripping | Add Door Sweeps and Weather Stripping | No Door Sweeps and Weather Stripping | 2024 | 2050 | 1.5185 | per Home | 0 | 1 | 5 | ResDoorSweep_v1_1 (assuming same EUL for weatherstrip; engineering judgement) | 11.7787 | 2.533% | RTF ResDoorSweep_v1_1; PA TRM 2021 | 6.1543 | RTF ResDoorSweep_v1_1; PA TRM 2021 | 0 | Full | 0 | 0 | 0 | 60.4387 | 0 | 0 | 0 | ResDoorSweep_v1_1; RSMeans online | ResDoorSweep_v1_1; RSMeans online |  | 100% | 51.88% | 15% | 1 | 0 | 0.77169 | No applicable non-energy benefitsIncludes PSE NEI data where applicable. | No applicable non-energy benefits | System | System
Lewis County | Single Family - Highly Impacted | Heat Central Gas Furnace | Existing | Door Air Sealing - Door Sweeps and Weather Stripping | Add Door Sweeps and Weather Stripping | No Door Sweeps and Weather Stripping | 2024 | 2050 | 1.5185 | per Home | 0 | 1 | 5 | ResDoorSweep_v1_1 (assuming same EUL for weatherstrip; engineering judgement) | 12.3676 | 3.606% | RTF ResDoorSweep_v1_1; PA TRM 2021 | 11.3557 | RTF ResDoorSweep_v1_1; PA TRM 2021 | 0 | Full | 0 | 0 | 0 | 60.4387 | 0 | 0 | 0 | ResDoorSweep_v1_1; RSMeans online | ResDoorSweep_v1_1; RSMeans online |  | 100% | 51.88% | 15% | 1 | 0 | 0.81027 | No applicable non-energy benefitsIncludes PSE NEI data where applicable. | No applicable non-energy benefits | System | System
Lewis County | Single Family - Highly Impacted | Heat Room Gas | Existing | Door Air Sealing - Door Sweeps and Weather Stripping | Add Door Sweeps and Weather Stripping | No Door Sweeps and Weather Stripping | 2024 | 2050 | 1.5185 | per Home | 0 | 1 | 5 | ResDoorSweep_v1_1 (assuming same EUL for weatherstrip; engineering judgement) | 13.1921 | 3.75% | RTF ResDoorSweep_v1_1; PA TRM 2021 | 2.3961 | RTF ResDoorSweep_v1_1; PA TRM 2021 | 0 | Full | 0 | 0 | 0 | 60.4387 | 0 | 0 | 0 | ResDoorSweep_v1_1; RSMeans online | ResDoorSweep_v1_1; RSMeans online |  | 100% | 51.88% | 15% | 1 | 0 | 0.86429 | No applicable non-energy benefitsIncludes PSE NEI data where applicable. | No applicable non-energy benefits | System | System
Lewis County | Multifamily | Heat Central Gas Boiler | Existing | Door Air Sealing - Door Sweeps and Weather Stripping | Add Door Sweeps and Weather Stripping | No Door Sweeps and Weather Stripping | 2024 | 2050 | 0.93215 | per Home | 0 | 1 | 5 | ResDoorSweep_v1_1 (assuming same EUL for weatherstrip; engineering judgement) | 7.2305 | 1.696% | RTF ResDoorSweep_v1_1; PA TRM 2021 | 1.7127 | RTF ResDoorSweep_v1_1; PA TRM 2021 | 0 | Full | 0 | 0 | 0 | 37.101 | 0 | 0 | 0 | ResDoorSweep_v1_1; RSMeans online | ResDoorSweep_v1_1; RSMeans online |  | 100% | 25.94% | 15% | 1 | 0 | 0.77169 | No applicable non-energy benefitsIncludes PSE NEI data where applicable. | No applicable non-energy benefits | System | System
Lewis County | Multifamily | Heat Central Gas Furnace | Existing | Door Air Sealing - Door Sweeps and Weather Stripping | Add Door Sweeps and Weather Stripping | No Door Sweeps and Weather Stripping | 2024 | 2050 | 0.93215 | per Home | 0 | 1 | 5 | ResDoorSweep_v1_1 (assuming same EUL for weatherstrip; engineering judgement) | 7.592 | 2.415% | RTF ResDoorSweep_v1_1; PA TRM 2021 | 13.7895 | RTF ResDoorSweep_v1_1; PA TRM 2021 | 0 | Full | 0 | 0 | 0 | 37.101 | 0 | 0 | 0 | ResDoorSweep_v1_1; RSMeans online | ResDoorSweep_v1_1; RSMeans online |  | 100% | 25.94% | 15% | 1 | 0 | 0.81027 | No applicable non-energy benefitsIncludes PSE NEI data where applicable. | No applicable non-energy benefits | System | System
Lewis County | Multifamily | Heat Room Gas | Existing | Door Air Sealing - Door Sweeps and Weather Stripping | Add Door Sweeps and Weather Stripping | No Door Sweeps and Weather Stripping | 2024 | 2050 | 0.93215 | per Home | 0 | 1 | 5 | ResDoorSweep_v1_1 (assuming same EUL for weatherstrip; engineering judgement) | 8.0981 | 2.511% | RTF ResDoorSweep_v1_1; PA TRM 2021 | 4.0309 | RTF ResDoorSweep_v1_1; PA TRM 2021 | 0 | Full | 0 | 0 | 0 | 37.101 | 0 | 0 | 0 | ResDoorSweep_v1_1; RSMeans online | ResDoorSweep_v1_1; RSMeans online |  | 100% | 25.94% | 15% | 1 | 0 | 0.86429 | No applicable non-energy benefitsIncludes PSE NEI data where applicable. | No applicable non-energy benefits | System | System
Lewis County | Multifamily - Highly Impacted | Heat Central Gas Boiler | Existing | Door Air Sealing - Door Sweeps and Weather Stripping | Add Door Sweeps and Weather Stripping | No Door Sweeps and Weather Stripping | 2024 | 2050 | 0.79116 | per Home | 0 | 1 | 5 | ResDoorSweep_v1_1 (assuming same EUL for weatherstrip; engineering judgement) | 6.1369 | 1.696% | RTF ResDoorSweep_v1_1; PA TRM 2021 | 1.7152 | RTF ResDoorSweep_v1_1; PA TRM 2021 | 0 | Full | 0 | 0 | 0 | 31.4896 | 0 | 0 | 0 | ResDoorSweep_v1_1; RSMeans online | ResDoorSweep_v1_1; RSMeans online |  | 100% | 25.94% | 15% | 1 | 0 | 0.77169 | No applicable non-energy benefitsIncludes PSE NEI data where applicable. | No applicable non-energy benefits | System | System
Lewis County | Multifamily - Highly Impacted | Heat Central Gas Furnace | Existing | Door Air Sealing - Door Sweeps and Weather Stripping | Add Door Sweeps and Weather Stripping | No Door Sweeps and Weather Stripping | 2024 | 2050 | 0.79116 | per Home | 0 | 1 | 5 | ResDoorSweep_v1_1 (assuming same EUL for weatherstrip; engineering judgement) | 6.4437 | 2.415% | RTF ResDoorSweep_v1_1; PA TRM 2021 | 4.3224 | RTF ResDoorSweep_v1_1; PA TRM 2021 | 0 | Full | 0 | 0 | 0 | 31.4896 | 0 | 0 | 0 | ResDoorSweep_v1_1; RSMeans online | ResDoorSweep_v1_1; RSMeans online |  | 100% | 25.94% | 15% | 1 | 0 | 0.81027 | No applicable non-energy benefitsIncludes PSE NEI data where applicable. | No applicable non-energy benefits | System | System
Lewis County | Multifamily - Highly Impacted | Heat Room Gas | Existing | Door Air Sealing - Door Sweeps and Weather Stripping | Add Door Sweeps and Weather Stripping | No Door Sweeps and Weather Stripping | 2024 | 2050 | 0.79116 | per Home | 0 | 1 | 5 | ResDoorSweep_v1_1 (assuming same EUL for weatherstrip; engineering judgement) | 6.8733 | 2.511% | RTF ResDoorSweep_v1_1; PA TRM 2021 | 0.85761 | RTF ResDoorSweep_v1_1; PA TRM 2021 | 0 | Full | 0 | 0 | 0 | 31.4896 | 0 | 0 | 0 | ResDoorSweep_v1_1; RSMeans online | ResDoorSweep_v1_1; RSMeans online |  | 100% | 25.94% | 15% | 1 | 0 | 0.86429 | No applicable non-energy benefitsIncludes PSE NEI data where applicable. | No applicable non-energy benefits | System | System
Lewis County | Manufactured | Heat Central Gas Boiler | Existing | Door Air Sealing - Door Sweeps and Weather Stripping | Add Door Sweeps and Weather Stripping | No Door Sweeps and Weather Stripping | 2024 | 2050 | 1.8323 | per Home | 0 | 1 | 5 | ResDoorSweep_v1_1 (assuming same EUL for weatherstrip; engineering judgement) | 14.213 | 2.435% | RTF ResDoorSweep_v1_1; PA TRM 2021 | 6.8643 | RTF ResDoorSweep_v1_1; PA TRM 2021 | 0 | Full | 0 | 0 | 0 | 72.93 | 0 | 0 | 0 | ResDoorSweep_v1_1; RSMeans online | ResDoorSweep_v1_1; RSMeans online |  | 100% | 31.87% | 15% | 1 | 0 | 0.77169 | No applicable non-energy benefitsIncludes PSE NEI data where applicable. | No applicable non-energy benefits | System | System
Lewis County | Manufactured | Heat Central Gas Furnace | Existing | Door Air Sealing - Door Sweeps and Weather Stripping | Add Door Sweeps and Weather Stripping | No Door Sweeps and Weather Stripping | 2024 | 2050 | 1.8323 | per Home | 0 | 1 | 5 | ResDoorSweep_v1_1 (assuming same EUL for weatherstrip; engineering judgement) | 14.9237 | 3.467% | RTF ResDoorSweep_v1_1; PA TRM 2021 | 21.8203 | RTF ResDoorSweep_v1_1; PA TRM 2021 | 0 | Full | 0 | 0 | 0 | 72.93 | 0 | 0 | 0 | ResDoorSweep_v1_1; RSMeans online | ResDoorSweep_v1_1; RSMeans online |  | 100% | 31.87% | 15% | 1 | 0 | 0.81027 | No applicable non-energy benefitsIncludes PSE NEI data where applicable. | No applicable non-energy benefits | System | System
Lewis County | Manufactured | Heat Room Gas | Existing | Door Air Sealing - Door Sweeps and Weather Stripping | Add Door Sweeps and Weather Stripping | No Door Sweeps and Weather Stripping | 2024 | 2050 | 1.8323 | per Home | 0 | 1 | 5 | ResDoorSweep_v1_1 (assuming same EUL for weatherstrip; engineering judgement) | 15.9186 | 3.605% | RTF ResDoorSweep_v1_1; PA TRM 2021 | 6.392 | RTF ResDoorSweep_v1_1; PA TRM 2021 | 0 | Full | 0 | 0 | 0 | 72.93 | 0 | 0 | 0 | ResDoorSweep_v1_1; RSMeans online | ResDoorSweep_v1_1; RSMeans online |  | 100% | 31.87% | 15% | 1 | 0 | 0.86429 | No applicable non-energy benefitsIncludes PSE NEI data where applicable. | No applicable non-energy benefits | System | System
Lewis County | Manufactured - Highly Impacted | Heat Central Gas Boiler | Existing | Door Air Sealing - Door Sweeps and Weather Stripping | Add Door Sweeps and Weather Stripping | No Door Sweeps and Weather Stripping | 2024 | 2050 | 1.4206 | per Home | 0 | 1 | 5 | ResDoorSweep_v1_1 (assuming same EUL for weatherstrip; engineering judgement) | 11.0192 | 2.435% | RTF ResDoorSweep_v1_1; PA TRM 2021 | 5.3218 | RTF ResDoorSweep_v1_1; PA TRM 2021 | 0 | Full | 0 | 0 | 0 | 56.5415 | 0 | 0 | 0 | ResDoorSweep_v1_1; RSMeans online | ResDoorSweep_v1_1; RSMeans online |  | 100% | 31.87% | 15% | 1 | 0 | 0.77169 | No applicable non-energy benefitsIncludes PSE NEI data where applicable. | No applicable non-energy benefits | System | System
Lewis County | Manufactured - Highly Impacted | Heat Central Gas Furnace | Existing | Door Air Sealing - Door Sweeps and Weather Stripping | Add Door Sweeps and Weather Stripping | No Door Sweeps and Weather Stripping | 2024 | 2050 | 1.4206 | per Home | 0 | 1 | 5 | ResDoorSweep_v1_1 (assuming same EUL for weatherstrip; engineering judgement) | 11.5701 | 3.467% | RTF ResDoorSweep_v1_1; PA TRM 2021 | 15.9085 | RTF ResDoorSweep_v1_1; PA TRM 2021 | 0 | Full | 0 | 0 | 0 | 56.5415 | 0 | 0 | 0 | ResDoorSweep_v1_1; RSMeans online | ResDoorSweep_v1_1; RSMeans online |  | 100% | 31.87% | 15% | 1 | 0 | 0.81027 | No applicable non-energy benefitsIncludes PSE NEI data where applicable. | No applicable non-energy benefits | System | System
Lewis County | Manufactured - Highly Impacted | Heat Room Gas | Existing | Door Air Sealing - Door Sweeps and Weather Stripping | Add Door Sweeps and Weather Stripping | No Door Sweeps and Weather Stripping | 2024 | 2050 | 1.4206 | per Home | 0 | 1 | 5 | ResDoorSweep_v1_1 (assuming same EUL for weatherstrip; engineering judgement) | 12.3415 | 3.605% | RTF ResDoorSweep_v1_1; PA TRM 2021 | 4.9557 | RTF ResDoorSweep_v1_1; PA TRM 2021 | 0 | Full | 0 | 0 | 0 | 56.5415 | 0 | 0 | 0 | ResDoorSweep_v1_1; RSMeans online | ResDoorSweep_v1_1; RSMeans online |  | 100% | 31.87% | 15% | 1 | 0 | 0.86429 | No applicable non-energy benefitsIncludes PSE NEI data where applicable. | No applicable non-energy benefits | System | System
Lewis County | Single Family | Heat Central Gas Boiler | Existing | Steam Trap Repair | Steam Trap Repair | Existing Steam Trap with no Maintenance | 2024 | 2050 | 1 | per Home | 0 | 1 | 6 | New York Standard Approach for Estimating Energy Savings from Energy Efficiency Programs (NY TRM), v9, Appendix P | 43.8959 | 6.79% | NY TRM v9; IA TRM v6 | 0 | NY TRM v9; IA TRM v6 | 0 | Full | 0 | 0 | 0 | 180.6785 | 0 | 0 | 0 | IA TRM v6; IL TRM v10 | IA TRM v6; IL TRM v10 |  | 100% | 10% | 100% | 1 | 0 | 0 | No applicable non-energy benefitsIncludes PSE NEI data where applicable. | No applicable non-energy benefits | System | System
Lewis County | Single Family - Highly Impacted | Heat Central Gas Boiler | Existing | Steam Trap Repair | Steam Trap Repair | Existing Steam Trap with no Maintenance | 2024 | 2050 | 1 | per Home | 0 | 1 | 6 | New York Standard Approach for Estimating Energy Savings from Energy Efficiency Programs (NY TRM), v9, Appendix P | 31.5759 | 6.79% | NY TRM v9; IA TRM v6 | 0 | NY TRM v9; IA TRM v6 | 0 | Full | 0 | 0 | 0 | 180.6785 | 0 | 0 | 0 | IA TRM v6; IL TRM v10 | IA TRM v6; IL TRM v10 |  | 100% | 10% | 100% | 1 | 0 | 0 | No applicable non-energy benefitsIncludes PSE NEI data where applicable. | No applicable non-energy benefits | System | System
Lewis County | Multifamily | Heat Central Gas Boiler | Existing | Steam Trap Repair | Steam Trap Repair | Existing Steam Trap with no Maintenance | 2024 | 2050 | 1 | per Home | 0 | 1 | 6 | New York Standard Approach for Estimating Energy Savings from Energy Efficiency Programs (NY TRM), v9, Appendix P | 28.9469 | 6.79% | NY TRM v9; IA TRM v6 | 0 | NY TRM v9; IA TRM v6 | 0 | Full | 0 | 0 | 0 | 180.6785 | 0 | 0 | 0 | IA TRM v6; IL TRM v10 | IA TRM v6; IL TRM v10 |  | 100% | 10% | 100% | 1 | 0 | 0 | No applicable non-energy benefitsIncludes PSE NEI data where applicable. | No applicable non-energy benefits | System | System
Lewis County | Multifamily - Highly Impacted | Heat Central Gas Boiler | Existing | Steam Trap Repair | Steam Trap Repair | Existing Steam Trap with no Maintenance | 2024 | 2050 | 1 | per Home | 0 | 1 | 6 | New York Standard Approach for Estimating Energy Savings from Energy Efficiency Programs (NY TRM), v9, Appendix P | 24.5688 | 6.79% | NY TRM v9; IA TRM v6 | 0 | NY TRM v9; IA TRM v6 | 0 | Full | 0 | 0 | 0 | 180.6785 | 0 | 0 | 0 | IA TRM v6; IL TRM v10 | IA TRM v6; IL TRM v10 |  | 100% | 10% | 100% | 1 | 0 | 0 | No applicable non-energy benefitsIncludes PSE NEI data where applicable. | No applicable non-energy benefits | System | System
Lewis County | Manufactured | Heat Central Gas Boiler | Existing | Steam Trap Repair | Steam Trap Repair | Existing Steam Trap with no Maintenance | 2024 | 2050 | 1 | per Home | 0 | 1 | 6 | New York Standard Approach for Estimating Energy Savings from Energy Efficiency Programs (NY TRM), v9, Appendix P | 39.6361 | 6.79% | NY TRM v9; IA TRM v6 | 0 | NY TRM v9; IA TRM v6 | 0 | Full | 0 | 0 | 0 | 180.6785 | 0 | 0 | 0 | IA TRM v6; IL TRM v10 | IA TRM v6; IL TRM v10 |  | 100% | 10% | 100% | 1 | 0 | 0 | No applicable non-energy benefitsIncludes PSE NEI data where applicable. | No applicable non-energy benefits | System | System
Lewis County | Manufactured - Highly Impacted | Heat Central Gas Boiler | Existing | Steam Trap Repair | Steam Trap Repair | Existing Steam Trap with no Maintenance | 2024 | 2050 | 1 | per Home | 0 | 1 | 6 | New York Standard Approach for Estimating Energy Savings from Energy Efficiency Programs (NY TRM), v9, Appendix P | 30.7293 | 6.79% | NY TRM v9; IA TRM v6 | 0 | NY TRM v9; IA TRM v6 | 0 | Full | 0 | 0 | 0 | 180.6785 | 0 | 0 | 0 | IA TRM v6; IL TRM v10 | IA TRM v6; IL TRM v10 |  | 100% | 10% | 100% | 1 | 0 | 0 | No applicable non-energy benefitsIncludes PSE NEI data where applicable. | No applicable non-energy benefits | System | System
Lewis County | Single Family | Heat Central Gas Boiler | Existing | Pipe Insulation - Boiler - Code | R-4 Pipe Insulation | Average Existing Pipe Insulation | 2024 | 2050 | 6.4955 | per Home | 0 | 1 | 15 | WI Focus on Energy 2021 TRM. Pipe Insulation, Multifamily. Page 1121. | 32.6981 | 5.058% | Savings methodology based on the WI Focus on Energy 2020 TRM. Pipe Insulation, Multifamily. Page 889. And 3E Plus Simulations https://insulationinstitute.org/tools-resources/free-3e-plus/ | 0 | Savings methodology based on the WI Focus on Energy 2020 TRM. Pipe Insulation, Multifamily. Page 889. And 3E Plus Simulations https://insulationinstitute.org/tools-resources/free-3e-plus/ | 0 | Full | 0 | 0 | 0 | 77.7263 | 0 | 0 | 0 | Full cost, default cost of zero | Based on the WI Focus on Energy 2020 TRM. Pipe Insulation, Multifamily. Page 889. |  | 100% | 10% | 100% | 1 | 0 | 0 | No applicable non-energy benefitsIncludes PSE NEI data where applicable. | No applicable non-energy benefits | System | System
Lewis County | Single Family - Highly Impacted | Heat Central Gas Boiler | Existing | Pipe Insulation - Boiler - Code | R-4 Pipe Insulation | Average Existing Pipe Insulation | 2024 | 2050 | 6.4955 | per Home | 0 | 1 | 15 | WI Focus on Energy 2021 TRM. Pipe Insulation, Multifamily. Page 1121. | 23.5209 | 5.058% | Savings methodology based on the WI Focus on Energy 2020 TRM. Pipe Insulation, Multifamily. Page 889. And 3E Plus Simulations https://insulationinstitute.org/tools-resources/free-3e-plus/ | 0 | Savings methodology based on the WI Focus on Energy 2020 TRM. Pipe Insulation, Multifamily. Page 889. And 3E Plus Simulations https://insulationinstitute.org/tools-resources/free-3e-plus/ | 0 | Full | 0 | 0 | 0 | 77.7263 | 0 | 0 | 0 | Full cost, default cost of zero | Based on the WI Focus on Energy 2020 TRM. Pipe Insulation, Multifamily. Page 889. |  | 100% | 10% | 100% | 1 | 0 | 0 | No applicable non-energy benefitsIncludes PSE NEI data where applicable. | No applicable non-energy benefits | System | System
Lewis County | Multifamily | Heat Central Gas Boiler | Existing | Pipe Insulation - Boiler - Code | R-4 Pipe Insulation | Average Existing Pipe Insulation | 2024 | 2050 | 6.4955 | per Home | 0 | 1 | 15 | WI Focus on Energy 2021 TRM. Pipe Insulation, Multifamily. Page 1121. | 21.5626 | 5.058% | Savings methodology based on the WI Focus on Energy 2020 TRM. Pipe Insulation, Multifamily. Page 889. And 3E Plus Simulations https://insulationinstitute.org/tools-resources/free-3e-plus/ | 0 | Savings methodology based on the WI Focus on Energy 2020 TRM. Pipe Insulation, Multifamily. Page 889. And 3E Plus Simulations https://insulationinstitute.org/tools-resources/free-3e-plus/ | 0 | Full | 0 | 0 | 0 | 77.7263 | 0 | 0 | 0 | Full cost, default cost of zero | Based on the WI Focus on Energy 2020 TRM. Pipe Insulation, Multifamily. Page 889. |  | 100% | 10% | 100% | 1 | 0 | 0 | No applicable non-energy benefitsIncludes PSE NEI data where applicable. | No applicable non-energy benefits | System | System
Lewis County | Multifamily - Highly Impacted | Heat Central Gas Boiler | Existing | Pipe Insulation - Boiler - Code | R-4 Pipe Insulation | Average Existing Pipe Insulation | 2024 | 2050 | 6.4955 | per Home | 0 | 1 | 15 | WI Focus on Energy 2021 TRM. Pipe Insulation, Multifamily. Page 1121. | 18.3013 | 5.058% | Savings methodology based on the WI Focus on Energy 2020 TRM. Pipe Insulation, Multifamily. Page 889. And 3E Plus Simulations https://insulationinstitute.org/tools-resources/free-3e-plus/ | 0 | Savings methodology based on the WI Focus on Energy 2020 TRM. Pipe Insulation, Multifamily. Page 889. And 3E Plus Simulations https://insulationinstitute.org/tools-resources/free-3e-plus/ | 0 | Full | 0 | 0 | 0 | 77.7263 | 0 | 0 | 0 | Full cost, default cost of zero | Based on the WI Focus on Energy 2020 TRM. Pipe Insulation, Multifamily. Page 889. |  | 100% | 10% | 100% | 1 | 0 | 0 | No applicable non-energy benefitsIncludes PSE NEI data where applicable. | No applicable non-energy benefits | System | System
Lewis County | Manufactured | Heat Central Gas Boiler | Existing | Pipe Insulation - Boiler - Code | R-4 Pipe Insulation | Average Existing Pipe Insulation | 2024 | 2050 | 6.4955 | per Home | 0 | 1 | 15 | WI Focus on Energy 2021 TRM. Pipe Insulation, Multifamily. Page 1121. | 29.525 | 5.058% | Savings methodology based on the WI Focus on Energy 2020 TRM. Pipe Insulation, Multifamily. Page 889. And 3E Plus Simulations https://insulationinstitute.org/tools-resources/free-3e-plus/ | 0 | Savings methodology based on the WI Focus on Energy 2020 TRM. Pipe Insulation, Multifamily. Page 889. And 3E Plus Simulations https://insulationinstitute.org/tools-resources/free-3e-plus/ | 0 | Full | 0 | 0 | 0 | 77.7263 | 0 | 0 | 0 | Full cost, default cost of zero | Based on the WI Focus on Energy 2020 TRM. Pipe Insulation, Multifamily. Page 889. |  | 100% | 10% | 100% | 1 | 0 | 0 | No applicable non-energy benefitsIncludes PSE NEI data where applicable. | No applicable non-energy benefits | System | System
Lewis County | Manufactured - Highly Impacted | Heat Central Gas Boiler | Existing | Pipe Insulation - Boiler - Code | R-4 Pipe Insulation | Average Existing Pipe Insulation | 2024 | 2050 | 6.4955 | per Home | 0 | 1 | 15 | WI Focus on Energy 2021 TRM. Pipe Insulation, Multifamily. Page 1121. | 22.8903 | 5.058% | Savings methodology based on the WI Focus on Energy 2020 TRM. Pipe Insulation, Multifamily. Page 889. And 3E Plus Simulations https://insulationinstitute.org/tools-resources/free-3e-plus/ | 0 | Savings methodology based on the WI Focus on Energy 2020 TRM. Pipe Insulation, Multifamily. Page 889. And 3E Plus Simulations https://insulationinstitute.org/tools-resources/free-3e-plus/ | 0 | Full | 0 | 0 | 0 | 77.7263 | 0 | 0 | 0 | Full cost, default cost of zero | Based on the WI Focus on Energy 2020 TRM. Pipe Insulation, Multifamily. Page 889. |  | 100% | 10% | 100% | 1 | 0 | 0 | No applicable non-energy benefitsIncludes PSE NEI data where applicable. | No applicable non-energy benefits | System | System
Lewis County | Single Family | Heat Central Gas Boiler | Existing | Pipe Insulation - Boiler - Above Code | R-8 Pipe Insulation | R-4 Pipe Insulation | 2024 | 2050 | 6.4955 | per Home | 0 | 1 | 15 | WI Focus on Energy 2021 TRM. Pipe Insulation, Multifamily. Page 1121. | 2.5586 | 0.3958% | Savings methodology based on the WI Focus on Energy 2020 TRM. Pipe Insulation, Multifamily. Page 889. And 3E Plus Simulations https://insulationinstitute.org/tools-resources/free-3e-plus/ | 0 | Savings methodology based on the WI Focus on Energy 2020 TRM. Pipe Insulation, Multifamily. Page 889. And 3E Plus Simulations https://insulationinstitute.org/tools-resources/free-3e-plus/ | 0 | Full | 0 | 0 | 0 | 114.9357 | 0 | 0 | 0 | Full cost, default cost of zero | Based on the WI Focus on Energy 2020 TRM. Pipe Insulation, Multifamily. Page 889. |  | 100% | 60% | 100% | 1 | 0 | 0 | No applicable non-energy benefitsIncludes PSE NEI data where applicable. | No applicable non-energy benefits | System | System
Lewis County | Single Family | Heat Central Gas Boiler | New | Pipe Insulation - Boiler - Above Code | R-8 Pipe Insulation | R-4 Pipe Insulation | 2024 | 2050 | 6.4955 | per Home | 0 | 1 | 15 | WI Focus on Energy 2021 TRM. Pipe Insulation, Multifamily. Page 1121. | 1.589 | 0.3958% | Savings methodology based on the WI Focus on Energy 2020 TRM. Pipe Insulation, Multifamily. Page 889. And 3E Plus Simulations https://insulationinstitute.org/tools-resources/free-3e-plus/ | 0 | Savings methodology based on the WI Focus on Energy 2020 TRM. Pipe Insulation, Multifamily. Page 889. And 3E Plus Simulations https://insulationinstitute.org/tools-resources/free-3e-plus/ | 0 | Full | 0 | 0 | 0 | 114.9357 | 0 | 0 | 0 | Full cost, default cost of zero | Based on the WI Focus on Energy 2020 TRM. Pipe Insulation, Multifamily. Page 889. |  | 100% | 60% | 100% | 1 | 0 | 0 | No applicable non-energy benefitsIncludes PSE NEI data where applicable. | No applicable non-energy benefits | System | System
Lewis County | Single Family - Highly Impacted | Heat Central Gas Boiler | Existing | Pipe Insulation - Boiler - Above Code | R-8 Pipe Insulation | R-4 Pipe Insulation | 2024 | 2050 | 6.4955 | per Home | 0 | 1 | 15 | WI Focus on Energy 2021 TRM. Pipe Insulation, Multifamily. Page 1121. | 1.8405 | 0.3958% | Savings methodology based on the WI Focus on Energy 2020 TRM. Pipe Insulation, Multifamily. Page 889. And 3E Plus Simulations https://insulationinstitute.org/tools-resources/free-3e-plus/ | 0 | Savings methodology based on the WI Focus on Energy 2020 TRM. Pipe Insulation, Multifamily. Page 889. And 3E Plus Simulations https://insulationinstitute.org/tools-resources/free-3e-plus/ | 0 | Full | 0 | 0 | 0 | 114.9357 | 0 | 0 | 0 | Full cost, default cost of zero | Based on the WI Focus on Energy 2020 TRM. Pipe Insulation, Multifamily. Page 889. |  | 100% | 60% | 100% | 1 | 0 | 0 | No applicable non-energy benefitsIncludes PSE NEI data where applicable. | No applicable non-energy benefits | System | System
Lewis County | Single Family - Highly Impacted | Heat Central Gas Boiler | New | Pipe Insulation - Boiler - Above Code | R-8 Pipe Insulation | R-4 Pipe Insulation | 2024 | 2050 | 6.4955 | per Home | 0 | 1 | 15 | WI Focus on Energy 2021 TRM. Pipe Insulation, Multifamily. Page 1121. | 1.143 | 0.3958% | Savings methodology based on the WI Focus on Energy 2020 TRM. Pipe Insulation, Multifamily. Page 889. And 3E Plus Simulations https://insulationinstitute.org/tools-resources/free-3e-plus/ | 0 | Savings methodology based on the WI Focus on Energy 2020 TRM. Pipe Insulation, Multifamily. Page 889. And 3E Plus Simulations https://insulationinstitute.org/tools-resources/free-3e-plus/ | 0 | Full | 0 | 0 | 0 | 114.9357 | 0 | 0 | 0 | Full cost, default cost of zero | Based on the WI Focus on Energy 2020 TRM. Pipe Insulation, Multifamily. Page 889. |  | 100% | 60% | 100% | 1 | 0 | 0 | No applicable non-energy benefitsIncludes PSE NEI data where applicable. | No applicable non-energy benefits | System | System
Lewis County | Multifamily | Heat Central Gas Boiler | Existing | Pipe Insulation - Boiler - Above Code | R-8 Pipe Insulation | R-4 Pipe Insulation | 2024 | 2050 | 6.4955 | per Home | 0 | 1 | 15 | WI Focus on Energy 2021 TRM. Pipe Insulation, Multifamily. Page 1121. | 1.6873 | 0.3958% | Savings methodology based on the WI Focus on Energy 2020 TRM. Pipe Insulation, Multifamily. Page 889. And 3E Plus Simulations https://insulationinstitute.org/tools-resources/free-3e-plus/ | 0 | Savings methodology based on the WI Focus on Energy 2020 TRM. Pipe Insulation, Multifamily. Page 889. And 3E Plus Simulations https://insulationinstitute.org/tools-resources/free-3e-plus/ | 0 | Full | 0 | 0 | 0 | 114.9357 | 0 | 0 | 0 | Full cost, default cost of zero | Based on the WI Focus on Energy 2020 TRM. Pipe Insulation, Multifamily. Page 889. |  | 100% | 60% | 100% | 1 | 0 | 0 | No applicable non-energy benefitsIncludes PSE NEI data where applicable. | No applicable non-energy benefits | System | System
Lewis County | Multifamily | Heat Central Gas Boiler | New | Pipe Insulation - Boiler - Above Code | R-8 Pipe Insulation | R-4 Pipe Insulation | 2024 | 2050 | 6.4955 | per Home | 0 | 1 | 15 | WI Focus on Energy 2021 TRM. Pipe Insulation, Multifamily. Page 1121. | 1.0479 | 0.3958% | Savings methodology based on the WI Focus on Energy 2020 TRM. Pipe Insulation, Multifamily. Page 889. And 3E Plus Simulations https://insulationinstitute.org/tools-resources/free-3e-plus/ | 0 | Savings methodology based on the WI Focus on Energy 2020 TRM. Pipe Insulation, Multifamily. Page 889. And 3E Plus Simulations https://insulationinstitute.org/tools-resources/free-3e-plus/ | 0 | Full | 0 | 0 | 0 | 114.9357 | 0 | 0 | 0 | Full cost, default cost of zero | Based on the WI Focus on Energy 2020 TRM. Pipe Insulation, Multifamily. Page 889. |  | 100% | 60% | 100% | 1 | 0 | 0 | No applicable non-energy benefitsIncludes PSE NEI data where applicable. | No applicable non-energy benefits | System | System
Lewis County | Multifamily - Highly Impacted | Heat Central Gas Boiler | Existing | Pipe Insulation - Boiler - Above Code | R-8 Pipe Insulation | R-4 Pipe Insulation | 2024 | 2050 | 6.4955 | per Home | 0 | 1 | 15 | WI Focus on Energy 2021 TRM. Pipe Insulation, Multifamily. Page 1121. | 1.4321 | 0.3958% | Savings methodology based on the WI Focus on Energy 2020 TRM. Pipe Insulation, Multifamily. Page 889. And 3E Plus Simulations https://insulationinstitute.org/tools-resources/free-3e-plus/ | 0 | Savings methodology based on the WI Focus on Energy 2020 TRM. Pipe Insulation, Multifamily. Page 889. And 3E Plus Simulations https://insulationinstitute.org/tools-resources/free-3e-plus/ | 0 | Full | 0 | 0 | 0 | 114.9357 | 0 | 0 | 0 | Full cost, default cost of zero | Based on the WI Focus on Energy 2020 TRM. Pipe Insulation, Multifamily. Page 889. |  | 100% | 60% | 100% | 1 | 0 | 0 | No applicable non-energy benefitsIncludes PSE NEI data where applicable. | No applicable non-energy benefits | System | System
Lewis County | Multifamily - Highly Impacted | Heat Central Gas Boiler | New | Pipe Insulation - Boiler - Above Code | R-8 Pipe Insulation | R-4 Pipe Insulation | 2024 | 2050 | 6.4955 | per Home | 0 | 1 | 15 | WI Focus on Energy 2021 TRM. Pipe Insulation, Multifamily. Page 1121. | 0.88938 | 0.3958% | Savings methodology based on the WI Focus on Energy 2020 TRM. Pipe Insulation, Multifamily. Page 889. And 3E Plus Simulations https://insulationinstitute.org/tools-resources/free-3e-plus/ | 0 | Savings methodology based on the WI Focus on Energy 2020 TRM. Pipe Insulation, Multifamily. Page 889. And 3E Plus Simulations https://insulationinstitute.org/tools-resources/free-3e-plus/ | 0 | Full | 0 | 0 | 0 | 114.9357 | 0 | 0 | 0 | Full cost, default cost of zero | Based on the WI Focus on Energy 2020 TRM. Pipe Insulation, Multifamily. Page 889. |  | 100% | 60% | 100% | 1 | 0 | 0 | No applicable non-energy benefitsIncludes PSE NEI data where applicable. | No applicable non-energy benefits | System | System
Lewis County | Manufactured | Heat Central Gas Boiler | Existing | Pipe Insulation - Boiler - Above Code | R-8 Pipe Insulation | R-4 Pipe Insulation | 2024 | 2050 | 6.4955 | per Home | 0 | 1 | 15 | WI Focus on Energy 2021 TRM. Pipe Insulation, Multifamily. Page 1121. | 2.3103 | 0.3958% | Savings methodology based on the WI Focus on Energy 2020 TRM. Pipe Insulation, Multifamily. Page 889. And 3E Plus Simulations https://insulationinstitute.org/tools-resources/free-3e-plus/ | 0 | Savings methodology based on the WI Focus on Energy 2020 TRM. Pipe Insulation, Multifamily. Page 889. And 3E Plus Simulations https://insulationinstitute.org/tools-resources/free-3e-plus/ | 0 | Full | 0 | 0 | 0 | 114.9357 | 0 | 0 | 0 | Full cost, default cost of zero | Based on the WI Focus on Energy 2020 TRM. Pipe Insulation, Multifamily. Page 889. |  | 100% | 60% | 100% | 1 | 0 | 0 | No applicable non-energy benefitsIncludes PSE NEI data where applicable. | No applicable non-energy benefits | System | System
Lewis County | Manufactured | Heat Central Gas Boiler | New | Pipe Insulation - Boiler - Above Code | R-8 Pipe Insulation | R-4 Pipe Insulation | 2024 | 2050 | 6.4955 | per Home | 0 | 1 | 15 | WI Focus on Energy 2021 TRM. Pipe Insulation, Multifamily. Page 1121. | 1.4348 | 0.3958% | Savings methodology based on the WI Focus on Energy 2020 TRM. Pipe Insulation, Multifamily. Page 889. And 3E Plus Simulations https://insulationinstitute.org/tools-resources/free-3e-plus/ | 0 | Savings methodology based on the WI Focus on Energy 2020 TRM. Pipe Insulation, Multifamily. Page 889. And 3E Plus Simulations https://insulationinstitute.org/tools-resources/free-3e-plus/ | 0 | Full | 0 | 0 | 0 | 114.9357 | 0 | 0 | 0 | Full cost, default cost of zero | Based on the WI Focus on Energy 2020 TRM. Pipe Insulation, Multifamily. Page 889. |  | 100% | 60% | 100% | 1 | 0 | 0 | No applicable non-energy benefitsIncludes PSE NEI data where applicable. | No applicable non-energy benefits | System | System
Lewis County | Manufactured - Highly Impacted | Heat Central Gas Boiler | Existing | Pipe Insulation - Boiler - Above Code | R-8 Pipe Insulation | R-4 Pipe Insulation | 2024 | 2050 | 6.4955 | per Home | 0 | 1 | 15 | WI Focus on Energy 2021 TRM. Pipe Insulation, Multifamily. Page 1121. | 1.7911 | 0.3958% | Savings methodology based on the WI Focus on Energy 2020 TRM. Pipe Insulation, Multifamily. Page 889. And 3E Plus Simulations https://insulationinstitute.org/tools-resources/free-3e-plus/ | 0 | Savings methodology based on the WI Focus on Energy 2020 TRM. Pipe Insulation, Multifamily. Page 889. And 3E Plus Simulations https://insulationinstitute.org/tools-resources/free-3e-plus/ | 0 | Full | 0 | 0 | 0 | 114.9357 | 0 | 0 | 0 | Full cost, default cost of zero | Based on the WI Focus on Energy 2020 TRM. Pipe Insulation, Multifamily. Page 889. |  | 100% | 60% | 100% | 1 | 0 | 0 | No applicable non-energy benefitsIncludes PSE NEI data where applicable. | No applicable non-energy benefits | System | System
Lewis County | Manufactured - Highly Impacted | Heat Central Gas Boiler | New | Pipe Insulation - Boiler - Above Code | R-8 Pipe Insulation | R-4 Pipe Insulation | 2024 | 2050 | 6.4955 | per Home | 0 | 1 | 15 | WI Focus on Energy 2021 TRM. Pipe Insulation, Multifamily. Page 1121. | 1.1124 | 0.3958% | Savings methodology based on the WI Focus on Energy 2020 TRM. Pipe Insulation, Multifamily. Page 889. And 3E Plus Simulations https://insulationinstitute.org/tools-resources/free-3e-plus/ | 0 | Savings methodology based on the WI Focus on Energy 2020 TRM. Pipe Insulation, Multifamily. Page 889. And 3E Plus Simulations https://insulationinstitute.org/tools-resources/free-3e-plus/ | 0 | Full | 0 | 0 | 0 | 114.9357 | 0 | 0 | 0 | Full cost, default cost of zero | Based on the WI Focus on Energy 2020 TRM. Pipe Insulation, Multifamily. Page 889. |  | 100% | 60% | 100% | 1 | 0 | 0 | No applicable non-energy benefitsIncludes PSE NEI data where applicable. | No applicable non-energy benefits | System | System
Lewis County | Multifamily | Heat Central Gas Boiler | Existing | Sealing - Air - Package - MF | Air sealing package: multi-family; gas (duplicates the SIR measure) | 0 | 2024 | 2050 | 1 | per Home | 0 | 1 | 45 | PSE Businss Case: APPROVED_Measure Case_Air Sealing_2022 | 35.3578 | 8.294% | Per Unit Savings from PSE Business Case: APPROVED_Measure Case_Air Sealing_2022. End use ratio of 100% for Heat Central Electric. | 3.7189 | Per Unit Savings from PSE Business Case: APPROVED_Measure Case_Air Sealing_2022. End use ratio of 100% for Heat Central Electric. | 0 | Full | 0 | 0 | 0 | 549 | 0 | 0 | 0 | Existing conditions, assuming no cost | PSE Businss Case: APPROVED_Measure Case_Air Sealing_2022 | A | 100% | 25.94% | 85% | 1 | 0 | 0 | No applicable non-energy benefitsIncludes PSE NEI data where applicable. | No applicable non-energy benefits | System | System
Lewis County | Multifamily | Heat Central Gas Furnace | Existing | Sealing - Air - Package - MF | Air sealing package: multi-family; gas (duplicates the SIR measure) | 0 | 2024 | 2050 | 1 | per Home | 0 | 1 | 45 | PSE Businss Case: APPROVED_Measure Case_Air Sealing_2022 | 26.0751 | 8.294% | Per Unit Savings from PSE Business Case: APPROVED_Measure Case_Air Sealing_2022. Assuming an end use ratio of 90% for Heat Room Electric and applying to the reported PSE Business Case Savings. | 31.808 | Per Unit Savings from PSE Business Case: APPROVED_Measure Case_Air Sealing_2022. Assuming an end use ratio of 90% for Heat Room Electric and applying to the reported PSE Business Case Savings. | 0 | Full | 0 | 0 | 0 | 549 | 0 | 0 | 0 | Existing conditions, assuming no cost | PSE Businss Case: APPROVED_Measure Case_Air Sealing_2022 | A | 100% | 25.94% | 85% | 1 | 0 | 0 | No applicable non-energy benefitsIncludes PSE NEI data where applicable. | No applicable non-energy benefits | System | System
Lewis County | Multifamily | Heat Room Gas | Existing | Sealing - Air - Package - MF | Air sealing package: multi-family; gas (duplicates the SIR measure) | 0 | 2024 | 2050 | 1 | per Home | 0 | 1 | 45 | PSE Businss Case: APPROVED_Measure Case_Air Sealing_2022 | 24.0758 | 7.465% | Per Unit Savings from PSE Business Case: APPROVED_Measure Case_Air Sealing_2022. Using the end use ratio between Heat Central Electric and Heat Pump for the "Duct sealing: home heated with forced-air furnace" measure and applying to the reported PSE Business Case Savings. | 8.9719 | Per Unit Savings from PSE Business Case: APPROVED_Measure Case_Air Sealing_2022. Using the end use ratio between Heat Central Electric and Heat Pump for the "Duct sealing: home heated with forced-air furnace" measure and applying to the reported PSE Business Case Savings. | 0 | Full | 0 | 0 | 0 | 549 | 0 | 0 | 0 | Existing conditions, assuming no cost | PSE Businss Case: APPROVED_Measure Case_Air Sealing_2022 | A | 100% | 25.94% | 85% | 1 | 0 | 0 | No applicable non-energy benefitsIncludes PSE NEI data where applicable. | No applicable non-energy benefits | System | System
Lewis County | Multifamily - Highly Impacted | Heat Central Gas Boiler | Existing | LIW: Sealing - Air - Package - MF - TE | Air sealing package: multi-family; gas (duplicates the SIR measure) | 0 | 2024 | 2050 | 1 | per Home | 0 | 1 | 45 | PSE Businss Case: APPROVED_Measure Case_Air Sealing_2022 | 35.3578 | 9.772% | Per Unit Savings from PSE Business Case: APPROVED_Measure Case_Air Sealing_2022. End use ratio of 100% for Heat Central Electric. | 3.7412 | Per Unit Savings from PSE Business Case: APPROVED_Measure Case_Air Sealing_2022. End use ratio of 100% for Heat Central Electric. | 0 | Full | 0 | 0 | 0 | 549 | 0 | 0 | 0 | Existing conditions, assuming no cost | PSE Businss Case: APPROVED_Measure Case_Air Sealing_2022 | A | 100% | 25.94% | 85% | 1 | 0 | 2.9325 | No applicable non-energy benefitsIncludes PSE NEI data where applicable. | No applicable non-energy benefits | System | System
Lewis County | Multifamily - Highly Impacted | Heat Central Gas Furnace | Existing | LIW: Sealing - Air - Package - MF - TE | Air sealing package: multi-family; gas (duplicates the SIR measure) | 0 | 2024 | 2050 | 1 | per Home | 0 | 1 | 45 | PSE Businss Case: APPROVED_Measure Case_Air Sealing_2022 | 26.0751 | 9.772% | Per Unit Savings from PSE Business Case: APPROVED_Measure Case_Air Sealing_2022. Assuming an end use ratio of 90% for Heat Room Electric and applying to the reported PSE Business Case Savings. | 9.7172 | Per Unit Savings from PSE Business Case: APPROVED_Measure Case_Air Sealing_2022. Assuming an end use ratio of 90% for Heat Room Electric and applying to the reported PSE Business Case Savings. | 0 | Full | 0 | 0 | 0 | 549 | 0 | 0 | 0 | Existing conditions, assuming no cost | PSE Businss Case: APPROVED_Measure Case_Air Sealing_2022 | A | 100% | 25.94% | 85% | 1 | 0 | 2.9325 | No applicable non-energy benefitsIncludes PSE NEI data where applicable. | No applicable non-energy benefits | System | System
Lewis County | Multifamily - Highly Impacted | Heat Room Gas | Existing | LIW: Sealing - Air - Package - MF - TE | Air sealing package: multi-family; gas (duplicates the SIR measure) | 0 | 2024 | 2050 | 1 | per Home | 0 | 1 | 45 | PSE Businss Case: APPROVED_Measure Case_Air Sealing_2022 | 24.0758 | 8.795% | Per Unit Savings from PSE Business Case: APPROVED_Measure Case_Air Sealing_2022. Using the end use ratio between Heat Central Electric and Heat Pump for the "Duct sealing: home heated with forced-air furnace" measure and applying to the reported PSE Business Case Savings. | 1.8706 | Per Unit Savings from PSE Business Case: APPROVED_Measure Case_Air Sealing_2022. Using the end use ratio between Heat Central Electric and Heat Pump for the "Duct sealing: home heated with forced-air furnace" measure and applying to the reported PSE Business Case Savings. | 0 | Full | 0 | 0 | 0 | 549 | 0 | 0 | 0 | Existing conditions, assuming no cost | PSE Businss Case: APPROVED_Measure Case_Air Sealing_2022 | A | 100% | 25.94% | 85% | 1 | 0 | 2.6393 | No applicable non-energy benefitsIncludes PSE NEI data where applicable. | No applicable non-energy benefits | System | System
Lewis County | Single Family | Heat Central Gas Boiler | Existing | Sealing - Air - Attic - GH - SF or DX | Attic air sealing: single family or duplex dwelling heated with natural gas | 0 | 2024 | 2050 | 2082.8421 | per Home | 0 | 1 | 45 | PSE Businss Case: APPROVED_Measure Case_Air Sealing_2022 | 22.5947 | 3.495% | Per Unit Savings from PSE Business Case: APPROVED_Measure Case_Air Sealing_2022. End use ratio of 100% for Heat Central Gas Boiler. | 0 | Per Unit Savings from PSE Business Case: APPROVED_Measure Case_Air Sealing_2022. End use ratio of 100% for Heat Central Gas Boiler. | 0 | Full | 0 | 0 | 0 | 416.5684 | 0 | 0 | 0 | Measure cost represents incremental cost, default cost of zero | PSE Businss Case: APPROVED_Measure Case_Air Sealing_2022 | A | 100% | 51.88% | 85% | 1 | 0 | 0 | No applicable non-energy benefitsIncludes PSE NEI data where applicable. | No applicable non-energy benefits | System | System
Lewis County | Single Family | Heat Central Gas Furnace | Existing | Sealing - Air - Attic - GH - SF or DX | Attic air sealing: single family or duplex dwelling heated with natural gas | 0 | 2024 | 2050 | 2082.8421 | per Home | 0 | 1 | 45 | PSE Businss Case: APPROVED_Measure Case_Air Sealing_2022 | 16.6627 | 3.495% | Per Unit Savings from PSE Business Case: APPROVED_Measure Case_Air Sealing_2022. End use ratio of 100% for Heat Central Gas Furnace. | 0 | Per Unit Savings from PSE Business Case: APPROVED_Measure Case_Air Sealing_2022. End use ratio of 100% for Heat Central Gas Furnace. | 0 | Full | 0 | 0 | 0 | 416.5684 | 0 | 0 | 0 | Measure cost represents incremental cost, default cost of zero | PSE Businss Case: APPROVED_Measure Case_Air Sealing_2022 | A | 100% | 51.88% | 85% | 1 | 0 | 0 | No applicable non-energy benefitsIncludes PSE NEI data where applicable. | No applicable non-energy benefits | System | System
Lewis County | Single Family | Heat Room Gas | Existing | Sealing - Air - Attic - GH - SF or DX | Attic air sealing: single family or duplex dwelling heated with natural gas | 0 | 2024 | 2050 | 2082.8421 | per Home | 0 | 1 | 45 | PSE Businss Case: APPROVED_Measure Case_Air Sealing_2022 | 14.9965 | 3.066% | Per Unit Savings from PSE Business Case: APPROVED_Measure Case_Air Sealing_2022. Assuming an end use ratio of 90% for Heat Room Gas and applying to the reported PSE Business Case Savings. | 0 | Per Unit Savings from PSE Business Case: APPROVED_Measure Case_Air Sealing_2022. Assuming an end use ratio of 90% for Heat Room Gas and applying to the reported PSE Business Case Savings. | 0 | Full | 0 | 0 | 0 | 416.5684 | 0 | 0 | 0 | Measure cost represents incremental cost, default cost of zero | PSE Businss Case: APPROVED_Measure Case_Air Sealing_2022 | A | 100% | 51.88% | 85% | 1 | 0 | 0 | No applicable non-energy benefitsIncludes PSE NEI data where applicable. | No applicable non-energy benefits | System | System
Lewis County | Single Family | Heat Central Gas Furnace | Existing | SFWX: Sealing - Duct - NG | Duct sealing: home heated with natural gas | 0 | 2024 | 2050 | 1 | per Home | 0 | 1 | 20 | PSE Businss Case: APPROVED_Measure Case_Air Sealing_2022 | 40.648 | 8.526% | Per Unit Savings from PSE Business Case: APPROVED_Measure Case_Air Sealing_2022 | 0 | Per Unit Savings from PSE Business Case: APPROVED_Measure Case_Air Sealing_2022 | 0 | Full | 0 | 0 | 0 | 631.58 | 0 | 0 | 0 | Measure cost represents incremental cost, default cost of zero | PSE Businss Case: APPROVED_Measure Case_Air Sealing_2022 | G | 100% | 25.02% | 100% | 1 | 0 | 40.3969 | No applicable non-energy benefitsIncludes PSE NEI data where applicable. | No applicable non-energy benefits | System | System
Lewis County | Manufactured | Heat Central Gas Furnace | Existing | Sealing - Duct - GH - MH | Duct sealing: manufactured home heated with natural gas | 0 | 2024 | 2050 | 1 | per Home | 0 | 1 | 18 | PSE Businss Case: APPROVED_Measure Case_Air Sealing_2022 | 15.168 | 3.524% | Per Unit Savings from PSE Business Case: APPROVED_Measure Case_Air Sealing_2022 | 0 | Per Unit Savings from PSE Business Case: APPROVED_Measure Case_Air Sealing_2022 | 0 | Full | 0 | 0 | 0 | 549 | 0 | 0 | 0 | Measure cost represents incremental cost, default cost of zero | PSE Businss Case: APPROVED_Measure Case_Air Sealing_2022 | G | 100% | 25.02% | 100% | 1 | 0 | 35.9923 | No applicable non-energy benefitsIncludes PSE NEI data where applicable. | No applicable non-energy benefits | System | System
Lewis County | Manufactured - Highly Impacted | Heat Central Gas Furnace | Existing | LIW: Sealing - Duct - MH - TG | Duct sealing: mobile home; natural gas | 0 | 2024 | 2050 | 1 | per Home | 0 | 1 | 18 | PSE Businss Case: APPROVED_Measure Case_Air Sealing_2022 | 15.168 | 4.545% | Per Unit Savings from PSE Business Case: APPROVED_Measure Case_Air Sealing_2022 | 0 | Per Unit Savings from PSE Business Case: APPROVED_Measure Case_Air Sealing_2022 | 0 | Full | 0 | 0 | 0 | 549 | 0 | 0 | 0 | Existing conditions, assuming no cost | PSE Businss Case: APPROVED_Measure Case_Air Sealing_2022 | G | 100% | 25.02% | 100% | 1 | 0 | 7.4 | No applicable non-energy benefitsIncludes PSE NEI data where applicable. | No applicable non-energy benefits | System | System
Lewis County | Single Family - Highly Impacted | Heat Central Gas Furnace | Existing | LIW: Sealing - Duct - SF - TG | Duct sealing: single family; natural gas | 0 | 2024 | 2050 | 1 | per Home | 0 | 1 | 20 | PSE Businss Case: APPROVED_Measure Case_Air Sealing_2022 | 40.64 | 11.85% | Per Unit Savings from PSE Business Case: APPROVED_Measure Case_Air Sealing_2022 | 0 | Per Unit Savings from PSE Business Case: APPROVED_Measure Case_Air Sealing_2022 | 0 | Full | 0 | 0 | 0 | 631.5 | 0 | 0 | 0 | Existing conditions, assuming no cost | PSE Businss Case: APPROVED_Measure Case_Air Sealing_2022 | G | 100% | 25.02% | 100% | 1 | 0 | 24.05 | No applicable non-energy benefitsIncludes PSE NEI data where applicable. | No applicable non-energy benefits | System | System
Lewis County | Single Family - Highly Impacted | Heat Central Gas Boiler | Existing | LIW: Sealing - Air - Prescriptive - SF -TG | Shell sealing: single family prescriptive; gas | 0 | 2024 | 2050 | 1498.2622 | per Home | 0 | 1 | 15 | PSE Businss Case: APPROVED_Measure Case_Air Sealing_2022 | 16.2532 | 3.495% | Per Unit Savings from PSE Business Case: APPROVED_Measure Case_Air Sealing_2022. End use ratio of 100% for Heat Central Gas Boiler. | 0 | Per Unit Savings from PSE Business Case: APPROVED_Measure Case_Air Sealing_2022. End use ratio of 100% for Heat Central Gas Boiler. | 0 | Full | 0 | 0 | 0 | 1977.7061 | 0 | 0 | 0 | Existing conditions, assuming no cost | PSE Businss Case: APPROVED_Measure Case_Air Sealing_2022 | A | 100% | 51.88% | 85% | 1 | 0 | 0.0010692 | No applicable non-energy benefitsIncludes PSE NEI data where applicable. | No applicable non-energy benefits | System | System
Lewis County | Single Family - Highly Impacted | Heat Central Gas Furnace | Existing | LIW: Sealing - Air - Prescriptive - SF -TG | Shell sealing: single family prescriptive; gas | 0 | 2024 | 2050 | 1498.2622 | per Home | 0 | 1 | 15 | PSE Businss Case: APPROVED_Measure Case_Air Sealing_2022 | 11.9861 | 3.495% | Per Unit Savings from PSE Business Case: APPROVED_Measure Case_Air Sealing_2022. End use ratio of 100% for Heat Central Gas Furnace. | 0 | Per Unit Savings from PSE Business Case: APPROVED_Measure Case_Air Sealing_2022. End use ratio of 100% for Heat Central Gas Furnace. | 0 | Full | 0 | 0 | 0 | 1977.7061 | 0 | 0 | 0 | Existing conditions, assuming no cost | PSE Businss Case: APPROVED_Measure Case_Air Sealing_2022 | A | 100% | 51.88% | 85% | 1 | 0 | 0.0010692 | No applicable non-energy benefitsIncludes PSE NEI data where applicable. | No applicable non-energy benefits | System | System
Lewis County | Single Family - Highly Impacted | Heat Room Gas | Existing | LIW: Sealing - Air - Prescriptive - SF -TG | Shell sealing: single family prescriptive; gas | 0 | 2024 | 2050 | 1498.2622 | per Home | 0 | 1 | 15 | PSE Businss Case: APPROVED_Measure Case_Air Sealing_2022 | 10.7875 | 3.066% | Per Unit Savings from PSE Business Case: APPROVED_Measure Case_Air Sealing_2022. Assuming an end use ratio of 90% for Heat Room Gas and applying to the reported PSE Business Case Savings. | 0 | Per Unit Savings from PSE Business Case: APPROVED_Measure Case_Air Sealing_2022. Assuming an end use ratio of 90% for Heat Room Gas and applying to the reported PSE Business Case Savings. | 0 | Full | 0 | 0 | 0 | 1977.7061 | 0 | 0 | 0 | Existing conditions, assuming no cost | PSE Businss Case: APPROVED_Measure Case_Air Sealing_2022 | A | 100% | 51.88% | 85% | 1 | 0 | 0.00096232 | No applicable non-energy benefitsIncludes PSE NEI data where applicable. | No applicable non-energy benefits | System | System
Lewis County | Manufactured | Heat Central Gas Boiler | Existing | Sealing - Air - Prescriptive - MH | Shell sealing: mobile home prescriptive; gas | 0 | 2024 | 2050 | 1549.1708 | per Home | 0 | 1 | 25 | PSE Businss Case: APPROVED_Measure Case_Air Sealing_2022 | 33.6108 | 5.758% | Per Unit Savings from PSE Business Case: APPROVED_Measure Case_Air Sealing_2022. End use ratio of 100% for Heat Central Gas Boiler. | 6.1011 | Per Unit Savings from PSE Business Case: APPROVED_Measure Case_Air Sealing_2022. End use ratio of 100% for Heat Central Gas Boiler. | 0 | Full | 0 | 0 | 0 | 2044.9054 | 0 | 0 | 0 | Existing conditions, assuming no cost | PSE Businss Case: APPROVED_Measure Case_Air Sealing_2022 | A | 100% | 31.87% | 85% | 1 | 0 | 0.03 | No applicable non-energy benefitsIncludes PSE NEI data where applicable. | No applicable non-energy benefits | System | System
Lewis County | Manufactured | Heat Central Gas Furnace | Existing | Sealing - Air - Prescriptive - MH | Shell sealing: mobile home prescriptive; gas | 0 | 2024 | 2050 | 1549.1708 | per Home | 0 | 1 | 25 | PSE Businss Case: APPROVED_Measure Case_Air Sealing_2022 | 24.7867 | 5.758% | Per Unit Savings from PSE Business Case: APPROVED_Measure Case_Air Sealing_2022. End use ratio of 100% for Heat Central Gas Furnace. | 19.7713 | Per Unit Savings from PSE Business Case: APPROVED_Measure Case_Air Sealing_2022. End use ratio of 100% for Heat Central Gas Furnace. | 0 | Full | 0 | 0 | 0 | 2044.9054 | 0 | 0 | 0 | Existing conditions, assuming no cost | PSE Businss Case: APPROVED_Measure Case_Air Sealing_2022 | A | 100% | 31.87% | 85% | 1 | 0 | 0.03 | No applicable non-energy benefitsIncludes PSE NEI data where applicable. | No applicable non-energy benefits | System | System
Lewis County | Manufactured | Heat Room Gas | Existing | Sealing - Air - Prescriptive - MH | Shell sealing: mobile home prescriptive; gas | 0 | 2024 | 2050 | 1549.1708 | per Home | 0 | 1 | 25 | PSE Businss Case: APPROVED_Measure Case_Air Sealing_2022 | 22.3081 | 5.051% | Per Unit Savings from PSE Business Case: APPROVED_Measure Case_Air Sealing_2022. Assuming an end use ratio of 90% for Heat Room Gas and applying to the reported PSE Business Case Savings. | 5.6232 | Per Unit Savings from PSE Business Case: APPROVED_Measure Case_Air Sealing_2022. Assuming an end use ratio of 90% for Heat Room Gas and applying to the reported PSE Business Case Savings. | 0 | Full | 0 | 0 | 0 | 2044.9054 | 0 | 0 | 0 | Existing conditions, assuming no cost | PSE Businss Case: APPROVED_Measure Case_Air Sealing_2022 | A | 100% | 31.87% | 85% | 1 | 0 | 0.03 | No applicable non-energy benefitsIncludes PSE NEI data where applicable. | No applicable non-energy benefits | System | System
Lewis County | Manufactured - Highly Impacted | Heat Central Gas Boiler | Existing | LIW: Sealing - Air - Prescriptive - MH -TG | Shell sealing: mobile home prescriptive; gas | 0 | 2024 | 2050 | 1201.0485 | per Home | 0 | 1 | 25 | PSE Businss Case: APPROVED_Measure Case_Air Sealing_2022 | 26.058 | 5.758% | Per Unit Savings from PSE Business Case: APPROVED_Measure Case_Air Sealing_2022. End use ratio of 100% for Heat Central Gas Boiler. | 0 | Per Unit Savings from PSE Business Case: APPROVED_Measure Case_Air Sealing_2022. End use ratio of 100% for Heat Central Gas Boiler. | 0 | Full | 0 | 0 | 0 | 1381.2058 | 0 | 0 | 0 | Existing conditions, assuming no cost | PSE Businss Case: APPROVED_Measure Case_Air Sealing_2022 | A | 100% | 31.87% | 85% | 1 | 0 | 0.0021385 | No applicable non-energy benefitsIncludes PSE NEI data where applicable. | No applicable non-energy benefits | System | System
Lewis County | Manufactured - Highly Impacted | Heat Central Gas Furnace | Existing | LIW: Sealing - Air - Prescriptive - MH -TG | Shell sealing: mobile home prescriptive; gas | 0 | 2024 | 2050 | 1201.0485 | per Home | 0 | 1 | 25 | PSE Businss Case: APPROVED_Measure Case_Air Sealing_2022 | 19.2168 | 5.758% | Per Unit Savings from PSE Business Case: APPROVED_Measure Case_Air Sealing_2022. End use ratio of 100% for Heat Central Gas Furnace. | 0 | Per Unit Savings from PSE Business Case: APPROVED_Measure Case_Air Sealing_2022. End use ratio of 100% for Heat Central Gas Furnace. | 0 | Full | 0 | 0 | 0 | 1381.2058 | 0 | 0 | 0 | Existing conditions, assuming no cost | PSE Businss Case: APPROVED_Measure Case_Air Sealing_2022 | A | 100% | 31.87% | 85% | 1 | 0 | 0.0021385 | No applicable non-energy benefitsIncludes PSE NEI data where applicable. | No applicable non-energy benefits | System | System
Lewis County | Manufactured - Highly Impacted | Heat Room Gas | Existing | LIW: Sealing - Air - Prescriptive - MH -TG | Shell sealing: mobile home prescriptive; gas | 0 | 2024 | 2050 | 1201.0485 | per Home | 0 | 1 | 25 | PSE Businss Case: APPROVED_Measure Case_Air Sealing_2022 | 17.2951 | 5.051% | Per Unit Savings from PSE Business Case: APPROVED_Measure Case_Air Sealing_2022. Assuming an end use ratio of 90% for Heat Room Gas and applying to the reported PSE Business Case Savings. | 0 | Per Unit Savings from PSE Business Case: APPROVED_Measure Case_Air Sealing_2022. Assuming an end use ratio of 90% for Heat Room Gas and applying to the reported PSE Business Case Savings. | 0 | Full | 0 | 0 | 0 | 1381.2058 | 0 | 0 | 0 | Existing conditions, assuming no cost | PSE Businss Case: APPROVED_Measure Case_Air Sealing_2022 | A | 100% | 31.87% | 85% | 1 | 0 | 0.0019246 | No applicable non-energy benefitsIncludes PSE NEI data where applicable. | No applicable non-energy benefits | System | System
Lewis County | Multifamily | Heat Central Gas Furnace | Existing | Insulation - Duct - R0 to R11 - MF - TG | Duct insulation: R0 to R11; multi-family; natural gas | 0 | 2024 | 2050 | 65.98 | per Home | 0 | 1 | 20 | PSE Businss Case: APPROVED_Measure Case_Insulation_2022 | 10.5568 | 3.358% | Per Unit Savings from PSE Business Case: APPROVED_Measure Case_Insulation_2022 | 0 | Per Unit Savings from PSE Business Case: APPROVED_Measure Case_Insulation_2022 | 0 | Full | 0 | 0 | 0 | 426.2308 | 0 | 0 | 0 | Existing conditions, assuming no cost | PSE Businss Case: APPROVED_Measure Case_Insulation_2022 | F | 100% | 15.01% | 100% | 1 | 0 | 0.01 | No applicable non-energy benefitsIncludes PSE NEI data where applicable. | No applicable non-energy benefits | System | System
Lewis County | Multifamily - Highly Impacted | Heat Central Gas Furnace | Existing | LIW: Insulation - Duct - R0 to R11 - MF - TG | Duct insulation: R0 to R11; multi-family; natural gas | 0 | 2024 | 2050 | 56.0007 | per Home | 0 | 1 | 20 | PSE Businss Case: APPROVED_Measure Case_Insulation_2022 | 8.9601 | 3.358% | Per Unit Savings from PSE Business Case: APPROVED_Measure Case_Insulation_2022 | 0 | Per Unit Savings from PSE Business Case: APPROVED_Measure Case_Insulation_2022 | 0 | Full | 0 | 0 | 0 | 361.7645 | 0 | 0 | 0 | Existing conditions, assuming no cost | PSE Businss Case: APPROVED_Measure Case_Insulation_2022 | F | 100% | 15.01% | 100% | 1 | 0 | 0.01 | No applicable non-energy benefitsIncludes PSE NEI data where applicable. | No applicable non-energy benefits | System | System
Lewis County | Single Family | Heat Central Gas Furnace | Existing | Insulation - Duct - R0 to R11 - SF - TG | Duct insulation: R0 to R11; single family; natural gas | 0 | 2024 | 2050 | 83.4867 | per Home | 0 | 1 | 20 | PSE Businss Case: APPROVED_Measure Case_Insulation_2022 | 13.3579 | 2.802% | Per Unit Savings from PSE Business Case: APPROVED_Measure Case_Insulation_2022 | 0 | Per Unit Savings from PSE Business Case: APPROVED_Measure Case_Insulation_2022 | 0 | Full | 0 | 0 | 0 | 539.3239 | 0 | 0 | 0 | Existing conditions, assuming no cost | PSE Businss Case: APPROVED_Measure Case_Insulation_2022 | F | 100% | 25.02% | 100% | 1 | 0 | 0.5 | No applicable non-energy benefitsIncludes PSE NEI data where applicable. | No applicable non-energy benefits | System | System
Lewis County | Single Family - Highly Impacted | Heat Central Gas Furnace | Existing | LIW: Insulation - Duct - R0 to R11 - SF - TG | Duct insulation: R0 to R11; single family; natural gas | 0 | 2024 | 2050 | 60.0549 | per Home | 0 | 1 | 20 | PSE Businss Case: APPROVED_Measure Case_Insulation_2022 | 9.6088 | 2.802% | Per Unit Savings from PSE Business Case: APPROVED_Measure Case_Insulation_2022 | 0 | Per Unit Savings from PSE Business Case: APPROVED_Measure Case_Insulation_2022 | 0 | Full | 0 | 0 | 0 | 387.9548 | 0 | 0 | 0 | Existing conditions, assuming no cost | PSE Businss Case: APPROVED_Measure Case_Insulation_2022 | F | 100% | 25.02% | 100% | 1 | 0 | 0.5 | No applicable non-energy benefitsIncludes PSE NEI data where applicable. | No applicable non-energy benefits | System | System
Lewis County | Manufactured | Heat Central Gas Boiler | Existing | Insulation - Floor - R11 to R22 - MH | Floor insulation: R11 to R22; mobile home; natural gas | 0 | 2024 | 2050 | 1549.1708 | per Home | 0 | 1 | 25 | PSE Businss Case: APPROVED_Measure Case_Insulation_2022 | 33.2663 | 5.699% | Per Unit Savings from PSE Business Case: APPROVED_Measure Case_Insulation_2022 | 6.6394 | Per Unit Savings from PSE Business Case: APPROVED_Measure Case_Insulation_2022 | 0 | Full | 0 | 0 | 0 | 2850.4742 | 0 | 0 | 0 | Existing conditions, assuming no cost | PSE Businss Case: APPROVED_Measure Case_Insulation_2022 | I | 100% | 8.571% | 37.49% | 1 | 0 | 0.15 | No applicable non-energy benefitsIncludes PSE NEI data where applicable. | No applicable non-energy benefits | System | System
Lewis County | Manufactured | Heat Central Gas Furnace | Existing | Insulation - Floor - R11 to R22 - MH | Floor insulation: R11 to R22; mobile home; natural gas | 0 | 2024 | 2050 | 1549.1708 | per Home | 0 | 1 | 25 | PSE Businss Case: APPROVED_Measure Case_Insulation_2022 | 24.5327 | 5.699% | Per Unit Savings from PSE Business Case: APPROVED_Measure Case_Insulation_2022 | 21.5158 | Per Unit Savings from PSE Business Case: APPROVED_Measure Case_Insulation_2022 | 0 | Full | 0 | 0 | 0 | 2850.4742 | 0 | 0 | 0 | Existing conditions, assuming no cost | PSE Businss Case: APPROVED_Measure Case_Insulation_2022 | I | 100% | 8.571% | 37.49% | 1 | 0 | 0.15 | No applicable non-energy benefitsIncludes PSE NEI data where applicable. | No applicable non-energy benefits | System | System
Lewis County | Manufactured | Heat Room Gas | Existing | Insulation - Floor - R11 to R22 - MH | Floor insulation: R11 to R22; mobile home; natural gas | 0 | 2024 | 2050 | 1549.1708 | per Home | 0 | 1 | 25 | PSE Businss Case: APPROVED_Measure Case_Insulation_2022 | 25.1685 | 5.699% | Per Unit Savings from PSE Business Case: APPROVED_Measure Case_Insulation_2022 | 6.1193 | Per Unit Savings from PSE Business Case: APPROVED_Measure Case_Insulation_2022 | 0 | Full | 0 | 0 | 0 | 2850.4742 | 0 | 0 | 0 | Existing conditions, assuming no cost | PSE Businss Case: APPROVED_Measure Case_Insulation_2022 | I | 100% | 8.571% | 37.49% | 1 | 0 | 0.15 | No applicable non-energy benefitsIncludes PSE NEI data where applicable. | No applicable non-energy benefits | System | System
Lewis County | Manufactured - Highly Impacted | Heat Central Gas Boiler | Existing | LIW: Insulation - Floor - R0 to R22 - MH - TG | Floor insulation: R0 to R22; mobile home; natural gas | 0 | 2024 | 2050 | 1201.0485 | per Home | 0 | 1 | 25 | PSE Businss Case: APPROVED_Measure Case_Insulation_2022 | 52.1159 | 11.52% | Per Unit Savings from PSE Business Case: APPROVED_Measure Case_Insulation_2022. End use ratio of 100% for Heat Central Gas Boiler. | 0 | Per Unit Savings from PSE Business Case: APPROVED_Measure Case_Insulation_2022. End use ratio of 100% for Heat Central Gas Boiler. | 0 | Full | 0 | 0 | 0 | 2846.485 | 0 | 0 | 0 | Existing conditions, assuming no cost | PSE Businss Case: APPROVED_Measure Case_Insulation_2022 | H | 100% | 8.661% | 62.51% | 1 | 0 | 0.15 | No applicable non-energy benefitsIncludes PSE NEI data where applicable. | No applicable non-energy benefits | System | System
Lewis County | Manufactured - Highly Impacted | Heat Central Gas Furnace | Existing | LIW: Insulation - Floor - R0 to R22 - MH - TG | Floor insulation: R0 to R22; mobile home; natural gas | 0 | 2024 | 2050 | 1201.0485 | per Home | 0 | 1 | 25 | PSE Businss Case: APPROVED_Measure Case_Insulation_2022 | 38.4336 | 11.52% | Per Unit Savings from PSE Business Case: APPROVED_Measure Case_Insulation_2022. End use ratio of 100% for Heat Central Gas Furnace. | 0 | Per Unit Savings from PSE Business Case: APPROVED_Measure Case_Insulation_2022. End use ratio of 100% for Heat Central Gas Furnace. | 0 | Full | 0 | 0 | 0 | 2846.485 | 0 | 0 | 0 | Existing conditions, assuming no cost | PSE Businss Case: APPROVED_Measure Case_Insulation_2022 | H | 100% | 8.661% | 62.51% | 1 | 0 | 0.15 | No applicable non-energy benefitsIncludes PSE NEI data where applicable. | No applicable non-energy benefits | System | System
Lewis County | Manufactured - Highly Impacted | Heat Room Gas | Existing | LIW: Insulation - Floor - R0 to R22 - MH - TG | Floor insulation: R0 to R22; mobile home; natural gas | 0 | 2024 | 2050 | 1201.0485 | per Home | 0 | 1 | 25 | PSE Businss Case: APPROVED_Measure Case_Insulation_2022 | 35.4867 | 10.36% | Per Unit Savings from PSE Business Case: APPROVED_Measure Case_Insulation_2022. Assuming an end use ratio of 90% for Heat Room Gas and applying to the reported PSE Business Case Savings. | 0 | Per Unit Savings from PSE Business Case: APPROVED_Measure Case_Insulation_2022. Assuming an end use ratio of 90% for Heat Room Gas and applying to the reported PSE Business Case Savings. | 0 | Full | 0 | 0 | 0 | 2846.485 | 0 | 0 | 0 | Existing conditions, assuming no cost | PSE Businss Case: APPROVED_Measure Case_Insulation_2022 | H | 100% | 8.661% | 62.51% | 1 | 0 | 0.15 | No applicable non-energy benefitsIncludes PSE NEI data where applicable. | No applicable non-energy benefits | System | System
Lewis County | Multifamily - Highly Impacted | Heat Central Gas Boiler | Existing | LIW: Insulation - Floor - R0 to R30 - MF - TG | Floor insulation: R0 to R30; multi-family; natural gas | 0 | 2024 | 2050 | 773.4304 | per Home | 0 | 1 | 45 | PSE Businss Case: APPROVED_Measure Case_Insulation_2022 | 50.3411 | 13.91% | Per Unit Savings from PSE Business Case: APPROVED_Measure Case_Insulation_2022. End use ratio of 100% for Heat Central Gas Boiler. | 0 | Per Unit Savings from PSE Business Case: APPROVED_Measure Case_Insulation_2022. End use ratio of 100% for Heat Central Gas Boiler. | 0 | Full | 0 | 0 | 0 | 1701.5469 | 0 | 0 | 0 | Existing conditions, assuming no cost | PSE Businss Case: APPROVED_Measure Case_Insulation_2022 | J | 100% | 23.08% | 66.69% | 1 | 0 | 0.0043602 | No applicable non-energy benefitsIncludes PSE NEI data where applicable. | No applicable non-energy benefits | System | System
Lewis County | Multifamily - Highly Impacted | Heat Central Gas Furnace | Existing | LIW: Insulation - Floor - R0 to R30 - MF - TG | Floor insulation: R0 to R30; multi-family; natural gas | 0 | 2024 | 2050 | 773.4304 | per Home | 0 | 1 | 45 | PSE Businss Case: APPROVED_Measure Case_Insulation_2022 | 37.1247 | 13.91% | Per Unit Savings from PSE Business Case: APPROVED_Measure Case_Insulation_2022. End use ratio of 100% for Heat Central Gas Furnace. | 0 | Per Unit Savings from PSE Business Case: APPROVED_Measure Case_Insulation_2022. End use ratio of 100% for Heat Central Gas Furnace. | 0 | Full | 0 | 0 | 0 | 1701.5469 | 0 | 0 | 0 | Existing conditions, assuming no cost | PSE Businss Case: APPROVED_Measure Case_Insulation_2022 | J | 100% | 23.08% | 66.69% | 1 | 0 | 0.0043602 | No applicable non-energy benefitsIncludes PSE NEI data where applicable. | No applicable non-energy benefits | System | System
Lewis County | Multifamily - Highly Impacted | Heat Room Gas | Existing | LIW: Insulation - Floor - R0 to R30 - MF - TG | Floor insulation: R0 to R30; multi-family; natural gas | 0 | 2024 | 2050 | 773.4304 | per Home | 0 | 1 | 45 | PSE Businss Case: APPROVED_Measure Case_Insulation_2022 | 33.4122 | 12.21% | Per Unit Savings from PSE Business Case: APPROVED_Measure Case_Insulation_2022. Assuming an end use ratio of 90% for Heat Room Gas and applying to the reported PSE Business Case Savings. | 0 | Per Unit Savings from PSE Business Case: APPROVED_Measure Case_Insulation_2022. Assuming an end use ratio of 90% for Heat Room Gas and applying to the reported PSE Business Case Savings. | 0 | Full | 0 | 0 | 0 | 1701.5469 | 0 | 0 | 0 | Existing conditions, assuming no cost | PSE Businss Case: APPROVED_Measure Case_Insulation_2022 | J | 100% | 23.08% | 66.69% | 1 | 0 | 0.0039242 | No applicable non-energy benefitsIncludes PSE NEI data where applicable. | No applicable non-energy benefits | System | System
Lewis County | Single Family - Highly Impacted | Heat Central Gas Boiler | Existing | LIW: Insulation - Floor - R0 to R30 - SF - TG | Floor insulation: R0 to R30; single family; natural gas | 0 | 2024 | 2050 | 969.9099 | per Home | 0 | 1 | 45 | PSE Businss Case: APPROVED_Measure Case_Insulation_2022 | 31.5648 | 6.788% | Per Unit Savings from PSE Business Case: APPROVED_Measure Case_Insulation_2022. End use ratio of 100% for Heat Central Gas Boiler. | 0 | Per Unit Savings from PSE Business Case: APPROVED_Measure Case_Insulation_2022. End use ratio of 100% for Heat Central Gas Boiler. | 0 | Full | 0 | 0 | 0 | 2075.6071 | 0 | 0 | 0 | Existing conditions, assuming no cost | PSE Businss Case: APPROVED_Measure Case_Insulation_2022 | L | 100% | 6.068% | 100% | 1 | 0 | 0.07634 | No applicable non-energy benefitsIncludes PSE NEI data where applicable. | No applicable non-energy benefits | System | System
Lewis County | Single Family - Highly Impacted | Heat Central Gas Furnace | Existing | LIW: Insulation - Floor - R0 to R30 - SF - TG | Floor insulation: R0 to R30; single family; natural gas | 0 | 2024 | 2050 | 969.9099 | per Home | 0 | 1 | 45 | PSE Businss Case: APPROVED_Measure Case_Insulation_2022 | 23.2778 | 6.788% | Per Unit Savings from PSE Business Case: APPROVED_Measure Case_Insulation_2022. End use ratio of 100% for Heat Central Gas Furnace. | 0 | Per Unit Savings from PSE Business Case: APPROVED_Measure Case_Insulation_2022. End use ratio of 100% for Heat Central Gas Furnace. | 0 | Full | 0 | 0 | 0 | 2075.6071 | 0 | 0 | 0 | Existing conditions, assuming no cost | PSE Businss Case: APPROVED_Measure Case_Insulation_2022 | L | 100% | 6.068% | 100% | 1 | 0 | 0.07634 | No applicable non-energy benefitsIncludes PSE NEI data where applicable. | No applicable non-energy benefits | System | System
Lewis County | Single Family - Highly Impacted | Heat Room Gas | Existing | LIW: Insulation - Floor - R0 to R30 - SF - TG | Floor insulation: R0 to R30; single family; natural gas | 0 | 2024 | 2050 | 969.9099 | per Home | 0 | 1 | 45 | PSE Businss Case: APPROVED_Measure Case_Insulation_2022 | 21.493 | 6.109% | Per Unit Savings from PSE Business Case: APPROVED_Measure Case_Insulation_2022. Assuming an end use ratio of 90% for Heat Room Gas and applying to the reported PSE Business Case Savings. | 0 | Per Unit Savings from PSE Business Case: APPROVED_Measure Case_Insulation_2022. Assuming an end use ratio of 90% for Heat Room Gas and applying to the reported PSE Business Case Savings. | 0 | Full | 0 | 0 | 0 | 2075.6071 | 0 | 0 | 0 | Existing conditions, assuming no cost | PSE Businss Case: APPROVED_Measure Case_Insulation_2022 | L | 100% | 6.068% | 100% | 1 | 0 | 0.068706 | No applicable non-energy benefitsIncludes PSE NEI data where applicable. | No applicable non-energy benefits | System | System
Lewis County | Multifamily - Highly Impacted | Heat Central Gas Boiler | Existing | LIW: Insulation - Wall - R0 to R11 - MF - TG | Wall insulation: R0 to R11; multi-family; natural gas | 0 | 2024 | 2050 | 278.1062 | per Home | 0 | 1 | 45 | PSE Businss Case: APPROVED_Measure Case_Insulation_2022 | 29.8673 | 8.255% | Per Unit Savings from PSE Business Case: APPROVED_Measure Case_Insulation_2022. End use ratio of 100% for Heat Central Gas Boiler. | 0 | Per Unit Savings from PSE Business Case: APPROVED_Measure Case_Insulation_2022. End use ratio of 100% for Heat Central Gas Boiler. | 0 | Full | 0 | 0 | 0 | 611.8336 | 0 | 0 | 0 | Existing conditions, assuming no cost | PSE Businss Case: APPROVED_Measure Case_Insulation_2022 | M | 100% | 7.774% | 100% | 1 | 0 | 0.01 | No applicable non-energy benefitsIncludes PSE NEI data where applicable. | No applicable non-energy benefits | System | System
Lewis County | Multifamily - Highly Impacted | Heat Central Gas Furnace | Existing | LIW: Insulation - Wall - R0 to R11 - MF - TG | Wall insulation: R0 to R11; multi-family; natural gas | 0 | 2024 | 2050 | 278.1062 | per Home | 0 | 1 | 45 | PSE Businss Case: APPROVED_Measure Case_Insulation_2022 | 22.026 | 8.255% | Per Unit Savings from PSE Business Case: APPROVED_Measure Case_Insulation_2022. End use ratio of 100% for Heat Central Gas Furnace. | 0 | Per Unit Savings from PSE Business Case: APPROVED_Measure Case_Insulation_2022. End use ratio of 100% for Heat Central Gas Furnace. | 0 | Full | 0 | 0 | 0 | 611.8336 | 0 | 0 | 0 | Existing conditions, assuming no cost | PSE Businss Case: APPROVED_Measure Case_Insulation_2022 | M | 100% | 7.774% | 100% | 1 | 0 | 0.01 | No applicable non-energy benefitsIncludes PSE NEI data where applicable. | No applicable non-energy benefits | System | System
Lewis County | Multifamily - Highly Impacted | Heat Room Gas | Existing | LIW: Insulation - Wall - R0 to R11 - MF - TG | Wall insulation: R0 to R11; multi-family; natural gas | 0 | 2024 | 2050 | 278.1062 | per Home | 0 | 1 | 45 | PSE Businss Case: APPROVED_Measure Case_Insulation_2022 | 19.8234 | 7.242% | Per Unit Savings from PSE Business Case: APPROVED_Measure Case_Insulation_2022. Assuming an end use ratio of 90% for Heat Room Gas and applying to the reported PSE Business Case Savings. | 0 | Per Unit Savings from PSE Business Case: APPROVED_Measure Case_Insulation_2022. Assuming an end use ratio of 90% for Heat Room Gas and applying to the reported PSE Business Case Savings. | 0 | Full | 0 | 0 | 0 | 611.8336 | 0 | 0 | 0 | Existing conditions, assuming no cost | PSE Businss Case: APPROVED_Measure Case_Insulation_2022 | M | 100% | 7.774% | 100% | 1 | 0 | 0.01 | No applicable non-energy benefitsIncludes PSE NEI data where applicable. | No applicable non-energy benefits | System | System
Lewis County | Manufactured | Heat Central Gas Boiler | Existing | Insulation - Wall - R0 to R11 - MH | Wall insulation: R0 to R11; mobile home; natural gas | 0 | 2024 | 2050 | 551.0331 | per Home | 0 | 1 | 25 | PSE Businss Case: APPROVED_Measure Case_Insulation_2022 | 131.5075 | 22.53% | Per Unit Savings from PSE Business Case: APPROVED_Measure Case_Insulation_2022. End use ratio of 100% for Heat Central Gas Boiler. | 25.3519 | Per Unit Savings from PSE Business Case: APPROVED_Measure Case_Insulation_2022. End use ratio of 100% for Heat Central Gas Boiler. | 0 | Full | 0 | 0 | 0 | 1515.341 | 0 | 0 | 0 | Existing conditions, assuming no cost | PSE Businss Case: APPROVED_Measure Case_Insulation_2022 | M | 100% | 7.774% | 100% | 1 | 0 | 4.81 | No applicable non-energy benefitsIncludes PSE NEI data where applicable. | No applicable non-energy benefits | System | System
Lewis County | Manufactured | Heat Central Gas Furnace | Existing | Insulation - Wall - R0 to R11 - MH | Wall insulation: R0 to R11; mobile home; natural gas | 0 | 2024 | 2050 | 551.0331 | per Home | 0 | 1 | 25 | PSE Businss Case: APPROVED_Measure Case_Insulation_2022 | 96.9818 | 22.53% | Per Unit Savings from PSE Business Case: APPROVED_Measure Case_Insulation_2022. End use ratio of 100% for Heat Central Gas Furnace. | 82.1556 | Per Unit Savings from PSE Business Case: APPROVED_Measure Case_Insulation_2022. End use ratio of 100% for Heat Central Gas Furnace. | 0 | Full | 0 | 0 | 0 | 1515.341 | 0 | 0 | 0 | Existing conditions, assuming no cost | PSE Businss Case: APPROVED_Measure Case_Insulation_2022 | M | 100% | 7.774% | 100% | 1 | 0 | 4.81 | No applicable non-energy benefitsIncludes PSE NEI data where applicable. | No applicable non-energy benefits | System | System
Lewis County | Manufactured | Heat Room Gas | Existing | Insulation - Wall - R0 to R11 - MH | Wall insulation: R0 to R11; mobile home; natural gas | 0 | 2024 | 2050 | 551.0331 | per Home | 0 | 1 | 25 | PSE Businss Case: APPROVED_Measure Case_Insulation_2022 | 87.2836 | 19.76% | Per Unit Savings from PSE Business Case: APPROVED_Measure Case_Insulation_2022. Assuming an end use ratio of 90% for Heat Room Gas and applying to the reported PSE Business Case Savings. | 23.366 | Per Unit Savings from PSE Business Case: APPROVED_Measure Case_Insulation_2022. Assuming an end use ratio of 90% for Heat Room Gas and applying to the reported PSE Business Case Savings. | 0 | Full | 0 | 0 | 0 | 1515.341 | 0 | 0 | 0 | Existing conditions, assuming no cost | PSE Businss Case: APPROVED_Measure Case_Insulation_2022 | M | 100% | 7.774% | 100% | 1 | 0 | 4.81 | No applicable non-energy benefitsIncludes PSE NEI data where applicable. | No applicable non-energy benefits | System | System
Lewis County | Manufactured - Highly Impacted | Heat Central Gas Boiler | Existing | LIW: Insulation - Wall - R0 to R11 - MH - TG | Wall insulation: R0 to R11; mobile home; natural gas | 0 | 2024 | 2050 | 485.1861 | per Home | 0 | 1 | 25 | PSE Businss Case: APPROVED_Measure Case_Insulation_2022 | 115.7927 | 25.59% | Per Unit Savings from PSE Business Case: APPROVED_Measure Case_Insulation_2022. End use ratio of 100% for Heat Central Gas Boiler. | 0 | Per Unit Savings from PSE Business Case: APPROVED_Measure Case_Insulation_2022. End use ratio of 100% for Heat Central Gas Boiler. | 0 | Full | 0 | 0 | 0 | 1334.2617 | 0 | 0 | 0 | Existing conditions, assuming no cost | PSE Businss Case: APPROVED_Measure Case_Insulation_2022 | M | 100% | 7.774% | 100% | 1 | 0 | 1.18 | No applicable non-energy benefitsIncludes PSE NEI data where applicable. | No applicable non-energy benefits | System | System
Lewis County | Manufactured - Highly Impacted | Heat Central Gas Furnace | Existing | LIW: Insulation - Wall - R0 to R11 - MH - TG | Wall insulation: R0 to R11; mobile home; natural gas | 0 | 2024 | 2050 | 485.1861 | per Home | 0 | 1 | 25 | PSE Businss Case: APPROVED_Measure Case_Insulation_2022 | 85.3927 | 25.59% | Per Unit Savings from PSE Business Case: APPROVED_Measure Case_Insulation_2022. End use ratio of 100% for Heat Central Gas Furnace. | 0 | Per Unit Savings from PSE Business Case: APPROVED_Measure Case_Insulation_2022. End use ratio of 100% for Heat Central Gas Furnace. | 0 | Full | 0 | 0 | 0 | 1334.2617 | 0 | 0 | 0 | Existing conditions, assuming no cost | PSE Businss Case: APPROVED_Measure Case_Insulation_2022 | M | 100% | 7.774% | 100% | 1 | 0 | 1.18 | No applicable non-energy benefitsIncludes PSE NEI data where applicable. | No applicable non-energy benefits | System | System
Lewis County | Manufactured - Highly Impacted | Heat Room Gas | Existing | LIW: Insulation - Wall - R0 to R11 - MH - TG | Wall insulation: R0 to R11; mobile home; natural gas | 0 | 2024 | 2050 | 485.1861 | per Home | 0 | 1 | 25 | PSE Businss Case: APPROVED_Measure Case_Insulation_2022 | 76.8535 | 22.45% | Per Unit Savings from PSE Business Case: APPROVED_Measure Case_Insulation_2022. Assuming an end use ratio of 90% for Heat Room Gas and applying to the reported PSE Business Case Savings. | 0 | Per Unit Savings from PSE Business Case: APPROVED_Measure Case_Insulation_2022. Assuming an end use ratio of 90% for Heat Room Gas and applying to the reported PSE Business Case Savings. | 0 | Full | 0 | 0 | 0 | 1334.2617 | 0 | 0 | 0 | Existing conditions, assuming no cost | PSE Businss Case: APPROVED_Measure Case_Insulation_2022 | M | 100% | 7.774% | 100% | 1 | 0 | 1.18 | No applicable non-energy benefitsIncludes PSE NEI data where applicable. | No applicable non-energy benefits | System | System
Lewis County | Single Family - Highly Impacted | Heat Central Gas Boiler | Existing | LIW: Insulation - Wall - R0 to R11 - SF - TG | Wall insulation: R0 to R11; single family; natural gas | 0 | 2024 | 2050 | 1924.3414 | per Home | 0 | 1 | 45 | PSE Businss Case: APPROVED_Measure Case_Insulation_2022 | 146.1269 | 31.42% | Per Unit Savings from PSE Business Case: APPROVED_Measure Case_Insulation_2022. End use ratio of 100% for Heat Central Gas Boiler. | 0 | Per Unit Savings from PSE Business Case: APPROVED_Measure Case_Insulation_2022. End use ratio of 100% for Heat Central Gas Boiler. | 0 | Full | 0 | 0 | 0 | 5291.9388 | 0 | 0 | 0 | Existing conditions, assuming no cost | PSE Businss Case: APPROVED_Measure Case_Insulation_2022 | M | 100% | 6.485% | 100% | 1 | 0 | 0.1 | No applicable non-energy benefitsIncludes PSE NEI data where applicable. | No applicable non-energy benefits | System | System
Lewis County | Single Family - Highly Impacted | Heat Central Gas Furnace | Existing | LIW: Insulation - Wall - R0 to R11 - SF - TG | Wall insulation: R0 to R11; single family; natural gas | 0 | 2024 | 2050 | 1924.3414 | per Home | 0 | 1 | 45 | PSE Businss Case: APPROVED_Measure Case_Insulation_2022 | 107.7631 | 31.42% | Per Unit Savings from PSE Business Case: APPROVED_Measure Case_Insulation_2022. End use ratio of 100% for Heat Central Gas Furnace. | 0 | Per Unit Savings from PSE Business Case: APPROVED_Measure Case_Insulation_2022. End use ratio of 100% for Heat Central Gas Furnace. | 0 | Full | 0 | 0 | 0 | 5291.9388 | 0 | 0 | 0 | Existing conditions, assuming no cost | PSE Businss Case: APPROVED_Measure Case_Insulation_2022 | M | 100% | 6.485% | 100% | 1 | 0 | 0.1 | No applicable non-energy benefitsIncludes PSE NEI data where applicable. | No applicable non-energy benefits | System | System
Lewis County | Single Family - Highly Impacted | Heat Room Gas | Existing | LIW: Insulation - Wall - R0 to R11 - SF - TG | Wall insulation: R0 to R11; single family; natural gas | 0 | 2024 | 2050 | 1924.3414 | per Home | 0 | 1 | 45 | PSE Businss Case: APPROVED_Measure Case_Insulation_2022 | 96.9868 | 27.57% | Per Unit Savings from PSE Business Case: APPROVED_Measure Case_Insulation_2022. Assuming an end use ratio of 90% for Heat Room Gas and applying to the reported PSE Business Case Savings. | 0 | Per Unit Savings from PSE Business Case: APPROVED_Measure Case_Insulation_2022. Assuming an end use ratio of 90% for Heat Room Gas and applying to the reported PSE Business Case Savings. | 0 | Full | 0 | 0 | 0 | 5291.9388 | 0 | 0 | 0 | Existing conditions, assuming no cost | PSE Businss Case: APPROVED_Measure Case_Insulation_2022 | M | 100% | 6.485% | 100% | 1 | 0 | 0.1 | No applicable non-energy benefitsIncludes PSE NEI data where applicable. | No applicable non-energy benefits | System | System
Lewis County | Manufactured - Highly Impacted | Heat Central Gas Boiler | Existing | LIW: Insulation - Attic - R0 to R30 - MH - TG | Attic insulation: R0 to R30; mobile home; natural gas | 0 | 2024 | 2050 | 1201.0485 | per Home | 0 | 1 | 25 | PSE Businss Case: APPROVED_Measure Case_Insulation_2022 | 52.1159 | 11.52% | Per Unit Savings from PSE Business Case: APPROVED_Measure Case_Insulation_2022. End use ratio of 100% for Heat Central Gas Boiler. | 0 | Per Unit Savings from PSE Business Case: APPROVED_Measure Case_Insulation_2022. End use ratio of 100% for Heat Central Gas Boiler. | 0 | Full | 0 | 0 | 0 | 2438.1285 | 0 | 0 | 0 | Existing conditions, assuming no cost | PSE Businss Case: APPROVED_Measure Case_Insulation_2022 | B | 100% | 38.94% | 100% | 1 | 0 | 0.24 | No applicable non-energy benefitsIncludes PSE NEI data where applicable. | No applicable non-energy benefits | System | System
Lewis County | Manufactured - Highly Impacted | Heat Central Gas Furnace | Existing | LIW: Insulation - Attic - R0 to R30 - MH - TG | Attic insulation: R0 to R30; mobile home; natural gas | 0 | 2024 | 2050 | 1201.0485 | per Home | 0 | 1 | 25 | PSE Businss Case: APPROVED_Measure Case_Insulation_2022 | 38.4336 | 11.52% | Per Unit Savings from PSE Business Case: APPROVED_Measure Case_Insulation_2022. End use ratio of 100% for Heat Central Gas Furnace. | 0 | Per Unit Savings from PSE Business Case: APPROVED_Measure Case_Insulation_2022. End use ratio of 100% for Heat Central Gas Furnace. | 0 | Full | 0 | 0 | 0 | 2438.1285 | 0 | 0 | 0 | Existing conditions, assuming no cost | PSE Businss Case: APPROVED_Measure Case_Insulation_2022 | B | 100% | 38.94% | 100% | 1 | 0 | 0.24 | No applicable non-energy benefitsIncludes PSE NEI data where applicable. | No applicable non-energy benefits | System | System
Lewis County | Manufactured - Highly Impacted | Heat Room Gas | Existing | LIW: Insulation - Attic - R0 to R30 - MH - TG | Attic insulation: R0 to R30; mobile home; natural gas | 0 | 2024 | 2050 | 1201.0485 | per Home | 0 | 1 | 25 | PSE Businss Case: APPROVED_Measure Case_Insulation_2022 | 35.4867 | 10.36% | Per Unit Savings from PSE Business Case: APPROVED_Measure Case_Insulation_2022. Assuming an end use ratio of 90% for Heat Room Gas and applying to the reported PSE Business Case Savings. | 0 | Per Unit Savings from PSE Business Case: APPROVED_Measure Case_Insulation_2022. Assuming an end use ratio of 90% for Heat Room Gas and applying to the reported PSE Business Case Savings. | 0 | Full | 0 | 0 | 0 | 2438.1285 | 0 | 0 | 0 | Existing conditions, assuming no cost | PSE Businss Case: APPROVED_Measure Case_Insulation_2022 | B | 100% | 38.94% | 100% | 1 | 0 | 0.24 | No applicable non-energy benefitsIncludes PSE NEI data where applicable. | No applicable non-energy benefits | System | System
Lewis County | Multifamily - Highly Impacted | Heat Central Gas Boiler | Existing | LIW: Insulation - Attic - R0 to R38 - MF - TG | Attic insulation: R0 to R38; multi-family; natural gas | 0 | 2024 | 2050 | 773.4304 | per Home | 0 | 1 | 45 | PSE Businss Case: APPROVED_Measure Case_Insulation_2022 | 33.5607 | 9.276% | Per Unit Savings from PSE Business Case: APPROVED_Measure Case_Insulation_2022. End use ratio of 100% for Heat Central Gas Boiler. | 0 | Per Unit Savings from PSE Business Case: APPROVED_Measure Case_Insulation_2022. End use ratio of 100% for Heat Central Gas Boiler. | 0 | Full | 0 | 0 | 0 | 1484.9864 | 0 | 0 | 0 | Existing conditions, assuming no cost | PSE Businss Case: APPROVED_Measure Case_Insulation_2022 | B | 100% | 0.6698% | 57.84% | 1 | 0 | 0.0029068 | No applicable non-energy benefitsIncludes PSE NEI data where applicable. | No applicable non-energy benefits | System | System
Lewis County | Multifamily - Highly Impacted | Heat Central Gas Furnace | Existing | LIW: Insulation - Attic - R0 to R38 - MF - TG | Attic insulation: R0 to R38; multi-family; natural gas | 0 | 2024 | 2050 | 773.4304 | per Home | 0 | 1 | 45 | PSE Businss Case: APPROVED_Measure Case_Insulation_2022 | 24.7498 | 9.276% | Per Unit Savings from PSE Business Case: APPROVED_Measure Case_Insulation_2022. End use ratio of 100% for Heat Central Gas Furnace. | 0 | Per Unit Savings from PSE Business Case: APPROVED_Measure Case_Insulation_2022. End use ratio of 100% for Heat Central Gas Furnace. | 0 | Full | 0 | 0 | 0 | 1484.9864 | 0 | 0 | 0 | Existing conditions, assuming no cost | PSE Businss Case: APPROVED_Measure Case_Insulation_2022 | B | 100% | 0.6698% | 57.84% | 1 | 0 | 0.0029068 | No applicable non-energy benefitsIncludes PSE NEI data where applicable. | No applicable non-energy benefits | System | System
Lewis County | Multifamily - Highly Impacted | Heat Room Gas | Existing | LIW: Insulation - Attic - R0 to R38 - MF - TG | Attic insulation: R0 to R38; multi-family; natural gas | 0 | 2024 | 2050 | 773.4304 | per Home | 0 | 1 | 45 | PSE Businss Case: APPROVED_Measure Case_Insulation_2022 | 22.2748 | 8.137% | Per Unit Savings from PSE Business Case: APPROVED_Measure Case_Insulation_2022. Assuming an end use ratio of 90% for Heat Room Gas and applying to the reported PSE Business Case Savings. | 0 | Per Unit Savings from PSE Business Case: APPROVED_Measure Case_Insulation_2022. Assuming an end use ratio of 90% for Heat Room Gas and applying to the reported PSE Business Case Savings. | 0 | Full | 0 | 0 | 0 | 1484.9864 | 0 | 0 | 0 | Existing conditions, assuming no cost | PSE Businss Case: APPROVED_Measure Case_Insulation_2022 | B | 100% | 0.6698% | 57.84% | 1 | 0 | 0.0026161 | No applicable non-energy benefitsIncludes PSE NEI data where applicable. | No applicable non-energy benefits | System | System
Lewis County | Multifamily - Highly Impacted | Water Heat LE 55 Gal | Existing | LIW: Insulation - Water Heater Pipe - MF - TG | Water heater pipe insulation: multi-family; natural gas | 0 | 2024 | 2050 | 1 | per Home | 0 | 1 | 15 | PSE Businss Case: APPROVED_Measure Case_Insulation_2022 | 0.67161 | 0.4642% | Per Unit Savings from PSE Business Case: APPROVED_Measure Case_Insulation_2022 | 0 | Per Unit Savings from PSE Business Case: APPROVED_Measure Case_Insulation_2022 | 0 | Full | 0 | 0 | 0 | 20 | 0 | 0 | 0 | Existing conditions, assuming no cost | PSE Businss Case: APPROVED_Measure Case_Insulation_2022 |  | 100% | 87.4% | 100% | 1 | 0 | 0.09 | No applicable non-energy benefitsIncludes PSE NEI data where applicable. | No applicable non-energy benefits | System | System
Lewis County | Multifamily - Highly Impacted | Water Heat GT 55 Gal | Existing | LIW: Insulation - Water Heater Pipe - MF - TG | Water heater pipe insulation: multi-family; natural gas | 0 | 2024 | 2050 | 1 | per Home | 0 | 1 | 15 | PSE Businss Case: APPROVED_Measure Case_Insulation_2022 | 0.47781 | 0.389% | Adjusting savings using baseline and measure water heating efficiency. PSE Business Case: APPROVED_Measure Case_Insulation_2022 | 0 | Adjusting savings using baseline and measure water heating efficiency. PSE Business Case: APPROVED_Measure Case_Insulation_2022 | 0 | Full | 0 | 0 | 0 | 20 | 0 | 0 | 0 | Existing conditions, assuming no cost | PSE Businss Case: APPROVED_Measure Case_Insulation_2022 |  | 100% | 87.4% | 100% | 1 | 0 | 0.09 | No applicable non-energy benefitsIncludes PSE NEI data where applicable. | No applicable non-energy benefits | System | System
Lewis County | Manufactured - Highly Impacted | Water Heat LE 55 Gal | Existing | LIW: Insulation - Water Heater Pipe - MH - TG | Water heater pipe insulation: mobile home; natural gas | 0 | 2024 | 2050 | 1 | per Home | 0 | 1 | 15 | PSE Businss Case: APPROVED_Measure Case_Insulation_2022 | 0.63487 | 0.4642% | Per Unit Savings from PSE Business Case: APPROVED_Measure Case_Insulation_2022 | 0 | Per Unit Savings from PSE Business Case: APPROVED_Measure Case_Insulation_2022 | 0 | Full | 0 | 0 | 0 | 20 | 0 | 0 | 0 | Existing conditions, assuming no cost | PSE Businss Case: APPROVED_Measure Case_Insulation_2022 |  | 100% | 78.85% | 100% | 1 | 0 | 11.13 | No applicable non-energy benefitsIncludes PSE NEI data where applicable. | No applicable non-energy benefits | System | System
Lewis County | Manufactured - Highly Impacted | Water Heat GT 55 Gal | Existing | LIW: Insulation - Water Heater Pipe - MH - TG | Water heater pipe insulation: mobile home; natural gas | 0 | 2024 | 2050 | 1 | per Home | 0 | 1 | 15 | PSE Businss Case: APPROVED_Measure Case_Insulation_2022 | 0.45167 | 0.389% | Adjusting savings using baseline and measure water heating efficiency. PSE Business Case: APPROVED_Measure Case_Insulation_2022 | 0 | Adjusting savings using baseline and measure water heating efficiency. PSE Business Case: APPROVED_Measure Case_Insulation_2022 | 0 | Full | 0 | 0 | 0 | 20 | 0 | 0 | 0 | Existing conditions, assuming no cost | PSE Businss Case: APPROVED_Measure Case_Insulation_2022 |  | 100% | 78.85% | 100% | 1 | 0 | 11.13 | No applicable non-energy benefitsIncludes PSE NEI data where applicable. | No applicable non-energy benefits | System | System
Lewis County | Single Family - Highly Impacted | Water Heat LE 55 Gal | Existing | LIW: Insulation - Water Heater Pipe - SF - TG | Water heater pipe insulation: single family; natural gas | 0 | 2024 | 2050 | 1 | per Home | 0 | 1 | 15 | PSE Businss Case: APPROVED_Measure Case_Insulation_2022 | 0.73386 | 0.4642% | Per Unit Savings from PSE Business Case: APPROVED_Measure Case_Insulation_2022 | 0 | Per Unit Savings from PSE Business Case: APPROVED_Measure Case_Insulation_2022 | 0 | Full | 0 | 0 | 0 | 20 | 0 | 0 | 0 | Existing conditions, assuming no cost | PSE Businss Case: APPROVED_Measure Case_Insulation_2022 |  | 100% | 74.1% | 100% | 1 | 0 | 11.04 | No applicable non-energy benefitsIncludes PSE NEI data where applicable. | No applicable non-energy benefits | System | System
Lewis County | Single Family - Highly Impacted | Water Heat GT 55 Gal | Existing | LIW: Insulation - Water Heater Pipe - SF - TG | Water heater pipe insulation: single family; natural gas | 0 | 2024 | 2050 | 1 | per Home | 0 | 1 | 15 | PSE Businss Case: APPROVED_Measure Case_Insulation_2022 | 0.52209 | 0.389% | Adjusting savings using baseline and measure water heating efficiency. PSE Business Case: APPROVED_Measure Case_Insulation_2022 | 0 | Adjusting savings using baseline and measure water heating efficiency. PSE Business Case: APPROVED_Measure Case_Insulation_2022 | 0 | Full | 0 | 0 | 0 | 20 | 0 | 0 | 0 | Existing conditions, assuming no cost | PSE Businss Case: APPROVED_Measure Case_Insulation_2022 |  | 100% | 74.1% | 100% | 1 | 0 | 11.04 | No applicable non-energy benefitsIncludes PSE NEI data where applicable. | No applicable non-energy benefits | System | System
Lewis County | Multifamily - Highly Impacted | Heat Central Gas Boiler | Existing | LIW: Insulation - Attic - R0 to R49 - MF - TG | Attic insulation: R0 to R49; multi-family; natural gas | 0 | 2024 | 2050 | 773.4304 | per Home | 0 | 1 | 45 | PSE Businss Case: APPROVED_Measure Case_Insulation_2022 | 41.9509 | 11.59% | Per Unit Savings from PSE Business Case: APPROVED_Measure Case_Insulation_2022. End use ratio of 100% for Heat Central Gas Boiler. | 0 | Per Unit Savings from PSE Business Case: APPROVED_Measure Case_Insulation_2022. End use ratio of 100% for Heat Central Gas Boiler. | 0 | Full | 0 | 0 | 0 | 1655.1411 | 0 | 0 | 0 | Existing conditions, assuming no cost | PSE Businss Case: APPROVED_Measure Case_Insulation_2022 | B | 100% | 3.751% | 57.84% | 1 | 0 | 0.0036335 | No applicable non-energy benefitsIncludes PSE NEI data where applicable. | No applicable non-energy benefits | System | System
Lewis County | Multifamily - Highly Impacted | Heat Central Gas Furnace | Existing | LIW: Insulation - Attic - R0 to R49 - MF - TG | Attic insulation: R0 to R49; multi-family; natural gas | 0 | 2024 | 2050 | 773.4304 | per Home | 0 | 1 | 45 | PSE Businss Case: APPROVED_Measure Case_Insulation_2022 | 30.9372 | 11.59% | Per Unit Savings from PSE Business Case: APPROVED_Measure Case_Insulation_2022. End use ratio of 100% for Heat Central Gas Furnace. | 0 | Per Unit Savings from PSE Business Case: APPROVED_Measure Case_Insulation_2022. End use ratio of 100% for Heat Central Gas Furnace. | 0 | Full | 0 | 0 | 0 | 1655.1411 | 0 | 0 | 0 | Existing conditions, assuming no cost | PSE Businss Case: APPROVED_Measure Case_Insulation_2022 | B | 100% | 3.751% | 57.84% | 1 | 0 | 0.0036335 | No applicable non-energy benefitsIncludes PSE NEI data where applicable. | No applicable non-energy benefits | System | System
Lewis County | Multifamily - Highly Impacted | Heat Room Gas | Existing | LIW: Insulation - Attic - R0 to R49 - MF - TG | Attic insulation: R0 to R49; multi-family; natural gas | 0 | 2024 | 2050 | 773.4304 | per Home | 0 | 1 | 45 | PSE Businss Case: APPROVED_Measure Case_Insulation_2022 | 27.8435 | 10.17% | Per Unit Savings from PSE Business Case: APPROVED_Measure Case_Insulation_2022. Assuming an end use ratio of 90% for Heat Room Gas and applying to the reported PSE Business Case Savings. | 0 | Per Unit Savings from PSE Business Case: APPROVED_Measure Case_Insulation_2022. Assuming an end use ratio of 90% for Heat Room Gas and applying to the reported PSE Business Case Savings. | 0 | Full | 0 | 0 | 0 | 1655.1411 | 0 | 0 | 0 | Existing conditions, assuming no cost | PSE Businss Case: APPROVED_Measure Case_Insulation_2022 | B | 100% | 3.751% | 57.84% | 1 | 0 | 0.0032702 | No applicable non-energy benefitsIncludes PSE NEI data where applicable. | No applicable non-energy benefits | System | System
Lewis County | Single Family - Highly Impacted | Heat Central Gas Boiler | Existing | LIW: Insulation - Attic - R0 to R49 - SF - TG | Attic insulation: R0 to R49; single family; natural gas | 0 | 2024 | 2050 | 969.9099 | per Home | 0 | 1 | 45 | PSE Businss Case: APPROVED_Measure Case_Insulation_2022 | 94.6943 | 20.36% | Per Unit Savings from PSE Business Case: APPROVED_Measure Case_Insulation_2022. End use ratio of 100% for Heat Central Gas Boiler. | 0 | Per Unit Savings from PSE Business Case: APPROVED_Measure Case_Insulation_2022. End use ratio of 100% for Heat Central Gas Boiler. | 0 | Full | 0 | 0 | 0 | 2356.881 | 0 | 0 | 0 | Existing conditions, assuming no cost | PSE Businss Case: APPROVED_Measure Case_Insulation_2022 | B | 100% | 3.696% | 18.29% | 1 | 0 | 0.09 | No applicable non-energy benefitsIncludes PSE NEI data where applicable. | No applicable non-energy benefits | System | System
Lewis County | Single Family - Highly Impacted | Heat Central Gas Furnace | Existing | LIW: Insulation - Attic - R0 to R49 - SF - TG | Attic insulation: R0 to R49; single family; natural gas | 0 | 2024 | 2050 | 969.9099 | per Home | 0 | 1 | 45 | PSE Businss Case: APPROVED_Measure Case_Insulation_2022 | 69.8335 | 20.36% | Per Unit Savings from PSE Business Case: APPROVED_Measure Case_Insulation_2022. End use ratio of 100% for Heat Central Gas Furnace. | 0 | Per Unit Savings from PSE Business Case: APPROVED_Measure Case_Insulation_2022. End use ratio of 100% for Heat Central Gas Furnace. | 0 | Full | 0 | 0 | 0 | 2356.881 | 0 | 0 | 0 | Existing conditions, assuming no cost | PSE Businss Case: APPROVED_Measure Case_Insulation_2022 | B | 100% | 3.696% | 18.29% | 1 | 0 | 0.09 | No applicable non-energy benefitsIncludes PSE NEI data where applicable. | No applicable non-energy benefits | System | System
Lewis County | Single Family - Highly Impacted | Heat Room Gas | Existing | LIW: Insulation - Attic - R0 to R49 - SF - TG | Attic insulation: R0 to R49; single family; natural gas | 0 | 2024 | 2050 | 969.9099 | per Home | 0 | 1 | 45 | PSE Businss Case: APPROVED_Measure Case_Insulation_2022 | 62.8502 | 17.86% | Per Unit Savings from PSE Business Case: APPROVED_Measure Case_Insulation_2022. Assuming an end use ratio of 90% for Heat Room Gas and applying to the reported PSE Business Case Savings. | 0 | Per Unit Savings from PSE Business Case: APPROVED_Measure Case_Insulation_2022. Assuming an end use ratio of 90% for Heat Room Gas and applying to the reported PSE Business Case Savings. | 0 | Full | 0 | 0 | 0 | 2356.881 | 0 | 0 | 0 | Existing conditions, assuming no cost | PSE Businss Case: APPROVED_Measure Case_Insulation_2022 | B | 100% | 3.696% | 18.29% | 1 | 0 | 0.09 | No applicable non-energy benefitsIncludes PSE NEI data where applicable. | No applicable non-energy benefits | System | System
Lewis County | Single Family - Highly Impacted | Heat Central Gas Boiler | Existing | LIW: Insulation - Attic - R11 to R49 - SF - TG | Attic insulation: R11 to R49; single family; natural gas | 0 | 2024 | 2050 | 969.9099 | per Home | 0 | 1 | 45 | PSE Businss Case: APPROVED_Measure Case_Insulation_2022 | 31.5648 | 6.788% | Per Unit Savings from PSE Business Case: APPROVED_Measure Case_Insulation_2022. End use ratio of 100% for Heat Central Gas Boiler. | 0 | Per Unit Savings from PSE Business Case: APPROVED_Measure Case_Insulation_2022. End use ratio of 100% for Heat Central Gas Boiler. | 0 | Full | 0 | 0 | 0 | 1765.2359 | 0 | 0 | 0 | Existing conditions, assuming no cost | PSE Businss Case: APPROVED_Measure Case_Insulation_2022 | C | 100% | 20.16% | 42.9% | 1 | 0 | 0.12 | No applicable non-energy benefitsIncludes PSE NEI data where applicable. | No applicable non-energy benefits | System | System
Lewis County | Single Family - Highly Impacted | Heat Central Gas Furnace | Existing | LIW: Insulation - Attic - R11 to R49 - SF - TG | Attic insulation: R11 to R49; single family; natural gas | 0 | 2024 | 2050 | 969.9099 | per Home | 0 | 1 | 45 | PSE Businss Case: APPROVED_Measure Case_Insulation_2022 | 23.2778 | 6.788% | Per Unit Savings from PSE Business Case: APPROVED_Measure Case_Insulation_2022. End use ratio of 100% for Heat Central Gas Furnace. | 0 | Per Unit Savings from PSE Business Case: APPROVED_Measure Case_Insulation_2022. End use ratio of 100% for Heat Central Gas Furnace. | 0 | Full | 0 | 0 | 0 | 1765.2359 | 0 | 0 | 0 | Existing conditions, assuming no cost | PSE Businss Case: APPROVED_Measure Case_Insulation_2022 | C | 100% | 20.16% | 42.9% | 1 | 0 | 0.12 | No applicable non-energy benefitsIncludes PSE NEI data where applicable. | No applicable non-energy benefits | System | System
Lewis County | Single Family - Highly Impacted | Heat Room Gas | Existing | LIW: Insulation - Attic - R11 to R49 - SF - TG | Attic insulation: R11 to R49; single family; natural gas | 0 | 2024 | 2050 | 969.9099 | per Home | 0 | 1 | 45 | PSE Businss Case: APPROVED_Measure Case_Insulation_2022 | 21.493 | 6.109% | Per Unit Savings from PSE Business Case: APPROVED_Measure Case_Insulation_2022. Assuming an end use ratio of 90% for Heat Room Gas and applying to the reported PSE Business Case Savings. | 0 | Per Unit Savings from PSE Business Case: APPROVED_Measure Case_Insulation_2022. Assuming an end use ratio of 90% for Heat Room Gas and applying to the reported PSE Business Case Savings. | 0 | Full | 0 | 0 | 0 | 1765.2359 | 0 | 0 | 0 | Existing conditions, assuming no cost | PSE Businss Case: APPROVED_Measure Case_Insulation_2022 | C | 100% | 20.16% | 42.9% | 1 | 0 | 0.12 | No applicable non-energy benefitsIncludes PSE NEI data where applicable. | No applicable non-energy benefits | System | System
Lewis County | Single Family | Heat Central Gas Boiler | Existing | SFWX: Insulation - Attic - R0 to R49 - NG | Attic Insulation: R0 to R49; home heated with natural gas | 0 | 2024 | 2050 | 1181.8733 | per Home | 0 | 1 | 45 | PSE Businss Case: APPROVED_Measure Case_Insulation_2022 | 118.4658 | 18.33% | Per Unit Savings from PSE Business Case: APPROVED_Measure Case_Insulation_2022 | 0 | Per Unit Savings from PSE Business Case: APPROVED_Measure Case_Insulation_2022 | 0 | Full | 0 | 0 | 0 | 1760.9912 | 0 | 0 | 0 | Existing conditions, assuming no cost | PSE Businss Case: APPROVED_Measure Case_Insulation_2022 | B | 100% | 3.696% | 18.29% | 1 | 0 | 0.0433 | No applicable non-energy benefitsIncludes PSE NEI data where applicable. | No applicable non-energy benefits | System | System
Lewis County | Single Family | Heat Central Gas Furnace | Existing | SFWX: Insulation - Attic - R0 to R49 - NG | Attic Insulation: R0 to R49; home heated with natural gas | 0 | 2024 | 2050 | 1181.8733 | per Home | 0 | 1 | 45 | PSE Businss Case: APPROVED_Measure Case_Insulation_2022 | 87.3641 | 18.33% | Per Unit Savings from PSE Business Case: APPROVED_Measure Case_Insulation_2022 | 0 | Per Unit Savings from PSE Business Case: APPROVED_Measure Case_Insulation_2022 | 0 | Full | 0 | 0 | 0 | 1760.9912 | 0 | 0 | 0 | Existing conditions, assuming no cost | PSE Businss Case: APPROVED_Measure Case_Insulation_2022 | B | 100% | 3.696% | 18.29% | 1 | 0 | 0.0433 | No applicable non-energy benefitsIncludes PSE NEI data where applicable. | No applicable non-energy benefits | System | System
Lewis County | Single Family | Heat Room Gas | Existing | SFWX: Insulation - Attic - R0 to R49 - NG | Attic Insulation: R0 to R49; home heated with natural gas | 0 | 2024 | 2050 | 1181.8733 | per Home | 0 | 1 | 45 | PSE Businss Case: APPROVED_Measure Case_Insulation_2022 | 89.6282 | 18.33% | Per Unit Savings from PSE Business Case: APPROVED_Measure Case_Insulation_2022 | 0 | Per Unit Savings from PSE Business Case: APPROVED_Measure Case_Insulation_2022 | 0 | Full | 0 | 0 | 0 | 1760.9912 | 0 | 0 | 0 | Existing conditions, assuming no cost | PSE Businss Case: APPROVED_Measure Case_Insulation_2022 | B | 100% | 3.696% | 18.29% | 1 | 0 | 0.0433 | No applicable non-energy benefitsIncludes PSE NEI data where applicable. | No applicable non-energy benefits | System | System
Lewis County | Single Family | Heat Central Gas Boiler | Existing | SFWX: Insulation - Attic - R11 to R49 - NG | Attic Insulation: R11 to R49; home heated with natural gas | 0 | 2024 | 2050 | 1181.8733 | per Home | 0 | 1 | 45 | PSE Businss Case: APPROVED_Measure Case_Insulation_2022 | 41.1553 | 6.366% | Per Unit Savings from PSE Business Case: APPROVED_Measure Case_Insulation_2022 | 0 | Per Unit Savings from PSE Business Case: APPROVED_Measure Case_Insulation_2022 | 0 | Full | 0 | 0 | 0 | 1465.5229 | 0 | 0 | 0 | Existing conditions, assuming no cost | PSE Businss Case: APPROVED_Measure Case_Insulation_2022 | C | 100% | 20.16% | 42.9% | 1 | 0 | 0.0481 | No applicable non-energy benefitsIncludes PSE NEI data where applicable. | No applicable non-energy benefits | System | System
Lewis County | Single Family | Heat Central Gas Furnace | Existing | SFWX: Insulation - Attic - R11 to R49 - NG | Attic Insulation: R11 to R49; home heated with natural gas | 0 | 2024 | 2050 | 1181.8733 | per Home | 0 | 1 | 45 | PSE Businss Case: APPROVED_Measure Case_Insulation_2022 | 30.3505 | 6.366% | Per Unit Savings from PSE Business Case: APPROVED_Measure Case_Insulation_2022 | 0 | Per Unit Savings from PSE Business Case: APPROVED_Measure Case_Insulation_2022 | 0 | Full | 0 | 0 | 0 | 1465.5229 | 0 | 0 | 0 | Existing conditions, assuming no cost | PSE Businss Case: APPROVED_Measure Case_Insulation_2022 | C | 100% | 20.16% | 42.9% | 1 | 0 | 0.0481 | No applicable non-energy benefitsIncludes PSE NEI data where applicable. | No applicable non-energy benefits | System | System
Lewis County | Single Family | Heat Room Gas | Existing | SFWX: Insulation - Attic - R11 to R49 - NG | Attic Insulation: R11 to R49; home heated with natural gas | 0 | 2024 | 2050 | 1181.8733 | per Home | 0 | 1 | 45 | PSE Businss Case: APPROVED_Measure Case_Insulation_2022 | 31.1371 | 6.366% | Per Unit Savings from PSE Business Case: APPROVED_Measure Case_Insulation_2022 | 0 | Per Unit Savings from PSE Business Case: APPROVED_Measure Case_Insulation_2022 | 0 | Full | 0 | 0 | 0 | 1465.5229 | 0 | 0 | 0 | Existing conditions, assuming no cost | PSE Businss Case: APPROVED_Measure Case_Insulation_2022 | C | 100% | 20.16% | 42.9% | 1 | 0 | 0.0481 | No applicable non-energy benefitsIncludes PSE NEI data where applicable. | No applicable non-energy benefits | System | System
Lewis County | Manufactured | Heat Central Gas Boiler | Existing | SFWX: Insulation - Floor - R0 to R22 - NG - MH | Floor Insulation: R0 to R22; manufactured home heated with natural gas | 0 | 2024 | 2050 | 1549.1708 | per Home | 0 | 1 | 25 | PSE Businss Case: APPROVED_Measure Case_Insulation_2022 | 71.9272 | 12.32% | Per Unit Savings from PSE Business Case: APPROVED_Measure Case_Insulation_2022 | 0 | Per Unit Savings from PSE Business Case: APPROVED_Measure Case_Insulation_2022 | 0 | Full | 0 | 0 | 0 | 3594.0762 | 0 | 0 | 0 | Existing conditions, assuming no cost | PSE Businss Case: APPROVED_Measure Case_Insulation_2022 | H | 100% | 8.661% | 62.51% | 1 | 0 | 0.0917 | No applicable non-energy benefitsIncludes PSE NEI data where applicable. | No applicable non-energy benefits | System | System
Lewis County | Manufactured | Heat Central Gas Furnace | Existing | SFWX: Insulation - Floor - R0 to R22 - NG - MH | Floor Insulation: R0 to R22; manufactured home heated with natural gas | 0 | 2024 | 2050 | 1549.1708 | per Home | 0 | 1 | 25 | PSE Businss Case: APPROVED_Measure Case_Insulation_2022 | 53.0436 | 12.32% | Per Unit Savings from PSE Business Case: APPROVED_Measure Case_Insulation_2022 | 0 | Per Unit Savings from PSE Business Case: APPROVED_Measure Case_Insulation_2022 | 0 | Full | 0 | 0 | 0 | 3594.0762 | 0 | 0 | 0 | Existing conditions, assuming no cost | PSE Businss Case: APPROVED_Measure Case_Insulation_2022 | H | 100% | 8.661% | 62.51% | 1 | 0 | 0.0917 | No applicable non-energy benefitsIncludes PSE NEI data where applicable. | No applicable non-energy benefits | System | System
Lewis County | Manufactured | Heat Room Gas | Existing | SFWX: Insulation - Floor - R0 to R22 - NG - MH | Floor Insulation: R0 to R22; manufactured home heated with natural gas | 0 | 2024 | 2050 | 1549.1708 | per Home | 0 | 1 | 25 | PSE Businss Case: APPROVED_Measure Case_Insulation_2022 | 54.4183 | 12.32% | Per Unit Savings from PSE Business Case: APPROVED_Measure Case_Insulation_2022 | 0 | Per Unit Savings from PSE Business Case: APPROVED_Measure Case_Insulation_2022 | 0 | Full | 0 | 0 | 0 | 3594.0762 | 0 | 0 | 0 | Existing conditions, assuming no cost | PSE Businss Case: APPROVED_Measure Case_Insulation_2022 | H | 100% | 8.661% | 62.51% | 1 | 0 | 0.0917 | No applicable non-energy benefitsIncludes PSE NEI data where applicable. | No applicable non-energy benefits | System | System
Lewis County | Manufactured - Highly Impacted | Heat Central Gas Boiler | Existing | LIW: Insulation - Floor - R11 to R22 - MH - TE | Floor Insulation: R11 to R22; manufactured home heated with natural gas | 0 | 2024 | 2050 | 1201.0485 | per Home | 0 | 1 | 25 | PSE Businss Case: APPROVED_Measure Case_Insulation_2022 | 24.1036 | 5.326% | Per Unit Savings from PSE Business Case: APPROVED_Measure Case_Insulation_2022. End use ratio of 100% for Heat Central Gas Boiler. | 5.1475 | Per Unit Savings from PSE Business Case: APPROVED_Measure Case_Insulation_2022. End use ratio of 100% for Heat Central Gas Boiler. | 0 | Full | 0 | 0 | 0 | 2846.485 | 0 | 0 | 0 | Existing conditions, assuming no cost | PSE Businss Case: APPROVED_Measure Case_Insulation_2022 | I | 100% | 8.571% | 37.49% | 1 | 0 | 0.15 | No applicable non-energy benefitsIncludes PSE NEI data where applicable. | No applicable non-energy benefits | System | System
Lewis County | Manufactured - Highly Impacted | Heat Central Gas Furnace | Existing | LIW: Insulation - Floor - R11 to R22 - MH - TE | Floor Insulation: R11 to R22; manufactured home heated with natural gas | 0 | 2024 | 2050 | 1201.0485 | per Home | 0 | 1 | 25 | PSE Businss Case: APPROVED_Measure Case_Insulation_2022 | 17.7755 | 5.326% | Per Unit Savings from PSE Business Case: APPROVED_Measure Case_Insulation_2022. End use ratio of 100% for Heat Central Gas Furnace. | 15.6981 | Per Unit Savings from PSE Business Case: APPROVED_Measure Case_Insulation_2022. End use ratio of 100% for Heat Central Gas Furnace. | 0 | Full | 0 | 0 | 0 | 2846.485 | 0 | 0 | 0 | Existing conditions, assuming no cost | PSE Businss Case: APPROVED_Measure Case_Insulation_2022 | I | 100% | 8.571% | 37.49% | 1 | 0 | 0.15 | No applicable non-energy benefitsIncludes PSE NEI data where applicable. | No applicable non-energy benefits | System | System
Lewis County | Manufactured - Highly Impacted | Heat Room Gas | Existing | LIW: Insulation - Floor - R11 to R22 - MH - TE | Floor Insulation: R11 to R22; manufactured home heated with natural gas | 0 | 2024 | 2050 | 1201.0485 | per Home | 0 | 1 | 25 | PSE Businss Case: APPROVED_Measure Case_Insulation_2022 | 15.998 | 4.673% | Per Unit Savings from PSE Business Case: APPROVED_Measure Case_Insulation_2022. Assuming an end use ratio of 90% for Heat Room Gas and applying to the reported PSE Business Case Savings. | 4.7442 | Per Unit Savings from PSE Business Case: APPROVED_Measure Case_Insulation_2022. Assuming an end use ratio of 90% for Heat Room Gas and applying to the reported PSE Business Case Savings. | 0 | Full | 0 | 0 | 0 | 2846.485 | 0 | 0 | 0 | Existing conditions, assuming no cost | PSE Businss Case: APPROVED_Measure Case_Insulation_2022 | I | 100% | 8.571% | 37.49% | 1 | 0 | 0.15 | No applicable non-energy benefitsIncludes PSE NEI data where applicable. | No applicable non-energy benefits | System | System
Lewis County | Single Family | Heat Central Gas Boiler | Existing | SFWX: Insulation - Floor - R0 to R30 - NG | Floor Insulation: R0 to R30; home heated with natural gas | 0 | 2024 | 2050 | 1181.8733 | per Home | 0 | 1 | 45 | PSE Businss Case: APPROVED_Measure Case_Insulation_2022 | 44.2324 | 6.842% | Per Unit Savings from PSE Business Case: APPROVED_Measure Case_Insulation_2022 | 0 | Per Unit Savings from PSE Business Case: APPROVED_Measure Case_Insulation_2022 | 0 | Full | 0 | 0 | 0 | 1666.4414 | 0 | 0 | 0 | Existing conditions, assuming no cost | PSE Businss Case: APPROVED_Measure Case_Insulation_2022 | L | 100% | 6.068% | 100% | 1 | 0 | 0.0403 | No applicable non-energy benefitsIncludes PSE NEI data where applicable. | No applicable non-energy benefits | System | System
Lewis County | Single Family | Heat Central Gas Furnace | Existing | SFWX: Insulation - Floor - R0 to R30 - NG | Floor Insulation: R0 to R30; home heated with natural gas | 0 | 2024 | 2050 | 1181.8733 | per Home | 0 | 1 | 45 | PSE Businss Case: APPROVED_Measure Case_Insulation_2022 | 32.6197 | 6.842% | Per Unit Savings from PSE Business Case: APPROVED_Measure Case_Insulation_2022 | 0 | Per Unit Savings from PSE Business Case: APPROVED_Measure Case_Insulation_2022 | 0 | Full | 0 | 0 | 0 | 1666.4414 | 0 | 0 | 0 | Existing conditions, assuming no cost | PSE Businss Case: APPROVED_Measure Case_Insulation_2022 | L | 100% | 6.068% | 100% | 1 | 0 | 0.0403 | No applicable non-energy benefitsIncludes PSE NEI data where applicable. | No applicable non-energy benefits | System | System
Lewis County | Single Family | Heat Room Gas | Existing | SFWX: Insulation - Floor - R0 to R30 - NG | Floor Insulation: R0 to R30; home heated with natural gas | 0 | 2024 | 2050 | 1181.8733 | per Home | 0 | 1 | 45 | PSE Businss Case: APPROVED_Measure Case_Insulation_2022 | 33.4651 | 6.842% | Per Unit Savings from PSE Business Case: APPROVED_Measure Case_Insulation_2022 | 0 | Per Unit Savings from PSE Business Case: APPROVED_Measure Case_Insulation_2022 | 0 | Full | 0 | 0 | 0 | 1666.4414 | 0 | 0 | 0 | Existing conditions, assuming no cost | PSE Businss Case: APPROVED_Measure Case_Insulation_2022 | L | 100% | 6.068% | 100% | 1 | 0 | 0.0403 | No applicable non-energy benefitsIncludes PSE NEI data where applicable. | No applicable non-energy benefits | System | System
Lewis County | Single Family | Heat Central Gas Boiler | Existing | SFWX: Insulation - Wall - R0 to R13 - NG | Wall insulation: R0 to R13: home heated with natural gas | 0 | 2024 | 2050 | 2423.4322 | per Home | 0 | 1 | 45 | PSE Businss Case: APPROVED_Measure Case_Insulation_2022 | 175.8762 | 27.21% | Per Unit Savings from PSE Business Case: APPROVED_Measure Case_Insulation_2022 | 0 | Per Unit Savings from PSE Business Case: APPROVED_Measure Case_Insulation_2022 | 0 | Full | 0 | 0 | 0 | 3780.5542 | 0 | 0 | 0 | Existing conditions, assuming no cost | PSE Businss Case: APPROVED_Measure Case_Insulation_2022 | M | 100% | 6.485% | 100% | 1 | 0 | 0.0417 | No applicable non-energy benefitsIncludes PSE NEI data where applicable. | No applicable non-energy benefits | System | System
Lewis County | Single Family | Heat Central Gas Furnace | Existing | SFWX: Insulation - Wall - R0 to R13 - NG | Wall insulation: R0 to R13: home heated with natural gas | 0 | 2024 | 2050 | 2423.4322 | per Home | 0 | 1 | 45 | PSE Businss Case: APPROVED_Measure Case_Insulation_2022 | 129.7021 | 27.21% | Per Unit Savings from PSE Business Case: APPROVED_Measure Case_Insulation_2022 | 0 | Per Unit Savings from PSE Business Case: APPROVED_Measure Case_Insulation_2022 | 0 | Full | 0 | 0 | 0 | 3780.5542 | 0 | 0 | 0 | Existing conditions, assuming no cost | PSE Businss Case: APPROVED_Measure Case_Insulation_2022 | M | 100% | 6.485% | 100% | 1 | 0 | 0.0417 | No applicable non-energy benefitsIncludes PSE NEI data where applicable. | No applicable non-energy benefits | System | System
Lewis County | Single Family | Heat Room Gas | Existing | SFWX: Insulation - Wall - R0 to R13 - NG | Wall insulation: R0 to R13: home heated with natural gas | 0 | 2024 | 2050 | 2423.4322 | per Home | 0 | 1 | 45 | PSE Businss Case: APPROVED_Measure Case_Insulation_2022 | 133.0635 | 27.21% | Per Unit Savings from PSE Business Case: APPROVED_Measure Case_Insulation_2022 | 0 | Per Unit Savings from PSE Business Case: APPROVED_Measure Case_Insulation_2022 | 0 | Full | 0 | 0 | 0 | 3780.5542 | 0 | 0 | 0 | Existing conditions, assuming no cost | PSE Businss Case: APPROVED_Measure Case_Insulation_2022 | M | 100% | 6.485% | 100% | 1 | 0 | 0.0417 | No applicable non-energy benefitsIncludes PSE NEI data where applicable. | No applicable non-energy benefits | System | System
Lewis County | Multifamily | Heat Central Gas Boiler | Existing | Insulation - Attic - R0 to R38 - NG | Attic insulation: R0 to R38; natural gas heating | 0 | 2024 | 2050 | 911.2552 | per Home | 0 | 1 | 45 | PSE Businss Case: APPROVED_Measure Case_Insulation_2022 | 39.5412 | 9.276% | Per Unit Savings from PSE Business Case: APPROVED_Measure Case_Insulation_2022. End use ratio of 100% for Heat Central Gas Boiler. | 0 | Per Unit Savings from PSE Business Case: APPROVED_Measure Case_Insulation_2022. End use ratio of 100% for Heat Central Gas Boiler. | 0 | Full | 0 | 0 | 0 | 1749.61 | 0 | 0 | 0 | Existing conditions, assuming no cost | PSE Businss Case: APPROVED_Measure Case_Insulation_2022 | B | 100% | 0.6698% | 57.84% | 1 | 0 | 0 | No applicable non-energy benefitsIncludes PSE NEI data where applicable. | No applicable non-energy benefits | System | System
Lewis County | Multifamily | Heat Central Gas Furnace | Existing | Insulation - Attic - R0 to R38 - NG | Attic insulation: R0 to R38; natural gas heating | 0 | 2024 | 2050 | 911.2552 | per Home | 0 | 1 | 45 | PSE Businss Case: APPROVED_Measure Case_Insulation_2022 | 29.1602 | 9.276% | Per Unit Savings from PSE Business Case: APPROVED_Measure Case_Insulation_2022. End use ratio of 100% for Heat Central Gas Furnace. | 0 | Per Unit Savings from PSE Business Case: APPROVED_Measure Case_Insulation_2022. End use ratio of 100% for Heat Central Gas Furnace. | 0 | Full | 0 | 0 | 0 | 1749.61 | 0 | 0 | 0 | Existing conditions, assuming no cost | PSE Businss Case: APPROVED_Measure Case_Insulation_2022 | B | 100% | 0.6698% | 57.84% | 1 | 0 | 0 | No applicable non-energy benefitsIncludes PSE NEI data where applicable. | No applicable non-energy benefits | System | System
Lewis County | Multifamily | Heat Room Gas | Existing | Insulation - Attic - R0 to R38 - NG | Attic insulation: R0 to R38; natural gas heating | 0 | 2024 | 2050 | 911.2552 | per Home | 0 | 1 | 45 | PSE Businss Case: APPROVED_Measure Case_Insulation_2022 | 26.2442 | 8.137% | Per Unit Savings from PSE Business Case: APPROVED_Measure Case_Insulation_2022. Assuming an end use ratio of 90% for Heat Room Gas and applying to the reported PSE Business Case Savings. | 0 | Per Unit Savings from PSE Business Case: APPROVED_Measure Case_Insulation_2022. Assuming an end use ratio of 90% for Heat Room Gas and applying to the reported PSE Business Case Savings. | 0 | Full | 0 | 0 | 0 | 1749.61 | 0 | 0 | 0 | Existing conditions, assuming no cost | PSE Businss Case: APPROVED_Measure Case_Insulation_2022 | B | 100% | 0.6698% | 57.84% | 1 | 0 | 0 | No applicable non-energy benefitsIncludes PSE NEI data where applicable. | No applicable non-energy benefits | System | System
Lewis County | Multifamily | Heat Central Gas Boiler | Existing | Insulation - Attic - R11 to R38 - NG | Attic insulation: R11 to R38; natural gas heating | 0 | 2024 | 2050 | 911.2552 | per Home | 0 | 1 | 45 | PSE Businss Case: APPROVED_Measure Case_Insulation_2022 | 29.6559 | 6.957% | Per Unit Savings from PSE Business Case: APPROVED_Measure Case_Insulation_2022. End use ratio of 100% for Heat Central Gas Boiler. | 0 | Per Unit Savings from PSE Business Case: APPROVED_Measure Case_Insulation_2022. End use ratio of 100% for Heat Central Gas Boiler. | 0 | Full | 0 | 0 | 0 | 1448.8958 | 0 | 0 | 0 | Existing conditions, assuming no cost | PSE Businss Case: APPROVED_Measure Case_Insulation_2022 | C | 100% | 0.5073% | 10% | 1 | 0 | 0 | No applicable non-energy benefitsIncludes PSE NEI data where applicable. | No applicable non-energy benefits | System | System
Lewis County | Multifamily | Heat Central Gas Furnace | Existing | Insulation - Attic - R11 to R38 - NG | Attic insulation: R11 to R38; natural gas heating | 0 | 2024 | 2050 | 911.2552 | per Home | 0 | 1 | 45 | PSE Businss Case: APPROVED_Measure Case_Insulation_2022 | 21.8701 | 6.957% | Per Unit Savings from PSE Business Case: APPROVED_Measure Case_Insulation_2022. End use ratio of 100% for Heat Central Gas Furnace. | 0 | Per Unit Savings from PSE Business Case: APPROVED_Measure Case_Insulation_2022. End use ratio of 100% for Heat Central Gas Furnace. | 0 | Full | 0 | 0 | 0 | 1448.8958 | 0 | 0 | 0 | Existing conditions, assuming no cost | PSE Businss Case: APPROVED_Measure Case_Insulation_2022 | C | 100% | 0.5073% | 10% | 1 | 0 | 0 | No applicable non-energy benefitsIncludes PSE NEI data where applicable. | No applicable non-energy benefits | System | System
Lewis County | Multifamily | Heat Room Gas | Existing | Insulation - Attic - R11 to R38 - NG | Attic insulation: R11 to R38; natural gas heating | 0 | 2024 | 2050 | 911.2552 | per Home | 0 | 1 | 45 | PSE Businss Case: APPROVED_Measure Case_Insulation_2022 | 20.1932 | 6.261% | Per Unit Savings from PSE Business Case: APPROVED_Measure Case_Insulation_2022. Assuming an end use ratio of 90% for Heat Room Gas and applying to the reported PSE Business Case Savings. | 0 | Per Unit Savings from PSE Business Case: APPROVED_Measure Case_Insulation_2022. Assuming an end use ratio of 90% for Heat Room Gas and applying to the reported PSE Business Case Savings. | 0 | Full | 0 | 0 | 0 | 1448.8958 | 0 | 0 | 0 | Existing conditions, assuming no cost | PSE Businss Case: APPROVED_Measure Case_Insulation_2022 | C | 100% | 0.5073% | 10% | 1 | 0 | 0 | No applicable non-energy benefitsIncludes PSE NEI data where applicable. | No applicable non-energy benefits | System | System
Lewis County | Multifamily - Highly Impacted | Heat Central Gas Boiler | Existing | Insulation - Attic - R11 to R38 - NG | Attic insulation: R11 to R38; natural gas heating | 0 | 2024 | 2050 | 773.4304 | per Home | 0 | 1 | 45 | PSE Businss Case: APPROVED_Measure Case_Insulation_2022 | 25.1705 | 6.957% | Per Unit Savings from PSE Business Case: APPROVED_Measure Case_Insulation_2022. End use ratio of 100% for Heat Central Gas Boiler. | 0 | Per Unit Savings from PSE Business Case: APPROVED_Measure Case_Insulation_2022. End use ratio of 100% for Heat Central Gas Boiler. | 0 | Full | 0 | 0 | 0 | 1229.7544 | 0 | 0 | 0 | Existing conditions, assuming no cost | PSE Businss Case: APPROVED_Measure Case_Insulation_2022 | C | 100% | 0.5073% | 10% | 1 | 0 | 0 | No applicable non-energy benefitsIncludes PSE NEI data where applicable. | No applicable non-energy benefits | System | System
Lewis County | Multifamily - Highly Impacted | Heat Central Gas Furnace | Existing | Insulation - Attic - R11 to R38 - NG | Attic insulation: R11 to R38; natural gas heating | 0 | 2024 | 2050 | 773.4304 | per Home | 0 | 1 | 45 | PSE Businss Case: APPROVED_Measure Case_Insulation_2022 | 18.5623 | 6.957% | Per Unit Savings from PSE Business Case: APPROVED_Measure Case_Insulation_2022. End use ratio of 100% for Heat Central Gas Furnace. | 0 | Per Unit Savings from PSE Business Case: APPROVED_Measure Case_Insulation_2022. End use ratio of 100% for Heat Central Gas Furnace. | 0 | Full | 0 | 0 | 0 | 1229.7544 | 0 | 0 | 0 | Existing conditions, assuming no cost | PSE Businss Case: APPROVED_Measure Case_Insulation_2022 | C | 100% | 0.5073% | 10% | 1 | 0 | 0 | No applicable non-energy benefitsIncludes PSE NEI data where applicable. | No applicable non-energy benefits | System | System
Lewis County | Multifamily - Highly Impacted | Heat Room Gas | Existing | Insulation - Attic - R11 to R38 - NG | Attic insulation: R11 to R38; natural gas heating | 0 | 2024 | 2050 | 773.4304 | per Home | 0 | 1 | 45 | PSE Businss Case: APPROVED_Measure Case_Insulation_2022 | 17.1391 | 6.261% | Per Unit Savings from PSE Business Case: APPROVED_Measure Case_Insulation_2022. Assuming an end use ratio of 90% for Heat Room Gas and applying to the reported PSE Business Case Savings. | 0 | Per Unit Savings from PSE Business Case: APPROVED_Measure Case_Insulation_2022. Assuming an end use ratio of 90% for Heat Room Gas and applying to the reported PSE Business Case Savings. | 0 | Full | 0 | 0 | 0 | 1229.7544 | 0 | 0 | 0 | Existing conditions, assuming no cost | PSE Businss Case: APPROVED_Measure Case_Insulation_2022 | C | 100% | 0.5073% | 10% | 1 | 0 | 0 | No applicable non-energy benefitsIncludes PSE NEI data where applicable. | No applicable non-energy benefits | System | System
Lewis County | Multifamily | Heat Central Gas Boiler | Existing | MFRFT: Insulation - Floor - R0 to R30 - NG | Floor insulation: R0 to R30; natural gas heating | 0 | 2024 | 2050 | 911.2552 | per Home | 0 | 1 | 45 | PSE Businss Case: APPROVED_Measure Case_Insulation_2022 | 59.3118 | 13.91% | Per Unit Savings from PSE Business Case: APPROVED_Measure Case_Insulation_2022. End use ratio of 100% for Heat Central Gas Boiler. | 0 | Per Unit Savings from PSE Business Case: APPROVED_Measure Case_Insulation_2022. End use ratio of 100% for Heat Central Gas Boiler. | 0 | Full | 0 | 0 | 0 | 1448.8958 | 0 | 0 | 0 | Existing conditions, assuming no cost | PSE Businss Case: APPROVED_Measure Case_Insulation_2022 | J | 100% | 23.08% | 66.69% | 1 | 0 | 0 | No applicable non-energy benefitsIncludes PSE NEI data where applicable. | No applicable non-energy benefits | System | System
Lewis County | Multifamily | Heat Central Gas Furnace | Existing | MFRFT: Insulation - Floor - R0 to R30 - NG | Floor insulation: R0 to R30; natural gas heating | 0 | 2024 | 2050 | 911.2552 | per Home | 0 | 1 | 45 | PSE Businss Case: APPROVED_Measure Case_Insulation_2022 | 43.7403 | 13.91% | Per Unit Savings from PSE Business Case: APPROVED_Measure Case_Insulation_2022. End use ratio of 100% for Heat Central Gas Furnace. | 0 | Per Unit Savings from PSE Business Case: APPROVED_Measure Case_Insulation_2022. End use ratio of 100% for Heat Central Gas Furnace. | 0 | Full | 0 | 0 | 0 | 1448.8958 | 0 | 0 | 0 | Existing conditions, assuming no cost | PSE Businss Case: APPROVED_Measure Case_Insulation_2022 | J | 100% | 23.08% | 66.69% | 1 | 0 | 0 | No applicable non-energy benefitsIncludes PSE NEI data where applicable. | No applicable non-energy benefits | System | System
Lewis County | Multifamily | Heat Room Gas | Existing | MFRFT: Insulation - Floor - R0 to R30 - NG | Floor insulation: R0 to R30; natural gas heating | 0 | 2024 | 2050 | 911.2552 | per Home | 0 | 1 | 45 | PSE Businss Case: APPROVED_Measure Case_Insulation_2022 | 39.3662 | 12.21% | Per Unit Savings from PSE Business Case: APPROVED_Measure Case_Insulation_2022. Assuming an end use ratio of 90% for Heat Room Gas and applying to the reported PSE Business Case Savings. | 0 | Per Unit Savings from PSE Business Case: APPROVED_Measure Case_Insulation_2022. Assuming an end use ratio of 90% for Heat Room Gas and applying to the reported PSE Business Case Savings. | 0 | Full | 0 | 0 | 0 | 1448.8958 | 0 | 0 | 0 | Existing conditions, assuming no cost | PSE Businss Case: APPROVED_Measure Case_Insulation_2022 | J | 100% | 23.08% | 66.69% | 1 | 0 | 0 | No applicable non-energy benefitsIncludes PSE NEI data where applicable. | No applicable non-energy benefits | System | System
Lewis County | Multifamily | Heat Central Gas Boiler | Existing | MFRFT: Insulation - Wall - R0 to R11 - NG | Wall insulation: R0 to R11; natural gas heating | 0 | 2024 | 2050 | 301.87 | per Home | 0 | 1 | 45 | PSE Businss Case: APPROVED_Measure Case_Insulation_2022 | 32.7469 | 7.682% | Per Unit Savings from PSE Business Case: APPROVED_Measure Case_Insulation_2022. End use ratio of 100% for Heat Central Gas Boiler. | 0 | Per Unit Savings from PSE Business Case: APPROVED_Measure Case_Insulation_2022. End use ratio of 100% for Heat Central Gas Boiler. | 0 | Full | 0 | 0 | 0 | 498.0856 | 0 | 0 | 0 | Existing conditions, assuming no cost | PSE Businss Case: APPROVED_Measure Case_Insulation_2022 | M | 100% | 7.774% | 100% | 1 | 0 | 0 | No applicable non-energy benefitsIncludes PSE NEI data where applicable. | No applicable non-energy benefits | System | System
Lewis County | Multifamily | Heat Central Gas Furnace | Existing | MFRFT: Insulation - Wall - R0 to R11 - NG | Wall insulation: R0 to R11; natural gas heating | 0 | 2024 | 2050 | 301.87 | per Home | 0 | 1 | 45 | PSE Businss Case: APPROVED_Measure Case_Insulation_2022 | 24.1496 | 7.682% | Per Unit Savings from PSE Business Case: APPROVED_Measure Case_Insulation_2022. End use ratio of 100% for Heat Central Gas Furnace. | 0 | Per Unit Savings from PSE Business Case: APPROVED_Measure Case_Insulation_2022. End use ratio of 100% for Heat Central Gas Furnace. | 0 | Full | 0 | 0 | 0 | 498.0856 | 0 | 0 | 0 | Existing conditions, assuming no cost | PSE Businss Case: APPROVED_Measure Case_Insulation_2022 | M | 100% | 7.774% | 100% | 1 | 0 | 0 | No applicable non-energy benefitsIncludes PSE NEI data where applicable. | No applicable non-energy benefits | System | System
Lewis County | Multifamily | Heat Room Gas | Existing | MFRFT: Insulation - Wall - R0 to R11 - NG | Wall insulation: R0 to R11; natural gas heating | 0 | 2024 | 2050 | 301.87 | per Home | 0 | 1 | 45 | PSE Businss Case: APPROVED_Measure Case_Insulation_2022 | 21.7346 | 6.739% | Per Unit Savings from PSE Business Case: APPROVED_Measure Case_Insulation_2022. Assuming an end use ratio of 90% for Heat Room Gas and applying to the reported PSE Business Case Savings. | 0 | Per Unit Savings from PSE Business Case: APPROVED_Measure Case_Insulation_2022. Assuming an end use ratio of 90% for Heat Room Gas and applying to the reported PSE Business Case Savings. | 0 | Full | 0 | 0 | 0 | 498.0856 | 0 | 0 | 0 | Existing conditions, assuming no cost | PSE Businss Case: APPROVED_Measure Case_Insulation_2022 | M | 100% | 7.774% | 100% | 1 | 0 | 0 | No applicable non-energy benefitsIncludes PSE NEI data where applicable. | No applicable non-energy benefits | System | System
Lewis County | Manufactured - Highly Impacted | Heat Central Gas Boiler | Existing | LIW: Insulation - Attic - R0 to R22 - MH - TG | Attic insulation: R0 to R22; mobile home; gas | 0 | 2024 | 2050 | 1201.0485 | per Home | 0 | 1 | 25 | PSE Businss Case: APPROVED_Measure Case_Insulation_2022 | 39.087 | 8.637% | Per Unit Savings from PSE Business Case: APPROVED_Measure Case_Insulation_2022. End use ratio of 100% for Heat Central Gas Boiler. | 0 | Per Unit Savings from PSE Business Case: APPROVED_Measure Case_Insulation_2022. End use ratio of 100% for Heat Central Gas Boiler. | 0 | Full | 0 | 0 | 0 | 1861.6252 | 0 | 0 | 0 | Existing conditions, assuming no cost | PSE Businss Case: APPROVED_Measure Case_Insulation_2022 | B | 100% | 2.14% | 100% | 1 | 0 | 0.12 | No applicable non-energy benefitsIncludes PSE NEI data where applicable. | No applicable non-energy benefits | System | System
Lewis County | Manufactured - Highly Impacted | Heat Central Gas Furnace | Existing | LIW: Insulation - Attic - R0 to R22 - MH - TG | Attic insulation: R0 to R22; mobile home; gas | 0 | 2024 | 2050 | 1201.0485 | per Home | 0 | 1 | 25 | PSE Businss Case: APPROVED_Measure Case_Insulation_2022 | 28.8252 | 8.637% | Per Unit Savings from PSE Business Case: APPROVED_Measure Case_Insulation_2022. End use ratio of 100% for Heat Central Gas Furnace. | 0 | Per Unit Savings from PSE Business Case: APPROVED_Measure Case_Insulation_2022. End use ratio of 100% for Heat Central Gas Furnace. | 0 | Full | 0 | 0 | 0 | 1861.6252 | 0 | 0 | 0 | Existing conditions, assuming no cost | PSE Businss Case: APPROVED_Measure Case_Insulation_2022 | B | 100% | 2.14% | 100% | 1 | 0 | 0.12 | No applicable non-energy benefitsIncludes PSE NEI data where applicable. | No applicable non-energy benefits | System | System
Lewis County | Manufactured - Highly Impacted | Heat Room Gas | Existing | LIW: Insulation - Attic - R0 to R22 - MH - TG | Attic insulation: R0 to R22; mobile home; gas | 0 | 2024 | 2050 | 1201.0485 | per Home | 0 | 1 | 25 | PSE Businss Case: APPROVED_Measure Case_Insulation_2022 | 25.9426 | 7.577% | Per Unit Savings from PSE Business Case: APPROVED_Measure Case_Insulation_2022. Assuming an end use ratio of 90% for Heat Room Gas and applying to the reported PSE Business Case Savings. | 0 | Per Unit Savings from PSE Business Case: APPROVED_Measure Case_Insulation_2022. Assuming an end use ratio of 90% for Heat Room Gas and applying to the reported PSE Business Case Savings. | 0 | Full | 0 | 0 | 0 | 1861.6252 | 0 | 0 | 0 | Existing conditions, assuming no cost | PSE Businss Case: APPROVED_Measure Case_Insulation_2022 | B | 100% | 2.14% | 100% | 1 | 0 | 0.12 | No applicable non-energy benefitsIncludes PSE NEI data where applicable. | No applicable non-energy benefits | System | System
Lewis County | Manufactured | Heat Central Gas Boiler | Existing | Insulation - Attic - R0 to R22 - NG - MH - Pre HUD | Attic insulation: R0 to R22; Pre-HUD manufactured home heated with natural gas | 0 | 2024 | 2050 | 1549.1708 | per Home | 0 | 1 | 25 | PSE Businss Case: APPROVED_Measure Case_Insulation_2022 | 52.2649 | 8.954% | Per Unit Savings from PSE Business Case: APPROVED_Measure Case_Insulation_2022 | 0 | Per Unit Savings from PSE Business Case: APPROVED_Measure Case_Insulation_2022 | 0 | Full | 0 | 0 | 0 | 5034.805 | 0 | 0 | 0 | Existing conditions, assuming no cost | PSE Businss Case: APPROVED_Measure Case_Insulation_2022 | B | 100% | 2.14% | 100% | 1 | 0 | 0.0534 | No applicable non-energy benefitsIncludes PSE NEI data where applicable. | No applicable non-energy benefits | System | System
Lewis County | Manufactured | Heat Central Gas Furnace | Existing | Insulation - Attic - R0 to R22 - NG - MH - Pre HUD | Attic insulation: R0 to R22; Pre-HUD manufactured home heated with natural gas | 0 | 2024 | 2050 | 1549.1708 | per Home | 0 | 1 | 25 | PSE Businss Case: APPROVED_Measure Case_Insulation_2022 | 38.5434 | 8.954% | Per Unit Savings from PSE Business Case: APPROVED_Measure Case_Insulation_2022 | 0 | Per Unit Savings from PSE Business Case: APPROVED_Measure Case_Insulation_2022 | 0 | Full | 0 | 0 | 0 | 5034.805 | 0 | 0 | 0 | Existing conditions, assuming no cost | PSE Businss Case: APPROVED_Measure Case_Insulation_2022 | B | 100% | 2.14% | 100% | 1 | 0 | 0.0534 | No applicable non-energy benefitsIncludes PSE NEI data where applicable. | No applicable non-energy benefits | System | System
Lewis County | Manufactured | Heat Room Gas | Existing | Insulation - Attic - R0 to R22 - NG - MH - Pre HUD | Attic insulation: R0 to R22; Pre-HUD manufactured home heated with natural gas | 0 | 2024 | 2050 | 1549.1708 | per Home | 0 | 1 | 25 | PSE Businss Case: APPROVED_Measure Case_Insulation_2022 | 39.5423 | 8.954% | Per Unit Savings from PSE Business Case: APPROVED_Measure Case_Insulation_2022 | 0 | Per Unit Savings from PSE Business Case: APPROVED_Measure Case_Insulation_2022 | 0 | Full | 0 | 0 | 0 | 5034.805 | 0 | 0 | 0 | Existing conditions, assuming no cost | PSE Businss Case: APPROVED_Measure Case_Insulation_2022 | B | 100% | 2.14% | 100% | 1 | 0 | 0.0534 | No applicable non-energy benefitsIncludes PSE NEI data where applicable. | No applicable non-energy benefits | System | System
Lewis County | Manufactured | Heat Central Gas Boiler | Existing | Insulation - Attic - R0 to R30 - NG - MH - HUD | Attic insulation: R0 to R30; HUD manufactured home heated with natural gas | 0 | 2024 | 2050 | 1549.1708 | per Home | 0 | 1 | 25 | PSE Businss Case: APPROVED_Measure Case_Insulation_2022 | 70.4147 | 12.06% | Per Unit Savings from PSE Business Case: APPROVED_Measure Case_Insulation_2022 | 0 | Per Unit Savings from PSE Business Case: APPROVED_Measure Case_Insulation_2022 | 0 | Full | 0 | 0 | 0 | 6475.5338 | 0 | 0 | 0 | Existing conditions, assuming no cost | PSE Businss Case: APPROVED_Measure Case_Insulation_2022 | B | 100% | 38.94% | 100% | 1 | 0 | 0 | No applicable non-energy benefitsIncludes PSE NEI data where applicable. | No applicable non-energy benefits | System | System
Lewis County | Manufactured | Heat Central Gas Furnace | Existing | Insulation - Attic - R0 to R30 - NG - MH - HUD | Attic insulation: R0 to R30; HUD manufactured home heated with natural gas | 0 | 2024 | 2050 | 1549.1708 | per Home | 0 | 1 | 25 | PSE Businss Case: APPROVED_Measure Case_Insulation_2022 | 51.9282 | 12.06% | Per Unit Savings from PSE Business Case: APPROVED_Measure Case_Insulation_2022 | 0 | Per Unit Savings from PSE Business Case: APPROVED_Measure Case_Insulation_2022 | 0 | Full | 0 | 0 | 0 | 6475.5338 | 0 | 0 | 0 | Existing conditions, assuming no cost | PSE Businss Case: APPROVED_Measure Case_Insulation_2022 | B | 100% | 38.94% | 100% | 1 | 0 | 0 | No applicable non-energy benefitsIncludes PSE NEI data where applicable. | No applicable non-energy benefits | System | System
Lewis County | Manufactured | Heat Room Gas | Existing | Insulation - Attic - R0 to R30 - NG - MH - HUD | Attic insulation: R0 to R30; HUD manufactured home heated with natural gas | 0 | 2024 | 2050 | 1549.1708 | per Home | 0 | 1 | 25 | PSE Businss Case: APPROVED_Measure Case_Insulation_2022 | 53.274 | 12.06% | Per Unit Savings from PSE Business Case: APPROVED_Measure Case_Insulation_2022 | 0 | Per Unit Savings from PSE Business Case: APPROVED_Measure Case_Insulation_2022 | 0 | Full | 0 | 0 | 0 | 6475.5338 | 0 | 0 | 0 | Existing conditions, assuming no cost | PSE Businss Case: APPROVED_Measure Case_Insulation_2022 | B | 100% | 38.94% | 100% | 1 | 0 | 0 | No applicable non-energy benefitsIncludes PSE NEI data where applicable. | No applicable non-energy benefits | System | System
Lewis County | Multifamily | Heat Central Gas Boiler | Existing | Insulation - Floor - R11 to R30 - GH - MF | R11 to R30 floor insulation: multi-family dwelling heated with natural gas | 0 | 2024 | 2050 | 911.2552 | per Home | 0 | 1 | 45 | PSE Businss Case: APPROVED_Measure Case_Insulation_2022 | 29.6559 | 6.957% | Per Unit Savings from PSE Business Case: APPROVED_Measure Case_Insulation_2022. End use ratio of 100% for Heat Central Gas Boiler. | 0 | Per Unit Savings from PSE Business Case: APPROVED_Measure Case_Insulation_2022. End use ratio of 100% for Heat Central Gas Boiler. | 0 | Full | 0 | 0 | 0 | 1448.8958 | 0 | 0 | 0 | Existing conditions, assuming no cost | PSE Businss Case: APPROVED_Measure Case_Insulation_2022 | K | 100% | 10.49% | 33.31% | 1 | 0 | 0 | No applicable non-energy benefitsIncludes PSE NEI data where applicable. | No applicable non-energy benefits | System | System
Lewis County | Multifamily | Heat Central Gas Furnace | Existing | Insulation - Floor - R11 to R30 - GH - MF | R11 to R30 floor insulation: multi-family dwelling heated with natural gas | 0 | 2024 | 2050 | 911.2552 | per Home | 0 | 1 | 45 | PSE Businss Case: APPROVED_Measure Case_Insulation_2022 | 21.8701 | 6.957% | Per Unit Savings from PSE Business Case: APPROVED_Measure Case_Insulation_2022. End use ratio of 100% for Heat Central Gas Furnace. | 0 | Per Unit Savings from PSE Business Case: APPROVED_Measure Case_Insulation_2022. End use ratio of 100% for Heat Central Gas Furnace. | 0 | Full | 0 | 0 | 0 | 1448.8958 | 0 | 0 | 0 | Existing conditions, assuming no cost | PSE Businss Case: APPROVED_Measure Case_Insulation_2022 | K | 100% | 10.49% | 33.31% | 1 | 0 | 0 | No applicable non-energy benefitsIncludes PSE NEI data where applicable. | No applicable non-energy benefits | System | System
Lewis County | Multifamily | Heat Room Gas | Existing | Insulation - Floor - R11 to R30 - GH - MF | R11 to R30 floor insulation: multi-family dwelling heated with natural gas | 0 | 2024 | 2050 | 911.2552 | per Home | 0 | 1 | 45 | PSE Businss Case: APPROVED_Measure Case_Insulation_2022 | 20.1932 | 6.261% | Per Unit Savings from PSE Business Case: APPROVED_Measure Case_Insulation_2022. Assuming an end use ratio of 90% for Heat Room Gas and applying to the reported PSE Business Case Savings. | 0 | Per Unit Savings from PSE Business Case: APPROVED_Measure Case_Insulation_2022. Assuming an end use ratio of 90% for Heat Room Gas and applying to the reported PSE Business Case Savings. | 0 | Full | 0 | 0 | 0 | 1448.8958 | 0 | 0 | 0 | Existing conditions, assuming no cost | PSE Businss Case: APPROVED_Measure Case_Insulation_2022 | K | 100% | 10.49% | 33.31% | 1 | 0 | 0 | No applicable non-energy benefitsIncludes PSE NEI data where applicable. | No applicable non-energy benefits | System | System
Lewis County | Multifamily - Highly Impacted | Heat Central Gas Boiler | Existing | LIW: Insulation - Floor - R11 to R30 - GH - MF | R11 to R30 floor insulation: multi-family dwelling heated with natural gas | 0 | 2024 | 2050 | 773.4304 | per Home | 0 | 1 | 45 | PSE Businss Case: APPROVED_Measure Case_Insulation_2022 | 25.1705 | 6.957% | Per Unit Savings from PSE Business Case: APPROVED_Measure Case_Insulation_2022. End use ratio of 100% for Heat Central Gas Boiler. | 0 | Per Unit Savings from PSE Business Case: APPROVED_Measure Case_Insulation_2022. End use ratio of 100% for Heat Central Gas Boiler. | 0 | Full | 0 | 0 | 0 | 1229.7544 | 0 | 0 | 0 | Existing conditions, assuming no cost | PSE Businss Case: APPROVED_Measure Case_Insulation_2022 | K | 100% | 10.49% | 33.31% | 1 | 0 | 0 | No applicable non-energy benefitsIncludes PSE NEI data where applicable. | No applicable non-energy benefits | System | System
Lewis County | Multifamily - Highly Impacted | Heat Central Gas Furnace | Existing | LIW: Insulation - Floor - R11 to R30 - GH - MF | R11 to R30 floor insulation: multi-family dwelling heated with natural gas | 0 | 2024 | 2050 | 773.4304 | per Home | 0 | 1 | 45 | PSE Businss Case: APPROVED_Measure Case_Insulation_2022 | 18.5623 | 6.957% | Per Unit Savings from PSE Business Case: APPROVED_Measure Case_Insulation_2022. End use ratio of 100% for Heat Central Gas Furnace. | 0 | Per Unit Savings from PSE Business Case: APPROVED_Measure Case_Insulation_2022. End use ratio of 100% for Heat Central Gas Furnace. | 0 | Full | 0 | 0 | 0 | 1229.7544 | 0 | 0 | 0 | Existing conditions, assuming no cost | PSE Businss Case: APPROVED_Measure Case_Insulation_2022 | K | 100% | 10.49% | 33.31% | 1 | 0 | 0 | No applicable non-energy benefitsIncludes PSE NEI data where applicable. | No applicable non-energy benefits | System | System
Lewis County | Multifamily - Highly Impacted | Heat Room Gas | Existing | LIW: Insulation - Floor - R11 to R30 - GH - MF | R11 to R30 floor insulation: multi-family dwelling heated with natural gas | 0 | 2024 | 2050 | 773.4304 | per Home | 0 | 1 | 45 | PSE Businss Case: APPROVED_Measure Case_Insulation_2022 | 17.1391 | 6.261% | Per Unit Savings from PSE Business Case: APPROVED_Measure Case_Insulation_2022. Assuming an end use ratio of 90% for Heat Room Gas and applying to the reported PSE Business Case Savings. | 0 | Per Unit Savings from PSE Business Case: APPROVED_Measure Case_Insulation_2022. Assuming an end use ratio of 90% for Heat Room Gas and applying to the reported PSE Business Case Savings. | 0 | Full | 0 | 0 | 0 | 1229.7544 | 0 | 0 | 0 | Existing conditions, assuming no cost | PSE Businss Case: APPROVED_Measure Case_Insulation_2022 | K | 100% | 10.49% | 33.31% | 1 | 0 | 0 | No applicable non-energy benefitsIncludes PSE NEI data where applicable. | No applicable non-energy benefits | System | System
Lewis County | Multifamily | Heat Central Gas Boiler | Existing | Insulation - Attic - R0 to R49 - GH - MF | R0 to R49 attic insulation: multi-family dwelling heated with natural gas | 0 | 2024 | 2050 | 911.2552 | per Home | 0 | 1 | 45 | PSE Businss Case: APPROVED_Measure Case_Insulation_2022 | 49.4265 | 11.59% | Per Unit Savings from PSE Business Case: APPROVED_Measure Case_Insulation_2022. End use ratio of 100% for Heat Central Gas Boiler. | 0 | Per Unit Savings from PSE Business Case: APPROVED_Measure Case_Insulation_2022. End use ratio of 100% for Heat Central Gas Boiler. | 0 | Full | 0 | 0 | 0 | 1658.4845 | 0 | 0 | 0 | Existing conditions, assuming no cost | PSE Businss Case: APPROVED_Measure Case_Insulation_2022 | B | 100% | 3.751% | 57.84% | 1 | 0 | 0 | No applicable non-energy benefitsIncludes PSE NEI data where applicable. | No applicable non-energy benefits | System | System
Lewis County | Multifamily | Heat Central Gas Furnace | Existing | Insulation - Attic - R0 to R49 - GH - MF | R0 to R49 attic insulation: multi-family dwelling heated with natural gas | 0 | 2024 | 2050 | 911.2552 | per Home | 0 | 1 | 45 | PSE Businss Case: APPROVED_Measure Case_Insulation_2022 | 36.4502 | 11.59% | Per Unit Savings from PSE Business Case: APPROVED_Measure Case_Insulation_2022. End use ratio of 100% for Heat Central Gas Furnace. | 0 | Per Unit Savings from PSE Business Case: APPROVED_Measure Case_Insulation_2022. End use ratio of 100% for Heat Central Gas Furnace. | 0 | Full | 0 | 0 | 0 | 1658.4845 | 0 | 0 | 0 | Existing conditions, assuming no cost | PSE Businss Case: APPROVED_Measure Case_Insulation_2022 | B | 100% | 3.751% | 57.84% | 1 | 0 | 0 | No applicable non-energy benefitsIncludes PSE NEI data where applicable. | No applicable non-energy benefits | System | System
Lewis County | Multifamily | Heat Room Gas | Existing | Insulation - Attic - R0 to R49 - GH - MF | R0 to R49 attic insulation: multi-family dwelling heated with natural gas | 0 | 2024 | 2050 | 911.2552 | per Home | 0 | 1 | 45 | PSE Businss Case: APPROVED_Measure Case_Insulation_2022 | 32.8052 | 10.17% | Per Unit Savings from PSE Business Case: APPROVED_Measure Case_Insulation_2022. Assuming an end use ratio of 90% for Heat Room Gas and applying to the reported PSE Business Case Savings. | 0 | Per Unit Savings from PSE Business Case: APPROVED_Measure Case_Insulation_2022. Assuming an end use ratio of 90% for Heat Room Gas and applying to the reported PSE Business Case Savings. | 0 | Full | 0 | 0 | 0 | 1658.4845 | 0 | 0 | 0 | Existing conditions, assuming no cost | PSE Businss Case: APPROVED_Measure Case_Insulation_2022 | B | 100% | 3.751% | 57.84% | 1 | 0 | 0 | No applicable non-energy benefitsIncludes PSE NEI data where applicable. | No applicable non-energy benefits | System | System
Lewis County | Multifamily | Heat Central Gas Boiler | Existing | Insulation - Attic - R19 to R49 - GH - MF | R19 to R49 attic insulation: multi-family dwelling heated with natural gas | 0 | 2024 | 2050 | 911.2552 | per Home | 0 | 1 | 45 | PSE Businss Case: APPROVED_Measure Case_Insulation_2022 | 9.8853 | 2.319% | Per Unit Savings from PSE Business Case: APPROVED_Measure Case_Insulation_2022. End use ratio of 100% for Heat Central Gas Boiler. | 0 | Per Unit Savings from PSE Business Case: APPROVED_Measure Case_Insulation_2022. End use ratio of 100% for Heat Central Gas Boiler. | 0 | Full | 0 | 0 | 0 | 710.7791 | 0 | 0 | 0 | Existing conditions, assuming no cost | PSE Businss Case: APPROVED_Measure Case_Insulation_2022 | D | 100% | 8.456% | 32.16% | 1 | 0 | 0 | No applicable non-energy benefitsIncludes PSE NEI data where applicable. | No applicable non-energy benefits | System | System
Lewis County | Multifamily | Heat Central Gas Furnace | Existing | Insulation - Attic - R19 to R49 - GH - MF | R19 to R49 attic insulation: multi-family dwelling heated with natural gas | 0 | 2024 | 2050 | 911.2552 | per Home | 0 | 1 | 45 | PSE Businss Case: APPROVED_Measure Case_Insulation_2022 | 7.29 | 2.319% | Per Unit Savings from PSE Business Case: APPROVED_Measure Case_Insulation_2022. End use ratio of 100% for Heat Central Gas Furnace. | 0 | Per Unit Savings from PSE Business Case: APPROVED_Measure Case_Insulation_2022. End use ratio of 100% for Heat Central Gas Furnace. | 0 | Full | 0 | 0 | 0 | 710.7791 | 0 | 0 | 0 | Existing conditions, assuming no cost | PSE Businss Case: APPROVED_Measure Case_Insulation_2022 | D | 100% | 8.456% | 32.16% | 1 | 0 | 0 | No applicable non-energy benefitsIncludes PSE NEI data where applicable. | No applicable non-energy benefits | System | System
Lewis County | Multifamily | Heat Room Gas | Existing | Insulation - Attic - R19 to R49 - GH - MF | R19 to R49 attic insulation: multi-family dwelling heated with natural gas | 0 | 2024 | 2050 | 911.2552 | per Home | 0 | 1 | 45 | PSE Businss Case: APPROVED_Measure Case_Insulation_2022 | 6.561 | 2.034% | Per Unit Savings from PSE Business Case: APPROVED_Measure Case_Insulation_2022. Assuming an end use ratio of 90% for Heat Room Gas and applying to the reported PSE Business Case Savings. | 0 | Per Unit Savings from PSE Business Case: APPROVED_Measure Case_Insulation_2022. Assuming an end use ratio of 90% for Heat Room Gas and applying to the reported PSE Business Case Savings. | 0 | Full | 0 | 0 | 0 | 710.7791 | 0 | 0 | 0 | Existing conditions, assuming no cost | PSE Businss Case: APPROVED_Measure Case_Insulation_2022 | D | 100% | 8.456% | 32.16% | 1 | 0 | 0 | No applicable non-energy benefitsIncludes PSE NEI data where applicable. | No applicable non-energy benefits | System | System
Lewis County | Multifamily - Highly Impacted | Heat Central Gas Boiler | Existing | LIW: Insulation - Attic - R19 to R49 - GH - MF | R19 to R49 attic insulation: multi-family dwelling heated with natural gas | 0 | 2024 | 2050 | 773.4304 | per Home | 0 | 1 | 45 | PSE Businss Case: APPROVED_Measure Case_Insulation_2022 | 8.3902 | 2.319% | Per Unit Savings from PSE Business Case: APPROVED_Measure Case_Insulation_2022. End use ratio of 100% for Heat Central Gas Boiler. | 0 | Per Unit Savings from PSE Business Case: APPROVED_Measure Case_Insulation_2022. End use ratio of 100% for Heat Central Gas Boiler. | 0 | Full | 0 | 0 | 0 | 603.2757 | 0 | 0 | 0 | Existing conditions, assuming no cost | PSE Businss Case: APPROVED_Measure Case_Insulation_2022 | D | 100% | 8.456% | 32.16% | 1 | 0 | 0 | No applicable non-energy benefitsIncludes PSE NEI data where applicable. | No applicable non-energy benefits | System | System
Lewis County | Multifamily - Highly Impacted | Heat Central Gas Furnace | Existing | LIW: Insulation - Attic - R19 to R49 - GH - MF | R19 to R49 attic insulation: multi-family dwelling heated with natural gas | 0 | 2024 | 2050 | 773.4304 | per Home | 0 | 1 | 45 | PSE Businss Case: APPROVED_Measure Case_Insulation_2022 | 6.1874 | 2.319% | Per Unit Savings from PSE Business Case: APPROVED_Measure Case_Insulation_2022. End use ratio of 100% for Heat Central Gas Furnace. | 0 | Per Unit Savings from PSE Business Case: APPROVED_Measure Case_Insulation_2022. End use ratio of 100% for Heat Central Gas Furnace. | 0 | Full | 0 | 0 | 0 | 603.2757 | 0 | 0 | 0 | Existing conditions, assuming no cost | PSE Businss Case: APPROVED_Measure Case_Insulation_2022 | D | 100% | 8.456% | 32.16% | 1 | 0 | 0 | No applicable non-energy benefitsIncludes PSE NEI data where applicable. | No applicable non-energy benefits | System | System
Lewis County | Multifamily - Highly Impacted | Heat Room Gas | Existing | LIW: Insulation - Attic - R19 to R49 - GH - MF | R19 to R49 attic insulation: multi-family dwelling heated with natural gas | 0 | 2024 | 2050 | 773.4304 | per Home | 0 | 1 | 45 | PSE Businss Case: APPROVED_Measure Case_Insulation_2022 | 5.5687 | 2.034% | Per Unit Savings from PSE Business Case: APPROVED_Measure Case_Insulation_2022. Assuming an end use ratio of 90% for Heat Room Gas and applying to the reported PSE Business Case Savings. | 0 | Per Unit Savings from PSE Business Case: APPROVED_Measure Case_Insulation_2022. Assuming an end use ratio of 90% for Heat Room Gas and applying to the reported PSE Business Case Savings. | 0 | Full | 0 | 0 | 0 | 603.2757 | 0 | 0 | 0 | Existing conditions, assuming no cost | PSE Businss Case: APPROVED_Measure Case_Insulation_2022 | D | 100% | 8.456% | 32.16% | 1 | 0 | 0 | No applicable non-energy benefitsIncludes PSE NEI data where applicable. | No applicable non-energy benefits | System | System
Lewis County | Multifamily - Highly Impacted | Heat Central Gas Boiler | Existing | LIW: Thermostat - ESS - MF - TG | Energy star smart thermostat: multi-family; gas | 0 | 2024 | 2050 | 1 | per Home | 0 | 1 | 11 | PSE Businss Case: APPROVED_Measure Case_Thermostat_2022 | 20.0366 | 5.538% | Per Unit Savings from PSE Business Case: APPROVED_Measure Case_Thermostat_2022. End use ratio of 100% for Heat Central Gas Boiler. | 0 | Per Unit Savings from PSE Business Case: APPROVED_Measure Case_Thermostat_2022. End use ratio of 100% for Heat Central Gas Boiler. | 0 | Full | 0 | 0 | 0 | 400 | 0 | 0 | 0 | Existing conditions, assuming no cost | PSE Businss Case: APPROVED_Measure Case_Thermostat_2022 |  | 100% | 70.4% | 100% | 1 | 0 | 3.64 | No applicable non-energy benefitsIncludes PSE NEI data where applicable. | No applicable non-energy benefits | System | System
Lewis County | Multifamily - Highly Impacted | Heat Central Gas Boiler | New | LIW: Thermostat - ESS - MF - TG | Energy star smart thermostat: multi-family; gas | 0 | 2024 | 2050 | 1 | per Home | 0 | 1 | 11 | PSE Businss Case: APPROVED_Measure Case_Thermostat_2022 | 12.4437 | 5.538% | Per Unit Savings from PSE Business Case: APPROVED_Measure Case_Thermostat_2022. End use ratio of 100% for Heat Central Gas Boiler. | 0 | Per Unit Savings from PSE Business Case: APPROVED_Measure Case_Thermostat_2022. End use ratio of 100% for Heat Central Gas Boiler. | 0 | Full | 0 | 0 | 0 | 400 | 0 | 0 | 0 | Existing conditions, assuming no cost | PSE Businss Case: APPROVED_Measure Case_Thermostat_2022 |  | 100% | 87.12% | 100% | 1 | 0 | 3.64 | No applicable non-energy benefitsIncludes PSE NEI data where applicable. | No applicable non-energy benefits | System | System
Lewis County | Multifamily - Highly Impacted | Heat Central Gas Furnace | Existing | LIW: Thermostat - ESS - MF - TG | Energy star smart thermostat: multi-family; gas | 0 | 2024 | 2050 | 1 | per Home | 0 | 1 | 11 | PSE Businss Case: APPROVED_Measure Case_Thermostat_2022 | 14.7762 | 5.538% | Per Unit Savings from PSE Business Case: APPROVED_Measure Case_Thermostat_2022. End use ratio of 100% for Heat Central Gas Furnace. | 0 | Per Unit Savings from PSE Business Case: APPROVED_Measure Case_Thermostat_2022. End use ratio of 100% for Heat Central Gas Furnace. | 0 | Full | 0 | 0 | 0 | 400 | 0 | 0 | 0 | Existing conditions, assuming no cost | PSE Businss Case: APPROVED_Measure Case_Thermostat_2022 |  | 100% | 70.4% | 100% | 1 | 0 | 3.64 | No applicable non-energy benefitsIncludes PSE NEI data where applicable. | No applicable non-energy benefits | System | System
Lewis County | Multifamily - Highly Impacted | Heat Central Gas Furnace | New | LIW: Thermostat - ESS - MF - TG | Energy star smart thermostat: multi-family; gas | 0 | 2024 | 2050 | 1 | per Home | 0 | 1 | 11 | PSE Businss Case: APPROVED_Measure Case_Thermostat_2022 | 8.5844 | 5.538% | Per Unit Savings from PSE Business Case: APPROVED_Measure Case_Thermostat_2022. End use ratio of 100% for Heat Central Gas Furnace. | 0 | Per Unit Savings from PSE Business Case: APPROVED_Measure Case_Thermostat_2022. End use ratio of 100% for Heat Central Gas Furnace. | 0 | Full | 0 | 0 | 0 | 400 | 0 | 0 | 0 | Existing conditions, assuming no cost | PSE Businss Case: APPROVED_Measure Case_Thermostat_2022 |  | 100% | 87.12% | 100% | 1 | 0 | 3.64 | No applicable non-energy benefitsIncludes PSE NEI data where applicable. | No applicable non-energy benefits | System | System
Lewis County | Manufactured - Highly Impacted | Heat Central Gas Boiler | Existing | LIW: Thermostat - ESS - MH - TG | Energy star smart thermostat: mobile home; gas | 0 | 2024 | 2050 | 1 | per Home | 0 | 1 | 11 | PSE Businss Case: APPROVED_Measure Case_Thermostat_2022 | 25.0606 | 5.538% | Per Unit Savings from PSE Business Case: APPROVED_Measure Case_Thermostat_2022. End use ratio of 100% for Heat Central Gas Boiler. | 0 | Per Unit Savings from PSE Business Case: APPROVED_Measure Case_Thermostat_2022. End use ratio of 100% for Heat Central Gas Boiler. | 0 | Full | 0 | 0 | 0 | 400 | 0 | 0 | 0 | Existing conditions, assuming no cost | PSE Businss Case: APPROVED_Measure Case_Thermostat_2022 |  | 100% | 79.16% | 100% | 1 | 0 | 3.64 | No applicable non-energy benefitsIncludes PSE NEI data where applicable. | No applicable non-energy benefits | System | System
Lewis County | Manufactured - Highly Impacted | Heat Central Gas Boiler | New | LIW: Thermostat - ESS - MH - TG | Energy star smart thermostat: mobile home; gas | 0 | 2024 | 2050 | 1 | per Home | 0 | 1 | 11 | PSE Businss Case: APPROVED_Measure Case_Thermostat_2022 | 15.5639 | 5.538% | Per Unit Savings from PSE Business Case: APPROVED_Measure Case_Thermostat_2022. End use ratio of 100% for Heat Central Gas Boiler. | 0 | Per Unit Savings from PSE Business Case: APPROVED_Measure Case_Thermostat_2022. End use ratio of 100% for Heat Central Gas Boiler. | 0 | Full | 0 | 0 | 0 | 400 | 0 | 0 | 0 | Existing conditions, assuming no cost | PSE Businss Case: APPROVED_Measure Case_Thermostat_2022 |  | 100% | 97.96% | 100% | 1 | 0 | 3.64 | No applicable non-energy benefitsIncludes PSE NEI data where applicable. | No applicable non-energy benefits | System | System
Lewis County | Manufactured - Highly Impacted | Heat Central Gas Furnace | Existing | LIW: Thermostat - ESS - MH - TG | Energy star smart thermostat: mobile home; gas | 0 | 2024 | 2050 | 1 | per Home | 0 | 1 | 11 | PSE Businss Case: APPROVED_Measure Case_Thermostat_2022 | 18.4813 | 5.538% | Per Unit Savings from PSE Business Case: APPROVED_Measure Case_Thermostat_2022. End use ratio of 100% for Heat Central Gas Furnace. | 0 | Per Unit Savings from PSE Business Case: APPROVED_Measure Case_Thermostat_2022. End use ratio of 100% for Heat Central Gas Furnace. | 0 | Full | 0 | 0 | 0 | 400 | 0 | 0 | 0 | Existing conditions, assuming no cost | PSE Businss Case: APPROVED_Measure Case_Thermostat_2022 |  | 100% | 79.16% | 100% | 1 | 0 | 3.64 | No applicable non-energy benefitsIncludes PSE NEI data where applicable. | No applicable non-energy benefits | System | System
Lewis County | Manufactured - Highly Impacted | Heat Central Gas Furnace | New | LIW: Thermostat - ESS - MH - TG | Energy star smart thermostat: mobile home; gas | 0 | 2024 | 2050 | 1 | per Home | 0 | 1 | 11 | PSE Businss Case: APPROVED_Measure Case_Thermostat_2022 | 10.7369 | 5.538% | Per Unit Savings from PSE Business Case: APPROVED_Measure Case_Thermostat_2022. End use ratio of 100% for Heat Central Gas Furnace. | 0 | Per Unit Savings from PSE Business Case: APPROVED_Measure Case_Thermostat_2022. End use ratio of 100% for Heat Central Gas Furnace. | 0 | Full | 0 | 0 | 0 | 400 | 0 | 0 | 0 | Existing conditions, assuming no cost | PSE Businss Case: APPROVED_Measure Case_Thermostat_2022 |  | 100% | 97.96% | 100% | 1 | 0 | 3.64 | No applicable non-energy benefitsIncludes PSE NEI data where applicable. | No applicable non-energy benefits | System | System
Lewis County | Single Family - Highly Impacted | Heat Central Gas Boiler | Existing | LIW: Thermostat - ESS - SF - TG | Energy star smart thermostat: single family; gas | 0 | 2024 | 2050 | 1 | per Home | 0 | 1 | 11 | PSE Businss Case: APPROVED_Measure Case_Thermostat_2022 | 25.7511 | 5.538% | Per Unit Savings from PSE Business Case: APPROVED_Measure Case_Thermostat_2022. End use ratio of 100% for Heat Central Gas Boiler. | 0 | Per Unit Savings from PSE Business Case: APPROVED_Measure Case_Thermostat_2022. End use ratio of 100% for Heat Central Gas Boiler. | 0 | Full | 0 | 0 | 0 | 400 | 0 | 0 | 0 | Existing conditions, assuming no cost | PSE Businss Case: APPROVED_Measure Case_Thermostat_2022 |  | 100% | 68.84% | 100% | 1 | 0 | 26.45 | No applicable non-energy benefitsIncludes PSE NEI data where applicable. | No applicable non-energy benefits | System | System
Lewis County | Single Family - Highly Impacted | Heat Central Gas Boiler | New | LIW: Thermostat - ESS - SF - TG | Energy star smart thermostat: single family; gas | 0 | 2024 | 2050 | 1 | per Home | 0 | 1 | 11 | PSE Businss Case: APPROVED_Measure Case_Thermostat_2022 | 15.9927 | 5.538% | Per Unit Savings from PSE Business Case: APPROVED_Measure Case_Thermostat_2022. End use ratio of 100% for Heat Central Gas Boiler. | 0 | Per Unit Savings from PSE Business Case: APPROVED_Measure Case_Thermostat_2022. End use ratio of 100% for Heat Central Gas Boiler. | 0 | Full | 0 | 0 | 0 | 400 | 0 | 0 | 0 | Existing conditions, assuming no cost | PSE Businss Case: APPROVED_Measure Case_Thermostat_2022 |  | 100% | 85.19% | 100% | 1 | 0 | 26.45 | No applicable non-energy benefitsIncludes PSE NEI data where applicable. | No applicable non-energy benefits | System | System
Lewis County | Single Family - Highly Impacted | Heat Central Gas Furnace | Existing | LIW: Thermostat - ESS - SF - TG | Energy star smart thermostat: single family; gas | 0 | 2024 | 2050 | 1 | per Home | 0 | 1 | 11 | PSE Businss Case: APPROVED_Measure Case_Thermostat_2022 | 18.9905 | 5.538% | Per Unit Savings from PSE Business Case: APPROVED_Measure Case_Thermostat_2022. End use ratio of 100% for Heat Central Gas Furnace. | 0 | Per Unit Savings from PSE Business Case: APPROVED_Measure Case_Thermostat_2022. End use ratio of 100% for Heat Central Gas Furnace. | 0 | Full | 0 | 0 | 0 | 400 | 0 | 0 | 0 | Existing conditions, assuming no cost | PSE Businss Case: APPROVED_Measure Case_Thermostat_2022 |  | 100% | 68.84% | 100% | 1 | 0 | 26.45 | No applicable non-energy benefitsIncludes PSE NEI data where applicable. | No applicable non-energy benefits | System | System
Lewis County | Single Family - Highly Impacted | Heat Central Gas Furnace | New | LIW: Thermostat - ESS - SF - TG | Energy star smart thermostat: single family; gas | 0 | 2024 | 2050 | 1 | per Home | 0 | 1 | 11 | PSE Businss Case: APPROVED_Measure Case_Thermostat_2022 | 11.0327 | 5.538% | Per Unit Savings from PSE Business Case: APPROVED_Measure Case_Thermostat_2022. End use ratio of 100% for Heat Central Gas Furnace. | 0 | Per Unit Savings from PSE Business Case: APPROVED_Measure Case_Thermostat_2022. End use ratio of 100% for Heat Central Gas Furnace. | 0 | Full | 0 | 0 | 0 | 400 | 0 | 0 | 0 | Existing conditions, assuming no cost | PSE Businss Case: APPROVED_Measure Case_Thermostat_2022 |  | 100% | 85.19% | 100% | 1 | 0 | 26.45 | No applicable non-energy benefitsIncludes PSE NEI data where applicable. | No applicable non-energy benefits | System | System
Lewis County | Single Family | Heat Central Gas Boiler | Existing | Thermostat - Smart - GH - Res | Smart thermostat: home heated with natural gas | 0 | 2024 | 2050 | 1 | per Home | 0 | 1 | 11 | PSE Businss Case: APPROVED_Measure Case_Thermostat_2022 | 35.7984 | 5.538% | Per Unit Savings from PSE Business Case: APPROVED_Measure Case_Thermostat_2022. End use ratio of 100% for Heat Central Gas Boiler. | 0 | Per Unit Savings from PSE Business Case: APPROVED_Measure Case_Thermostat_2022. End use ratio of 100% for Heat Central Gas Boiler. | 0 | Full | 0 | 0 | 0 | 189 | 0 | 0 | 0 | Existing conditions, assuming no cost | PSE Businss Case: APPROVED_Measure Case_Thermostat_2022 |  | 100% | 68.84% | 100% | 1 | 0 | 6.076 | No applicable non-energy benefitsIncludes PSE NEI data where applicable. | No applicable non-energy benefits | System | System
Lewis County | Single Family | Heat Central Gas Boiler | New | Thermostat - Smart - GH - Res | Smart thermostat: home heated with natural gas | 0 | 2024 | 2050 | 1 | per Home | 0 | 1 | 11 | PSE Businss Case: APPROVED_Measure Case_Thermostat_2022 | 22.2326 | 5.538% | Per Unit Savings from PSE Business Case: APPROVED_Measure Case_Thermostat_2022. End use ratio of 100% for Heat Central Gas Boiler. | 0 | Per Unit Savings from PSE Business Case: APPROVED_Measure Case_Thermostat_2022. End use ratio of 100% for Heat Central Gas Boiler. | 0 | Full | 0 | 0 | 0 | 189 | 0 | 0 | 0 | Existing conditions, assuming no cost | PSE Businss Case: APPROVED_Measure Case_Thermostat_2022 |  | 100% | 85.19% | 100% | 1 | 0 | 6.076 | No applicable non-energy benefitsIncludes PSE NEI data where applicable. | No applicable non-energy benefits | System | System
Lewis County | Single Family | Heat Central Gas Furnace | Existing | Thermostat - Smart - GH - Res | Smart thermostat: home heated with natural gas | 0 | 2024 | 2050 | 1 | per Home | 0 | 1 | 11 | PSE Businss Case: APPROVED_Measure Case_Thermostat_2022 | 26.4 | 5.538% | Per Unit Savings from PSE Business Case: APPROVED_Measure Case_Thermostat_2022. End use ratio of 100% for Heat Central Gas Furnace. | 0 | Per Unit Savings from PSE Business Case: APPROVED_Measure Case_Thermostat_2022. End use ratio of 100% for Heat Central Gas Furnace. | 0 | Full | 0 | 0 | 0 | 189 | 0 | 0 | 0 | Existing conditions, assuming no cost | PSE Businss Case: APPROVED_Measure Case_Thermostat_2022 |  | 100% | 68.84% | 100% | 1 | 0 | 6.076 | No applicable non-energy benefitsIncludes PSE NEI data where applicable. | No applicable non-energy benefits | System | System
Lewis County | Single Family | Heat Central Gas Furnace | New | Thermostat - Smart - GH - Res | Smart thermostat: home heated with natural gas | 0 | 2024 | 2050 | 1 | per Home | 0 | 1 | 11 | PSE Businss Case: APPROVED_Measure Case_Thermostat_2022 | 15.3374 | 5.538% | Per Unit Savings from PSE Business Case: APPROVED_Measure Case_Thermostat_2022. End use ratio of 100% for Heat Central Gas Furnace. | 0 | Per Unit Savings from PSE Business Case: APPROVED_Measure Case_Thermostat_2022. End use ratio of 100% for Heat Central Gas Furnace. | 0 | Full | 0 | 0 | 0 | 189 | 0 | 0 | 0 | Existing conditions, assuming no cost | PSE Businss Case: APPROVED_Measure Case_Thermostat_2022 |  | 100% | 85.19% | 100% | 1 | 0 | 6.076 | No applicable non-energy benefitsIncludes PSE NEI data where applicable. | No applicable non-energy benefits | System | System
Lewis County | Single Family | Heat Central Gas Boiler | Existing | SFWIN: Windows - Single Pane - to U30 - NG | Single pane windows: U-factor up to 0.30; home heated with natural gas | 0 | 2024 | 2050 | 306.6112 | per Home | 0 | 1 | 45 | PSE Businss Case: APPROVED_Measure Case_Window_2022 | 126.7585 | 19.61% | Per Unit Savings from PSE Business Case: APPROVED_Measure Case_Window_2022 | 0 | Per Unit Savings from PSE Business Case: APPROVED_Measure Case_Window_2022 | 0 | Full | 0 | 0 | 0 | 6929.414 | 0 | 0 | 0 | Existing conditions, assuming no cost | PSE Businss Case: APPROVED_Measure Case_Window_2022 | Q | 100% | 5% | 20.95% | 1 | 0 | 0 | No applicable non-energy benefitsIncludes PSE NEI data where applicable. | No applicable non-energy benefits | System | System
Lewis County | Single Family | Heat Central Gas Furnace | Existing | SFWIN: Windows - Single Pane - to U30 - NG | Single pane windows: U-factor up to 0.30; home heated with natural gas | 0 | 2024 | 2050 | 306.6112 | per Home | 0 | 1 | 45 | PSE Businss Case: APPROVED_Measure Case_Window_2022 | 93.4796 | 19.61% | Per Unit Savings from PSE Business Case: APPROVED_Measure Case_Window_2022 | 0 | Per Unit Savings from PSE Business Case: APPROVED_Measure Case_Window_2022 | 0 | Full | 0 | 0 | 0 | 6929.414 | 0 | 0 | 0 | Existing conditions, assuming no cost | PSE Businss Case: APPROVED_Measure Case_Window_2022 | Q | 100% | 5% | 20.95% | 1 | 0 | 0 | No applicable non-energy benefitsIncludes PSE NEI data where applicable. | No applicable non-energy benefits | System | System
Lewis County | Single Family | Heat Room Gas | Existing | SFWIN: Windows - Single Pane - to U30 - NG | Single pane windows: U-factor up to 0.30; home heated with natural gas | 0 | 2024 | 2050 | 306.6112 | per Home | 0 | 1 | 45 | PSE Businss Case: APPROVED_Measure Case_Window_2022 | 95.9023 | 19.61% | Per Unit Savings from PSE Business Case: APPROVED_Measure Case_Window_2022 | 0 | Per Unit Savings from PSE Business Case: APPROVED_Measure Case_Window_2022 | 0 | Full | 0 | 0 | 0 | 6929.414 | 0 | 0 | 0 | Existing conditions, assuming no cost | PSE Businss Case: APPROVED_Measure Case_Window_2022 | Q | 100% | 5% | 20.95% | 1 | 0 | 0 | No applicable non-energy benefitsIncludes PSE NEI data where applicable. | No applicable non-energy benefits | System | System
Lewis County | Manufactured | Heat Central Gas Boiler | Existing | SFWIN: Windows - Single Pane - to U30 - NG - MH | Single pane windows: U-factor up to 0.30; manufactured home heated with natural gas | 0 | 2024 | 2050 | 178.2998 | per Home | 0 | 1 | 25 | PSE Businss Case: APPROVED_Measure Case_Window_2022 | 147.7147 | 25.31% | Per Unit Savings from PSE Business Case: APPROVED_Measure Case_Window_2022 | 0 | Per Unit Savings from PSE Business Case: APPROVED_Measure Case_Window_2022 | 0 | Full | 0 | 0 | 0 | 3303.8954 | 0 | 0 | 0 | Existing conditions, assuming no cost | PSE Businss Case: APPROVED_Measure Case_Window_2022 |  | 100% | 5% | 44.5% | 1 | 0 | 0 | No applicable non-energy benefitsIncludes PSE NEI data where applicable. | No applicable non-energy benefits | System | System
Lewis County | Manufactured | Heat Central Gas Furnace | Existing | SFWIN: Windows - Single Pane - to U30 - NG - MH | Single pane windows: U-factor up to 0.30; manufactured home heated with natural gas | 0 | 2024 | 2050 | 178.2998 | per Home | 0 | 1 | 25 | PSE Businss Case: APPROVED_Measure Case_Window_2022 | 108.934 | 25.31% | Per Unit Savings from PSE Business Case: APPROVED_Measure Case_Window_2022 | 0 | Per Unit Savings from PSE Business Case: APPROVED_Measure Case_Window_2022 | 0 | Full | 0 | 0 | 0 | 3303.8954 | 0 | 0 | 0 | Existing conditions, assuming no cost | PSE Businss Case: APPROVED_Measure Case_Window_2022 |  | 100% | 5% | 44.5% | 1 | 0 | 0 | No applicable non-energy benefitsIncludes PSE NEI data where applicable. | No applicable non-energy benefits | System | System
Lewis County | Manufactured | Heat Room Gas | Existing | SFWIN: Windows - Single Pane - to U30 - NG - MH | Single pane windows: U-factor up to 0.30; manufactured home heated with natural gas | 0 | 2024 | 2050 | 178.2998 | per Home | 0 | 1 | 25 | PSE Businss Case: APPROVED_Measure Case_Window_2022 | 111.7572 | 25.31% | Per Unit Savings from PSE Business Case: APPROVED_Measure Case_Window_2022 | 0 | Per Unit Savings from PSE Business Case: APPROVED_Measure Case_Window_2022 | 0 | Full | 0 | 0 | 0 | 3303.8954 | 0 | 0 | 0 | Existing conditions, assuming no cost | PSE Businss Case: APPROVED_Measure Case_Window_2022 |  | 100% | 5% | 44.5% | 1 | 0 | 0 | No applicable non-energy benefitsIncludes PSE NEI data where applicable. | No applicable non-energy benefits | System | System
Lewis County | Manufactured - Highly Impacted | Heat Central Gas Boiler | Existing | LIW: Windows - Single Pane - to U30 - NG - MH | Single pane windows: U-factor up to 0.30; manufactured home heated with natural gas | 0 | 2024 | 2050 | 156.9934 | per Home | 0 | 1 | 25 | PSE Businss Case: APPROVED_Measure Case_Window_2022 | 130.0632 | 28.74% | Per Unit Savings from PSE Business Case: APPROVED_Measure Case_Window_2022 | 0 | Per Unit Savings from PSE Business Case: APPROVED_Measure Case_Window_2022 | 0 | Full | 0 | 0 | 0 | 2909.0884 | 0 | 0 | 0 | Existing conditions, assuming no cost | PSE Businss Case: APPROVED_Measure Case_Window_2022 |  | 100% | 5% | 44.5% | 1 | 0 | 0 | No applicable non-energy benefitsIncludes PSE NEI data where applicable. | No applicable non-energy benefits | System | System
Lewis County | Manufactured - Highly Impacted | Heat Central Gas Furnace | Existing | LIW: Windows - Single Pane - to U30 - NG - MH | Single pane windows: U-factor up to 0.30; manufactured home heated with natural gas | 0 | 2024 | 2050 | 156.9934 | per Home | 0 | 1 | 25 | PSE Businss Case: APPROVED_Measure Case_Window_2022 | 95.9167 | 28.74% | Per Unit Savings from PSE Business Case: APPROVED_Measure Case_Window_2022 | 0 | Per Unit Savings from PSE Business Case: APPROVED_Measure Case_Window_2022 | 0 | Full | 0 | 0 | 0 | 2909.0884 | 0 | 0 | 0 | Existing conditions, assuming no cost | PSE Businss Case: APPROVED_Measure Case_Window_2022 |  | 100% | 5% | 44.5% | 1 | 0 | 0 | No applicable non-energy benefitsIncludes PSE NEI data where applicable. | No applicable non-energy benefits | System | System
Lewis County | Manufactured - Highly Impacted | Heat Room Gas | Existing | LIW: Windows - Single Pane - to U30 - NG - MH | Single pane windows: U-factor up to 0.30; manufactured home heated with natural gas | 0 | 2024 | 2050 | 156.9934 | per Home | 0 | 1 | 25 | PSE Businss Case: APPROVED_Measure Case_Window_2022 | 98.4025 | 28.74% | Per Unit Savings from PSE Business Case: APPROVED_Measure Case_Window_2022 | 0 | Per Unit Savings from PSE Business Case: APPROVED_Measure Case_Window_2022 | 0 | Full | 0 | 0 | 0 | 2909.0884 | 0 | 0 | 0 | Existing conditions, assuming no cost | PSE Businss Case: APPROVED_Measure Case_Window_2022 |  | 100% | 5% | 44.5% | 1 | 0 | 0 | No applicable non-energy benefitsIncludes PSE NEI data where applicable. | No applicable non-energy benefits | System | System
Lewis County | Manufactured | Heat Central Gas Boiler | Existing | Windows - Double Pane - Metal Frame - to U30 - NG - MH | Double pane metal-framed windows: U-factor up to 0.30; manufactured home heated with natural gas | 0 | 2024 | 2050 | 178.2998 | per Home | 0 | 1 | 25 | PSE Businss Case: APPROVED_Measure Case_Window_2022 | 63.7318 | 10.92% | Per Unit Savings from PSE Business Case: APPROVED_Measure Case_Window_2022 | 0 | Per Unit Savings from PSE Business Case: APPROVED_Measure Case_Window_2022 | 0 | Full | 0 | 0 | 0 | 3303.8954 | 0 | 0 | 0 | Existing conditions, assuming no cost | PSE Businss Case: APPROVED_Measure Case_Window_2022 |  | 100% | 5% | 55.5% | 1 | 0 | 0 | No applicable non-energy benefitsIncludes PSE NEI data where applicable. | No applicable non-energy benefits | System | System
Lewis County | Manufactured | Heat Central Gas Furnace | Existing | Windows - Double Pane - Metal Frame - to U30 - NG - MH | Double pane metal-framed windows: U-factor up to 0.30; manufactured home heated with natural gas | 0 | 2024 | 2050 | 178.2998 | per Home | 0 | 1 | 25 | PSE Businss Case: APPROVED_Measure Case_Window_2022 | 46.9998 | 10.92% | Per Unit Savings from PSE Business Case: APPROVED_Measure Case_Window_2022 | 0 | Per Unit Savings from PSE Business Case: APPROVED_Measure Case_Window_2022 | 0 | Full | 0 | 0 | 0 | 3303.8954 | 0 | 0 | 0 | Existing conditions, assuming no cost | PSE Businss Case: APPROVED_Measure Case_Window_2022 |  | 100% | 5% | 55.5% | 1 | 0 | 0 | No applicable non-energy benefitsIncludes PSE NEI data where applicable. | No applicable non-energy benefits | System | System
Lewis County | Manufactured | Heat Room Gas | Existing | Windows - Double Pane - Metal Frame - to U30 - NG - MH | Double pane metal-framed windows: U-factor up to 0.30; manufactured home heated with natural gas | 0 | 2024 | 2050 | 178.2998 | per Home | 0 | 1 | 25 | PSE Businss Case: APPROVED_Measure Case_Window_2022 | 48.2179 | 10.92% | Per Unit Savings from PSE Business Case: APPROVED_Measure Case_Window_2022 | 0 | Per Unit Savings from PSE Business Case: APPROVED_Measure Case_Window_2022 | 0 | Full | 0 | 0 | 0 | 3303.8954 | 0 | 0 | 0 | Existing conditions, assuming no cost | PSE Businss Case: APPROVED_Measure Case_Window_2022 |  | 100% | 5% | 55.5% | 1 | 0 | 0 | No applicable non-energy benefitsIncludes PSE NEI data where applicable. | No applicable non-energy benefits | System | System
Lewis County | Manufactured - Highly Impacted | Heat Central Gas Boiler | Existing | LIW: Windows - Double Pane - Metal Frame - to U30 - NG - MH | Double pane metal-framed windows: U-factor up to 0.30; manufactured home heated with natural gas | 0 | 2024 | 2050 | 156.9934 | per Home | 0 | 1 | 25 | PSE Businss Case: APPROVED_Measure Case_Window_2022 | 56.116 | 12.4% | Per Unit Savings from PSE Business Case: APPROVED_Measure Case_Window_2022 | 0 | Per Unit Savings from PSE Business Case: APPROVED_Measure Case_Window_2022 | 0 | Full | 0 | 0 | 0 | 2909.0884 | 0 | 0 | 0 | Existing conditions, assuming no cost | PSE Businss Case: APPROVED_Measure Case_Window_2022 |  | 100% | 5% | 55.5% | 1 | 0 | 0 | No applicable non-energy benefitsIncludes PSE NEI data where applicable. | No applicable non-energy benefits | System | System
Lewis County | Manufactured - Highly Impacted | Heat Central Gas Furnace | Existing | LIW: Windows - Double Pane - Metal Frame - to U30 - NG - MH | Double pane metal-framed windows: U-factor up to 0.30; manufactured home heated with natural gas | 0 | 2024 | 2050 | 156.9934 | per Home | 0 | 1 | 25 | PSE Businss Case: APPROVED_Measure Case_Window_2022 | 41.3835 | 12.4% | Per Unit Savings from PSE Business Case: APPROVED_Measure Case_Window_2022 | 0 | Per Unit Savings from PSE Business Case: APPROVED_Measure Case_Window_2022 | 0 | Full | 0 | 0 | 0 | 2909.0884 | 0 | 0 | 0 | Existing conditions, assuming no cost | PSE Businss Case: APPROVED_Measure Case_Window_2022 |  | 100% | 5% | 55.5% | 1 | 0 | 0 | No applicable non-energy benefitsIncludes PSE NEI data where applicable. | No applicable non-energy benefits | System | System
Lewis County | Manufactured - Highly Impacted | Heat Room Gas | Existing | LIW: Windows - Double Pane - Metal Frame - to U30 - NG - MH | Double pane metal-framed windows: U-factor up to 0.30; manufactured home heated with natural gas | 0 | 2024 | 2050 | 156.9934 | per Home | 0 | 1 | 25 | PSE Businss Case: APPROVED_Measure Case_Window_2022 | 42.456 | 12.4% | Per Unit Savings from PSE Business Case: APPROVED_Measure Case_Window_2022 | 0 | Per Unit Savings from PSE Business Case: APPROVED_Measure Case_Window_2022 | 0 | Full | 0 | 0 | 0 | 2909.0884 | 0 | 0 | 0 | Existing conditions, assuming no cost | PSE Businss Case: APPROVED_Measure Case_Window_2022 |  | 100% | 5% | 55.5% | 1 | 0 | 0 | No applicable non-energy benefitsIncludes PSE NEI data where applicable. | No applicable non-energy benefits | System | System
Lewis County | Single Family - Highly Impacted | Heat Central Gas Boiler | Existing | LIW: Windows - SP to DP - SF - TG | Double pane windows: upgrade from single pane; single family dwelling heated with natural gas; low income customer | 0 | 2024 | 2050 | 243.4666 | per Home | 0 | 1 | 45 | PSE Businss Case: APPROVED_Measure Case_Window_2022 | 100.3628 | 21.58% | Per Unit Savings from PSE Business Case: APPROVED_Measure Case_Window_2022. End use ratio of 100% for Heat Central Gas Boiler. | 0 | Per Unit Savings from PSE Business Case: APPROVED_Measure Case_Window_2022. End use ratio of 100% for Heat Central Gas Boiler. | 0 | Full | 0 | 0 | 0 | 5502.3441 | 0 | 0 | 0 | Existing conditions, assuming no cost | PSE Businss Case: APPROVED_Measure Case_Window_2022 | Q | 100% | 5% | 20.95% | 1 | 0 | 0.48 | No applicable non-energy benefitsIncludes PSE NEI data where applicable. | No applicable non-energy benefits | System | System
Lewis County | Single Family - Highly Impacted | Heat Central Gas Furnace | Existing | LIW: Windows - SP to DP - SF - TG | Double pane windows: upgrade from single pane; single family dwelling heated with natural gas; low income customer | 0 | 2024 | 2050 | 243.4666 | per Home | 0 | 1 | 45 | PSE Businss Case: APPROVED_Measure Case_Window_2022 | 74.0138 | 21.58% | Per Unit Savings from PSE Business Case: APPROVED_Measure Case_Window_2022. End use ratio of 100% for Heat Central Gas Furnace. | 0 | Per Unit Savings from PSE Business Case: APPROVED_Measure Case_Window_2022. End use ratio of 100% for Heat Central Gas Furnace. | 0 | Full | 0 | 0 | 0 | 5502.3441 | 0 | 0 | 0 | Existing conditions, assuming no cost | PSE Businss Case: APPROVED_Measure Case_Window_2022 | Q | 100% | 5% | 20.95% | 1 | 0 | 0.48 | No applicable non-energy benefitsIncludes PSE NEI data where applicable. | No applicable non-energy benefits | System | System
Lewis County | Single Family - Highly Impacted | Heat Room Gas | Existing | LIW: Windows - SP to DP - SF - TG | Double pane windows: upgrade from single pane; single family dwelling heated with natural gas; low income customer | 0 | 2024 | 2050 | 243.4666 | per Home | 0 | 1 | 45 | PSE Businss Case: APPROVED_Measure Case_Window_2022 | 66.6124 | 18.93% | Per Unit Savings from PSE Business Case: APPROVED_Measure Case_Window_2022. Assuming an end use ratio of 90% for Heat Room Gas and applying to the reported PSE Business Case Savings. | 0 | Per Unit Savings from PSE Business Case: APPROVED_Measure Case_Window_2022. Assuming an end use ratio of 90% for Heat Room Gas and applying to the reported PSE Business Case Savings. | 0 | Full | 0 | 0 | 0 | 5502.3441 | 0 | 0 | 0 | Existing conditions, assuming no cost | PSE Businss Case: APPROVED_Measure Case_Window_2022 | Q | 100% | 5% | 20.95% | 1 | 0 | 0.48 | No applicable non-energy benefitsIncludes PSE NEI data where applicable. | No applicable non-energy benefits | System | System
Lewis County | Multifamily | Heat Central Gas Boiler | Existing | Windows - Double Pane - U30 - from SP U120 - GH - MF | Double pane windows: U-factor 0.30; from 1.20 single pane; multi-family dwelling heated with natural gas | 0 | 2024 | 2050 | 36.1897 | per Home | 0 | 1 | 45 | PSE Businss Case: APPROVED_Measure Case_Window_2022 | 45.1474 | 10.59% | Per Unit Savings from PSE Business Case: APPROVED_Measure Case_Window_2022. End use ratio of 100% for Heat Central Gas Boiler. | 0 | Per Unit Savings from PSE Business Case: APPROVED_Measure Case_Window_2022. End use ratio of 100% for Heat Central Gas Boiler. | 0 | Full | 0 | 0 | 0 | 843.2205 | 0 | 0 | 0 | Existing conditions, assuming no cost | PSE Businss Case: APPROVED_Measure Case_Window_2022 | P | 100% | 5% | 19.1% | 1 | 0 | 0 | No applicable non-energy benefitsIncludes PSE NEI data where applicable. | No applicable non-energy benefits | System | System
Lewis County | Multifamily | Heat Central Gas Furnace | Existing | Windows - Double Pane - U30 - from SP U120 - GH - MF | Double pane windows: U-factor 0.30; from 1.20 single pane; multi-family dwelling heated with natural gas | 0 | 2024 | 2050 | 36.1897 | per Home | 0 | 1 | 45 | PSE Businss Case: APPROVED_Measure Case_Window_2022 | 33.2945 | 10.59% | Per Unit Savings from PSE Business Case: APPROVED_Measure Case_Window_2022. End use ratio of 100% for Heat Central Gas Furnace. | 0 | Per Unit Savings from PSE Business Case: APPROVED_Measure Case_Window_2022. End use ratio of 100% for Heat Central Gas Furnace. | 0 | Full | 0 | 0 | 0 | 843.2205 | 0 | 0 | 0 | Existing conditions, assuming no cost | PSE Businss Case: APPROVED_Measure Case_Window_2022 | P | 100% | 5% | 19.1% | 1 | 0 | 0 | No applicable non-energy benefitsIncludes PSE NEI data where applicable. | No applicable non-energy benefits | System | System
Lewis County | Multifamily | Heat Room Gas | Existing | Windows - Double Pane - U30 - from SP U120 - GH - MF | Double pane windows: U-factor 0.30; from 1.20 single pane; multi-family dwelling heated with natural gas | 0 | 2024 | 2050 | 36.1897 | per Home | 0 | 1 | 45 | PSE Businss Case: APPROVED_Measure Case_Window_2022 | 29.9651 | 9.291% | Per Unit Savings from PSE Business Case: APPROVED_Measure Case_Window_2022. Assuming an end use ratio of 90% for Heat Room Gas and applying to the reported PSE Business Case Savings. | 0 | Per Unit Savings from PSE Business Case: APPROVED_Measure Case_Window_2022. Assuming an end use ratio of 90% for Heat Room Gas and applying to the reported PSE Business Case Savings. | 0 | Full | 0 | 0 | 0 | 843.2205 | 0 | 0 | 0 | Existing conditions, assuming no cost | PSE Businss Case: APPROVED_Measure Case_Window_2022 | P | 100% | 5% | 19.1% | 1 | 0 | 0 | No applicable non-energy benefitsIncludes PSE NEI data where applicable. | No applicable non-energy benefits | System | System
Lewis County | Single Family - Highly Impacted | Heat Central Gas Boiler | Existing | Windows - Single Pane - to U30 - GH - SF or DX - MI | Single pane windows: U-factor up to 0.30; single family or duplex dwelling heated with natural gas; moderate income customer | 0 | 2024 | 2050 | 243.4666 | per Home | 0 | 1 | 45 | PSE Businss Case: APPROVED_Measure Case_Window_2022 | 100.6534 | 21.65% | Per Unit Savings from PSE Business Case: APPROVED_Measure Case_Window_2022 | 0 | Per Unit Savings from PSE Business Case: APPROVED_Measure Case_Window_2022 | 0 | Full | 0 | 0 | 0 | 5502.3441 | 0 | 0 | 0 | Existing conditions, assuming no cost | PSE Businss Case: APPROVED_Measure Case_Window_2022 | Q | 100% | 5% | 20.95% | 1 | 0 | 0 | No applicable non-energy benefitsIncludes PSE NEI data where applicable. | No applicable non-energy benefits | System | System
Lewis County | Single Family - Highly Impacted | Heat Central Gas Furnace | Existing | Windows - Single Pane - to U30 - GH - SF or DX - MI | Single pane windows: U-factor up to 0.30; single family or duplex dwelling heated with natural gas; moderate income customer | 0 | 2024 | 2050 | 243.4666 | per Home | 0 | 1 | 45 | PSE Businss Case: APPROVED_Measure Case_Window_2022 | 74.2281 | 21.65% | Per Unit Savings from PSE Business Case: APPROVED_Measure Case_Window_2022 | 0 | Per Unit Savings from PSE Business Case: APPROVED_Measure Case_Window_2022 | 0 | Full | 0 | 0 | 0 | 5502.3441 | 0 | 0 | 0 | Existing conditions, assuming no cost | PSE Businss Case: APPROVED_Measure Case_Window_2022 | Q | 100% | 5% | 20.95% | 1 | 0 | 0 | No applicable non-energy benefitsIncludes PSE NEI data where applicable. | No applicable non-energy benefits | System | System
Lewis County | Single Family - Highly Impacted | Heat Room Gas | Existing | Windows - Single Pane - to U30 - GH - SF or DX - MI | Single pane windows: U-factor up to 0.30; single family or duplex dwelling heated with natural gas; moderate income customer | 0 | 2024 | 2050 | 243.4666 | per Home | 0 | 1 | 45 | PSE Businss Case: APPROVED_Measure Case_Window_2022 | 76.1518 | 21.65% | Per Unit Savings from PSE Business Case: APPROVED_Measure Case_Window_2022 | 0 | Per Unit Savings from PSE Business Case: APPROVED_Measure Case_Window_2022 | 0 | Full | 0 | 0 | 0 | 5502.3441 | 0 | 0 | 0 | Existing conditions, assuming no cost | PSE Businss Case: APPROVED_Measure Case_Window_2022 | Q | 100% | 5% | 20.95% | 1 | 0 | 0 | No applicable non-energy benefitsIncludes PSE NEI data where applicable. | No applicable non-energy benefits | System | System
Lewis County | Multifamily | Heat Central Gas Boiler | Existing | Windows - Double Pane - from U60 to U30 - GH - MF | Double pane windows: U-factor from 0.60 to 0.30; multi-family dwelling heated with natural gas | 0 | 2024 | 2050 | 36.1897 | per Home | 0 | 1 | 45 | PSE Businss Case: APPROVED_Measure Case_Window_2022 | 24.3404 | 5.71% | Per Unit Savings from PSE Business Case: APPROVED_Measure Case_Window_2022. End use ratio of 100% for Heat Central Gas Boiler. | 0 | Per Unit Savings from PSE Business Case: APPROVED_Measure Case_Window_2022. End use ratio of 100% for Heat Central Gas Boiler. | 0 | Full | 0 | 0 | 0 | 843.2205 | 0 | 0 | 0 | Existing conditions, assuming no cost | PSE Businss Case: APPROVED_Measure Case_Window_2022 | O | 100% | 5% | 80.9% | 1 | 0 | 0 | No applicable non-energy benefitsIncludes PSE NEI data where applicable. | No applicable non-energy benefits | System | System
Lewis County | Multifamily | Heat Central Gas Furnace | Existing | Windows - Double Pane - from U60 to U30 - GH - MF | Double pane windows: U-factor from 0.60 to 0.30; multi-family dwelling heated with natural gas | 0 | 2024 | 2050 | 36.1897 | per Home | 0 | 1 | 45 | PSE Businss Case: APPROVED_Measure Case_Window_2022 | 17.9501 | 5.71% | Per Unit Savings from PSE Business Case: APPROVED_Measure Case_Window_2022. End use ratio of 100% for Heat Central Gas Furnace. | 0 | Per Unit Savings from PSE Business Case: APPROVED_Measure Case_Window_2022. End use ratio of 100% for Heat Central Gas Furnace. | 0 | Full | 0 | 0 | 0 | 843.2205 | 0 | 0 | 0 | Existing conditions, assuming no cost | PSE Businss Case: APPROVED_Measure Case_Window_2022 | O | 100% | 5% | 80.9% | 1 | 0 | 0 | No applicable non-energy benefitsIncludes PSE NEI data where applicable. | No applicable non-energy benefits | System | System
Lewis County | Multifamily | Heat Room Gas | Existing | Windows - Double Pane - from U60 to U30 - GH - MF | Double pane windows: U-factor from 0.60 to 0.30; multi-family dwelling heated with natural gas | 0 | 2024 | 2050 | 36.1897 | per Home | 0 | 1 | 45 | PSE Businss Case: APPROVED_Measure Case_Window_2022 | 16.1551 | 5.009% | Per Unit Savings from PSE Business Case: APPROVED_Measure Case_Window_2022. Assuming an end use ratio of 90% for Heat Room Gas and applying to the reported PSE Business Case Savings. | 0 | Per Unit Savings from PSE Business Case: APPROVED_Measure Case_Window_2022. Assuming an end use ratio of 90% for Heat Room Gas and applying to the reported PSE Business Case Savings. | 0 | Full | 0 | 0 | 0 | 843.2205 | 0 | 0 | 0 | Existing conditions, assuming no cost | PSE Businss Case: APPROVED_Measure Case_Window_2022 | O | 100% | 5% | 80.9% | 1 | 0 | 0 | No applicable non-energy benefitsIncludes PSE NEI data where applicable. | No applicable non-energy benefits | System | System
Lewis County | Multifamily | Heat Central Gas Boiler | Existing | Windows - Triple Pane - U22 - from DP U30 - GH - MF | Triple pane windows: U-factor 0.22; from 0.30 double pane; multi-family dwelling heated with natural gas | 0 | 2024 | 2050 | 36.1897 | per Home | 0 | 1 | 45 | PSE Businss Case: APPROVED_Measure Case_Window_2022 | 5.1036 | 1.197% | Per Unit Savings from PSE Business Case: APPROVED_Measure Case_Window_2022. End use ratio of 100% for Heat Central Gas Boiler. | 0 | Per Unit Savings from PSE Business Case: APPROVED_Measure Case_Window_2022. End use ratio of 100% for Heat Central Gas Boiler. | 0 | Incremental | 0 | 0 | 0 | 133.1782 | 0 | 0 | 0 | Measure cost represents incremental cost, default cost of zero | PSE Businss Case: APPROVED_Measure Case_Window_2022 |  | 100% | 2.5% | 80.9% | 1 | 0 | 0 | No applicable non-energy benefitsIncludes PSE NEI data where applicable. | No applicable non-energy benefits | System | System
Lewis County | Multifamily | Heat Central Gas Boiler | New | Windows - Triple Pane - U22 - from DP U30 - GH - MF | Triple pane windows: U-factor 0.22; from 0.30 double pane; multi-family dwelling heated with natural gas | 0 | 2024 | 2050 | 36.1897 | per Home | 0 | 1 | 45 | PSE Businss Case: APPROVED_Measure Case_Window_2022 | 3.1696 | 1.197% | Per Unit Savings from PSE Business Case: APPROVED_Measure Case_Window_2022. End use ratio of 100% for Heat Central Gas Boiler. | 0 | Per Unit Savings from PSE Business Case: APPROVED_Measure Case_Window_2022. End use ratio of 100% for Heat Central Gas Boiler. | 0 | Incremental | 0 | 0 | 0 | 133.1782 | 0 | 0 | 0 | Measure cost represents incremental cost, default cost of zero | PSE Businss Case: APPROVED_Measure Case_Window_2022 |  | 100% | 2.5% | 80.9% | 1 | 0 | 0 | No applicable non-energy benefitsIncludes PSE NEI data where applicable. | No applicable non-energy benefits | System | System
Lewis County | Multifamily | Heat Central Gas Furnace | Existing | Windows - Triple Pane - U22 - from DP U30 - GH - MF | Triple pane windows: U-factor 0.22; from 0.30 double pane; multi-family dwelling heated with natural gas | 0 | 2024 | 2050 | 36.1897 | per Home | 0 | 1 | 45 | PSE Businss Case: APPROVED_Measure Case_Window_2022 | 3.7637 | 1.197% | Per Unit Savings from PSE Business Case: APPROVED_Measure Case_Window_2022. End use ratio of 100% for Heat Central Gas Furnace. | 0 | Per Unit Savings from PSE Business Case: APPROVED_Measure Case_Window_2022. End use ratio of 100% for Heat Central Gas Furnace. | 0 | Incremental | 0 | 0 | 0 | 133.1782 | 0 | 0 | 0 | Measure cost represents incremental cost, default cost of zero | PSE Businss Case: APPROVED_Measure Case_Window_2022 |  | 100% | 2.5% | 80.9% | 1 | 0 | 0 | No applicable non-energy benefitsIncludes PSE NEI data where applicable. | No applicable non-energy benefits | System | System
Lewis County | Multifamily | Heat Central Gas Furnace | New | Windows - Triple Pane - U22 - from DP U30 - GH - MF | Triple pane windows: U-factor 0.22; from 0.30 double pane; multi-family dwelling heated with natural gas | 0 | 2024 | 2050 | 36.1897 | per Home | 0 | 1 | 45 | PSE Businss Case: APPROVED_Measure Case_Window_2022 | 2.1866 | 1.197% | Per Unit Savings from PSE Business Case: APPROVED_Measure Case_Window_2022. End use ratio of 100% for Heat Central Gas Furnace. | 0 | Per Unit Savings from PSE Business Case: APPROVED_Measure Case_Window_2022. End use ratio of 100% for Heat Central Gas Furnace. | 0 | Incremental | 0 | 0 | 0 | 133.1782 | 0 | 0 | 0 | Measure cost represents incremental cost, default cost of zero | PSE Businss Case: APPROVED_Measure Case_Window_2022 |  | 100% | 2.5% | 80.9% | 1 | 0 | 0 | No applicable non-energy benefitsIncludes PSE NEI data where applicable. | No applicable non-energy benefits | System | System
Lewis County | Multifamily | Heat Room Gas | Existing | Windows - Triple Pane - U22 - from DP U30 - GH - MF | Triple pane windows: U-factor 0.22; from 0.30 double pane; multi-family dwelling heated with natural gas | 0 | 2024 | 2050 | 36.1897 | per Home | 0 | 1 | 45 | PSE Businss Case: APPROVED_Measure Case_Window_2022 | 3.3874 | 1.05% | Per Unit Savings from PSE Business Case: APPROVED_Measure Case_Window_2022. Assuming an end use ratio of 90% for Heat Room Gas and applying to the reported PSE Business Case Savings. | 0 | Per Unit Savings from PSE Business Case: APPROVED_Measure Case_Window_2022. Assuming an end use ratio of 90% for Heat Room Gas and applying to the reported PSE Business Case Savings. | 0 | Incremental | 0 | 0 | 0 | 133.1782 | 0 | 0 | 0 | Measure cost represents incremental cost, default cost of zero | PSE Businss Case: APPROVED_Measure Case_Window_2022 |  | 100% | 2.5% | 80.9% | 1 | 0 | 0 | No applicable non-energy benefitsIncludes PSE NEI data where applicable. | No applicable non-energy benefits | System | System
Lewis County | Multifamily | Heat Room Gas | New | Windows - Triple Pane - U22 - from DP U30 - GH - MF | Triple pane windows: U-factor 0.22; from 0.30 double pane; multi-family dwelling heated with natural gas | 0 | 2024 | 2050 | 36.1897 | per Home | 0 | 1 | 45 | PSE Businss Case: APPROVED_Measure Case_Window_2022 | 2.2018 | 1.05% | Per Unit Savings from PSE Business Case: APPROVED_Measure Case_Window_2022. Assuming an end use ratio of 90% for Heat Room Gas and applying to the reported PSE Business Case Savings. | 0 | Per Unit Savings from PSE Business Case: APPROVED_Measure Case_Window_2022. Assuming an end use ratio of 90% for Heat Room Gas and applying to the reported PSE Business Case Savings. | 0 | Incremental | 0 | 0 | 0 | 133.1782 | 0 | 0 | 0 | Measure cost represents incremental cost, default cost of zero | PSE Businss Case: APPROVED_Measure Case_Window_2022 |  | 100% | 2.5% | 80.9% | 1 | 0 | 0 | No applicable non-energy benefitsIncludes PSE NEI data where applicable. | No applicable non-energy benefits | System | System
Lewis County | Multifamily - Highly Impacted | Heat Central Gas Boiler | Existing | Windows - Double Pane - from U60 to U30 - GH - MF - MI | Double pane windows: U-factor from 0.60 to 0.30; multi-family dwelling heated with natural gas; moderate income customer | 0 | 2024 | 2050 | 33.3408 | per Home | 0 | 1 | 45 | PSE Businss Case: APPROVED_Measure Case_Window_2022 | 22.4242 | 6.198% | Per Unit Savings from PSE Business Case: APPROVED_Measure Case_Window_2022. End use ratio of 100% for Heat Central Gas Boiler. | 0 | Per Unit Savings from PSE Business Case: APPROVED_Measure Case_Window_2022. End use ratio of 100% for Heat Central Gas Boiler. | 0 | Full | 0 | 0 | 0 | 776.8403 | 0 | 0 | 0 | Existing conditions, assuming no cost | PSE Businss Case: APPROVED_Measure Case_Window_2022 | O | 100% | 5% | 80.9% | 1 | 0 | 0 | No applicable non-energy benefitsIncludes PSE NEI data where applicable. | No applicable non-energy benefits | System | System
Lewis County | Multifamily - Highly Impacted | Heat Central Gas Furnace | Existing | Windows - Double Pane - from U60 to U30 - GH - MF - MI | Double pane windows: U-factor from 0.60 to 0.30; multi-family dwelling heated with natural gas; moderate income customer | 0 | 2024 | 2050 | 33.3408 | per Home | 0 | 1 | 45 | PSE Businss Case: APPROVED_Measure Case_Window_2022 | 16.537 | 6.198% | Per Unit Savings from PSE Business Case: APPROVED_Measure Case_Window_2022. End use ratio of 100% for Heat Central Gas Furnace. | 0 | Per Unit Savings from PSE Business Case: APPROVED_Measure Case_Window_2022. End use ratio of 100% for Heat Central Gas Furnace. | 0 | Full | 0 | 0 | 0 | 776.8403 | 0 | 0 | 0 | Existing conditions, assuming no cost | PSE Businss Case: APPROVED_Measure Case_Window_2022 | O | 100% | 5% | 80.9% | 1 | 0 | 0 | No applicable non-energy benefitsIncludes PSE NEI data where applicable. | No applicable non-energy benefits | System | System
Lewis County | Multifamily - Highly Impacted | Heat Room Gas | Existing | Windows - Double Pane - from U60 to U30 - GH - MF - MI | Double pane windows: U-factor from 0.60 to 0.30; multi-family dwelling heated with natural gas; moderate income customer | 0 | 2024 | 2050 | 33.3408 | per Home | 0 | 1 | 45 | PSE Businss Case: APPROVED_Measure Case_Window_2022 | 14.8833 | 5.437% | Per Unit Savings from PSE Business Case: APPROVED_Measure Case_Window_2022. Assuming an end use ratio of 90% for Heat Room Gas and applying to the reported PSE Business Case Savings. | 0 | Per Unit Savings from PSE Business Case: APPROVED_Measure Case_Window_2022. Assuming an end use ratio of 90% for Heat Room Gas and applying to the reported PSE Business Case Savings. | 0 | Full | 0 | 0 | 0 | 776.8403 | 0 | 0 | 0 | Existing conditions, assuming no cost | PSE Businss Case: APPROVED_Measure Case_Window_2022 | O | 100% | 5% | 80.9% | 1 | 0 | 0 | No applicable non-energy benefitsIncludes PSE NEI data where applicable. | No applicable non-energy benefits | System | System
Lewis County | Single Family | Heat Central Gas Boiler | Existing | Windows - Double Pane - Metal Frame - to U22 - GH - SF or DX | Double pane metal-framed windows: U-factor up to 0.22; single family or duplex dwelling heated with natural gas | 0 | 2024 | 2050 | 306.6112 | per Home | 0 | 1 | 45 | PSE Businss Case: APPROVED_Measure Case_Window_2022 | 87.6433 | 13.56% | Per Unit Savings from PSE Business Case: APPROVED_Measure Case_Window_2022 | 0 | Per Unit Savings from PSE Business Case: APPROVED_Measure Case_Window_2022 | 0 | Full | 0 | 0 | 0 | 8048.545 | 0 | 0 | 0 | Existing conditions, assuming no cost | PSE Businss Case: APPROVED_Measure Case_Window_2022 | R | 100% | 5% | 78.77% | 1 | 0 | 0 | No applicable non-energy benefitsIncludes PSE NEI data where applicable. | No applicable non-energy benefits | System | System
Lewis County | Single Family | Heat Central Gas Boiler | New | Windows - Double Pane - Metal Frame - to U22 - GH - SF or DX | Double pane metal-framed windows: U-factor up to 0.22; single family or duplex dwelling heated with natural gas | 0 | 2024 | 2050 | 306.6112 | per Home | 0 | 1 | 45 | PSE Businss Case: APPROVED_Measure Case_Window_2022 | 54.4309 | 13.56% | Per Unit Savings from PSE Business Case: APPROVED_Measure Case_Window_2022 | 0 | Per Unit Savings from PSE Business Case: APPROVED_Measure Case_Window_2022 | 0 | Full | 0 | 0 | 0 | 8048.545 | 0 | 0 | 0 | Existing conditions, assuming no cost | PSE Businss Case: APPROVED_Measure Case_Window_2022 | R | 100% | 5% | 78.77% | 1 | 0 | 0 | No applicable non-energy benefitsIncludes PSE NEI data where applicable. | No applicable non-energy benefits | System | System
Lewis County | Single Family | Heat Central Gas Furnace | Existing | Windows - Double Pane - Metal Frame - to U22 - GH - SF or DX | Double pane metal-framed windows: U-factor up to 0.22; single family or duplex dwelling heated with natural gas | 0 | 2024 | 2050 | 306.6112 | per Home | 0 | 1 | 45 | PSE Businss Case: APPROVED_Measure Case_Window_2022 | 64.6336 | 13.56% | Per Unit Savings from PSE Business Case: APPROVED_Measure Case_Window_2022 | 0 | Per Unit Savings from PSE Business Case: APPROVED_Measure Case_Window_2022 | 0 | Full | 0 | 0 | 0 | 8048.545 | 0 | 0 | 0 | Existing conditions, assuming no cost | PSE Businss Case: APPROVED_Measure Case_Window_2022 | R | 100% | 5% | 78.77% | 1 | 0 | 0 | No applicable non-energy benefitsIncludes PSE NEI data where applicable. | No applicable non-energy benefits | System | System
Lewis County | Single Family | Heat Central Gas Furnace | New | Windows - Double Pane - Metal Frame - to U22 - GH - SF or DX | Double pane metal-framed windows: U-factor up to 0.22; single family or duplex dwelling heated with natural gas | 0 | 2024 | 2050 | 306.6112 | per Home | 0 | 1 | 45 | PSE Businss Case: APPROVED_Measure Case_Window_2022 | 37.5497 | 13.56% | Per Unit Savings from PSE Business Case: APPROVED_Measure Case_Window_2022 | 0 | Per Unit Savings from PSE Business Case: APPROVED_Measure Case_Window_2022 | 0 | Full | 0 | 0 | 0 | 8048.545 | 0 | 0 | 0 | Existing conditions, assuming no cost | PSE Businss Case: APPROVED_Measure Case_Window_2022 | R | 100% | 5% | 78.77% | 1 | 0 | 0 | No applicable non-energy benefitsIncludes PSE NEI data where applicable. | No applicable non-energy benefits | System | System
Lewis County | Single Family | Heat Room Gas | Existing | Windows - Double Pane - Metal Frame - to U22 - GH - SF or DX | Double pane metal-framed windows: U-factor up to 0.22; single family or duplex dwelling heated with natural gas | 0 | 2024 | 2050 | 306.6112 | per Home | 0 | 1 | 45 | PSE Businss Case: APPROVED_Measure Case_Window_2022 | 66.3087 | 13.56% | Per Unit Savings from PSE Business Case: APPROVED_Measure Case_Window_2022 | 0 | Per Unit Savings from PSE Business Case: APPROVED_Measure Case_Window_2022 | 0 | Full | 0 | 0 | 0 | 8048.545 | 0 | 0 | 0 | Existing conditions, assuming no cost | PSE Businss Case: APPROVED_Measure Case_Window_2022 | R | 100% | 5% | 78.77% | 1 | 0 | 0 | No applicable non-energy benefitsIncludes PSE NEI data where applicable. | No applicable non-energy benefits | System | System
Lewis County | Single Family | Heat Room Gas | New | Windows - Double Pane - Metal Frame - to U22 - GH - SF or DX | Double pane metal-framed windows: U-factor up to 0.22; single family or duplex dwelling heated with natural gas | 0 | 2024 | 2050 | 306.6112 | per Home | 0 | 1 | 45 | PSE Businss Case: APPROVED_Measure Case_Window_2022 | 43.1007 | 13.56% | Per Unit Savings from PSE Business Case: APPROVED_Measure Case_Window_2022 | 0 | Per Unit Savings from PSE Business Case: APPROVED_Measure Case_Window_2022 | 0 | Full | 0 | 0 | 0 | 8048.545 | 0 | 0 | 0 | Existing conditions, assuming no cost | PSE Businss Case: APPROVED_Measure Case_Window_2022 | R | 100% | 5% | 78.77% | 1 | 0 | 0 | No applicable non-energy benefitsIncludes PSE NEI data where applicable. | No applicable non-energy benefits | System | System
Lewis County | Single Family - Highly Impacted | Heat Central Gas Boiler | Existing | Windows - Double Pane - Metal Frame - to U22 - GH - SF or DX - MI | Double pane metal-framed windows: U-factor up to 0.22; single family or duplex dwelling heated with natural gas; moderate income customer | 0 | 2024 | 2050 | 243.4666 | per Home | 0 | 1 | 45 | PSE Businss Case: APPROVED_Measure Case_Window_2022 | 69.5937 | 14.97% | Per Unit Savings from PSE Business Case: APPROVED_Measure Case_Window_2022 | 0 | Per Unit Savings from PSE Business Case: APPROVED_Measure Case_Window_2022 | 0 | Full | 0 | 0 | 0 | 6390.9971 | 0 | 0 | 0 | Existing conditions, assuming no cost | PSE Businss Case: APPROVED_Measure Case_Window_2022 | R | 100% | 5% | 78.77% | 1 | 0 | 0 | No applicable non-energy benefitsIncludes PSE NEI data where applicable. | No applicable non-energy benefits | System | System
Lewis County | Single Family - Highly Impacted | Heat Central Gas Boiler | New | Windows - Double Pane - Metal Frame - to U22 - GH - SF or DX - MI | Double pane metal-framed windows: U-factor up to 0.22; single family or duplex dwelling heated with natural gas; moderate income customer | 0 | 2024 | 2050 | 243.4666 | per Home | 0 | 1 | 45 | PSE Businss Case: APPROVED_Measure Case_Window_2022 | 43.2212 | 14.97% | Per Unit Savings from PSE Business Case: APPROVED_Measure Case_Window_2022 | 0 | Per Unit Savings from PSE Business Case: APPROVED_Measure Case_Window_2022 | 0 | Full | 0 | 0 | 0 | 6390.9971 | 0 | 0 | 0 | Existing conditions, assuming no cost | PSE Businss Case: APPROVED_Measure Case_Window_2022 | R | 100% | 5% | 78.77% | 1 | 0 | 0 | No applicable non-energy benefitsIncludes PSE NEI data where applicable. | No applicable non-energy benefits | System | System
Lewis County | Single Family - Highly Impacted | Heat Central Gas Furnace | Existing | Windows - Double Pane - Metal Frame - to U22 - GH - SF or DX - MI | Double pane metal-framed windows: U-factor up to 0.22; single family or duplex dwelling heated with natural gas; moderate income customer | 0 | 2024 | 2050 | 243.4666 | per Home | 0 | 1 | 45 | PSE Businss Case: APPROVED_Measure Case_Window_2022 | 51.3227 | 14.97% | Per Unit Savings from PSE Business Case: APPROVED_Measure Case_Window_2022 | 0 | Per Unit Savings from PSE Business Case: APPROVED_Measure Case_Window_2022 | 0 | Full | 0 | 0 | 0 | 6390.9971 | 0 | 0 | 0 | Existing conditions, assuming no cost | PSE Businss Case: APPROVED_Measure Case_Window_2022 | R | 100% | 5% | 78.77% | 1 | 0 | 0 | No applicable non-energy benefitsIncludes PSE NEI data where applicable. | No applicable non-energy benefits | System | System
Lewis County | Single Family - Highly Impacted | Heat Central Gas Furnace | New | Windows - Double Pane - Metal Frame - to U22 - GH - SF or DX - MI | Double pane metal-framed windows: U-factor up to 0.22; single family or duplex dwelling heated with natural gas; moderate income customer | 0 | 2024 | 2050 | 243.4666 | per Home | 0 | 1 | 45 | PSE Businss Case: APPROVED_Measure Case_Window_2022 | 29.8166 | 14.97% | Per Unit Savings from PSE Business Case: APPROVED_Measure Case_Window_2022 | 0 | Per Unit Savings from PSE Business Case: APPROVED_Measure Case_Window_2022 | 0 | Full | 0 | 0 | 0 | 6390.9971 | 0 | 0 | 0 | Existing conditions, assuming no cost | PSE Businss Case: APPROVED_Measure Case_Window_2022 | R | 100% | 5% | 78.77% | 1 | 0 | 0 | No applicable non-energy benefitsIncludes PSE NEI data where applicable. | No applicable non-energy benefits | System | System
Lewis County | Single Family - Highly Impacted | Heat Room Gas | Existing | Windows - Double Pane - Metal Frame - to U22 - GH - SF or DX - MI | Double pane metal-framed windows: U-factor up to 0.22; single family or duplex dwelling heated with natural gas; moderate income customer | 0 | 2024 | 2050 | 243.4666 | per Home | 0 | 1 | 45 | PSE Businss Case: APPROVED_Measure Case_Window_2022 | 52.6529 | 14.97% | Per Unit Savings from PSE Business Case: APPROVED_Measure Case_Window_2022 | 0 | Per Unit Savings from PSE Business Case: APPROVED_Measure Case_Window_2022 | 0 | Full | 0 | 0 | 0 | 6390.9971 | 0 | 0 | 0 | Existing conditions, assuming no cost | PSE Businss Case: APPROVED_Measure Case_Window_2022 | R | 100% | 5% | 78.77% | 1 | 0 | 0 | No applicable non-energy benefitsIncludes PSE NEI data where applicable. | No applicable non-energy benefits | System | System
Lewis County | Single Family - Highly Impacted | Heat Room Gas | New | Windows - Double Pane - Metal Frame - to U22 - GH - SF or DX - MI | Double pane metal-framed windows: U-factor up to 0.22; single family or duplex dwelling heated with natural gas; moderate income customer | 0 | 2024 | 2050 | 243.4666 | per Home | 0 | 1 | 45 | PSE Businss Case: APPROVED_Measure Case_Window_2022 | 34.2244 | 14.97% | Per Unit Savings from PSE Business Case: APPROVED_Measure Case_Window_2022 | 0 | Per Unit Savings from PSE Business Case: APPROVED_Measure Case_Window_2022 | 0 | Full | 0 | 0 | 0 | 6390.9971 | 0 | 0 | 0 | Existing conditions, assuming no cost | PSE Businss Case: APPROVED_Measure Case_Window_2022 | R | 100% | 5% | 78.77% | 1 | 0 | 0 | No applicable non-energy benefitsIncludes PSE NEI data where applicable. | No applicable non-energy benefits | System | System
Lewis County | Multifamily - Highly Impacted | Heat Central Gas Boiler | Existing | Windows - Double Pane - U30 - from SP U120 - GH - MF - MI | Double pane windows: U-factor 0.30; from 1.20 single pane; multi-family dwelling heated with natural gas; moderate income customer | 0 | 2024 | 2050 | 33.3408 | per Home | 0 | 1 | 45 | PSE Businss Case: APPROVED_Measure Case_Window_2022 | 41.5933 | 11.5% | Per Unit Savings from PSE Business Case: APPROVED_Measure Case_Window_2022. End use ratio of 100% for Heat Central Gas Boiler. | 0 | Per Unit Savings from PSE Business Case: APPROVED_Measure Case_Window_2022. End use ratio of 100% for Heat Central Gas Boiler. | 0 | Full | 0 | 0 | 0 | 776.8403 | 0 | 0 | 0 | Existing conditions, assuming no cost | PSE Businss Case: APPROVED_Measure Case_Window_2022 | P | 100% | 5% | 19.1% | 1 | 0 | 0 | No applicable non-energy benefitsIncludes PSE NEI data where applicable. | No applicable non-energy benefits | System | System
Lewis County | Multifamily - Highly Impacted | Heat Central Gas Furnace | Existing | Windows - Double Pane - U30 - from SP U120 - GH - MF - MI | Double pane windows: U-factor 0.30; from 1.20 single pane; multi-family dwelling heated with natural gas; moderate income customer | 0 | 2024 | 2050 | 33.3408 | per Home | 0 | 1 | 45 | PSE Businss Case: APPROVED_Measure Case_Window_2022 | 30.6735 | 11.5% | Per Unit Savings from PSE Business Case: APPROVED_Measure Case_Window_2022. End use ratio of 100% for Heat Central Gas Furnace. | 0 | Per Unit Savings from PSE Business Case: APPROVED_Measure Case_Window_2022. End use ratio of 100% for Heat Central Gas Furnace. | 0 | Full | 0 | 0 | 0 | 776.8403 | 0 | 0 | 0 | Existing conditions, assuming no cost | PSE Businss Case: APPROVED_Measure Case_Window_2022 | P | 100% | 5% | 19.1% | 1 | 0 | 0 | No applicable non-energy benefitsIncludes PSE NEI data where applicable. | No applicable non-energy benefits | System | System
Lewis County | Multifamily - Highly Impacted | Heat Room Gas | Existing | Windows - Double Pane - U30 - from SP U120 - GH - MF - MI | Double pane windows: U-factor 0.30; from 1.20 single pane; multi-family dwelling heated with natural gas; moderate income customer | 0 | 2024 | 2050 | 33.3408 | per Home | 0 | 1 | 45 | PSE Businss Case: APPROVED_Measure Case_Window_2022 | 27.6062 | 10.08% | Per Unit Savings from PSE Business Case: APPROVED_Measure Case_Window_2022. Assuming an end use ratio of 90% for Heat Room Gas and applying to the reported PSE Business Case Savings. | 0 | Per Unit Savings from PSE Business Case: APPROVED_Measure Case_Window_2022. Assuming an end use ratio of 90% for Heat Room Gas and applying to the reported PSE Business Case Savings. | 0 | Full | 0 | 0 | 0 | 776.8403 | 0 | 0 | 0 | Existing conditions, assuming no cost | PSE Businss Case: APPROVED_Measure Case_Window_2022 | P | 100% | 5% | 19.1% | 1 | 0 | 0 | No applicable non-energy benefitsIncludes PSE NEI data where applicable. | No applicable non-energy benefits | System | System
Lewis County | Single Family | Heat Central Gas Boiler | Existing | Windows - Single Pane - to U22 - GH - SF or DX | Single pane windows: U-factor up to 0.22; single family or duplex dwelling heated with natural gas | 0 | 2024 | 2050 | 306.6112 | per Home | 0 | 1 | 45 | PSE Businss Case: APPROVED_Measure Case_Window_2022 | 141.1273 | 21.83% | Per Unit Savings from PSE Business Case: APPROVED_Measure Case_Window_2022 | 0 | Per Unit Savings from PSE Business Case: APPROVED_Measure Case_Window_2022 | 0 | Full | 0 | 0 | 0 | 8048.545 | 0 | 0 | 0 | Existing conditions, assuming no cost | PSE Businss Case: APPROVED_Measure Case_Window_2022 | Q | 100% | 5% | 20.95% | 1 | 0 | 0 | No applicable non-energy benefitsIncludes PSE NEI data where applicable. | No applicable non-energy benefits | System | System
Lewis County | Single Family | Heat Central Gas Furnace | Existing | Windows - Single Pane - to U22 - GH - SF or DX | Single pane windows: U-factor up to 0.22; single family or duplex dwelling heated with natural gas | 0 | 2024 | 2050 | 306.6112 | per Home | 0 | 1 | 45 | PSE Businss Case: APPROVED_Measure Case_Window_2022 | 104.0761 | 21.83% | Per Unit Savings from PSE Business Case: APPROVED_Measure Case_Window_2022 | 0 | Per Unit Savings from PSE Business Case: APPROVED_Measure Case_Window_2022 | 0 | Full | 0 | 0 | 0 | 8048.545 | 0 | 0 | 0 | Existing conditions, assuming no cost | PSE Businss Case: APPROVED_Measure Case_Window_2022 | Q | 100% | 5% | 20.95% | 1 | 0 | 0 | No applicable non-energy benefitsIncludes PSE NEI data where applicable. | No applicable non-energy benefits | System | System
Lewis County | Single Family | Heat Room Gas | Existing | Windows - Single Pane - to U22 - GH - SF or DX | Single pane windows: U-factor up to 0.22; single family or duplex dwelling heated with natural gas | 0 | 2024 | 2050 | 306.6112 | per Home | 0 | 1 | 45 | PSE Businss Case: APPROVED_Measure Case_Window_2022 | 106.7734 | 21.83% | Per Unit Savings from PSE Business Case: APPROVED_Measure Case_Window_2022 | 0 | Per Unit Savings from PSE Business Case: APPROVED_Measure Case_Window_2022 | 0 | Full | 0 | 0 | 0 | 8048.545 | 0 | 0 | 0 | Existing conditions, assuming no cost | PSE Businss Case: APPROVED_Measure Case_Window_2022 | Q | 100% | 5% | 20.95% | 1 | 0 | 0 | No applicable non-energy benefitsIncludes PSE NEI data where applicable. | No applicable non-energy benefits | System | System
Lewis County | Single Family - Highly Impacted | Heat Central Gas Boiler | Existing | Windows - Single Pane - to U22 - GH - SF or DX - MI | Single pane windows: U-factor up to 0.22; single family or duplex dwelling heated with natural gas; moderate income customer | 0 | 2024 | 2050 | 243.4666 | per Home | 0 | 1 | 45 | PSE Businss Case: APPROVED_Measure Case_Window_2022 | 112.063 | 24.1% | Per Unit Savings from PSE Business Case: APPROVED_Measure Case_Window_2022 | 0 | Per Unit Savings from PSE Business Case: APPROVED_Measure Case_Window_2022 | 0 | Full | 0 | 0 | 0 | 6390.9971 | 0 | 0 | 0 | Existing conditions, assuming no cost | PSE Businss Case: APPROVED_Measure Case_Window_2022 | Q | 100% | 5% | 20.95% | 1 | 0 | 0 | No applicable non-energy benefitsIncludes PSE NEI data where applicable. | No applicable non-energy benefits | System | System
Lewis County | Single Family - Highly Impacted | Heat Central Gas Furnace | Existing | Windows - Single Pane - to U22 - GH - SF or DX - MI | Single pane windows: U-factor up to 0.22; single family or duplex dwelling heated with natural gas; moderate income customer | 0 | 2024 | 2050 | 243.4666 | per Home | 0 | 1 | 45 | PSE Businss Case: APPROVED_Measure Case_Window_2022 | 82.6423 | 24.1% | Per Unit Savings from PSE Business Case: APPROVED_Measure Case_Window_2022 | 0 | Per Unit Savings from PSE Business Case: APPROVED_Measure Case_Window_2022 | 0 | Full | 0 | 0 | 0 | 6390.9971 | 0 | 0 | 0 | Existing conditions, assuming no cost | PSE Businss Case: APPROVED_Measure Case_Window_2022 | Q | 100% | 5% | 20.95% | 1 | 0 | 0 | No applicable non-energy benefitsIncludes PSE NEI data where applicable. | No applicable non-energy benefits | System | System
Lewis County | Single Family - Highly Impacted | Heat Room Gas | Existing | Windows - Single Pane - to U22 - GH - SF or DX - MI | Single pane windows: U-factor up to 0.22; single family or duplex dwelling heated with natural gas; moderate income customer | 0 | 2024 | 2050 | 243.4666 | per Home | 0 | 1 | 45 | PSE Businss Case: APPROVED_Measure Case_Window_2022 | 84.7841 | 24.1% | Per Unit Savings from PSE Business Case: APPROVED_Measure Case_Window_2022 | 0 | Per Unit Savings from PSE Business Case: APPROVED_Measure Case_Window_2022 | 0 | Full | 0 | 0 | 0 | 6390.9971 | 0 | 0 | 0 | Existing conditions, assuming no cost | PSE Businss Case: APPROVED_Measure Case_Window_2022 | Q | 100% | 5% | 20.95% | 1 | 0 | 0 | No applicable non-energy benefitsIncludes PSE NEI data where applicable. | No applicable non-energy benefits | System | System
Lewis County | Multifamily - Highly Impacted | Heat Central Gas Boiler | Existing | Windows - Triple Pane - U22 - from DP U30 - GH - MF - MI | Triple pane windows: U-factor 0.22; from 0.30 double pane; multi-family dwelling heated with natural gas; moderate income customer | 0 | 2024 | 2050 | 33.3408 | per Home | 0 | 1 | 45 | PSE Businss Case: APPROVED_Measure Case_Window_2022 | 4.7019 | 1.3% | Per Unit Savings from PSE Business Case: APPROVED_Measure Case_Window_2022. End use ratio of 100% for Heat Central Gas Boiler. | 0 | Per Unit Savings from PSE Business Case: APPROVED_Measure Case_Window_2022. End use ratio of 100% for Heat Central Gas Boiler. | 0 | Incremental | 0 | 0 | 0 | 122.6941 | 0 | 0 | 0 | Measure cost represents incremental cost, default cost of zero | PSE Businss Case: APPROVED_Measure Case_Window_2022 |  | 100% | 2.5% | 80.9% | 1 | 0 | 0 | No applicable non-energy benefitsIncludes PSE NEI data where applicable. | No applicable non-energy benefits | System | System
Lewis County | Multifamily - Highly Impacted | Heat Central Gas Boiler | New | Windows - Triple Pane - U22 - from DP U30 - GH - MF - MI | Triple pane windows: U-factor 0.22; from 0.30 double pane; multi-family dwelling heated with natural gas; moderate income customer | 0 | 2024 | 2050 | 33.3408 | per Home | 0 | 1 | 45 | PSE Businss Case: APPROVED_Measure Case_Window_2022 | 2.9201 | 1.3% | Per Unit Savings from PSE Business Case: APPROVED_Measure Case_Window_2022. End use ratio of 100% for Heat Central Gas Boiler. | 0 | Per Unit Savings from PSE Business Case: APPROVED_Measure Case_Window_2022. End use ratio of 100% for Heat Central Gas Boiler. | 0 | Incremental | 0 | 0 | 0 | 122.6941 | 0 | 0 | 0 | Measure cost represents incremental cost, default cost of zero | PSE Businss Case: APPROVED_Measure Case_Window_2022 |  | 100% | 2.5% | 80.9% | 1 | 0 | 0 | No applicable non-energy benefitsIncludes PSE NEI data where applicable. | No applicable non-energy benefits | System | System
Lewis County | Multifamily - Highly Impacted | Heat Central Gas Furnace | Existing | Windows - Triple Pane - U22 - from DP U30 - GH - MF - MI | Triple pane windows: U-factor 0.22; from 0.30 double pane; multi-family dwelling heated with natural gas; moderate income customer | 0 | 2024 | 2050 | 33.3408 | per Home | 0 | 1 | 45 | PSE Businss Case: APPROVED_Measure Case_Window_2022 | 3.4674 | 1.3% | Per Unit Savings from PSE Business Case: APPROVED_Measure Case_Window_2022. End use ratio of 100% for Heat Central Gas Furnace. | 0 | Per Unit Savings from PSE Business Case: APPROVED_Measure Case_Window_2022. End use ratio of 100% for Heat Central Gas Furnace. | 0 | Incremental | 0 | 0 | 0 | 122.6941 | 0 | 0 | 0 | Measure cost represents incremental cost, default cost of zero | PSE Businss Case: APPROVED_Measure Case_Window_2022 |  | 100% | 2.5% | 80.9% | 1 | 0 | 0 | No applicable non-energy benefitsIncludes PSE NEI data where applicable. | No applicable non-energy benefits | System | System
Lewis County | Multifamily - Highly Impacted | Heat Central Gas Furnace | New | Windows - Triple Pane - U22 - from DP U30 - GH - MF - MI | Triple pane windows: U-factor 0.22; from 0.30 double pane; multi-family dwelling heated with natural gas; moderate income customer | 0 | 2024 | 2050 | 33.3408 | per Home | 0 | 1 | 45 | PSE Businss Case: APPROVED_Measure Case_Window_2022 | 2.0145 | 1.3% | Per Unit Savings from PSE Business Case: APPROVED_Measure Case_Window_2022. End use ratio of 100% for Heat Central Gas Furnace. | 0 | Per Unit Savings from PSE Business Case: APPROVED_Measure Case_Window_2022. End use ratio of 100% for Heat Central Gas Furnace. | 0 | Incremental | 0 | 0 | 0 | 122.6941 | 0 | 0 | 0 | Measure cost represents incremental cost, default cost of zero | PSE Businss Case: APPROVED_Measure Case_Window_2022 |  | 100% | 2.5% | 80.9% | 1 | 0 | 0 | No applicable non-energy benefitsIncludes PSE NEI data where applicable. | No applicable non-energy benefits | System | System
Lewis County | Multifamily - Highly Impacted | Heat Room Gas | Existing | Windows - Triple Pane - U22 - from DP U30 - GH - MF - MI | Triple pane windows: U-factor 0.22; from 0.30 double pane; multi-family dwelling heated with natural gas; moderate income customer | 0 | 2024 | 2050 | 33.3408 | per Home | 0 | 1 | 45 | PSE Businss Case: APPROVED_Measure Case_Window_2022 | 3.1207 | 1.14% | Per Unit Savings from PSE Business Case: APPROVED_Measure Case_Window_2022. Assuming an end use ratio of 90% for Heat Room Gas and applying to the reported PSE Business Case Savings. | 0 | Per Unit Savings from PSE Business Case: APPROVED_Measure Case_Window_2022. Assuming an end use ratio of 90% for Heat Room Gas and applying to the reported PSE Business Case Savings. | 0 | Incremental | 0 | 0 | 0 | 122.6941 | 0 | 0 | 0 | Measure cost represents incremental cost, default cost of zero | PSE Businss Case: APPROVED_Measure Case_Window_2022 |  | 100% | 2.5% | 80.9% | 1 | 0 | 0 | No applicable non-energy benefitsIncludes PSE NEI data where applicable. | No applicable non-energy benefits | System | System
Lewis County | Multifamily - Highly Impacted | Heat Room Gas | New | Windows - Triple Pane - U22 - from DP U30 - GH - MF - MI | Triple pane windows: U-factor 0.22; from 0.30 double pane; multi-family dwelling heated with natural gas; moderate income customer | 0 | 2024 | 2050 | 33.3408 | per Home | 0 | 1 | 45 | PSE Businss Case: APPROVED_Measure Case_Window_2022 | 2.0285 | 1.14% | Per Unit Savings from PSE Business Case: APPROVED_Measure Case_Window_2022. Assuming an end use ratio of 90% for Heat Room Gas and applying to the reported PSE Business Case Savings. | 0 | Per Unit Savings from PSE Business Case: APPROVED_Measure Case_Window_2022. Assuming an end use ratio of 90% for Heat Room Gas and applying to the reported PSE Business Case Savings. | 0 | Incremental | 0 | 0 | 0 | 122.6941 | 0 | 0 | 0 | Measure cost represents incremental cost, default cost of zero | PSE Businss Case: APPROVED_Measure Case_Window_2022 |  | 100% | 2.5% | 80.9% | 1 | 0 | 0 | No applicable non-energy benefitsIncludes PSE NEI data where applicable. | No applicable non-energy benefits | System | System
Lewis County | Multifamily - Highly Impacted | Heat Central Gas Boiler | Existing | Windows - Triple Pane - U22 - from DP U60 - GH - MF - MI | Triple pane windows: U-factor 0.22; from 0.60 double pane; multi-family dwelling heated with natural gas; moderate income customer | 0 | 2024 | 2050 | 33.3408 | per Home | 0 | 1 | 45 | PSE Businss Case: APPROVED_Measure Case_Window_2022 | 27.1261 | 7.497% | Per Unit Savings from PSE Business Case: APPROVED_Measure Case_Window_2022. End use ratio of 100% for Heat Central Gas Boiler. | 0 | Per Unit Savings from PSE Business Case: APPROVED_Measure Case_Window_2022. End use ratio of 100% for Heat Central Gas Boiler. | 0 | Full | 0 | 0 | 0 | 899.5344 | 0 | 0 | 0 | Existing conditions, assuming no cost | PSE Businss Case: APPROVED_Measure Case_Window_2022 | O | 100% | 2.5% | 80.9% | 1 | 0 | 0 | No applicable non-energy benefitsIncludes PSE NEI data where applicable. | No applicable non-energy benefits | System | System
Lewis County | Multifamily - Highly Impacted | Heat Central Gas Boiler | New | Windows - Triple Pane - U22 - from DP U60 - GH - MF - MI | Triple pane windows: U-factor 0.22; from 0.60 double pane; multi-family dwelling heated with natural gas; moderate income customer | 0 | 2024 | 2050 | 33.3408 | per Home | 0 | 1 | 45 | PSE Businss Case: APPROVED_Measure Case_Window_2022 | 16.8467 | 7.497% | Per Unit Savings from PSE Business Case: APPROVED_Measure Case_Window_2022. End use ratio of 100% for Heat Central Gas Boiler. | 0 | Per Unit Savings from PSE Business Case: APPROVED_Measure Case_Window_2022. End use ratio of 100% for Heat Central Gas Boiler. | 0 | Full | 0 | 0 | 0 | 899.5344 | 0 | 0 | 0 | Existing conditions, assuming no cost | PSE Businss Case: APPROVED_Measure Case_Window_2022 | O | 100% | 2.5% | 80.9% | 1 | 0 | 0 | No applicable non-energy benefitsIncludes PSE NEI data where applicable. | No applicable non-energy benefits | System | System
Lewis County | Multifamily - Highly Impacted | Heat Central Gas Furnace | Existing | Windows - Triple Pane - U22 - from DP U60 - GH - MF - MI | Triple pane windows: U-factor 0.22; from 0.60 double pane; multi-family dwelling heated with natural gas; moderate income customer | 0 | 2024 | 2050 | 33.3408 | per Home | 0 | 1 | 45 | PSE Businss Case: APPROVED_Measure Case_Window_2022 | 20.0045 | 7.497% | Per Unit Savings from PSE Business Case: APPROVED_Measure Case_Window_2022. End use ratio of 100% for Heat Central Gas Furnace. | 0 | Per Unit Savings from PSE Business Case: APPROVED_Measure Case_Window_2022. End use ratio of 100% for Heat Central Gas Furnace. | 0 | Full | 0 | 0 | 0 | 899.5344 | 0 | 0 | 0 | Existing conditions, assuming no cost | PSE Businss Case: APPROVED_Measure Case_Window_2022 | O | 100% | 2.5% | 80.9% | 1 | 0 | 0 | No applicable non-energy benefitsIncludes PSE NEI data where applicable. | No applicable non-energy benefits | System | System
Lewis County | Multifamily - Highly Impacted | Heat Central Gas Furnace | New | Windows - Triple Pane - U22 - from DP U60 - GH - MF - MI | Triple pane windows: U-factor 0.22; from 0.60 double pane; multi-family dwelling heated with natural gas; moderate income customer | 0 | 2024 | 2050 | 33.3408 | per Home | 0 | 1 | 45 | PSE Businss Case: APPROVED_Measure Case_Window_2022 | 11.6218 | 7.497% | Per Unit Savings from PSE Business Case: APPROVED_Measure Case_Window_2022. End use ratio of 100% for Heat Central Gas Furnace. | 0 | Per Unit Savings from PSE Business Case: APPROVED_Measure Case_Window_2022. End use ratio of 100% for Heat Central Gas Furnace. | 0 | Full | 0 | 0 | 0 | 899.5344 | 0 | 0 | 0 | Existing conditions, assuming no cost | PSE Businss Case: APPROVED_Measure Case_Window_2022 | O | 100% | 2.5% | 80.9% | 1 | 0 | 0 | No applicable non-energy benefitsIncludes PSE NEI data where applicable. | No applicable non-energy benefits | System | System
Lewis County | Multifamily - Highly Impacted | Heat Room Gas | Existing | Windows - Triple Pane - U22 - from DP U60 - GH - MF - MI | Triple pane windows: U-factor 0.22; from 0.60 double pane; multi-family dwelling heated with natural gas; moderate income customer | 0 | 2024 | 2050 | 33.3408 | per Home | 0 | 1 | 45 | PSE Businss Case: APPROVED_Measure Case_Window_2022 | 18.004 | 6.577% | Per Unit Savings from PSE Business Case: APPROVED_Measure Case_Window_2022. Assuming an end use ratio of 90% for Heat Room Gas and applying to the reported PSE Business Case Savings. | 0 | Per Unit Savings from PSE Business Case: APPROVED_Measure Case_Window_2022. Assuming an end use ratio of 90% for Heat Room Gas and applying to the reported PSE Business Case Savings. | 0 | Full | 0 | 0 | 0 | 899.5344 | 0 | 0 | 0 | Existing conditions, assuming no cost | PSE Businss Case: APPROVED_Measure Case_Window_2022 | O | 100% | 2.5% | 80.9% | 1 | 0 | 0 | No applicable non-energy benefitsIncludes PSE NEI data where applicable. | No applicable non-energy benefits | System | System
Lewis County | Multifamily - Highly Impacted | Heat Room Gas | New | Windows - Triple Pane - U22 - from DP U60 - GH - MF - MI | Triple pane windows: U-factor 0.22; from 0.60 double pane; multi-family dwelling heated with natural gas; moderate income customer | 0 | 2024 | 2050 | 33.3408 | per Home | 0 | 1 | 45 | PSE Businss Case: APPROVED_Measure Case_Window_2022 | 11.7026 | 6.577% | Per Unit Savings from PSE Business Case: APPROVED_Measure Case_Window_2022. Assuming an end use ratio of 90% for Heat Room Gas and applying to the reported PSE Business Case Savings. | 0 | Per Unit Savings from PSE Business Case: APPROVED_Measure Case_Window_2022. Assuming an end use ratio of 90% for Heat Room Gas and applying to the reported PSE Business Case Savings. | 0 | Full | 0 | 0 | 0 | 899.5344 | 0 | 0 | 0 | Existing conditions, assuming no cost | PSE Businss Case: APPROVED_Measure Case_Window_2022 | O | 100% | 2.5% | 80.9% | 1 | 0 | 0 | No applicable non-energy benefitsIncludes PSE NEI data where applicable. | No applicable non-energy benefits | System | System
Lewis County | Multifamily - Highly Impacted | Heat Central Gas Boiler | Existing | Windows - Triple Pane - U22 - from SP U120 - GH - MF - MI | Triple pane windows: U-factor 0.22; from 1.20 single pane; multi-family dwelling heated with natural gas; moderate income customer | 0 | 2024 | 2050 | 33.3408 | per Home | 0 | 1 | 45 | PSE Businss Case: APPROVED_Measure Case_Window_2022 | 45.9335 | 12.7% | Per Unit Savings from PSE Business Case: APPROVED_Measure Case_Window_2022. End use ratio of 100% for Heat Central Gas Boiler. | 0 | Per Unit Savings from PSE Business Case: APPROVED_Measure Case_Window_2022. End use ratio of 100% for Heat Central Gas Boiler. | 0 | Full | 0 | 0 | 0 | 899.5344 | 0 | 0 | 0 | Existing conditions, assuming no cost | PSE Businss Case: APPROVED_Measure Case_Window_2022 | P | 100% | 2.5% | 19.1% | 1 | 0 | 0 | No applicable non-energy benefitsIncludes PSE NEI data where applicable. | No applicable non-energy benefits | System | System