## 2016 Electric
Exhibit 5
2016 Electric Prescriptive Measures
Schedule Number | Order Number | Program | Measure Name | Savings Amount | Unit of Measure | Measure Cost | Measure life | Incentive Amount | End Use Type | NEBs Per Unit
E214 | 18230023 | Web-Enabled Thermostats {E} | Web-Enabled Thermostat (Retail) | 424 | kWh | 187.35 | 20 | 75 | SF Heat Pump
E217 | 18230407 | Multi-Family Retrofit {E} | Energy Star LED Fixture - Backout of original savings | 27 | kWh | 50 | 15 | 30 | Res Lighting
E217 | 18230407 | Multi-Family Retrofit {E} | Energy Star LED Fixture - Updated savings | 33 | kWh | 50 | 15 | 30 | Res Lighting
E217 | 18230407 | Multi-Family Retrofit {E} | LED Reflector - DI - Labor - Backout of original savings | 27.94 | kWh | 11.59 | 12 | 6.75 | Res Lighting
E217 | 18230407 | Multi-Family Retrofit {E} | LED Reflector - DI - Labor - Updated savings | 31.86 | kWh | 11.59 | 12 | 6.75 | Res Lighting
E217 | 18230407 | Multi-Family Retrofit {E} | LED - MR-16 - DI - Labor - Backout of original savings | 26.58 | kWh | 12.83 | 12 | 6.75 | Res Lighting
E217 | 18230407 | Multi-Family Retrofit {E} | LED - MR-16 - DI - Labor - Updated savings | 20.8 | kWh | 12.83 | 12 | 6.75 | Res Lighting
E217 | 18230407 | Multi-Family Retrofit {E} | LED Globe - DI - Labor - Backout of original savings | 19.03 | kWh | 11.59 | 12 | 6.75 | Res Lighting
E217 | 18230407 | Multi-Family Retrofit {E} | LED Globe - DI - Labor - Updated savings | 14.15 | kWh | 11.59 | 12 | 6.75 | Res Lighting
E217 | 18230407 | Multi-Family Retrofit {E} | LED - Candelabra - DI - Labor - Backout of original savings | 22.07 | kWh | 11.05 | 12 | 6.75 | Res Lighting
E217 | 18230407 | Multi-Family Retrofit {E} | LED - Candelabra - DI - Labor - Updated savings | 9.09 | kWh | 11.05 | 12 | 6.75 | Res Lighting
E217 | 18230407 | Multi-Family Retrofit {E} | LED - Candelabra - DI - Backout of original savings | 22.07 | kWh | 11.05 | 12 | 11.05 | Res Lighting
E217 | 18230407 | Multi-Family Retrofit {E} | LED - Candelabra - DI - Updated savings | 9.09 | kWh | 11.05 | 12 | 11.05 | Res Lighting
E217 | 18230407 | Multi-Family Retrofit {E} | LED - A-Lamp - DI - Labor - Backout of original savings | 18.97 | kWh | 10.08 | 12 | 6.75 | Res Lighting
E217 | 18230407 | Multi-Family Retrofit {E} | LED - A-Lamp - DI - Labor - Updated savings | 16.52 | kWh | 10.08 | 12 | 6.75 | Res Lighting
E217 | 18230407 | Multi-Family Retrofit {E} | LED - MR-16 - DI - Labor - Original savings | 26.58 | kWh | 12.83 | 12 | 6.75 | Res Lighting
E217 | 18230407 | Multi-Family Retrofit {E} | Clothes Washer Replacement Electric WH / Electric Dryer (front load) | 848 | kWh | 600 | 11 | 600 | Res Water Heat
E217 | 18230407 | Multi-Family Retrofit {E} | Door - Energy Star | 79.5 | kWh | 332.27 | 20 | 332.27 | MF Space Heat
E217 | 18230407 | Multi-Family Retrofit {E} | Aerator - 1.5 gpm EWH - Direct Install | 44.84 | kWh | 2.1 | 10 | 2.1 | Res Water Heat
E217 | 18230407 | Multi-Family Retrofit {E} | Aerator - 1.0 gpm EWH - Direct Install | 76.97 | kWh | 2.1 | 10 | 2.1 | Res Water Heat
E217 | 18230407 | Multi-Family Retrofit {E} | Refrigerator Replacement - Year 1 to 15 | 9 | kWh | 0 | 15 | 0 | Res Refrigerator
E217 | 18230407 | Multi-Family Retrofit {E} | LED Globe - DI - Labor - Original savings | 19.03 | kWh | 11.59 | 12 | 6.75 | Res Lighting
E217 | 18230407 | Multi-Family Retrofit {E} | LED Reflector - DI - Labor - Original savings | 27.94 | kWh | 11.59 | 12 | 6.75 | Res Lighting
E217 | 18230407 | Multi-Family Retrofit {E} | LED - Candelabra - DI - Labor - Original savings | 22.07 | kWh | 11.05 | 12 | 6.75 | Res Lighting
E217 | 18230407 | Multi-Family Retrofit {E} | LED - A-Lamp - DI - Labor - Original savings | 18.97 | kWh | 10.08 | 12 | 6.75 | Res Lighting
E217 | 18230407 | Multi-Family Retrofit {E} | Windows (single to triple paned) U= 1.2 to 0.22 | 23.58 | kWh | 21.97 | 30 | 9 | MF Space Heat
E217 | 18230407 | Multi-Family Retrofit {E} | Windows (single to double paned) U= 1.2 to 0.30 | 21.65 | kWh | 20.61 | 30 | 7 | MF Space Heat
E217 | 18230407 | Multi-Family Retrofit {E} | Windows (double to triple paned) U= 0.6 to 0.22 | 13.87 | kWh | 21.97 | 30 | 7 | MF Space Heat
E217 | 18230407 | Multi-Family Retrofit {E} | Windows (double to double paned) U= 0.6 to 0.30 | 11.94 | kWh | 20.61 | 30 | 5 | MF Space Heat
E217 | 18230407 | Multi-Family Retrofit {E} | Wall Insulation R0 to R11 | 1.3 | kWh | 0.76 | 30 | 0.76 | MF Space Heat
E217 | 18230407 | Multi-Family Retrofit {E} | Thermostatic Restrictor Showerhead Adapter | 58 | kWh | 33 | 10 | 33 | Res Water Heat
E217 | 18230407 | Multi-Family Retrofit {E} | Thermostatic Restrictor Showerhead | 336 | kWh | 41 | 10 | 41 | Res Water Heat
E217 | 18230407 | Multi-Family Retrofit {E} | Thermostatic Restrictor Handheld Showerhead | 336 | kWh | 58 | 10 | 58 | Res Water Heat
E217 | 18230407 | Multi-Family Retrofit {E} | Refrigerator Replacement - Year 1 to 10 | 494 | kWh | 600 | 10 | 600 | Res Refrigerator
E217 | 18230407 | Multi-Family Retrofit {E} | LED - Candelabra - DI - Original savings | 22.07 | kWh | 11.05 | 12 | 11.05 | Res Lighting
E217 | 18230407 | Multi-Family Retrofit {E} | Heat Pump Water Heater (Tier 2) - In Unit | 1518 | kWh | 818 | 15 | 800 | Res Water Heat
E217 | 18230407 | Multi-Family Retrofit {E} | Clothes Washer Replacement Electric WH / Electric Dryer (top load) | 809 | kWh | 600 | 11 | 600 | Res Water Heat
E217 | 18230407 | Multi-Family Retrofit {E} | Aerator - 1.5 gpm EWH - Direct Install | 45 | kWh | 2.1 | 10 | 2.1 | Res Water Heat
E217 | 18230407 | Multi-Family Retrofit {E} | Advanced Power Strip (IR) - Direct Install | 216 | kWh | 55 | 5 | 55 | Res Plug Load
E217 | 18230407 | Multi-Family Retrofit {E} | Refrigerator Replacement | 580 | kWh | 575 | 20 | 575 | Res Refrigerator | 0
E217 | 18230407 | Multi-Family Retrofit {E} | Energy Star Ventilation Fan | 143 | kWh | 40 | 10 | 50 | Res Plug Load | 0
E217 | 18230407 | Multi-Family Retrofit {E} | Energy Star LED Fixture - Original savings | 27 | kWh | 50 | 15 | 30 | Res Lighting | 0
E217 | 18230407 | Multi-Family Retrofit {E} | Fan - Ventilation - Energy Star - w Air Sealing | 143 | kWh | 250 | 10 | 200 | Res Plug Load | 0
E217 | 18230407 | Multi-Family Retrofit {E} | Thermostatic Restrictor Showerhead Adaptor | 195 | kWh | 33 | 10 | 33 | Res Water Heat | 56.09
E217 | 18230407 | Multi-Family Retrofit {E} | Attic Insulation R11 to R38 | 1.39 | kWh | 0.75 | 30 | 0.75 | MF Space Heat | 0
E217 | 18230407 | Multi-Family Retrofit {E} | Clothes Washer Replacement Electric WH / Electric Dryer | 764 | kWh | 600 | 14 | 600 | Res Water Heat | 106.46
E217 | 18230407 | Multi-Family Retrofit {E} | LED - Candelabra - Direct Install | 19 | kWh | 11.22 | 12 | 11.22 | Res Lighting | 0
E217 | 18230407 | Multi-Family Retrofit {E} | LED - A-Lamp - Direct Install | 17 | kWh | 15.41 | 12 | 15.41 | Res Lighting | 0
E217 | 18230407 | Multi-Family Retrofit {E} | Water Heater Pipewrap - Direct Install | 20 | kWh | 4.5 | 15 | 4.5 | Res Water Heat | 0
E217 | 18230407 | Multi-Family Retrofit {E} | Showerhead - Max 1.5 gpm EWH - Direct Install | 307 | kWh | 18 | 10 | 18 | Res Water Heat | 195.79
E217 | 18230407 | Multi-Family Retrofit {E} | Water Heater (0.95+) - In-unit | 149 | kWh | 73 | 15 | 50 | Res Water Heat | 0
E217 | 18230407 | Multi-Family Retrofit {E} | E2G Fuel Conversion - WH Only - Tankless | 3500 | kWh | 3489 | 30 | 950 | Res Water Heat | 0
E217 | 18230407 | Multi-Family Retrofit {E} | Floor Insulation R11 to R30 | 0.66 | kWh | 1.01 | 30 | 0.75 | MF Space Heat | 0
E217 | 18230407 | Multi-Family Retrofit {E} | Windows (single to triple paned) U= 1.2 to 0.22 | 23.58 | kWh | 21.97 | 30 | 8 | MF Space Heat | 0
E217 | 18230407 | Multi-Family Retrofit {E} | Windows (single to double paned) U= 1.2 to 0.30 | 21.65 | kWh | 20.61 | 30 | 6 | MF Space Heat | 0
E217 | 18230407 | Multi-Family Retrofit {E} | Windows (double to double paned) U= 0.6 to 0.30 | 11.94 | kWh | 20.61 | 30 | 6 | MF Space Heat | 0
E217 | 18230407 | Multi-Family Retrofit {E} | Floor Insulation R0 to R30 | 1.3 | kWh | 1.59 | 30 | 0.75 | MF Space Heat | 0
E217 | 18230407 | Multi-Family Retrofit {E} | Attic Insulation R0 to R38 | 2.18 | kWh | 1.06 | 30 | 0.75 | MF Space Heat | 0
E214 | 18230434 | Home Appliances {E} | LED - Engagement - APPR - Backout of original savings | 24.09 | kWh | 7.06 | 12 | 7.06 | Res Lighting
E214 | 18230434 | Home Appliances {E} | LED - Engagement - APPR - Updated savings | 11.32 | kWh | 7.06 | 12 | 7.06 | Res Lighting
E214 | 18230434 | Home Appliances {E} | LED - Engagement - APPD - Backout of original savings | 24.09 | kWh | 7.06 | 12 | 7.06 | Res Lighting
E214 | 18230434 | Home Appliances {E} | LED - Engagement - APPD - Updated savings | 11.32 | kWh | 7.06 | 12 | 7.06 | Res Lighting
E214 | 18230434 | Home Appliances {E} | Aerator - Kitchen - Engagement - C - APPR - 1.5 gpm - kWh | 15.11 | kWh | 1 | 10 | 1.7 | Res Water Heat
E214 | 18230434 | Home Appliances {E} | Aerator - Kitchen - Engagement - EO - Any WH - 1.5 gpm - APPR | 18.27 | kWh | 2 | 10 | 2 | Res Water Heat
E214 | 18230434 | Home Appliances {E} | Aerator - Bath - Engagement - C - APPR - 1.0 gpm - kWh | 25.93 | kWh | 1 | 10 | 1.7 | Res Water Heat
E214 | 18230434 | Home Appliances {E} | Aerator - Bath - Engagement - EO - Any WH - 1.0 gpm - APPR | 31.36 | kWh | 2 | 10 | 2 | Res Water Heat
E214 | 18230434 | Home Appliances {E} | Aerator - Kitchen - Engagement - C - APPD - 1.5 gpm - kWh | 15.11 | kWh | 1 | 10 | 1.7 | Res Water Heat
E214 | 18230434 | Home Appliances {E} | Aerator - Kitchen - Engagement - EO - Any WH - 1.5 gpm - APPD | 18.27 | kWh | 2 | 10 | 2 | Res Water Heat
E214 | 18230434 | Home Appliances {E} | Aerator - Bath - Engagement - C - APPD - 1.0 gpm - kWh | 25.93 | kWh | 1 | 10 | 1.7 | Res Water Heat
E214 | 18230434 | Home Appliances {E} | Aerator - Bath - Engagement - EO - Any WH - 1.0 gpm - APPD | 31.36 | kWh | 2 | 10 | 2 | Res Water Heat
E214 | 18230434 | Home Appliances {E} | Refrigerator Decomm | 356 | kWh | 113 | 7 | 113 | Res Refrigerator
E214 | 18230434 | Home Appliances {E} | Freezer Decomm | 570 | kWh | 113 | 5 | 113 | Res Refrigerator
E214 | 18230434 | Home Appliances {E} | Showerhead - Engagement - EO - APPD - 1.5 gpm | 125 | kWh | 10 | 10 | 10 | Res Water Heat
E214 | 18230434 | Home Appliances {E} | Showerhead - Engagement - C - APPD - 1.5 gpm - kWh | 103 | kWh | 6.67 | 10 | 6.67 | Res Water Heat
E214 | 18230434 | Home Appliances {E} | LED - Engagement - APPD - Original savings | 24.09 | kWh | 7.06 | 12 | 7.06 | Res Lighting
E214 | 18230434 | Home Appliances {E} | Refrigerator Replacement Year 15-20 | 9 | kWh | 100 | 20 | 100 | Res Refrigerator
E214 | 18230434 | Home Appliances {E} | Refrigerator Replacement Year 1-14 | 494 | kWh | 600 | 14 | 600 | Res Refrigerator
E214 | 18230434 | Home Appliances {E} | Showerhead - Engagement - EO - APPR - 1.5 gpm | 125 | kWh | 10 | 10 | 10 | Res Water Heat
E214 | 18230434 | Home Appliances {E} | Showerhead - Engagement - C - APPR - 1.5 gpm - kWh | 103 | kWh | 6.67 | 10 | 6.67 | Res Water Heat
E214 | 18230434 | Home Appliances {E} | LED - Engagement - APPR - Original savings | 24.09 | kWh | 7.06 | 12 | 7.06 | Res Lighting
E214 | 18230434 | Home Appliances {E} | Clothes Washer - Replacement - EWH - E Dryer - Top Load - APPR | 809 | kWh | 650 | 11 | 650 | Res Water Heat
E214 | 18230434 | Home Appliances {E} | Clothes Washer - Replacement - EWH - E Dryer - Front Load - APPR | 848 | kWh | 700 | 11 | 700 | Res Water Heat
E214 | 18230434 | Home Appliances {E} | Clothes Washer - CEE Tier 3 - Any WH - Any Dryer - EO | 134 | kWh | 124 | 14 | 75 | Res Water Heat
E214 | 18230434 | Home Appliances {E} | Clothes Washer - CEE Tier 3 - Any WH - Any Dryer - C - kWh | 134 | kWh | 124 | 14 | 75 | Res Water Heat
E214 | 18230434 | Home Appliances {E} | Clothes Washer - CEE Tier 2 - Any WH - Any Dryer - EO | 114 | kWh | 125 | 14 | 50 | Res Water Heat
E214 | 18230434 | Home Appliances {E} | Clothes Washer - CEE Tier 2 - Any WH - Any Dryer - C - kWh | 114 | kWh | 125 | 14 | 50 | Res Water Heat
E214 | 18230434 | Home Appliances {E} | Clothes Washer - CEE Tier 1 - Any WH - Any Dryer - Top Load - EO | 65 | kWh | 125 | 14 | 25 | Res Water Heat
E214 | 18230434 | Home Appliances {E} | Clothes Washer - CEE Tier 1 - Any WH - Any Dryer - Top Load - C - kWh | 65 | kWh | 125 | 14 | 25 | Res Water Heat
E214 | 18230434 | Home Appliances {E} | Clothes Washer - CEE Tier 1 - Any WH - Any Dryer - Front Load - EO | 82 | kWh | 80 | 14 | 25 | Res Water Heat
E214 | 18230434 | Home Appliances {E} | Clothes Washer - CEE Tier 1 - Any WH - Any Dryer - Front Load - C - kWh | 82 | kWh | 80 | 14 | 25 | Res Water Heat
E214 | 18230434 | Home Appliances {E} | Refrigerator CEE Tier 3 | 98 | kWh | 211 | 17 | 75 | Res Refrigerator
E214 | 18230434 | Home Appliances {E} | Refrigerator CEE Tier 2 | 42 | kWh | 122 | 17 | 50 | Res Refrigerator
E214 | 18230434 | Home Appliances {E} | Refrigerator CEE Tier 1 | 9 | kWh | 27 | 17 | 25 | Res Refrigerator
E214 | 18230434 | Home Appliances {E} | Energy Star Freezer | 23 | kWh | 41 | 22 | 25 | Res Refrigerator
E214 | 18230434 | Home Appliances {E} | Power Strip - Advanced | 216 | kWh | 37 | 5 | 45 | Res Plug Load
E214 | 18230434 | Home Appliances {E} | Clothes Dryer - Ventless | 228 | kWh | 554.52 | 12 | 150 | Res Plug Load | 54.11
E214 | 18230434 | Home Appliances {E} | Clothes Dryer - Vented | 183 | kWh | 554.52 | 12 | 150 | Res Plug Load | -2.85
E214 | 18230434 | Home Appliances {E} | Showerhead - Engagement_C - Appl Repl - 1.5 gpm (E) | 103 | kWh | 5 | 10 | 5 | Res Water Heat | 82.67
E214 | 18230434 | Home Appliances {E} | Refrigerator Replacement Year 15-20 | 86 | kWh | 75 | 20 | 75 | Res Refrigerator | 0
E214 | 18230434 | Home Appliances {E} | Refrigerator Replacement Year 1-14 | 494 | kWh | 500 | 14 | 500 | Res Refrigerator | 0
E214 | 18230434 | Home Appliances {E} | Refrigerator Decomm | 356 | kWh | 108.5 | 7 | 108.5 | Res Refrigerator | 0
E214 | 18230434 | Home Appliances {E} | Refrigerator CEE Tier 3 | 88 | kWh | 77 | 17 | 50 | Res Refrigerator | 0
E214 | 18230434 | Home Appliances {E} | Refrigerator CEE Tier 2 | 47 | kWh | 33 | 17 | 50 | Res Refrigerator | 0
E214 | 18230434 | Home Appliances {E} | Refrigerator CEE Tier 1 | 22 | kWh | 9 | 17 | 0 | Res Refrigerator | 0
E214 | 18230434 | Home Appliances {E} | LED: Engagement - Appl Repl | 13.48 | kWh | 9 | 30 | 9 | Res Lighting | 0
E214 | 18230434 | Home Appliances {E} | Freezer Decomm | 570 | kWh | 108.5 | 5 | 108.5 | Res Refrigerator | 0
E214 | 18230434 | Home Appliances {E} | Clothes Washer MEF 3.2+ GWH / G Dryer | 24 | kWh | 313 | 14 | 50 | Res Water Heat | 157.68
E214 | 18230434 | Home Appliances {E} | Clothes Washer MEF 3.2+ GWH / E Dryer | 151 | kWh | 313 | 14 | 50 | Res Water Heat | 157.68
E214 | 18230434 | Home Appliances {E} | Clothes Washer MEF 3.2+ EWH / G Dryer | 84 | kWh | 313 | 14 | 50 | Res Water Heat | 157.68
E214 | 18230434 | Home Appliances {E} | Clothes Washer MEF 3.2+ EWH / E Dryer | 211 | kWh | 313 | 14 | 50 | Res Water Heat | 157.68
E214 | 18230434 | Home Appliances {E} | Clothes Washer MEF 3.2+ Any WH / Any Dryer | 177 | kWh | 313 | 14 | 50 | Res Water Heat | 157.68
E214 | 18230434 | Home Appliances {E} | Clothes Washer MEF 2.4 -3.19 GWH / G Dryer | 16 | kWh | 156 | 14 | 50 | Res Water Heat | 106.46
E214 | 18230434 | Home Appliances {E} | Clothes Washer MEF 2.4 -3.19 GWH / E Dryer | 105 | kWh | 156 | 14 | 50 | Res Water Heat | 106.46
E214 | 18230434 | Home Appliances {E} | Clothes Washer MEF 2.4 -3.19 EWH / G Dryer | 63 | kWh | 156 | 14 | 50 | Res Water Heat | 106.46
E214 | 18230434 | Home Appliances {E} | Clothes Washer MEF 2.4 -3.19 EWH / E Dryer | 151 | kWh | 156 | 14 | 50 | Res Water Heat | 106.46
E214 | 18230434 | Home Appliances {E} | Clothes Washer MEF 2.4 -3.19 Any WH / Any Dryer | 126 | kWh | 156 | 14 | 50 | Res Water Heat | 106.46
E214 | 18230434 | Home Appliances {E} | LED: Engagement - Appl Repl | 13.48 | kWh | 8 | 30 | 8 | Res Lighting | 0
E214 | 18230434 | Home Appliances {E} | Advanced Power Strips | 300 | kWh | 52 | 5 | 52 | Res Plug Load | 0
E214 | 18230434 | Home Appliances {E} | Showerhead - Engagement_EO - Appl Repl - 1.5 gpm | 125 | kWh | 10 | 10 | 10 | Res Water Heat | 165.35
E214 | 18230434 | Home Appliances {E} | Clothes Washer Replacement EWH / E Dryer | 764 | kWh | 600 | 11 | 600 | Res Water Heat | 106.46
E214 | 18230434 | Home Appliances {E} | Energy Star Freezer | 40 | kWh | 4 | 22 | 25 | Res Refrigerator | 0
E214 | 18230434 | Home Appliances {E} | Refrigerator CEE Tier 3 | 85 | kWh | 77 | 17 | 50 | Res Refrigerator | 0
E214 | 18230435 | Residential Showerheads {E} | Aerator - NQC - 1.5 gpm | 0 | kWh | 2 | 10 | 2
E214 | 18230435 | Residential Showerheads {E} | Aerator - NQC - 1.0 gpm | 0 | kWh | 2 | 10 | 2
E214 | 18230435 | Residential Showerheads {E} | Showerhead - Retail_C - Any WH - 1.76 to 2.0 gpm (E) | 63 | kWh | 12 | 10 | 6 | Res Water Heat
E214 | 18230435 | Residential Showerheads {E} | Showerhead - Retail_C - Any WH - 1.51 to 1.75 gpm (E) | 94 | kWh | 12 | 10 | 6 | Res Water Heat
E214 | 18230435 | Residential Showerheads {E} | Showerhead - Retail_C - Any WH - 1.50 gpm and less (E) | 122 | kWh | 12 | 10 | 6 | Res Water Heat
E214 | 18230435 | Residential Showerheads {E} | Aerator - WaterSense - C - Any WH - 1.5 gpm - kWh | 15.11 | kWh | 1 | 10 | 1.7 | Res Water Heat
E214 | 18230435 | Residential Showerheads {E} | Aerator - WaterSense - EO - Any WH - 1.5 gpm | 18.27 | kWh | 2 | 10 | 2 | Res Water Heat
E214 | 18230435 | Residential Showerheads {E} | Aerator - WaterSense - C - Any WH - 1.0 gpm - kWh | 25.93 | kWh | 1 | 10 | 1.7 | Res Water Heat
E214 | 18230435 | Residential Showerheads {E} | Aerator - WaterSense - EO - Any WH - 1.0 gpm | 31.36 | kWh | 2 | 10 | 2 | Res Water Heat
E214 | 18230435 | Residential Showerheads {E} | Faucet - WaterSense - C - Any WH - 1.5 gpm or less - kWh | 15.11 | kWh | 10 | 10 | 6.5 | Res Water Heat
E214 | 18230435 | Residential Showerheads {E} | Showerhead - Retail - Any WH - 1.50 gpm or less - NQC | 0 | kWh | 24 | 0 | 10 | Res Water Heat | 0
E214 | 18230435 | Residential Showerheads {E} | Showerhead - ShowerStart - C - 1.5 gpm - kWh | 190 | kWh | 20 | 10 | 5 | Res Water Heat
E214 | 18230435 | Residential Showerheads {E} | Adapter - ShowerStart - C - kWh | 108 | kWh | 15 | 10 | 5 | Res Water Heat
E214 | 18230435 | Residential Showerheads {E} | Showerhead - ShowerStart - EO - 1.5 gpm | 230 | kWh | 40 | 10 | 10 | Res Water Heat | 165.35
E214 | 18230435 | Residential Showerheads {E} | Adapter - ShowerStart - EO | 131 | kWh | 30 | 10 | 10 | Res Water Heat | 0
E214 | 18230435 | Residential Showerheads {E} | Showerhead - Retail_C - Any WH - 1.50 gpm and less (E) | 122 | kWh | 24 | 10 | 8 | Res Water Heat | 82.67
E214 | 18230435 | Residential Showerheads {E} | Showerhead - Retail_EO - Any WH - 1.50 gpm and less | 145 | kWh | 24 | 10 | 10 | Res Water Heat | 165.35
E214 | 18230435 | Residential Showerheads {E} | Showerhead - Retail_C - Any WH - 1.76 to 2.0 gpm (E) | 63 | kWh | 24 | 10 | 10 | Res Water Heat | 38.9
E214 | 18230435 | Residential Showerheads {E} | Showerhead - Retail_C - Any WH - 1.51 to 1.75 gpm (E) | 94 | kWh | 24 | 10 | 10 | Res Water Heat | 60.81
E214 | 18230435 | Residential Showerheads {E} | Showerhead - Retail_EO - Any WH - 1.76 to 2.0 gpm | 75 | kWh | 24 | 10 | 10 | Res Water Heat | 77.8
E214 | 18230435 | Residential Showerheads {E} | Showerhead - Retail_EO - Any WH - 1.51 to 1.75 gpm | 112 | kWh | 24 | 10 | 10 | Res Water Heat | 121.62
E214 | 18230440 | Residential Lighting {E} | T8 Retrofit LED - Backout of original savings | 11.23 | kWh | 21.8 | 15 | 5.5 | Res Lighting
E214 | 18230440 | Residential Lighting {E} | T8 Retrofit LED - Updated savings | 7.98 | kWh | 21.8 | 15 | 5.5 | Res Lighting
E214 | 18230440 | Residential Lighting {E} | T8 Fixture LED - Backout of original savings | 22.47 | kWh | 25 | 15 | 11 | Res Lighting
E214 | 18230440 | Residential Lighting {E} | T8 Fixture LED - Updated savings | 28.63 | kWh | 25 | 15 | 11 | Res Lighting
E214 | 18230440 | Residential Lighting {E} | Retrofit Kit LED - Backout of original savings | 33.73 | kWh | 2.13 | 15 | 6.5 | Res Lighting
E214 | 18230440 | Residential Lighting {E} | Retrofit Kit LED - Updated savings | 25.61 | kWh | 2.13 | 15 | 6.5 | Res Lighting
E214 | 18230440 | Residential Lighting {E} | Reflector LED - Backout of original savings | 38.8 | kWh | 8.05 | 12 | 5 | Res Lighting
E214 | 18230440 | Residential Lighting {E} | Reflector LED - Updated savings | 28.05 | kWh | 8.05 | 12 | 5 | Res Lighting
E214 | 18230440 | Residential Lighting {E} | Outdoor LED Fixture - Backout of original savings | 58.03 | kWh | 6.22 | 15 | 11 | Res Lighting
E214 | 18230440 | Residential Lighting {E} | Outdoor LED Fixture - Updated savings | 5.91 | kWh | 6.22 | 15 | 11 | Res Lighting
E214 | 18230440 | Residential Lighting {E} | MR-16 LED - Backout of original savings | 28.77 | kWh | 13.58 | 12 | 5 | Res Lighting
E214 | 18230440 | Residential Lighting {E} | MR-16 LED - Updated savings | 20.19 | kWh | 13.58 | 12 | 5 | Res Lighting
E214 | 18230440 | Residential Lighting {E} | Indoor LED Fixture - Backout of original savings | 22.44 | kWh | 5.65 | 15 | 10 | Res Lighting
E214 | 18230440 | Residential Lighting {E} | Indoor LED Fixture - Updated savings | 18.23 | kWh | 5.65 | 15 | 10 | Res Lighting
E214 | 18230440 | Residential Lighting {E} | Globe LED - Backout of original savings | 21.19 | kWh | 5.1 | 12 | 2.75 | Res Lighting
E214 | 18230440 | Residential Lighting {E} | Globe LED - Updated savings | 12.93 | kWh | 5.1 | 12 | 2.75 | Res Lighting
E214 | 18230440 | Residential Lighting {E} | Candelabra LED - Backout of original savings | 30.95 | kWh | 6.54 | 12 | 2.75 | Res Lighting
E214 | 18230440 | Residential Lighting {E} | Candelabra LED - Updated savings | 22.49 | kWh | 6.54 | 12 | 2.75 | Res Lighting
E214 | 18230440 | Residential Lighting {E} | A-Lamp LED - Backout of original savings | 24.09 | kWh | 7.06 | 12 | 3.25 | Res Lighting
E214 | 18230440 | Residential Lighting {E} | A-Lamp LED - Updated savings | 11.32 | kWh | 7.06 | 12 | 3.25 | Res Lighting
E214 | 18230440 | Residential Lighting {E} | T8 Fixture LED - Original savings | 22.47 | kWh | 25 | 15 | 11 | Res Lighting
E214 | 18230440 | Residential Lighting {E} | Standard CFL | 14.13 | kWh | 0.34 | 6 | 0.5 | Res Lighting
E214 | 18230440 | Residential Lighting {E} | Specialty CFL | 19.13 | kWh | 1.4 | 7 | 0.5 | Res Lighting
E214 | 18230440 | Residential Lighting {E} | Retrofit Kit LED - Original savings | 33.73 | kWh | 2.13 | 15 | 6.5 | Res Lighting
E214 | 18230440 | Residential Lighting {E} | Reflector LED - Original savings | 38.8 | kWh | 8.05 | 12 | 5 | Res Lighting
E214 | 18230440 | Residential Lighting {E} | Outdoor LED Fixture - Original savings | 58.03 | kWh | 6.22 | 15 | 11 | Res Lighting
E214 | 18230440 | Residential Lighting {E} | MR-16 LED - Original savings | 28.77 | kWh | 13.58 | 12 | 5 | Res Lighting
E214 | 18230440 | Residential Lighting {E} | Indoor LED Fixture - Original savings | 22.44 | kWh | 5.65 | 15 | 10 | Res Lighting
E214 | 18230440 | Residential Lighting {E} | Globe LED - Original savings | 21.19 | kWh | 5.1 | 12 | 2.75 | Res Lighting
E214 | 18230440 | Residential Lighting {E} | Candelabra LED - Original savings | 30.95 | kWh | 6.54 | 12 | 2.75 | Res Lighting
E214 | 18230440 | Residential Lighting {E} | A-Lamp LED - Original savings | 24.09 | kWh | 7.06 | 12 | 3.25 | Res Lighting
E214 | 18230440 | Residential Lighting {E} | T8 Retrofit LED - Original savings | 11.23 | kWh | 21.8 | 15 | 5.5 | Res Lighting
E214 | 18230440 | Residential Lighting {E} | Standard CFL | 9.09 | kWh | 1.84 | 6 | 0.5 | Res Lighting | 0
E214 | 18230440 | Residential Lighting {E} | Specialty CFL | 15.09 | kWh | 3.26 | 7 | 0.5 | Res Lighting | 0
E214 | 18230440 | Residential Lighting {E} | Retrofit Kit LED | 19.99 | kWh | 10.05 | 15 | 6.5 | Res Lighting | 0
E214 | 18230440 | Residential Lighting {E} | Reflector LED | 28.23 | kWh | 14.36 | 12 | 5.5 | Res Lighting | 0
E214 | 18230440 | Residential Lighting {E} | MR-16 LED | 25.42 | kWh | 15.82 | 12 | 5 | Res Lighting | 0
E214 | 18230440 | Residential Lighting {E} | Indoor LED Fixture | 23.99 | kWh | 15.79 | 15 | 10 | Res Lighting | 0
E214 | 18230440 | Residential Lighting {E} | Globe LED | 15.71 | kWh | 12.83 | 12 | 2.75 | Res Lighting | 0
E214 | 18230440 | Residential Lighting {E} | Candelabra LED | 17.76 | kWh | 11.56 | 12 | 2.75 | Res Lighting | 0
E214 | 18230440 | Residential Lighting {E} | A-Lamp LED | 16.02 | kWh | 10.11 | 12 | 3.25 | Res Lighting | 0
E214 | 18230440 | Residential Lighting {E} | Outdoor LED Fixture | 58.47 | kWh | 10.11 | 15 | 11 | Res Lighting | 0
E214 | 18230461 | Home Energy Reports {E} | Home Energy Reports (Original) - Elec | 310 | kWh | 5.43 | 2 | 5.43 | Res Lighting
E218 | 18230486 | Multi-Family New Construction {E} | Lighting Power Density Reduction | 1 | kWh |  | 0
E218 | 18230486 | Multi-Family New Construction {E} | Clothes Washer 2.4+ MEF CEE Tier 3 | 71 | kWh | 78 | 14 | 75 | Comm Water Heat | 0
E218 | 18230486 | Multi-Family New Construction {E} | Corridor Lighting Power Density | 0.0578 | kWh | 0.01 | 12 | 0.02 | Comm Lighting | 0
E218 | 18230486 | Multi-Family New Construction {E} | Showerhead - Max 1.50 gpm EWH | 307 | kWh | 31 | 10 | 25 | Res Water Heat | 0
E218 | 18230486 | Multi-Family New Construction {E} | Showerhead - Max 1.75 gpm EWH | 222 | kWh | 31 | 10 | 15 | Res Water Heat | 0
E218 | 18230486 | Multi-Family New Construction {E} | Energy Star hard-wired CFL Fixture - TCt 69 | 69 | kWh |  | 15 | 20 | Res Lighting
E218 | 18230486 | Multi-Family New Construction {E} | Energy Star Refrigerator | 44 | kWh | 30 | 22 | 50 | Res Refrigerator
E214 | 18230501 | SF Existing ARRA Weatherization {E} | Mobile Home Floor Insulation R-0 to R-30 | 1.47 | kWh | 1.35 | 25 | 0.9 | SF Space Heat | 0
E262 | 18230520 | Lodging Direct Install {E} | Showerhead - DI - Any Comm - EWH - 1.5 gpm | 228 | kWh | 23.8 | 10 | 23.8 | Comm Water Heat
E262 | 18230520 | Lodging Direct Install {E} | Occupancy Sensor - Less than 100w | 48 | kWh | 68 | 10 | 68 | Comm Lighting
E262 | 18230520 | Lodging Direct Install {E} | LED Exit Sign | 153.3 | kWh | 60 | 9 | 60 | Comm Flat
E262 | 18230520 | Lodging Direct Install {E} | Lamp - TLED - 4 ft - 4x - from 4 ft T8 32w NLO 4x | 186 | kWh | 89.32 | 12 | 60.93 | Comm Lighting
E262 | 18230520 | Lodging Direct Install {E} | Lamp - TLED - 4 ft - 4x - from 4 ft T8 32w HLO 4x - LCA | 784 | kWh | 96.19 | 12 | 67.34 | Comm Lighting
E262 | 18230520 | Lodging Direct Install {E} | Lamp - TLED - 4 ft - 4x - from 4 ft T12 4x - LCA | 818 | kWh | 107.67 | 12 | 75.37 | Comm Lighting
E262 | 18230520 | Lodging Direct Install {E} | Lamp - TLED - 4 ft - 3x - from 4 ft T8 32w HLO 3x | 229 | kWh | 73.72 | 12 | 51.6 | Comm Lighting
E262 | 18230520 | Lodging Direct Install {E} | Lamp - TLED - 4 ft - 2x - from 4 ft T8 32w HLO 2x | 153 | kWh | 61.19 | 12 | 42.83 | Comm Lighting
E262 | 18230520 | Lodging Direct Install {E} | Lamp - TLED - 4 ft - 2x - from 4 ft T8 28w NLO 2x | 73 | kWh | 58.59 | 12 | 29.3 | Comm Lighting
E262 | 18230520 | Lodging Direct Install {E} | Lamp - TLED - 4 ft - 2x - from 4 ft T12 2x - LCA | 409 | kWh | 59.01 | 12 | 41.3 | Comm Lighting
E262 | 18230520 | Lodging Direct Install {E} | Lamp - TLED - 4 ft - 2x - from 4 ft T12 2x | 159 | kWh | 59.01 | 12 | 41.3 | Comm Lighting
E262 | 18230520 | Lodging Direct Install {E} | Lamp - TLED - 4 ft - 1x - from 4 ft T8 28w NLO 1x | 36 | kWh | 58.59 | 12 | 29.3 | Comm Lighting
E262 | 18230520 | Lodging Direct Install {E} | Lamp - TLED - 4 ft - 1x - from 4 ft T12 1x - LCA | 204 | kWh | 58.59 | 12 | 29.3 | Comm Lighting
E262 | 18230520 | Lodging Direct Install {E} | Lamp - TLED - 4 ft - 1x - from 4 ft T12 1x | 80 | kWh | 58.59 | 12 | 29.3 | Comm Lighting
E262 | 18230520 | Lodging Direct Install {E} | Lamp - TLED - 3 ft - 1x - from 3 ft T12 1x | 93 | kWh | 43.85 | 12 | 19.07 | Comm Lighting
E262 | 18230520 | Lodging Direct Install {E} | Lamp - TLED - 3 ft - 1x - from 3 ft 1x T8 25w | 43 | kWh | 43.85 | 12 | 19.07 | Comm Lighting
E262 | 18230520 | Lodging Direct Install {E} | Lamp - T8 - DLR - 4 ft - 2x - from 4 ft T12 HO 4x | 796 | kWh | 62.01 | 12 | 62.01 | Comm Lighting
E262 | 18230520 | Lodging Direct Install {E} | Lamp - T8 - 4 ft - 4x - from 4 ft T12 HO 4x | 637 | kWh | 52.82 | 12 | 52.82 | Comm Lighting
E262 | 18230520 | Lodging Direct Install {E} | Lamp - T8 - 4 ft - 4x - from 4 ft T12 4x - LCA | 545 | kWh | 52.82 | 12 | 52.82 | Comm Lighting
E262 | 18230520 | Lodging Direct Install {E} | Lamp - T8 - 4 ft - 4x - from 4 ft T12 4x | 172 | kWh | 52.82 | 12 | 52.82 | Comm Lighting
E262 | 18230520 | Lodging Direct Install {E} | Lamp - T8 - 4 ft - 3x - from 4 ft T12 3x - LCA | 409 | kWh | 44.25 | 12 | 44.25 | Comm Lighting
E262 | 18230520 | Lodging Direct Install {E} | Lamp - LED - Par 38 or 40 - Lodging Common Areas | 344 | kWh | 52.35 | 5 | 52.35 | Comm Lighting
E262 | 18230520 | Lodging Direct Install {E} | Lamp - LED - Par 38 or 40 - Exterior | 170 | kWh | 52.35 | 5 | 52.35 | Comm Lighting
E262 | 18230520 | Lodging Direct Install {E} | Lamp - LED - Par 30 - Other | 70 | kWh | 50.64 | 5 | 50.64 | Comm Lighting
E262 | 18230520 | Lodging Direct Install {E} | Lamp - LED - Par 30 - Office | 93 | kWh | 50.64 | 5 | 50.64 | Comm Lighting
E262 | 18230520 | Lodging Direct Install {E} | Lamp - LED - Par 30 - Lodging Guest Rooms | 41 | kWh | 20.4 | 5 | 7.2 | Comm Lighting
E262 | 18230520 | Lodging Direct Install {E} | Lamp - LED - Par 30 - Lodging Common Areas | 255 | kWh | 50.64 | 5 | 50.64 | Comm Lighting
E262 | 18230520 | Lodging Direct Install {E} | Lamp - LED - Par 30 - Exterior | 126 | kWh | 50.64 | 5 | 50.64 | Comm Lighting
E262 | 18230520 | Lodging Direct Install {E} | Lamp - LED - Par 20 - Lodging Common Areas | 299 | kWh | 36.68 | 5 | 36.68 | Comm Lighting
E262 | 18230520 | Lodging Direct Install {E} | Lamp - LED - Omni - 7w - Other | 43 | kWh | 18.7 | 5 | 18.7 | Comm Lighting
E262 | 18230520 | Lodging Direct Install {E} | Lamp - LED - Omni - 7w - Office | 58 | kWh | 18.7 | 5 | 18.7 | Comm Lighting
E262 | 18230520 | Lodging Direct Install {E} | Lamp - LED - Omni - 7w - Lodging Guest Rooms | 26 | kWh | 12.73 | 5 | 4.36 | Comm Lighting
E262 | 18230520 | Lodging Direct Install {E} | Lamp - LED - Omni - 7w - Lodging Common Areas | 158 | kWh | 18.7 | 5 | 18.7 | Comm Lighting
E262 | 18230520 | Lodging Direct Install {E} | Lamp - LED - Omni - 7w - Exterior | 78 | kWh | 18.7 | 5 | 18.7 | Comm Lighting
E262 | 18230520 | Lodging Direct Install {E} | Lamp - LED - Omni - 11w - Other | 68 | kWh | 19.68 | 5 | 19.68 | Comm Lighting
E262 | 18230520 | Lodging Direct Install {E} | Lamp - LED - Omni - 11w - Office | 91 | kWh | 19.68 | 5 | 19.68 | Comm Lighting
E262 | 18230520 | Lodging Direct Install {E} | Lamp - LED - Omni - 11w - Lodging Guest Rooms | 40 | kWh | 12.7 | 5 | 4.35 | Comm Lighting
E262 | 18230520 | Lodging Direct Install {E} | Lamp - LED - Omni - 11w - Lodging Common Areas | 249 | kWh | 19.68 | 5 | 19.68 | Comm Lighting
E262 | 18230520 | Lodging Direct Install {E} | Lamp - LED - Omni - 11w - Exterior | 123 | kWh | 19.68 | 5 | 19.68 | Comm Lighting
E262 | 18230520 | Lodging Direct Install {E} | Lamp - LED - MR 16 - Lodging Guest Rooms | 34 | kWh | 12.73 | 5 | 4.36 | Comm Lighting
E262 | 18230520 | Lodging Direct Install {E} | Lamp - LED - MR 16 - Lodging Common Areas | 210 | kWh | 32.41 | 5 | 32.41 | Comm Lighting
E262 | 18230520 | Lodging Direct Install {E} | Lamp - LED - Low to Med Output - from 320w HID | 1298 | kWh | 417.07 | 12 | 329.75 | Comm Lighting
E262 | 18230520 | Lodging Direct Install {E} | Lamp - LED - High Output - from 400w HID | 1306 | kWh | 417.07 | 12 | 329.75 | Comm Lighting
E262 | 18230520 | Lodging Direct Install {E} | Lamp - LED - Globe - 5w - Restaurant | 50 | kWh | 21.07 | 5 | 21.07 | Comm Lighting
E262 | 18230520 | Lodging Direct Install {E} | Lamp - LED - Globe - 5w - Office | 41 | kWh | 21.07 | 5 | 21.07 | Comm Lighting
E262 | 18230520 | Lodging Direct Install {E} | Lamp - LED - Globe - 5w - Lodging Guest Rooms | 18 | kWh | 12.73 | 5 | 4.36 | Comm Lighting
E262 | 18230520 | Lodging Direct Install {E} | Lamp - LED - Globe - 5w - Lodging Common Areas | 113 | kWh | 21.07 | 5 | 21.07 | Comm Lighting
E262 | 18230520 | Lodging Direct Install {E} | Lamp - LED - Globe - 5w - Exterior | 56 | kWh | 21.07 | 5 | 21.07 | Comm Lighting
E262 | 18230520 | Lodging Direct Install {E} | Lamp - LED - Decorative - Lodging Guest Rooms | 26 | kWh | 10.14 | 3 | 3.07 | Comm Lighting
E262 | 18230520 | Lodging Direct Install {E} | Lamp - LED - Decorative - Lodging Common Areas | 159 | kWh | 27.69 | 3 | 27.69 | Comm Lighting
E262 | 18230520 | Lodging Direct Install {E} | Lamp - LED - Decorative - Exterior | 79 | kWh | 27.69 | 3 | 27.69 | Comm Lighting
E262 | 18230520 | Lodging Direct Install {E} | Lamp - LED - 60w - from 250w HID | 970 | kWh | 298.62 | 12 | 194.04 | Comm Lighting
E262 | 18230520 | Lodging Direct Install {E} | Lamp - LED - 35w - from 250w HID | 1075 | kWh | 218.82 | 12 | 153.17 | Comm Lighting
E262 | 18230520 | Lodging Direct Install {E} | Fixture - TLED - 4 ft - 2x - from 8 ft T12 HO F96 1x - LCA | 1073 | kWh | 74.79 | 12 | 74.79 | Comm Lighting
E262 | 18230520 | Lodging Direct Install {E} | Fixture - T8 Retro Kit - 4 ft - 2x - from 4 ft T12 2x - LCA | 273 | kWh | 39.33 | 12 | 39.33 | Comm Lighting
E262 | 18230520 | Lodging Direct Install {E} | Fixture - T8 Retro Kit - 4 ft - 2x - from 4 ft T12 2x | 86 | kWh | 39.33 | 12 | 39.33 | Comm Lighting
E262 | 18230520 | Lodging Direct Install {E} | Fixture - T8 Retro Kit - 4 ft - 1x - from 4 ft T12 1x - LCA | 136 | kWh | 38.14 | 12 | 38.14 | Comm Lighting
E262 | 18230520 | Lodging Direct Install {E} | Fixture - T8 Retro Kit - 4 ft - 1x - from 4 ft T12 1x | 43 | kWh | 38.14 | 12 | 38.14 | Comm Lighting
E262 | 18230520 | Lodging Direct Install {E} | Fixture - T8 Retro Kit - 3 ft - 1x - from 3 ft T12 1x - LCA | 145 | kWh | 38.14 | 12 | 38.14 | Comm Lighting
E262 | 18230520 | Lodging Direct Install {E} | Fixture - T8 Retro Kit - 2 ft - 1x - from 2ft T12 1x - LCA | 85 | kWh | 38.14 | 12 | 38.14 | Comm Lighting
E262 | 18230520 | Lodging Direct Install {E} | Fixture - T8 - DLR - 4 ft - 3x - from 4 ft T12 4x | 252 | kWh | 48.55 | 12 | 48.55 | Comm Lighting
E262 | 18230520 | Lodging Direct Install {E} | Fixture - T8 - DLR - 4 ft - 2x - from 8 ft T12 delamp 2x - LCA | 818 | kWh | 62.01 | 12 | 62.01 | Comm Lighting
E262 | 18230520 | Lodging Direct Install {E} | Fixture - LED - Wall Pack - Photocell - Less than 30w | 601 | kWh | 218.82 | 12 | 153.17 | Comm Lighting
E262 | 18230520 | Lodging Direct Install {E} | Fixture - LED - Wall Pack - Photocell - 60w | 937 | kWh | 298.62 | 12 | 209.03 | Comm Lighting
E262 | 18230520 | Lodging Direct Install {E} | Fixture - LED - Recessed Can - Lodging Common Areas | 280 | kWh | 106.68 | 12 | 106.68 | Comm Lighting
E262 | 18230520 | Lodging Direct Install {E} | Aerator - EWH - All Others | 152.6 | kWh | 13.09 | 10 | 13.09 | Comm Water Heat
E262 | 18230521 | Agriculture Direct Install {E} | PAR 38/40 - Exterior | 170 | kWh | 52.35 | 5 | 52.35 | Comm Lighting
E262 | 18230521 | Agriculture Direct Install {E} | PAR 30 - Other | 70 | kWh | 50.64 | 5 | 50.64 | Comm Lighting
E262 | 18230521 | Agriculture Direct Install {E} | PAR 30 - Exterior | 126 | kWh | 50.64 | 5 | 50.64 | Comm Lighting
E262 | 18230521 | Agriculture Direct Install {E} | Omni-Directional - 7W - Retail | 64 | kWh | 18.7 | 5 | 18.7 | Comm Lighting
E262 | 18230521 | Agriculture Direct Install {E} | Omni-Directional - 11W - Other | 68 | kWh | 19.68 | 5 | 19.68 | Comm Lighting
E262 | 18230521 | Agriculture Direct Install {E} | Omni-Directional - 11W - Exterior | 123 | kWh | 19.68 | 5 | 19.68 | Comm Lighting
E262 | 18230521 | Agriculture Direct Install {E} | Decorative - Other | 44 | kWh | 27.69 | 3 | 27.69 | Comm Lighting
E262 | 18230521 | Agriculture Direct Install {E} | Lamp - LED - 35w - from 175w HID | 735 | kWh | 218.82 | 12 | 153.17 | Comm Lighting
E262 | 18230521 | Agriculture Direct Install {E} | 8' 2L T12 HO F96 to 4' 4L TLED 2016 | 524 | kWh | 77.21 | 12 | 54.05 | Comm Lighting
E262 | 18230521 | Agriculture Direct Install {E} | Fixture - T8 Retro Kit - 4 ft - 2x - from 4 ft T12 2x | 86 | kWh | 39.33 | 12 | 39.33 | Comm Lighting
E249R | 18230522 | Residential Energy Reports {E} | Refill - kWh | 175 | kWh | 4 | 2 | 4 | Res Lighting
E249R | 18230522 | Residential Energy Reports {E} | Individual Energy Reports - Expansion - Rural - kWh | 113 | kWh | 4.69 | 2 | 4.69 | Res Lighting
E249R | 18230522 | Residential Energy Reports {E} | Individual Energy Reports - Expansion - HRU - kWh | 172 | kWh | 4.69 | 2 | 4.69 | Res Lighting
E249R | 18230522 | Residential Energy Reports {E} | Individual Energy Reports - Expansion - Electric Only | 248 | kWh | 6 | 2 | 6 | Res Lighting
E216 | 18230612 | Fuel Conversion Rebate {E} | E2G Fuel Conv - Natural Gas Range | 314 | kWh | 450 | 30 | 200 | Res Plug Load
E216 | 18230612 | Fuel Conversion Rebate {E} | Clothes Dryer - NG | 725 | kWh | 500 | 30 | 500 | Res Plug Load
E216 | 18230612 | Fuel Conversion Rebate {E} | E2G Fuel Conv - Space Heat Only - FA | 8500 | kWh | 6700 | 30 | 2000 | SF Space Heat | 0
E216 | 18230612 | Fuel Conversion Rebate {E} | E2G Fuel Conv - Space Heat Only - BB | 8500 | kWh | 8700 | 30 | 2600 | SF Space Heat | 0
E216 | 18230612 | Fuel Conversion Rebate {E} | E2G Fuel Conv - Space & WH - FA | 12000 | kWh | 8300 | 30 | 2950 | SF Space Heat | 0
E216 | 18230612 | Fuel Conversion Rebate {E} | E2G Fuel Conv - Space & WH - BB | 12000 | kWh | 10800 | 30 | 3550 | SF Space Heat | 0
E216 | 18230612 | Fuel Conversion Rebate {E} | E2G Fuel Conv - WH Only - Tankless | 3500 | kWh | 3500 | 30 | 950 | Res Water Heat | 0
E216 | 18230612 | Fuel Conversion Rebate {E} | E2G Fuel Conv - WH Only - Storage | 3500 | kWh | 2600 | 30 | 950 | Res Water Heat | 0
E214 | 18230625 | HomePrint {E} | Reflector LED - BR30 - MH - Backout of original savings | 52 | kWh | 5.3 | 12 | 5.3 | Res Lighting
E214 | 18230625 | HomePrint {E} | Lamp - LED - Reflector - BR30 - MH | 39.41 | kWh | 5.3 | 12 | 5.3 | Res Lighting
E214 | 18230625 | HomePrint {E} | Globe LED - MH - Backout of original savings | 20 | kWh | 5.3 | 12 | 5.3 | Res Lighting
E214 | 18230625 | HomePrint {E} | Lamp - LED - Globe - MH | 18.09 | kWh | 5.3 | 12 | 5.3 | Res Lighting
E214 | 18230625 | HomePrint {E} | A-Lamp LED - MH - Backout of original savings | 19 | kWh | 3.65 | 12 | 3.65 | Res Lighting
E214 | 18230625 | HomePrint {E} | Lamp - LED - A Lamp - MH | 20.67 | kWh | 3.65 | 12 | 3.65 | Res Lighting
E214 | 18230625 | HomePrint {E} | Reflector LED - BR30 - DI - Backout of original savings | 38 | kWh | 5.3 | 12 | 5.3 | Res Lighting
E214 | 18230625 | HomePrint {E} | Lamp - LED - Reflector - BR30 - DI | 39.41 | kWh | 5.3 | 12 | 5.3 | Res Lighting
E214 | 18230625 | HomePrint {E} | Globe LED - DI - Backout of original savings | 18 | kWh | 5.3 | 12 | 5.3 | Res Lighting
E214 | 18230625 | HomePrint {E} | Lamp - LED - Globe - DI | 18.09 | kWh | 5.3 | 12 | 5.3 | Res Lighting
E214 | 18230625 | HomePrint {E} | A-Lamp LED - DI - Backout of original savings | 20 | kWh | 5.3 | 12 | 5.3 | Res Lighting
E214 | 18230625 | HomePrint {E} | A-Lamp LED - DI - Updated savings | 20.67 | kWh | 5.3 | 12 | 5.3 | Res Lighting
E214 | 18230625 | HomePrint {E} | Reflector LED - BR30 - MH - Original savings | 52 | kWh | 5.3 | 12 | 5.3 | Res Lighting
E214 | 18230625 | HomePrint {E} | Globe LED - MH - Original savings | 20 | kWh | 5.3 | 12 | 5.3 | Res Lighting
E214 | 18230625 | HomePrint {E} | A-Lamp LED - MH - Original savings | 19 | kWh | 3.65 | 12 | 3.65 | Res Lighting
E214 | 18230625 | HomePrint {E} | Showerhead - Fixed - Leave Behind | 260 | kWh | 3.94 | 10 | 3.94 | Res Water Heat
E214 | 18230625 | HomePrint {E} | Showerhead - Handheld - Leave Behind | 260 | kWh | 9.48 | 10 | 9.48 | Res Water Heat
E214 | 18230625 | HomePrint {E} | Residential Aerator 1.5 gpm | 31 | kWh | 1.54 | 10 | 1.54 | Res Water Heat
E214 | 18230625 | HomePrint {E} | Residential Aerator 1 gpm | 53 | kWh | 0.59 | 10 | 0.59 | Res Water Heat
E214 | 18230625 | HomePrint {E} | Showerhead - leave behind | 260 | kWh | 15 | 10 | 15 | Res Water Heat
E214 | 18230625 | HomePrint {E} | Reflector LED - BR30 - DI - Original savings | 38 | kWh | 5.3 | 12 | 5.3 | Res Lighting
E214 | 18230625 | HomePrint {E} | HomePrint Assessment | 0 | kWh | 165 | 1 | 165
E214 | 18230625 | HomePrint {E} | Globe LED - DI - Original savings | 18 | kWh | 5.3 | 12 | 5.3 | Res Lighting
E214 | 18230625 | HomePrint {E} | Power Strip - Advanced | 216 | kWh | 42 | 5 | 42 | Res Plug Load
E214 | 18230625 | HomePrint {E} | A-Lamp LED - DI - Original savings | 20 | kWh | 5.3 | 12 | 5.3 | Res Lighting
E214 | 18230625 | HomePrint {E} | Reflector LED - BR30 - DI | 30 | kWh | 9.7 | 12 | 9.7 | Res Lighting | 0
E214 | 18230625 | HomePrint {E} | A-Lamp LED - DI | 19 | kWh | 8.75 | 12 | 8.75 | Res Lighting | 0
E214 | 18230625 | HomePrint {E} | Globe LED - DI | 15 | kWh | 6.56 | 12 | 6.56 | Res Lighting | 0
E214 | 18230625 | HomePrint {E} | HomePrint Assessment | 0 | kWh | 115 | 0 | 115 | Whole Building | 0
E214 | 18230625 | HomePrint {E} | Showerhead - leave behind | 260 | kWh | 10 | 10 | 10 | Res Water Heat | 165.39
E214 | 18230626 | SF Existing Water Heat {E} | NEEA Northern Climate Specs Heat Pump Water Heater - Tier 3 | 1610 | kWh | 818 | 13 | 800 | Res Water Heat
E214 | 18230626 | SF Existing Water Heat {E} | NEEA Northern Climate Specs Heat Pump Water Heater - Tier 2 | 1518 | kWh | 818 | 13 | 800 | Res Water Heat
E214 | 18230626 | SF Existing Water Heat {E} | NEEA Northern Climate Specs Heat Pump Water Heater - Tier 1 | 1067 | kWh | 796 | 13 | 500 | Res Water Heat
E214 | 18230626 | SF Existing Water Heat {E} | NEEA Northern Climate Specs Heat Pump Water Heater - Tier 2 | 1794 | kWh | 1369 | 15 | 800 | Res Water Heat | 0
E214 | 18230626 | SF Existing Water Heat {E} | NEEA Northern Climate Specs Heat Pump Water Heater - Tier 1 | 887 | kWh | 900 | 15 | 500 | Res Water Heat | 0
E214 | 18230626 | SF Existing Water Heat {E} | High Efficiency Electric Water Heater (=> .95 EF) | 149 | kWh | 73 | 15 | 50 | Res Water Heat | 0
E214 | 18230627 | SF Existing Weatherization {E} | Prescriptive Duct Sealing Only - FAF | 1049 | kWh | 550 | 20 | 300 | SF Space Heat
E214 | 18230627 | SF Existing Weatherization {E} | Prescriptive Duct Sealing - Double/Triple - HP - MH | 615 | kWh | 418 | 18 | 400 | SF Space Heat
E214 | 18230627 | SF Existing Weatherization {E} | Prescriptive Duct Sealing - Double Triple - Resistance - MH | 973 | kWh | 418 | 18 | 400 | SF Space Heat
E214 | 18230627 | SF Existing Weatherization {E} | Prescriptive Duct Sealing - Single - Resistance - MH | 973 | kWh | 418 | 18 | 200 | SF Space Heat
E214 | 18230627 | SF Existing Weatherization {E} | Floor Insulation - R-0 to R-22 - HP - MH | 0.4 | kWh | 1.25 | 25 | 0.55 | SF Space Heat
E214 | 18230627 | SF Existing Weatherization {E} | Floor Insulation - R-0 to R-22 - Resistance - MH | 0.5 | kWh | 1.25 | 25 | 0.55 | SF Space Heat
E214 | 18230627 | SF Existing Weatherization {E} | Windows - Single Pane to U.30 - MH | 10 | kWh | 16.08 | 30 | 50 | SF Space Heat
E214 | 18230627 | SF Existing Weatherization {E} | Windows - Single Pane to U.30 - Resistance - MH | 10.2 | kWh | 16.08 | 30 | 50 | SF Space Heat
E214 | 18230627 | SF Existing Weatherization {E} | Prescriptive Air Sealing - Floor | 0.14 | kWh | 0.2 | 30 | 0.09 | SF Space Heat
E214 | 18230627 | SF Existing Weatherization {E} | Prescriptive Air Sealing - Attic | 0.14 | kWh | 0.2 | 30 | 0.09 | SF Space Heat
E214 | 18230627 | SF Existing Weatherization {E} | Ventilation - Whole House - Energy Star - with AS | 81 | kWh | 250 | 10 | 150 | Res Plug Load
E214 | 18230627 | SF Existing Weatherization {E} | Windows - Single Pane to U.30 - Zonal | 8.92 | kWh | 18.51 | 30 | 50 | SF Space Heat
E214 | 18230627 | SF Existing Weatherization {E} | Windows - Single Pane to U.30 - HP | 6.99 | kWh | 18.51 | 30 | 50 | SF Space Heat
E214 | 18230627 | SF Existing Weatherization {E} | Windows - Single Pane to U.30 - FAF | 15.8 | kWh | 18.51 | 30 | 50 | SF Space Heat
E214 | 18230627 | SF Existing Weatherization {E} | Wall Insulation R-0 to R-13 - Zonal | 1.53 | kWh | 1.39 | 30 | 0.22 | SF Space Heat
E214 | 18230627 | SF Existing Weatherization {E} | Wall Insulation R-0 to R-13 - HP | 0.96 | kWh | 1.39 | 30 | 0.22 | SF Space Heat
E214 | 18230627 | SF Existing Weatherization {E} | Wall Insulation R-0 to R-13 - FAF | 2.23 | kWh | 1.39 | 30 | 0.22 | SF Space Heat
E214 | 18230627 | SF Existing Weatherization {E} | Prescriptive Duct Sealing and Insulation - Electric | 1859 | kWh | 1000 | 20 | 400 | SF Space Heat
E214 | 18230627 | SF Existing Weatherization {E} | Floor Insulation R-0 to R-30 - Zonal | 1.03 | kWh | 1.32 | 30 | 0.11 | SF Space Heat
E214 | 18230627 | SF Existing Weatherization {E} | Floor Insulation R-0 to R-30 - HP | 0.18 | kWh | 1.32 | 30 | 0.11 | SF Space Heat
E214 | 18230627 | SF Existing Weatherization {E} | Floor Insulation R-0 to R-30 - FAF | 1 | kWh | 1.32 | 30 | 0.11 | SF Space Heat
E214 | 18230627 | SF Existing Weatherization {E} | Attic Insulation R-11 to R-49 - HP | 0.26 | kWh | 0.98 | 30 | 0.33 | SF Space Heat
E214 | 18230627 | SF Existing Weatherization {E} | Attic Insulation R-11 to R-49 - FAF | 0.62 | kWh | 0.98 | 30 | 0.33 | SF Space Heat
E214 | 18230627 | SF Existing Weatherization {E} | Attic Insulation R-0 to R-49 - Zonal | 2.16 | kWh | 1.12 | 30 | 0.33 | SF Space Heat
E214 | 18230627 | SF Existing Weatherization {E} | Attic Insulation R-0 to R-49 - HP | 1.33 | kWh | 1.12 | 30 | 0.33 | SF Space Heat
E214 | 18230627 | SF Existing Weatherization {E} | Attic Insulation R-0 to R-49 - FAF | 2.35 | kWh | 1.12 | 30 | 0.33 | SF Space Heat
E214 | 18230627 | SF Existing Weatherization {E} | Air Sealing CFM50 - Zonal | 0.44 | kWh | 0.66 | 15 | 0.66 | SF Space Heat
E214 | 18230627 | SF Existing Weatherization {E} | Air Sealing CFM50 - HP | 0.24 | kWh | 0.66 | 15 | 0.66 | SF Space Heat
E214 | 18230627 | SF Existing Weatherization {E} | Air Sealing CFM50 - FAF | 0.54 | kWh | 0.66 | 15 | 0.66 | SF Space Heat
E214 | 18230627 | SF Existing Weatherization {E} | Windows - Double Pane to U.30 - FAF | 7.9 | kWh | 18.51 | 25 | 4.16 | SF Space Heat | 0
E214 | 18230627 | SF Existing Weatherization {E} | Wall Insulation R-0 to R-13 Zonal | 1.14 | kWh | 1.39 | 30 | 0.22 | SF Space Heat | 0
E214 | 18230627 | SF Existing Weatherization {E} | Wall Insulation R-0 to R-13 HP | 0.85 | kWh | 1.39 | 30 | 0.22 | SF Space Heat | 0
E214 | 18230627 | SF Existing Weatherization {E} | Wall Insulation R-0 to R-13 FAF | 2.1 | kWh | 1.39 | 30 | 0.22 | SF Space Heat | 0
E214 | 18230627 | SF Existing Weatherization {E} | Floor Insulation R-0 to R-30 Zonal | 1.02 | kWh | 1.32 | 30 | 0.11 | SF Space Heat | 0
E214 | 18230627 | SF Existing Weatherization {E} | Floor Insulation R-0 to R-30 HP | 0.24 | kWh | 1.32 | 30 | 0.11 | SF Space Heat | 0
E214 | 18230627 | SF Existing Weatherization {E} | Floor Insulation R-0 to R-30 FAF | 1.22 | kWh | 1.32 | 30 | 0.11 | SF Space Heat | 0
E214 | 18230627 | SF Existing Weatherization {E} | Attic Insulation R-0 to R-49 Zonal | 2.04 | kWh | 1.12 | 30 | 0.33 | SF Space Heat | 0
E214 | 18230627 | SF Existing Weatherization {E} | Attic Insulation R-0 to R-49 HP | 1.51 | kWh | 1.12 | 30 | 0.33 | SF Space Heat | 0
E214 | 18230627 | SF Existing Weatherization {E} | Attic Insulation R-0 to R-49 FAF | 3.06 | kWh | 1.12 | 30 | 0.33 | SF Space Heat | 0
E214 | 18230627 | SF Existing Weatherization {E} | Air Sealing CFM50 - Zonal | 0.49 | kWh | 0.66 | 15 | 0.66 | SF Space Heat | 0
E214 | 18230627 | SF Existing Weatherization {E} | Air Sealing CFM50 - HP | 0.3 | kWh | 0.66 | 15 | 0.66 | SF Space Heat | 0
E214 | 18230627 | SF Existing Weatherization {E} | Attic Insulation R-11 to R-49 - HP | 0.32 | kWh | 0.98 | 30 | 0.33 | SF Space Heat | 0
E214 | 18230627 | SF Existing Weatherization {E} | Attic Insulation R-11 to R-49 - Zonal | 0.44 | kWh | 0.98 | 30 | 0.33 | SF Space Heat | 0
E214 | 18230627 | SF Existing Weatherization {E} | Attic Insulation R-11 to R-49 - FAF | 0.78 | kWh | 0.98 | 30 | 0.33 | SF Space Heat | 0
E214 | 18230627 | SF Existing Weatherization {E} | Windows - Single Pane to U.30 - HP | 8.48 | kWh | 18.51 | 25 | 4.16 | SF Space Heat | 0
E214 | 18230627 | SF Existing Weatherization {E} | Windows - Single Pane to U.30 - Zonal | 9.2 | kWh | 18.51 | 25 | 4.16 | SF Space Heat | 0
E214 | 18230627 | SF Existing Weatherization {E} | Windows - Single Pane to U.30 - FAF | 18.52 | kWh | 18.51 | 25 | 4.16 | SF Space Heat | 0
E214 | 18230627 | SF Existing Weatherization {E} | Windows - Double Pane to U.30 - HP | 4.51 | kWh | 18.51 | 25 | 4.16 | SF Space Heat | 0
E214 | 18230627 | SF Existing Weatherization {E} | Windows - Double Pane to U.30 - Zonal | 5.32 | kWh | 18.51 | 25 | 4.16 | SF Space Heat | 0
E214 | 18230627 | SF Existing Weatherization {E} | Ventilation - Whole House - Energy Star | 81 | kWh | 50 | 10 | 50 | Res Plug Load | 0
E214 | 18230627 | SF Existing Weatherization {E} | Prescriptive Duct Sealing and Insulation - Electric | 1859 | kWh | 1000 | 20 | 300 | SF Space Heat | 0
E214 | 18230627 | SF Existing Weatherization {E} | PTCS Duct Sealing - HP | 1049 | kWh | 538 | 20 | 300 | SF Space Heat | 0
E214 | 18230627 | SF Existing Weatherization {E} | Home Performance with Energy Star - E | 0 | kWh | 600 | 30 | 400 |  | 0
E214 | 18230628 | SF Existing Space Heat {E} | Ductless Heat Pump - ASHP Tier 3 Savings | 939 | kWh | 1688 | 20 | 800 | SF Heat Pump
E214 | 18230628 | SF Existing Space Heat {E} | Ductless Heat Pump - ASHP Tier 2 Savings | 106 | kWh | 81 | 15 | 350 | SF Heat Pump
E214 | 18230628 | SF Existing Space Heat {E} | Heat Pump Sizing and Lock Out Control | 630 | kWh | 512 | 15 | 300 | SF Heat Pump
E214 | 18230628 | SF Existing Space Heat {E} | Heat Pump Conversion - FAF - 8.5 or greater HSPF - 14 SEER | 3528 | kWh | 2881 | 15 | 1500 | SF Heat Pump
E214 | 18230628 | SF Existing Space Heat {E} | Energy Star Heat Pump - Tier 2 = 9.0 HSPF, 14 SEER | 106 | kWh | 81 | 15 | 350 | SF Heat Pump
E214 | 18230628 | SF Existing Space Heat {E} | Ductless Heat Pump (Manufactured Homes) | 3447 | kWh | 3536 | 15 | 1200 | SF Heat Pump
E214 | 18230628 | SF Existing Space Heat {E} | Ductless Heat Pump | 2645 | kWh | 3536 | 15 | 1200 | SF Heat Pump
E214 | 18230628 | SF Existing Space Heat {E} | Ductless Heat Pump | 2700 | kWh | 3562 | 15 | 1200 | SF Heat Pump | 0
E214 | 18230628 | SF Existing Space Heat {E} | Heat Pump Sizing & Lock out Controls | 1152 | kWh | 430 | 20 | 300 | SF Heat Pump | 0
E214 | 18230628 | SF Existing Space Heat {E} | Forced-air-furnace to Heat Pump Conversion (>= 8.5 HSPF, 14 SEER) | 3912 | kWh | 4124 | 20 | 1500 | SF Heat Pump | 0
E214 | 18230628 | SF Existing Space Heat {E} | Energy Star Heat Pump - Tier 2 = 9.0 HSPF, 14 SEER | 128 | kWh | 51 | 20 | 350 | SF Heat Pump | 0
E214 | 18230628 | SF Existing Space Heat {E} | Ductless Heat Pump (Manufactured Homes) | 3400 | kWh | 4130 | 18 | 1200 | SF Heat Pump | 0
E214 | 18230628 | SF Existing Space Heat {E} | Heat Pump - Energy Star Tier 3 - 10.0 HSPF - 16 SEER | 939 | kWh | 1688 | 20 | 800 | SF Heat Pump | 0
E214 | 18230628 | SF Existing Space Heat {E} | Energy Star Heat Pump - Tier 1 = 8.5 HSPF, 14 SEER | 408 | kWh | 742 | 20 | 200 | SF Heat Pump | 0
E214 | 18230628 | SF Existing Space Heat {E} | Geothermal Heat Pump - Energy Star | 4037 | kWh | 3889 | 30 | 1500 | SF Heat Pump | 0
E214 | 18230634 | SF Existing Mobile Home Duct Sealing {E} | Elec - MHDS Direct Install LED A-Lamp | 17 | kWh | 8.73 | 12 | 0 | Res Lighting | 0
E214 | 18230634 | SF Existing Mobile Home Duct Sealing {E} | Elec - MHDS Direct Install LED A-Lamp (old) | 17 | kWh | 10.58 | 12 | 10.58 | Res Lighting | 0
E214 | 18230634 | SF Existing Mobile Home Duct Sealing {E} | Elec - MHDS Showerhead - Direct Install #1 (old) | 307 | kWh | 30 | 10 | 30 | Res Water Heat | 0
E214 | 18230634 | SF Existing Mobile Home Duct Sealing {E} | Elec - Manufactured Home Duct Sealing- Level 3 (Out of Park) | 2500 | kWh | 555 | 20 | 555 | SF Space Heat | 0
E214 | 18230634 | SF Existing Mobile Home Duct Sealing {E} | Elec - Manufactured Home Duct Sealing- Level 2 (Out of Park) | 1000 | kWh | 475 | 20 | 475 | SF Space Heat | 0
E214 | 18230634 | SF Existing Mobile Home Duct Sealing {E} | Elec - Manufactured Home Duct Sealing- Level 1 (Out of Park) | 1000 | kWh | 475 | 20 | 475 | SF Space Heat | 0
E214 | 18230634 | SF Existing Mobile Home Duct Sealing {E} | Elec - Manufactured Home Duct Sealing- Level 3 (In Park) | 1600 | kWh | 475 | 20 | 475 | SF Space Heat | 0
E214 | 18230634 | SF Existing Mobile Home Duct Sealing {E} | Elec - Manufactured Home Duct Sealing- Level 2 (In Park) | 900 | kWh | 390 | 20 | 390 | SF Space Heat | 0
E214 | 18230634 | SF Existing Mobile Home Duct Sealing {E} | Elec - Manufactured Home Duct Sealing- Level 1 (In Park) | 900 | kWh | 390 | 20 | 390 | SF Space Heat | 0
E262 | 18230714 | Business Lighting - Markdown {E} | TLED - 4 foot | 30 | kWh | 31.44 | 12 | 6 | Comm Lighting
E262 | 18230714 | Business Lighting - Markdown {E} | LED - MR16 or PAR 16 | 94 | kWh | 8 | 5 | 8 | Comm Lighting
E262 | 18230714 | Business Lighting - Markdown {E} | LED - Integral - from R BR or PAR38 or 40 | 128 | kWh | 10 | 5 | 10 | Comm Lighting
E262 | 18230714 | Business Lighting - Markdown {E} | LED - Integral - from R BR PAR30 | 99 | kWh | 8 | 5 | 8 | Comm Lighting
E262 | 18230714 | Business Lighting - Markdown {E} | LED - Integral - from R BR or PAR20 | 99 | kWh | 8 | 5 | 8 | Comm Lighting
E262 | 18230714 | Business Lighting - Markdown {E} | LED - Integral - Omnidirectional | 79 | kWh | 4 | 5 | 4 | Comm Lighting
E262 | 18230714 | Business Lighting - Markdown {E} | LED - Integral - Decorative | 57 | kWh | 4 | 3 | 4 | Comm Lighting
E262 | 18230714 | Business Lighting - Markdown {E} | LED - Hard Wired Recessed Can Retrofit Kit | 110 | kWh | 15 | 12 | 15 | Comm Lighting
E262 | 18230714 | Business Lighting - Markdown {E} | LED - TLED4 - Office | 27 | kWh | 31.44 | 14 | 6 | Comm Lighting | 0
E262 | 18230714 | Business Lighting - Markdown {E} | LED - Omnidirectional - $5 - Exterior | 103 | kWh | 5 | 5 | 5 | Comm Lighting | 0
E262 | 18230714 | Business Lighting - Markdown {E} | LED - Omnidirectional - $5 - Church | 46 | kWh | 5 | 5 | 5 | Comm Lighting | 0
E262 | 18230714 | Business Lighting - Markdown {E} | LED - Omnidirectional - $5 - Warehouse | 61 | kWh | 5 | 5 | 5 | Comm Lighting | 0
E262 | 18230714 | Business Lighting - Markdown {E} | LED - Omnidirectional - $5 - University | 157 | kWh | 5 | 5 | 5 | Comm Lighting | 0
E262 | 18230714 | Business Lighting - Markdown {E} | LED - Omnidirectional - $5 - School (K-12) | 58 | kWh | 5 | 5 | 5 | Comm Lighting | 0
E262 | 18230714 | Business Lighting - Markdown {E} | LED - Omnidirectional - $5 - Retail | 84 | kWh | 5 | 5 | 5 | Comm Lighting | 0
E262 | 18230714 | Business Lighting - Markdown {E} | LED - Omnidirectional - $5 - Restaurant | 92 | kWh | 5 | 5 | 5 | Comm Lighting | 0
E262 | 18230714 | Business Lighting - Markdown {E} | LED - Omnidirectional - $5 - Other | 57 | kWh | 5 | 5 | 5 | Comm Lighting | 0
E262 | 18230714 | Business Lighting - Markdown {E} | LED - Omnidirectional - $5 - Office | 76 | kWh | 5 | 5 | 5 | Comm Lighting | 0
E262 | 18230714 | Business Lighting - Markdown {E} | LED - Omnidirectional - $5 - Hospital | 155 | kWh | 5 | 5 | 5 | Comm Lighting | 0
E262 | 18230714 | Business Lighting - Markdown {E} | LED - Omnidirectional - $5 - Hotel Rooms | 34 | kWh | 5 | 5 | 5 | Comm Lighting | 0
E262 | 18230714 | Business Lighting - Markdown {E} | LED - Omnidirectional - $5 - Hotel Commons | 209 | kWh | 5 | 5 | 5 | Comm Lighting | 0
E262 | 18230714 | Business Lighting - Markdown {E} | LED - Omnidirectional - $5 - Other Health | 112 | kWh | 5 | 5 | 5 | Comm Lighting | 0
E262 | 18230714 | Business Lighting - Markdown {E} | LED - TLED4 - Retail | 29 | kWh | 31.44 | 14 | 6 | Comm Lighting | 0
E262 | 18230714 | Business Lighting - Markdown {E} | LED - TLED4 - School (K-12) | 20 | kWh | 31.44 | 14 | 6 | Comm Lighting | 0
E262 | 18230714 | Business Lighting - Markdown {E} | LED - TLED4 - Hospital | 54 | kWh | 31.44 | 14 | 6 | Comm Lighting | 0
E262 | 18230714 | Business Lighting - Markdown {E} | LED - TLED4 - Warehouse | 21 | kWh | 31.44 | 14 | 6 | Comm Lighting | 0
E262 | 18230714 | Business Lighting - Markdown {E} | LED - TLED4 - Other Health | 39 | kWh | 31.44 | 14 | 6 | Comm Lighting | 0
E262 | 18230714 | Business Lighting - Markdown {E} | LED - TLED4 - Grocery | 46 | kWh | 31.44 | 14 | 6 | Comm Lighting | 0
E262 | 18230714 | Business Lighting - Markdown {E} | LED - PAR20 - School (K-12) | 84 | kWh | 20 | 5 | 20 | Comm Lighting | 0
E262 | 18230714 | Business Lighting - Markdown {E} | LED - PAR20 - Retail | 120 | kWh | 20 | 5 | 20 | Comm Lighting | 0
E262 | 18230714 | Business Lighting - Markdown {E} | LED - PAR20 - Restaurant | 131 | kWh | 20 | 5 | 20 | Comm Lighting | 0
E262 | 18230714 | Business Lighting - Markdown {E} | LED - PAR20 - Other | 82 | kWh | 20 | 5 | 20 | Comm Lighting | 0
E262 | 18230714 | Business Lighting - Markdown {E} | LED - PAR20 - Office | 110 | kWh | 20 | 5 | 20 | Comm Lighting | 0
E262 | 18230714 | Business Lighting - Markdown {E} | LED - PAR20 - Hotel Commons | 299 | kWh | 20 | 5 | 20 | Comm Lighting | 0
E262 | 18230714 | Business Lighting - Markdown {E} | LED - Decorative - Retail | 64 | kWh | 5 | 3 | 5 | Comm Lighting | 0
E262 | 18230714 | Business Lighting - Markdown {E} | LED - Decorative - Restaurant | 70 | kWh | 5 | 3 | 5 | Comm Lighting | 0
E262 | 18230714 | Business Lighting - Markdown {E} | LED - Decorative - Office | 58 | kWh | 5 | 3 | 5 | Comm Lighting | 0
E262 | 18230714 | Business Lighting - Markdown {E} | LED - HW Recessed Retrofit Kit - Church | 62 | kWh | 25 | 12 | 25 | Comm Lighting | 0
E262 | 18230714 | Business Lighting - Markdown {E} | LED - HW Recessed Retrofit Kit - Retail | 113 | kWh | 25 | 12 | 25 | Comm Lighting | 0
E262 | 18230714 | Business Lighting - Markdown {E} | LED - HW Recessed Retrofit Kit - Restaurant | 123 | kWh | 25 | 12 | 25 | Comm Lighting | 0
E262 | 18230714 | Business Lighting - Markdown {E} | LED - HW Recessed Retrofit Kit - Office | 103 | kWh | 25 | 12 | 25 | Comm Lighting | 0
E262 | 18230714 | Business Lighting - Markdown {E} | LED - HW Recessed Retrofit Kit - Hospital | 209 | kWh | 25 | 12 | 25 | Comm Lighting | 0
E262 | 18230714 | Business Lighting - Markdown {E} | LED - HW Recessed Retrofit Kit - Hotel rooms | 45 | kWh | 25 | 12 | 25 | Comm Lighting | 0
E262 | 18230714 | Business Lighting - Markdown {E} | LED - HW Recessed Retrofit Kit - Hotel Commons | 280 | kWh | 25 | 12 | 25 | Comm Lighting | 0
E262 | 18230714 | Business Lighting - Markdown {E} | LED - PAR 38 & 40 - Exterior | 170 | kWh | 20 | 5 | 20 | Comm Lighting | 0
E262 | 18230714 | Business Lighting - Markdown {E} | LED - PAR 38 & 40 - Church | 76 | kWh | 20 | 5 | 20 | Comm Lighting | 0
E262 | 18230714 | Business Lighting - Markdown {E} | LED - PAR 38 & 40 - University | 258 | kWh | 20 | 5 | 20 | Comm Lighting | 0
E262 | 18230714 | Business Lighting - Markdown {E} | LED - PAR 38 & 40 - School (K-12) | 96 | kWh | 20 | 5 | 20 | Comm Lighting | 0
E262 | 18230714 | Business Lighting - Markdown {E} | LED - PAR 38 & 40 - Retail | 139 | kWh | 20 | 5 | 20 | Comm Lighting | 0
E262 | 18230714 | Business Lighting - Markdown {E} | LED - PAR 38 & 40 - Restaurant | 151 | kWh | 20 | 5 | 20 | Comm Lighting | 0
E262 | 18230714 | Business Lighting - Markdown {E} | LED - PAR 38 & 40 - Other | 95 | kWh | 20 | 5 | 20 | Comm Lighting | 0
E262 | 18230714 | Business Lighting - Markdown {E} | LED - PAR 38 & 40 - Office | 126 | kWh | 20 | 5 | 20 | Comm Lighting | 0
E262 | 18230714 | Business Lighting - Markdown {E} | LED - PAR 38 & 40 - Hotel Commons | 344 | kWh | 20 | 5 | 20 | Comm Lighting | 0
E262 | 18230714 | Business Lighting - Markdown {E} | LED - PAR30 - Church | 57 | kWh | 20 | 5 | 20 | Comm Lighting | 0
E262 | 18230714 | Business Lighting - Markdown {E} | LED - PAR30 - Warehouse | 74 | kWh | 20 | 5 | 20 | Comm Lighting | 0
E262 | 18230714 | Business Lighting - Markdown {E} | LED - PAR30 - University | 191 | kWh | 20 | 5 | 20 | Comm Lighting | 0
E262 | 18230714 | Business Lighting - Markdown {E} | LED - PAR30 - School (K-12) | 71 | kWh | 20 | 5 | 20 | Comm Lighting | 0
E262 | 18230714 | Business Lighting - Markdown {E} | LED - PAR30 - Retail | 103 | kWh | 20 | 5 | 20 | Comm Lighting | 0
E262 | 18230714 | Business Lighting - Markdown {E} | LED - PAR30 - Restaurant | 112 | kWh | 20 | 5 | 20 | Comm Lighting | 0
E262 | 18230714 | Business Lighting - Markdown {E} | LED - PAR30 - Other | 70 | kWh | 20 | 5 | 20 | Comm Lighting | 0
E262 | 18230714 | Business Lighting - Markdown {E} | LED - PAR30 - Office | 93 | kWh | 20 | 5 | 20 | Comm Lighting | 0
E262 | 18230714 | Business Lighting - Markdown {E} | LED - PAR30 - Hospital | 190 | kWh | 20 | 5 | 20 | Comm Lighting | 0
E262 | 18230714 | Business Lighting - Markdown {E} | LED - PAR30 - Hotel rooms | 41 | kWh | 20 | 5 | 20 | Comm Lighting | 0
E262 | 18230714 | Business Lighting - Markdown {E} | LED - PAR30 - Hotel Commons | 255 | kWh | 20 | 5 | 20 | Comm Lighting | 0
E262 | 18230714 | Business Lighting - Markdown {E} | LED - PAR30 - Other Health | 137 | kWh | 20 | 5 | 20 | Comm Lighting | 0
E262 | 18230714 | Business Lighting - Markdown {E} | LED - MR16 - Retail | 84 | kWh | 15 | 5 | 15 | Comm Lighting | 0
E262 | 18230714 | Business Lighting - Markdown {E} | LED - MR16 - Restaurant | 92 | kWh | 15 | 5 | 15 | Comm Lighting | 0
E262 | 18230714 | Business Lighting - Markdown {E} | LED - MR16 - Office | 77 | kWh | 15 | 5 | 15 | Comm Lighting | 0
E262 | 18230714 | Business Lighting - Markdown {E} | LED - MR16 - Hospital | 156 | kWh | 15 | 5 | 15 | Comm Lighting | 0
E262 | 18230714 | Business Lighting - Markdown {E} | LED - Omnidirectional - $5 - Hotel Commons | 355 | kWh | 30.2 | 5 | 5 | Comm Lighting | 0
E262 | 18230714 | Business Lighting - Markdown {E} | LED - PAR30 - Other | 133 | kWh | 46 | 5 | 20 | Comm Lighting | 0
E262 | 18230714 | Business Lighting - Markdown {E} | LED - MR16 - Retail | 163 | kWh | 28 | 5 | 15 | Comm Lighting | 0
E262 | 18230716 | Commercial Kitchen/Laundry {E} | Dishwasher - Under Counter - High Temp - E Booster | 1349 | kWh | 192 | 10 | 150 | Comm Water Heat
E262 | 18230716 | Commercial Kitchen/Laundry {E} | Dishwasher - Door Type - Low Temp - EWH | 14338 | kWh | 2659 | 15 | 750 | Comm Water Heat
E262 | 18230716 | Commercial Kitchen/Laundry {E} | Dishwasher - Door Type - High Temp - GWH - E Booster | 3966 | kWh | 1813 | 15 | 500 | Comm Water Heat
E262 | 18230716 | Commercial Kitchen/Laundry {E} | Ice Maker - AC - Cube Nugget - IHR 1000 or More | 2044 | kWh | 764 | 10 | 500 | Comm Refrigeration
E262 | 18230716 | Commercial Kitchen/Laundry {E} | Ice Maker - AC - Cube Nugget - IHR 450 to 999 | 1361 | kWh | 249 | 10 | 200 | Comm Refrigeration
E262 | 18230716 | Commercial Kitchen/Laundry {E} | Ice Maker - AC - Cube Nugget - IHR 175 to 449 | 1517 | kWh | 286 | 10 | 200 | Comm Refrigeration
E262 | 18230716 | Commercial Kitchen/Laundry {E} | Food Cabinet - Hot - 13 Ft to Under 28 Ft | 934 | kWh | 710 | 12 | 500 | Comm Cooking
E262 | 18230716 | Commercial Kitchen/Laundry {E} | Food Cabinet - Hot - Under 13 Ft | 439 | kWh | 167 | 12 | 150 | Comm Cooking
E262 | 18230716 | Commercial Kitchen/Laundry {E} | Steamer - 6 Pan - E | 39311 | kWh | 608 | 12 | 550 | Comm Cooking
E262 | 18230716 | Commercial Kitchen/Laundry {E} | Commercial Washer - EWH / E Dryer | 750 | kWh | 210 | 7 | 200 | Comm Water Heat | 951.67
E262 | 18230716 | Commercial Kitchen/Laundry {E} | Steam Cooker - 3 Pan - $250 | 20866 | kWh | 304 | 9 | 250 | Comm Cooking | 0
E262 | 18230716 | Commercial Kitchen/Laundry {E} | Ice Machine - 501 to 1000 lbs Ice per Day | 1807 | kWh | 592 | 10 | 300 | Comm Refrigeration | 0
E262 | 18230716 | Commercial Kitchen/Laundry {E} | Ice Machine - 301 to 500 lbs Ice per Day | 1117 | kWh | 266 | 10 | 100 | Comm Refrigeration | 0
E262 | 18230716 | Commercial Kitchen/Laundry {E} | Ice Machine - 1001 to 1500 lbs Ice per Day | 2601 | kWh | 589 | 10 | 300 | Comm Refrigeration | 0
E262 | 18230716 | Commercial Kitchen/Laundry {E} | Ice Machine - 101 to 300 lbs Ice per Day | 805 | kWh | 286 | 10 | 100 | Comm Refrigeration | 0
E262 | 18230716 | Commercial Kitchen/Laundry {E} | Dishwasher - Under Counter High Temp - Electric Booster | 1499 | kWh | 192 | 10 | 150 | Comm Water Heat | 0
E262 | 18230716 | Commercial Kitchen/Laundry {E} | Dishwasher - Door Type Low Temp - $750 | 15931 | kWh | 2659 | 15 | 750 | Comm Water Heat | 0
E262 | 18230716 | Commercial Kitchen/Laundry {E} | Dishwasher - Under Counter - High Temp - $150 | 2566 | kWh | 232 | 10 | 150 | Comm Water Heat | 0
E262 | 18230716 | Commercial Kitchen/Laundry {E} | Dishwasher - MT High Temp - Electric Booster | 10342 | kWh | 2312 | 20 | 1000 | Comm Water Heat | 0
E262 | 18230716 | Commercial Kitchen/Laundry {E} | Dishwasher - Door Type High Temp - Electric Booster | 4407 | kWh | 1813 | 15 | 500 | Comm Water Heat | 0
E262 | 18230716 | Commercial Kitchen/Laundry {E} | Oven - Convection - Half - E | 2518 | kWh | 793 | 12 | 500 | Comm Cooking | 0
E262 | 18230716 | Commercial Kitchen/Laundry {E} | Oven - Convection - Full - E | 2774 | kWh | 1007 | 12 | 1000 | Comm Cooking | 0
E262 | 18230716 | Commercial Kitchen/Laundry {E} | Oven - Convection - Double - E | 5548 | kWh | 2014 | 12 | 2000 | Comm Cooking | 0
E262 | 18230718 | Commercial HVAC {E} | Sensor - Replacement - kWh | 1 | kWh
E262 | 18230718 | Commercial HVAC {E} | Economizer Controller - Replacement - kWh | 1 | kWh
E262 | 18230718 | Commercial HVAC {E} | Ventilation - Demand Control - kWh | 1 | kWh
E262 | 18230718 | Commercial HVAC {E} | Enable Morning Warmup - kWh | 1 | kWh
E262 | 18230718 | Commercial HVAC {E} | Basic Diagnostics - kWh | 1 | kWh
E262 | 18230718 | Commercial HVAC {E} | Heat Pump - Packaged Terminal - Lodging | 646 | kWh | 105 | 15 | 100 | Comm Space Heat | 0
E262 | 18230718 | Commercial HVAC {E} | Thermostat Control - Occupancy Based - 5 Degrees | 222 | kWh | 186.09 | 10 | 100 | Comm Space Heat | 0
E250 | 18230724 | Business Lighting - Grants {E} | LED - TLED | 1 | kWh | 31.44 | 5 | 6 | Comm Lighting | 0
E262 | 18231134 | Small Business Direct Install {E} | Lamp - TLED - 4 ft - 3x - from 4 ft T8 32w NLO 3x | 139 | kWh | 73.72 | 12 | 51.6 | Comm Lighting
E262 | 18231134 | Small Business Direct Install {E} | LED Open Sign | 398 | kWh | 130.65 | 16 | 130.65 | Comm Lighting
E262 | 18231134 | Small Business Direct Install {E} | Aerator - All Others - EWH | 152.6 | kWh | 13.09 | 10 | 13.09 | Comm Water Heat
E262 | 18231134 | Small Business Direct Install {E} | Aerator - Retail - EWH | 151 | kWh | 13.09 | 10 | 13.09 | Comm Water Heat
E262 | 18231134 | Small Business Direct Install {E} | Aerator - Restaurant - EWH | 94 | kWh | 13.09 | 10 | 13.09 | Comm Water Heat
E262 | 18231134 | Small Business Direct Install {E} | Aerator - EWH - Small Office | 46.6 | kWh | 13.09 | 10 | 13.09 | Comm Water Heat
E262 | 18231134 | Small Business Direct Install {E} | 4' 2L T8 32 W NLO to 4' 2L TLED | 93 | kWh | 61.19 | 12 | 42.83 | Comm Lighting
E262 | 18231134 | Small Business Direct Install {E} | Lamp - TLED - 4 ft - 2x - from 4 ft T8 32w LLO 2x | 73 | kWh | 58.59 | 12 | 29.3 | Comm Lighting
E262 | 18231134 | Small Business Direct Install {E} | Lamp - TLED - 4 ft - 1x - from 4ft T8 32w NLO 1x | 46 | kWh | 58.59 | 12 | 29.3 | Comm Lighting
E262 | 18231134 | Small Business Direct Install {E} | Lamp - LED - 35w - from 175w HID | 735 | kWh | 218.82 | 12 | 153.17 | Comm Lighting
E262 | 18231134 | Small Business Direct Install {E} | 8' 2L T12 HO F96 to 4' 4L TLED 2016 | 524 | kWh | 77.21 | 12 | 54.05 | Comm Lighting
E262 | 18231134 | Small Business Direct Install {E} | 8' 2L T12 F96 to 4' 4L TLED 2016 | 285 | kWh | 120.43 | 12 | 84.3 | Comm Lighting
E262 | 18231134 | Small Business Direct Install {E} | 8' 2L T12 F96 to 4' 2L TLED (DLR) 2016 | 372 | kWh | 94.19 | 12 | 65.93 | Comm Lighting
E262 | 18231134 | Small Business Direct Install {E} | 8' 1L T12 HO F96 to 4' 2L TLED 2016 | 262 | kWh | 93.55 | 12 | 65.48 | Comm Lighting
E262 | 18231134 | Small Business Direct Install {E} | 8' 1L T12 F96 to 4' 2L TLED 2016 | 143 | kWh | 92.72 | 12 | 64.9 | Comm Lighting
E262 | 18231134 | Small Business Direct Install {E} | 4' 4L T8 32 W NLO to 4' 4L TLED 2016 | 186 | kWh | 89.32 | 12 | 60.93 | Comm Lighting
E262 | 18231134 | Small Business Direct Install {E} | 4' 4L T8 32 W NLO to 4' 2L TLED (DLR) 2016 | 272 | kWh | 98.39 | 12 | 68.87 | Comm Lighting
E262 | 18231134 | Small Business Direct Install {E} | 4' 4L T8 32 W LLO to 4' 4L TLED 2016 | 146 | kWh | 89.32 | 12 | 60.93 | Comm Lighting
E262 | 18231134 | Small Business Direct Install {E} | 4' 4L T8 32 W LLO to 4' 3L TLED (DLR) 2016 | 189 | kWh | 73.72 | 12 | 51.61 | Comm Lighting
E262 | 18231134 | Small Business Direct Install {E} | 4' 4L T8 32 W HLO to 4' 4L TLED 2016 | 305 | kWh | 89.32 | 12 | 60.93 | Comm Lighting
E262 | 18231134 | Small Business Direct Install {E} | 4' 4L T8 32 W HLO to 4' 2L TLED (DLR) 2016 | 391 | kWh | 98.39 | 12 | 68.87 | Comm Lighting
E262 | 18231134 | Small Business Direct Install {E} | 4' 4L T8 28 W NLO to 4' 4L TLED 2016 | 146 | kWh | 89.32 | 12 | 60.93 | Comm Lighting
E262 | 18231134 | Small Business Direct Install {E} | 4' 4L T12 to 4' 4L TLED 2016 | 318 | kWh | 93.31 | 12 | 65.32 | Comm Lighting
E262 | 18231134 | Small Business Direct Install {E} | 4' 4L T12 to 4' 2L TLED (DLR) 2016 | 405 | kWh | 87.46 | 12 | 61.22 | Comm Lighting
E262 | 18231134 | Small Business Direct Install {E} | 4' 4L T12 HO to 4' 4L TLED 2016 | 783 | kWh | 89.32 | 12 | 44.66 | Comm Lighting
E262 | 18231134 | Small Business Direct Install {E} | 4' 4L T12 HO to 4' 2L TLED (DLR) 2016 | 869 | kWh | 87.46 | 12 | 43.73 | Comm Lighting
E262 | 18231134 | Small Business Direct Install {E} | 4' 3L T8 32 W HLO to 4' 3L TLED 2016 | 229 | kWh | 73.72 | 12 | 51.6 | Comm Lighting
E262 | 18231134 | Small Business Direct Install {E} | 4' 3L T8 32 W HLO to 4' 2L TLED (DLR) 2016 | 272 | kWh | 87.05 | 12 | 60.93 | Comm Lighting
E262 | 18231134 | Small Business Direct Install {E} | Lamp - TLED - 4 ft - 3x - from 4 ft T8 32w HLO 3x | 109 | kWh | 73.72 | 12 | 51.6 | Comm Lighting
E262 | 18231134 | Small Business Direct Install {E} | Lamp - TLED - 4 ft - 3x - from 4 ft T8 28w NLO 3x | 109 | kWh | 75.02 | 12 | 37.51 | Comm Lighting
E262 | 18231134 | Small Business Direct Install {E} | 4' 3L T12 to 4' 3L TLED 2016 | 239 | kWh | 80.79 | 12 | 56.56 | Comm Lighting
E262 | 18231134 | Small Business Direct Install {E} | 4' 3L T12 to 4' 2L TLED (DLR) 2016 | 282 | kWh | 87.05 | 12 | 60.93 | Comm Lighting
E262 | 18231134 | Small Business Direct Install {E} | 4' 3L T12 HO to 4' 3L TLED | 587 | kWh | 81.11 | 12 | 40.55 | Comm Lighting
E262 | 18231134 | Small Business Direct Install {E} | 4' 2L T8 32 W HLO to 4' 2L TLED | 153 | kWh | 61.19 | 12 | 42.83 | Comm Lighting
E262 | 18231134 | Small Business Direct Install {E} | Lamp - TLED - 4 ft - 2x - from 4 ft T8 28w NLO 2x | 73 | kWh | 58.59 | 12 | 29.3 | Comm Lighting
E262 | 18231134 | Small Business Direct Install {E} | 4' 2L T12 to 4' 2L TLED | 159 | kWh | 59.01 | 12 | 41.3 | Comm Lighting
E262 | 18231134 | Small Business Direct Install {E} | 4' 2L T12 HO to 4' 2L TLED | 391 | kWh | 66.35 | 12 | 33.17 | Comm Lighting
E262 | 18231134 | Small Business Direct Install {E} | Lamp - TLED - 4 ft - 1x - from 4ft T8 32w HLO 1x | 76 | kWh | 58.59 | 12 | 29.3 | Comm Lighting
E262 | 18231134 | Small Business Direct Install {E} | Lamp - TLED - 4 ft - 1x - from 4 ft T8 28w NLO 1x | 36 | kWh | 58.59 | 12 | 29.3 | Comm Lighting
E262 | 18231134 | Small Business Direct Install {E} | 4' 1L T12 to 4' 1L TLED | 80 | kWh | 58.59 | 12 | 29.3 | Comm Lighting
E262 | 18231134 | Small Business Direct Install {E} | Lamp - TLED - 3 ft - 1x - from 3 ft 1x T8 25w | 43 | kWh | 43.85 | 12 | 19.07 | Comm Lighting
E262 | 18231134 | Small Business Direct Install {E} | 3' 1L T12 to 3' 1L TLED | 93 | kWh | 43.85 | 12 | 19.07 | Comm Lighting
E262 | 18231134 | Small Business Direct Install {E} | Reach In Case Lighting - LED - Med - from 4ft T12 | 222 | kWh | 58.55 | 11 | 58.55 | Comm Lighting
E262 | 18231134 | Small Business Direct Install {E} | Occupancy Sensor - 151w to 200w | 167 | kWh | 68 | 10 | 68 | Comm Lighting
E262 | 18231134 | Small Business Direct Install {E} | Occupancy Sensor - 100w to 150w | 120 | kWh | 68 | 10 | 68 | Comm Lighting
E262 | 18231134 | Small Business Direct Install {E} | Occupancy Sensor - Less than 100w | 48 | kWh | 68 | 10 | 68 | Comm Lighting
E262 | 18231134 | Small Business Direct Install {E} | Omni-Directional - 7W - Warehouse | 46 | kWh | 18.7 | 5 | 18.7 | Comm Lighting
E262 | 18231134 | Small Business Direct Install {E} | Omni-Directional - 7W - School (k-12) | 44 | kWh | 18.7 | 5 | 18.7 | Comm Lighting
E262 | 18231134 | Small Business Direct Install {E} | Omni-Directional - 7W - Retail | 64 | kWh | 18.7 | 5 | 18.7 | Comm Lighting
E262 | 18231134 | Small Business Direct Install {E} | Omni-Directional - 7W - Restaurant | 70 | kWh | 18.7 | 5 | 18.7 | Comm Lighting
E262 | 18231134 | Small Business Direct Install {E} | Omni-Directional - 7W - Other | 43 | kWh | 18.7 | 5 | 18.7 | Comm Lighting
E262 | 18231134 | Small Business Direct Install {E} | Omni-Directional - 7W - Other Health | 85 | kWh | 18.7 | 5 | 18.7 | Comm Lighting
E262 | 18231134 | Small Business Direct Install {E} | Omni-Directional - 7W - Office | 58 | kWh | 18.7 | 5 | 18.7 | Comm Lighting
E262 | 18231134 | Small Business Direct Install {E} | Omni-Directional - 7W - Grocery | 101 | kWh | 18.7 | 5 | 18.7 | Comm Lighting
E262 | 18231134 | Small Business Direct Install {E} | Omni-Directional - 7W - Exterior | 78 | kWh | 18.7 | 5 | 18.7 | Comm Lighting
E262 | 18231134 | Small Business Direct Install {E} | Omni-Directional - 7W - Assembly Church | 35 | kWh | 18.7 | 5 | 18.7 | Comm Lighting
E262 | 18231134 | Small Business Direct Install {E} | Omni-Directional - 5W Globe - Warehouse | 33 | kWh | 21.07 | 5 | 21.07 | Comm Lighting
E262 | 18231134 | Small Business Direct Install {E} | Omni-Directional - 5W Globe - School (k-12) | 32 | kWh | 21.07 | 5 | 21.07 | Comm Lighting
E262 | 18231134 | Small Business Direct Install {E} | Omni-Directional - 5W Globe - Retail | 46 | kWh | 21.07 | 5 | 21.07 | Comm Lighting
E262 | 18231134 | Small Business Direct Install {E} | Omni-Directional - 5W Globe - Restaurant | 50 | kWh | 21.07 | 5 | 21.07 | Comm Lighting
E262 | 18231134 | Small Business Direct Install {E} | Omni-Directional - 5W Globe - Other | 31 | kWh | 21.07 | 5 | 21.07 | Comm Lighting
E262 | 18231134 | Small Business Direct Install {E} | Omni-Directional - 5W Globe - Other Health | 61 | kWh | 21.07 | 5 | 21.07 | Comm Lighting
E262 | 18231134 | Small Business Direct Install {E} | Omni-Directional - 5W Globe - Office | 41 | kWh | 21.07 | 5 | 21.07 | Comm Lighting
E262 | 18231134 | Small Business Direct Install {E} | Omni-Directional - 5W Globe - Grocery | 73 | kWh | 21.07 | 5 | 21.07 | Comm Lighting
E262 | 18231134 | Small Business Direct Install {E} | Omni-Directional - 5W Globe - Exterior | 56 | kWh | 21.07 | 5 | 21.07 | Comm Lighting
E262 | 18231134 | Small Business Direct Install {E} | Omni-Directional - 5W Globe - Assembly Church | 25 | kWh | 21.07 | 5 | 21.07 | Comm Lighting
E262 | 18231134 | Small Business Direct Install {E} | Omni-Directional - 11W - Warehouse | 72 | kWh | 19.68 | 5 | 19.68 | Comm Lighting
E262 | 18231134 | Small Business Direct Install {E} | Omni-Directional - 11W - School (k-12) | 70 | kWh | 19.68 | 5 | 19.68 | Comm Lighting
E262 | 18231134 | Small Business Direct Install {E} | Omni-Directional - 11W - Retail | 100 | kWh | 19.68 | 5 | 19.68 | Comm Lighting
E262 | 18231134 | Small Business Direct Install {E} | Omni-Directional - 11W - Restaurant | 109 | kWh | 19.68 | 5 | 19.68 | Comm Lighting
E262 | 18231134 | Small Business Direct Install {E} | Omni-Directional - 11W - Other | 68 | kWh | 19.68 | 5 | 19.68 | Comm Lighting
E262 | 18231134 | Small Business Direct Install {E} | Omni-Directional - 11W - Other Health | 134 | kWh | 19.68 | 5 | 19.68 | Comm Lighting
E262 | 18231134 | Small Business Direct Install {E} | Omni-Directional - 11W - Office | 91 | kWh | 19.68 | 5 | 19.68 | Comm Lighting
E262 | 18231134 | Small Business Direct Install {E} | Omni-Directional - 11W - Grocery | 159 | kWh | 19.68 | 5 | 19.68 | Comm Lighting
E262 | 18231134 | Small Business Direct Install {E} | Omni-Directional - 11W - Exterior | 123 | kWh | 19.68 | 5 | 19.68 | Comm Lighting
E262 | 18231134 | Small Business Direct Install {E} | Omni-Directional - 11W - Assembly Church | 55 | kWh | 19.68 | 5 | 19.68 | Comm Lighting
E262 | 18231134 | Small Business Direct Install {E} | MR 16 - Warehouse | 61 | kWh | 32.41 | 5 | 32.41 | Comm Lighting
E262 | 18231134 | Small Business Direct Install {E} | MR 16 - School (k-12) | 59 | kWh | 32.41 | 5 | 32.41 | Comm Lighting
E262 | 18231134 | Small Business Direct Install {E} | MR 16 - Retail | 84 | kWh | 32.41 | 5 | 32.41 | Comm Lighting
E262 | 18231134 | Small Business Direct Install {E} | MR 16 - Restaurant | 92 | kWh | 32.41 | 5 | 32.41 | Comm Lighting
E262 | 18231134 | Small Business Direct Install {E} | MR 16 - Other | 58 | kWh | 32.41 | 5 | 32.41 | Comm Lighting
E262 | 18231134 | Small Business Direct Install {E} | MR 16 - Other Health | 113 | kWh | 32.41 | 5 | 32.41 | Comm Lighting
E262 | 18231134 | Small Business Direct Install {E} | MR 16 - Office | 77 | kWh | 32.41 | 5 | 32.41 | Comm Lighting
E262 | 18231134 | Small Business Direct Install {E} | MR 16 - Exterior | 103 | kWh | 32.41 | 5 | 32.41 | Comm Lighting
E262 | 18231134 | Small Business Direct Install {E} | MR 16 - Assembly Church | 47 | kWh | 32.41 | 5 | 32.41 | Comm Lighting
E262 | 18231134 | Small Business Direct Install {E} | Recessed Can - Retail | 113 | kWh | 106.68 | 12 | 106.68 | Comm Lighting
E262 | 18231134 | Small Business Direct Install {E} | Recessed Can - Other | 77 | kWh | 106.68 | 12 | 106.68 | Comm Lighting
E262 | 18231134 | Small Business Direct Install {E} | Recessed Can - Other Health | 151 | kWh | 106.68 | 12 | 106.68 | Comm Lighting
E262 | 18231134 | Small Business Direct Install {E} | Recessed Can - Office | 103 | kWh | 106.68 | 12 | 106.68 | Comm Lighting
E262 | 18231134 | Small Business Direct Install {E} | Recessed Can - Exterior | 138 | kWh | 106.68 | 12 | 106.68 | Comm Lighting
E262 | 18231134 | Small Business Direct Install {E} | Recessed Can - Assembly Church | 62 | kWh | 106.68 | 12 | 106.68 | Comm Lighting
E262 | 18231134 | Small Business Direct Install {E} | PAR 38/40 - Warehouse | 100 | kWh | 52.35 | 5 | 52.35 | Comm Lighting
E262 | 18231134 | Small Business Direct Install {E} | PAR 38/40 - School (k-12) | 96 | kWh | 52.35 | 5 | 52.35 | Comm Lighting
E262 | 18231134 | Small Business Direct Install {E} | PAR 38/40 - Retail | 139 | kWh | 52.35 | 5 | 52.35 | Comm Lighting
E262 | 18231134 | Small Business Direct Install {E} | PAR 38/40 - Restaurant | 151 | kWh | 52.35 | 5 | 52.35 | Comm Lighting
E262 | 18231134 | Small Business Direct Install {E} | PAR 38/40 - Other | 95 | kWh | 52.35 | 5 | 52.35 | Comm Lighting
E262 | 18231134 | Small Business Direct Install {E} | PAR 38/40 - Other Health | 185 | kWh | 52.35 | 5 | 52.35 | Comm Lighting
E262 | 18231134 | Small Business Direct Install {E} | PAR 38/40 - Office | 126 | kWh | 52.35 | 5 | 52.35 | Comm Lighting
E262 | 18231134 | Small Business Direct Install {E} | PAR 38/40 - Grocery | 221 | kWh | 52.35 | 5 | 52.35 | Comm Lighting
E262 | 18231134 | Small Business Direct Install {E} | PAR 38/40 - Exterior | 170 | kWh | 52.35 | 5 | 52.35 | Comm Lighting
E262 | 18231134 | Small Business Direct Install {E} | PAR 38/40 - Assembly Church | 76 | kWh | 52.35 | 5 | 52.35 | Comm Lighting
E262 | 18231134 | Small Business Direct Install {E} | PAR 30 - Warehouse | 74 | kWh | 50.64 | 5 | 50.64 | Comm Lighting
E262 | 18231134 | Small Business Direct Install {E} | PAR 30 - School (k-12) | 71 | kWh | 50.64 | 5 | 50.64 | Comm Lighting
E262 | 18231134 | Small Business Direct Install {E} | PAR 30 - Retail | 103 | kWh | 50.64 | 5 | 50.64 | Comm Lighting
E262 | 18231134 | Small Business Direct Install {E} | PAR 30 - Restaurant | 112 | kWh | 50.64 | 5 | 50.64 | Comm Lighting
E262 | 18231134 | Small Business Direct Install {E} | PAR 30 - Other | 70 | kWh | 50.64 | 5 | 50.64 | Comm Lighting
E262 | 18231134 | Small Business Direct Install {E} | PAR 30 - Other Health | 137 | kWh | 50.64 | 5 | 50.64 | Comm Lighting
E262 | 18231134 | Small Business Direct Install {E} | PAR 30 - Office | 93 | kWh | 50.64 | 5 | 50.64 | Comm Lighting
E262 | 18231134 | Small Business Direct Install {E} | PAR 30 - Grocery | 163 | kWh | 50.64 | 5 | 50.64 | Comm Lighting
E262 | 18231134 | Small Business Direct Install {E} | PAR 30 - Exterior | 126 | kWh | 50.64 | 5 | 50.64 | Comm Lighting
E262 | 18231134 | Small Business Direct Install {E} | PAR 30 - Assembly Church | 57 | kWh | 50.64 | 5 | 50.64 | Comm Lighting
E262 | 18231134 | Small Business Direct Install {E} | PAR 20 - Warehouse | 87 | kWh | 36.68 | 5 | 36.68 | Comm Lighting
E262 | 18231134 | Small Business Direct Install {E} | PAR 20 - School (k-12) | 84 | kWh | 36.68 | 5 | 36.68 | Comm Lighting
E262 | 18231134 | Small Business Direct Install {E} | PAR 20 - Retail | 120 | kWh | 36.68 | 5 | 36.68 | Comm Lighting
E262 | 18231134 | Small Business Direct Install {E} | PAR 20 - Restaurant | 131 | kWh | 36.68 | 5 | 36.68 | Comm Lighting
E262 | 18231134 | Small Business Direct Install {E} | PAR 20 - Other | 82 | kWh | 36.68 | 5 | 36.68 | Comm Lighting
E262 | 18231134 | Small Business Direct Install {E} | PAR 20 - Other Health | 161 | kWh | 36.68 | 5 | 36.68 | Comm Lighting
E262 | 18231134 | Small Business Direct Install {E} | PAR 20 - Office | 110 | kWh | 36.68 | 5 | 36.68 | Comm Lighting
E262 | 18231134 | Small Business Direct Install {E} | PAR 20 - Grocery | 192 | kWh | 36.68 | 5 | 36.68 | Comm Lighting
E262 | 18231134 | Small Business Direct Install {E} | PAR 20 - Exterior | 147 | kWh | 36.68 | 5 | 36.68 | Comm Lighting
E262 | 18231134 | Small Business Direct Install {E} | PAR 20 - Assembly Church | 66 | kWh | 36.68 | 5 | 36.68 | Comm Lighting
E262 | 18231134 | Small Business Direct Install {E} | Decorative - School (k-12) | 45 | kWh | 27.69 | 3 | 27.69 | Comm Lighting
E262 | 18231134 | Small Business Direct Install {E} | Decorative - Retail | 64 | kWh | 27.69 | 3 | 27.69 | Comm Lighting
E262 | 18231134 | Small Business Direct Install {E} | Decorative - Restaurant | 70 | kWh | 27.69 | 3 | 27.69 | Comm Lighting
E262 | 18231134 | Small Business Direct Install {E} | Decorative - Other | 44 | kWh | 27.69 | 3 | 27.69 | Comm Lighting
E262 | 18231134 | Small Business Direct Install {E} | Decorative - Other Health | 86 | kWh | 27.69 | 3 | 27.69 | Comm Lighting
E262 | 18231134 | Small Business Direct Install {E} | Decorative - Office | 58 | kWh | 27.69 | 3 | 27.69 | Comm Lighting
E262 | 18231134 | Small Business Direct Install {E} | Decorative - Exterior | 79 | kWh | 27.69 | 3 | 27.69 | Comm Lighting
E262 | 18231134 | Small Business Direct Install {E} | Decorative - Assembly Church | 35 | kWh | 27.69 | 3 | 27.69 | Comm Lighting
E262 | 18231134 | Small Business Direct Install {E} | 8' 2L T12 HO F96 to 4' 4L T8 2016 | 378 | kWh | 74.79 | 12 | 74.79 | Comm Lighting
E262 | 18231134 | Small Business Direct Install {E} | 8' 1L T12 HO F96 to 4' 2L 28W 2016 | 189 | kWh | 127.2 | 12 | 127.2 | Comm Lighting
E262 | 18231134 | Small Business Direct Install {E} | 4' 4L T12 HO to 4' 2L T8 (DLR) 2016 | 796 | kWh | 62.01 | 12 | 62.01 | Comm Lighting
E262 | 18231134 | Small Business Direct Install {E} | 4' 4L T12 HO to 4' 4L T8 2016 | 637 | kWh | 52.82 | 12 | 52.82 | Comm Lighting
E262 | 18231134 | Small Business Direct Install {E} | 4' 3L T12 HO to 4' 3L T8 | 478 | kWh | 44.25 | 12 | 44.25 | Comm Lighting
E262 | 18231134 | Small Business Direct Install {E} | 4' 2L T12 HO to 4' 2L T8 | 318 | kWh | 39.33 | 12 | 39.33 | Comm Lighting
E262 | 18231134 | Small Business Direct Install {E} | 2' 1L T12 HO to 2' 1L T8 | 159 | kWh | 38.14 | 12 | 38.14 | Comm Lighting
E262 | 18231134 | Small Business Direct Install {E} | Sprayhead - GWH - 0.65 gpm - from 1.6 - EIE | 49 | kWh | 0 | 4 | 0 | Comm Water Heat
E262 | 18231134 | Small Business Direct Install {E} | Sprayhead - GWH - 0.65 gpm - not PI - EIE | 70 | kWh | 0 | 4 | 0 | Comm Water Heat
E262 | 18231134 | Small Business Direct Install {E} | LED Exit Sign | 153.3 | kWh | 60 | 9 | 60 | Comm Flat
E262 | 18231134 | Small Business Direct Install {E} | Showerhead - DI - Any Comm - EWH - 1.5 gpm | 228 | kWh | 23.8 | 10 | 23.8 | Comm Water Heat
E262 | 18231134 | Small Business Direct Install {E} | Sprayhead - EWH - 0.65 gpm - from 1.6 | 890 | kWh | 76.3 | 4 | 76.3 | Comm Water Heat
E262 | 18231134 | Small Business Direct Install {E} | Sprayhead - EWH - 0.65 gpm - from 2.2 | 1393 | kWh | 76.3 | 4 | 76.3 | Comm Water Heat
E262 | 18231134 | Small Business Direct Install {E} | Sprayhead - EWH - 0.65 gpm - not PI | 1267 | kWh | 76.3 | 4 | 76.3 | Comm Water Heat
E262 | 18231134 | Small Business Direct Install {E} | Lamp - LED - Low to Med Output - from 400w HID | 1676 | kWh | 417.07 | 12 | 329.75 | Comm Lighting
E262 | 18231134 | Small Business Direct Install {E} | Lamp - LED - High Output - from 400w HID | 1306 | kWh | 417.07 | 12 | 329.75 | Comm Lighting
E262 | 18231134 | Small Business Direct Install {E} | Lamp - LED - Low to Med Output - from 320w HID | 1298 | kWh | 417.07 | 12 | 329.75 | Comm Lighting
E262 | 18231134 | Small Business Direct Install {E} | Lamp - LED - High Output - from 320w HID | 928 | kWh | 417.07 | 12 | 329.75 | Comm Lighting
E262 | 18231134 | Small Business Direct Install {E} | Fixture - T8 - 4 ft - 4x - from 8 ft T8 F96 2x | 40 | kWh | 74.79 | 12 | 74.79 | Comm Lighting
E262 | 18231134 | Small Business Direct Install {E} | 8' 2L T12 Delamp to 4' 2L T8 (DLR) 2016 | 299 | kWh | 62.01 | 12 | 62.01 | Comm Lighting
E262 | 18231134 | Small Business Direct Install {E} | Fixture - T8 - 4 ft - 2x - 28w - from 8 ft T8 F96 1x | 20 | kWh | 127.2 | 12 | 127.2 | Comm Lighting
E262 | 18231134 | Small Business Direct Install {E} | 80W Multi-Lamp Fix to 2L F17T8 (NBF) | 153 | kWh | 127.54 | 12 | 127.54 | Comm Lighting
E262 | 18231134 | Small Business Direct Install {E} | 4' 4L T12 to 4' 2L T8 (DLR) 2016 | 332 | kWh | 62.01 | 12 | 62.01 | Comm Lighting
E262 | 18231134 | Small Business Direct Install {E} | Lamp - T8 - 4 ft - 4x - from 4 ft T12 4x | 172 | kWh | 52.82 | 12 | 52.82 | Comm Lighting
E262 | 18231134 | Small Business Direct Install {E} | Lamp - T8 - 4 ft - 3x - from 4 ft T12 3x | 129 | kWh | 44.25 | 12 | 44.25 | Comm Lighting
E262 | 18231134 | Small Business Direct Install {E} | 4' 4L T12 to 4' 3L T8 (DLR) 2016 | 252 | kWh | 48.55 | 12 | 48.55 | Comm Lighting
E262 | 18231134 | Small Business Direct Install {E} | Fixture - T8 Retro Kit - 4 ft - 2x - from 4 ft T12 2x | 86 | kWh | 39.33 | 12 | 39.33 | Comm Lighting
E262 | 18231134 | Small Business Direct Install {E} | Fixture - T8 Retro Kit - 4 ft - 1x - from 4 ft T12 1x | 43 | kWh | 38.14 | 12 | 38.14 | Comm Lighting
E262 | 18231134 | Small Business Direct Install {E} | 400W HID to 4' 6L T8 (HBF) | 889 | kWh | 239.32 | 12 | 239.32 | Comm Lighting
E262 | 18231134 | Small Business Direct Install {E} | 4' 3L T12 to 4' 2L T8 (DLR) 2016 | 209 | kWh | 61.56 | 12 | 61.56 | Comm Lighting
E262 | 18231134 | Small Business Direct Install {E} | 3' 1L T12 to 3' 1L T8 | 80 | kWh | 38.14 | 12 | 38.14 | Comm Lighting
E262 | 18231134 | Small Business Direct Install {E} | Fixture - T8 Retro Kit - 2 ft - 1x - from 2 ft T12 1x | 33 | kWh | 38.14 | 12 | 38.14 | Comm Lighting
E262 | 18231134 | Small Business Direct Install {E} | Lamp - LED - 60w - from 250w HID | 970 | kWh | 298.62 | 12 | 194.04 | Comm Lighting
E262 | 18231134 | Small Business Direct Install {E} | Lamp - LED - 35w - from 250w HID | 1075 | kWh | 218.82 | 12 | 153.17 | Comm Lighting
E262 | 18231134 | Small Business Direct Install {E} | Lamp - LED - 20w - from 100w HID | 458 | kWh | 176.82 | 12 | 91.65 | Comm Lighting
E262 | 18231134 | Small Business Direct Install {E} | Thermostat - Programmable | 473 | kWh | 160 | 10 | 160 | Comm Space Heat
E262 | 18231134 | Small Business Direct Install {E} | Fixture - LED - Wall Pack - Photocell - Less than 30w | 601 | kWh | 218.82 | 12 | 153.17 | Comm Lighting
E262 | 18231134 | Small Business Direct Install {E} | Fixture - LED - Wall Pack - Photocell - Less than 19w | 181 | kWh | 176.82 | 12 | 70.73 | Comm Lighting
E262 | 18231134 | Small Business Direct Install {E} | Fixture - LED - Area - Photocell - 35w | 685 | kWh | 218.82 | 12 | 153.17 | Comm Lighting
E262 | 18231134 | Small Business Direct Install {E} | Occupancy Sensors (<100W) | 46 | kWh | 82 | 10 | 82 | Comm Lighting | 0
E262 | 18231134 | Small Business Direct Install {E} | Lamp - 400W HID to 4' 6L T8 (HBF) | 1107 | kWh | 236.54 | 12 | 236.54 | Comm Lighting | 0
E262 | 18231134 | Small Business Direct Install {E} | Lamp - 4' 4L T12 to 4' 4L T8 | 273 | kWh | 67.83 | 12 | 67.83 | Comm Lighting | 0
E262 | 18231134 | Small Business Direct Install {E} | Lamp - 4' 4L T12 HO to 4' 4L T8 | 843 | kWh | 67.83 | 12 | 67.83 | Comm Lighting | 0
E262 | 18231134 | Small Business Direct Install {E} | Lamp - 4' 2L T12 to 4' 2L T8 | 136 | kWh | 57.23 | 12 | 57.23 | Comm Lighting | 0
E262 | 18231134 | Small Business Direct Install {E} | Lamp - 4' 1L T12 to 4' 1L T8 | 66 | kWh | 54.75 | 12 | 54.75 | Comm Lighting | 0
E262 | 18231134 | Small Business Direct Install {E} | Lamp - 3' 1L T12 to 3' 1L T8 | 70 | kWh | 53.23 | 12 | 53.23 | Comm Lighting | 0
E262 | 18231134 | Small Business Direct Install {E} | Lamp - 2' 1L T12 to 2' 1L T8 | 41 | kWh | 52.23 | 12 | 52.23 | Comm Lighting | 0
E262 | 18231134 | Small Business Direct Install {E} | LED Par 38 & 40 - Warehouse | 100 | kWh | 52.35 | 5 | 52.35 | Comm Lighting | 0
E262 | 18231134 | Small Business Direct Install {E} | LED Par 38 & 40 - Retail | 139 | kWh | 52.35 | 9 | 52.35 | Comm Lighting | 0
E262 | 18231134 | Small Business Direct Install {E} | LED Par 38 & 40 - Restaurant | 151 | kWh | 52.35 | 7 | 52.35 | Comm Lighting | 0
E262 | 18231134 | Small Business Direct Install {E} | LED MR16 - Retail | 84 | kWh | 32.41 | 9 | 32.41 | Comm Lighting | 0
E262 | 18231134 | Small Business Direct Install {E} | LED MR16 - Restaurant | 92 | kWh | 32.41 | 7 | 32.41 | Comm Lighting | 0
E262 | 18231134 | Small Business Direct Install {E} | LED MR16 - Other Health | 113 | kWh | 32.41 | 5 | 32.41 | Comm Lighting | 0
E262 | 18231134 | Small Business Direct Install {E} | LED MR16 - Office | 77 | kWh | 32.41 | 8 | 32.41 | Comm Lighting | 0
E262 | 18231134 | Small Business Direct Install {E} | LED Direction Par 30 - Warehouse | 74 | kWh | 50.64 | 5 | 50.64 | Comm Lighting | 0
E262 | 18231134 | Small Business Direct Install {E} | LED Direction Par 30 - Retail | 103 | kWh | 50.64 | 9 | 50.64 | Comm Lighting | 0
E262 | 18231134 | Small Business Direct Install {E} | LED Direction Par 30 - Restaurant | 112 | kWh | 50.64 | 7 | 50.64 | Comm Lighting | 0
E262 | 18231134 | Small Business Direct Install {E} | LED Direction Par 30 - Other Health | 137 | kWh | 50.64 | 5 | 50.64 | Comm Lighting | 0
E262 | 18231134 | Small Business Direct Install {E} | LED Direction Par 30 - Other | 70 | kWh | 50.64 | 6 | 50.64 | Comm Lighting | 0
E262 | 18231134 | Small Business Direct Install {E} | LED Direction Par 30 - Office | 93 | kWh | 50.64 | 8 | 50.64 | Comm Lighting | 0
E262 | 18231134 | Small Business Direct Install {E} | LED Direction Par 20 - Warehouse | 87 | kWh | 36.68 | 5 | 36.68 | Comm Lighting | 0
E262 | 18231134 | Small Business Direct Install {E} | LED Direction Par 20 - Retail | 120 | kWh | 36.68 | 9 | 36.68 | Comm Lighting | 0
E262 | 18231134 | Small Business Direct Install {E} | LED Direction Par 20 - Restaurant | 131 | kWh | 36.68 | 7 | 36.68 | Comm Lighting | 0
E262 | 18231134 | Small Business Direct Install {E} | LED Direction Par 20 - Office | 110 | kWh | 36.68 | 8 | 36.68 | Comm Lighting | 0
E262 | 18231134 | Small Business Direct Install {E} | LED Decorative - Retail | 64 | kWh | 27.69 | 9 | 27.69 | Comm Lighting | 0
E262 | 18231134 | Small Business Direct Install {E} | LED Decorative - Restaurant | 70 | kWh | 27.69 | 7 | 27.69 | Comm Lighting | 0
E262 | 18231134 | Small Business Direct Install {E} | LED Decorative - Other Health | 86 | kWh | 27.69 | 5 | 27.69 | Comm Lighting | 0
E262 | 18231134 | Small Business Direct Install {E} | LED Decorative - Office | 58 | kWh | 27.69 | 8 | 27.69 | Comm Lighting | 0
E262 | 18231134 | Small Business Direct Install {E} | LED A Lamp 7W - Warehouse | 46 | kWh | 18.7 | 5 | 18.7 | Comm Lighting | 0
E262 | 18231134 | Small Business Direct Install {E} | LED A Lamp 7W - Retail | 63 | kWh | 18.7 | 9 | 18.7 | Comm Lighting | 0
E262 | 18231134 | Small Business Direct Install {E} | LED A Lamp 7W - Restaurant | 69 | kWh | 18.7 | 7 | 18.7 | Comm Lighting | 0
E262 | 18231134 | Small Business Direct Install {E} | LED A Lamp 7W - Other Health | 84 | kWh | 18.7 | 5 | 18.7 | Comm Lighting | 0
E262 | 18231134 | Small Business Direct Install {E} | LED A Lamp 7W - Other | 43 | kWh | 18.7 | 6 | 18.7 | Comm Lighting | 0
E262 | 18231134 | Small Business Direct Install {E} | LED A Lamp 7W - Office | 58 | kWh | 18.7 | 8 | 18.7 | Comm Lighting | 0
E262 | 18231134 | Small Business Direct Install {E} | LED A Lamp 5W Globe - Warehouse | 33 | kWh | 21.07 | 5 | 21.07 | Comm Lighting | 0
E262 | 18231134 | Small Business Direct Install {E} | LED A Lamp 5W Globe - Retail | 45 | kWh | 21.07 | 9 | 21.07 | Comm Lighting | 0
E262 | 18231134 | Small Business Direct Install {E} | LED A Lamp 5W Globe - Restaurant | 49 | kWh | 21.07 | 7 | 21.07 | Comm Lighting | 0
E262 | 18231134 | Small Business Direct Install {E} | LED A Lamp 5W Globe - Office | 41 | kWh | 21.07 | 8 | 21.07 | Comm Lighting | 0
E262 | 18231134 | Small Business Direct Install {E} | LED A Lamp 11W - Retail | 99 | kWh | 19.68 | 9 | 19.68 | Comm Lighting | 0
E262 | 18231134 | Small Business Direct Install {E} | LED A Lamp 11W - Restaurant | 108 | kWh | 19.68 | 7 | 19.68 | Comm Lighting | 0
E262 | 18231134 | Small Business Direct Install {E} | LED A Lamp 11W - Other Health | 133 | kWh | 19.68 | 5 | 19.68 | Comm Lighting | 0
E262 | 18231134 | Small Business Direct Install {E} | LED A Lamp 11W - Other | 68 | kWh | 19.68 | 6 | 19.68 | Comm Lighting | 0
E262 | 18231134 | Small Business Direct Install {E} | LED A Lamp 11W - Office | 90 | kWh | 19.68 | 8 | 19.68 | Comm Lighting | 0
E262 | 18231134 | Small Business Direct Install {E} | Lamp - 8' 2L T12 HO F96 to 4' 4L 28W (Retro Kit 4L 8' NBF) | 516 | kWh | 98 | 12 | 98 | Comm Lighting | 0
E262 | 18231134 | Small Business Direct Install {E} | Lamp - 4' 3L T12 to 4' 3L T8 | 202 | kWh | 61.25 | 12 | 61.25 | Comm Lighting | 0
E262 | 18231134 | Small Business Direct Install {E} | Lamp - 4' 3L T12 to 4' 2L T8 (Delamp & Reflector) | 289 | kWh | 91 | 12 | 91 | Comm Lighting | 0
E262 | 18231134 | Small Business Direct Install {E} | Sprayhead - SBDI - 1.6 PI to 0.65 GPM | 839 | kWh | 71.21 | 5 | 71.21 | Comm Water Heat | 0
E262 | 18231134 | Small Business Direct Install {E} | LED Wall Pack with Photocell - Less than 30W | 601 | kWh | 156.25 | 12 | 156.25 | Comm Lighting | 0
E262 | 18231134 | Small Business Direct Install {E} | LED Open Sign | 158 | kWh | 165 | 16 | 165 | Comm Lighting | 0
E262 | 18231134 | Small Business Direct Install {E} | LED Exit Sign | 153.3 | kWh | 60 | 9 | 60 | Comm Lighting | 0
E262 | 18231134 | Small Business Direct Install {E} | LED - 60W Wall Pack with Photocell | 890 | kWh | 222.5 | 12 | 222.5 | Comm Lighting | 0
E262 | 18231134 | Small Business Direct Install {E} | LED - 35W Area Fixture with Photocell | 685 | kWh | 211.25 | 12 | 211.25 | Comm Lighting | 0
E262 | 18231134 | Small Business Direct Install {E} | Lamp - 8' 2L T12 Delamp to 4' 2L T8 (Retro Kit Delamp) | 397 | kWh | 114 | 12 | 114 | Comm Lighting | 0
E262 | 18231134 | Small Business Direct Install {E} | Lamp - 8' 1L T8 F96 to 4' 2L 28W (Retro Kit 2L 8') | 50 | kWh | 78 | 12 | 78 | Comm Lighting | 0
E262 | 18231134 | Small Business Direct Install {E} | Lamp - 4' 4L T12 to 4' 2L T8 (Delamp & Reflector) | 446 | kWh | 88.83 | 12 | 88.83 | Comm Lighting | 0
E262 | 18231134 | Small Business Direct Install {E} | Aerator - SBDI | 712 | kWh | 8 | 5 | 8 | Comm Water Heat | 0

## 2016 Gas
Exhibit 5
2016 Natural Gas Prescriptive Measures
Schedule Number | Order Number | Program | Measure Name | Savings Amount | Unit of Measure | Measure Cost | Measure life | Incentive Amount | End Use Type | NEBs Per Unit
G250 | 18231021 | Energy Smart Grocer {G} | HVAC System - Therm | 1 | therm |  | 15
G262 | 18231029 | Commercial HVAC {G} | Damper - Repair - Therm | 1 | therm
G250 | 18231021 | Energy Smart Grocer {G} | Control - HVAC - Therm | 1 | therm |  | 0
G262 | 18230250 | Lodging Direct Install {G} | Sprayhead - GWH - 0.65 gpm - not PI | 50 | therm | 76.3 | 4 | 76.3 | Comm Water Heat
G262 | 18230250 | Lodging Direct Install {G} | Showerhead - DI - Any Comm - GWH - 1.5 gpm | 10 | therm | 28.7 | 10 | 28.7 | Comm Water Heat
G262 | 18230250 | Lodging Direct Install {G} | Aerator - GWH - All Others | 6.5 | therm | 13.09 | 10 | 13.09 | Comm Water Heat
G262 | 18231022 | Small Business Direct Install {G} | Aerator - GWH - All Others | 6.5 | therm | 13.09 | 10 | 13.09 | Comm Water Heat
G262 | 18231022 | Small Business Direct Install {G} | Aerator - GWH - Retail | 6.5 | therm | 13.09 | 10 | 13.09 | Comm Water Heat
G262 | 18231022 | Small Business Direct Install {G} | Aerator - Restaurant - GWH | 4.1 | therm | 13.09 | 10 | 13.09 | Comm Water Heat
G262 | 18231027 | Commercial Kitchen/Laundry {G} | Dishwasher - Single Tank - Low Temp - GWH | 484 | therm | 5385 | 20 | 1000 | Comm Water Heat
G262 | 18231027 | Commercial Kitchen/Laundry {G} | Dishwasher - Door Type - Low Temp - GWH | 599 | therm | 2659 | 15 | 750 | Comm Water Heat
G262 | 18231027 | Commercial Kitchen/Laundry {G} | Dishwasher - Door Type - High Temp - GWH - E Booster | 261 | therm | 846 | 15 | 250 | Comm Water Heat
G262 | 18231027 | Commercial Kitchen/Laundry {G} | Fryer - Large Vat - NG | 490 | therm | 591 | 12 | 500 | Comm Cooking
G262 | 18231027 | Commercial Kitchen/Laundry {G} | Fryer - Standard Vat - NG | 432 | therm | 1304 | 12 | 1000 | Comm Cooking
G214 | 18230434 | Home Appliances {E} | Aerator - Kitchen - Engagement - C - APPR - 1.5 gpm - Therm | 0.69 | therm | 1 | 10 | 0.3 | Res Water Heat
G214 | 18230434 | Home Appliances {E} | Aerator - Bath - Engagement - C - APPR - 1.0 gpm - Therm | 1.18 | therm | 1 | 10 | 0.3 | Res Water Heat
G214 | 18230434 | Home Appliances {E} | Aerator - Kitchen - Engagement - C - APPD - 1.5 gpm - Therm | 0.69 | therm | 1 | 10 | 0.3 | Res Water Heat
G214 | 18230434 | Home Appliances {E} | Aerator - Bath - Engagement - C - APPD - 1.0 gpm - Therm | 1.18 | therm | 1 | 10 | 0.3 | Res Water Heat
G262 | 18231022 | Small Business Direct Install {G} | Showerhead - DI - Fit Ctr - GWH 1.5 gpm | 183 | therm | 28.7 | 10 | 28.7 | Comm Water Heat
G262 | 18231022 | Small Business Direct Install {G} | Showerhead - DI - Any Comm - GWH - 1.5 gpm | 10 | therm | 28.7 | 10 | 28.7 | Comm Water Heat
G262 | 18231022 | Small Business Direct Install {G} | Sprayhead - GWH - 0.65 gpm - from 1.6 | 35.2 | therm | 76.3 | 4 | 76.3 | Comm Water Heat
G262 | 18231022 | Small Business Direct Install {G} | Sprayhead - GWH - 0.65 gpm - from 2.2 | 55 | therm | 76.3 | 4 | 76.3 | Comm Water Heat
G262 | 18231022 | Small Business Direct Install {G} | Sprayhead - GWH - 0.65 gpm - from 2.6 | 90.7 | therm | 76.3 | 4 | 76.3 | Comm Water Heat
G262 | 18231022 | Small Business Direct Install {G} | Sprayhead - GWH - 0.65 gpm - not PI | 50 | therm | 76.3 | 4 | 76.3 | Comm Water Heat
G217 | 18230736 | Multi-Family Retrofit {G} | Aerator - 1.0 gpm GWH - Direct Install | 3.4 | therm | 2.1 | 10 | 2.1 | Res Water Heat
G214 | 18230637 | SF Existing Weatherization {G} | Windows - Single Pane to U.30 - MH - Gas | 0.41 | therm | 16.08 | 30 | 50 | Res Space Heat
G214 | 18230637 | SF Existing Weatherization {G} | Prescriptive Duct Sealing Only - Gas | 42.5 | therm | 550 | 20 | 300 | Res Space Heat
G214 | 18230637 | SF Existing Weatherization {G} | Prescriptive Duct Sealing - Double Triple - MH - Gas | 39.43 | therm | 418 | 18 | 400 | Res Space Heat
G214 | 18230637 | SF Existing Weatherization {G} | Showerhead - Handheld - Leave Behind - Gas | 16 | therm | 9.48 | 10 | 9.48 | Res Water Heat
G214 | 18230637 | SF Existing Weatherization {G} | Showerhead - Fixed - Leave Behind - Gas | 16 | therm | 3.94 | 10 | 3.94 | Res Water Heat
G214 | 18230637 | SF Existing Weatherization {G} | Manufactured Home Energy Audit - CAN - Gas | 0 | therm | 121 | 1 | 121 | Res Space Heat
G214 | 18230637 | SF Existing Weatherization {G} | Manufactured Home Energy Audit - Service Provider - Gas | 0 | therm | 105 | 1 | 105 | Res Space Heat
G214 | 18230637 | SF Existing Weatherization {G} | Home Energy Audit - CAN - Gas | 0 | therm | 141 | 1 | 141 | Res Space Heat
G214 | 18230637 | SF Existing Weatherization {G} | Home Energy Audit - Service Provider - Gas | 0 | therm | 131 | 1 | 131 | Res Space Heat
G214 | 18230687 | Web-Enabled Thermostats {G} | Web-Enabled Thermostat (Retail) | 17 | therm | 187.35 | 20 | 75 | Res Space Heat
G214 | 18230638 | SF Existing Space Heat {G} | Efficient 95% Gas Furnace (Note: Raised from 90%) | 110 | therm | 603 | 18 | 350 | Res Space Heat
G249R | 18230622 | Residential Energy Reports {G} | Refill - Therm | 7 | therm | 1 | 2 | 1 | Res Water Heat
G249R | 18230622 | Residential Energy Reports {G} | Individual Energy Reports - Expansion - Rural - Therm | 3 | therm | 1 | 2 | 1 | Res Water Heat
G249R | 18230622 | Residential Energy Reports {G} | Individual Energy Reports - Expansion - HRU - Therm | 7 | therm | 1 | 2 | 1 | Res Water Heat
G217 | 18230736 | Multi-Family Retrofit {G} | Windows (single to double paned) U= 1.2 to 0.30 | 0.88 | therm | 20.61 | 30 | 7 | Res Space Heat
G217 | 18230736 | Multi-Family Retrofit {G} | Wall Insulation R0 to R11 | 0.05 | therm | 0.76 | 30 | 0.75 | Res Space Heat
G217 | 18230736 | Multi-Family Retrofit {G} | Thermostatic Restrictor Showerhead Adaptor | 2.6 | therm | 33 | 10 | 33 | Res Water Heat
G217 | 18230736 | Multi-Family Retrofit {G} | Thermostatic Restrictor Showerhead | 15 | therm | 41 | 10 | 41 | Res Water Heat
G217 | 18230736 | Multi-Family Retrofit {G} | Thermostatic Restrictor Handheld Showerhead | 15 | therm | 58 | 10 | 58 | Res Water Heat
G217 | 18230736 | Multi-Family Retrofit {G} | Floor Insulation R0 to R30 | 0.05 | therm | 1.59 | 30 | 0.75 | Res Space Heat
G217 | 18230736 | Multi-Family Retrofit {G} | Boiler (Domestic Water + Space Heating) Replacement (Calculated) | 1 | therm | 36251 | 24 | 11660 | Comm Space Heat
G217 | 18230736 | Multi-Family Retrofit {G} | Aerator - 1.5 gpm GWH - Direct Install | 2 | therm | 2.1 | 10 | 2.1 | Res Water Heat
G214 | 18230434 | Home Appliances {E} | Showerhead - Engagement - C - APPD - 1.5 gpm - Therm | 5 | therm | 3.33 | 10 | 3.33 | Res Water Heat
G214 | 18230434 | Home Appliances {E} | Showerhead - Engagement - C - APPR - 1.5 gpm - Therm | 5 | therm | 3.33 | 10 | 3.33 | Res Water Heat
G214 | 18230738 | Home Energy Reports {G} | Home Energy Reports (Original) - Gas | 13 | therm | 1.39 | 2 | 1.39 | Res Water Heat
G214 | 18230434 | Home Appliances {E} | Clothes Washer - CEE Tier 3 - Any WH - Any Dryer - C - Therm | 2 | therm | 0 | 14 | 0 | Res Water Heat
G214 | 18230434 | Home Appliances {E} | Clothes Washer - CEE Tier 2 - Any WH - Any Dryer - C - Therm | 1.9 | therm | 0 | 14 | 0 | Res Water Heat
G214 | 18230434 | Home Appliances {E} | Clothes Washer - CEE Tier 1 - Any WH - Any Dryer - Top Load - C - Therm | 0.9 | therm | 0 | 14 | 0 | Res Water Heat
G214 | 18230434 | Home Appliances {E} | Clothes Washer - CEE Tier 1 - Any WH - Any Dryer - Front Load - C - Therm | 1.2 | therm | 0 | 14 | 0 | Res Water Heat
G214 | 18230637 | SF Existing Weatherization {G} | Windows - Double Pane - Metal Framed - Low-e Storm - Gas | 0.19 | therm | 8.94 | 20 | 50 | Res Space Heat
G214 | 18230637 | SF Existing Weatherization {G} | Residential Aerators 1.5 GPM - Gas | 1.26 | therm | 2 | 10 | 2 | Res Water Heat
G214 | 18230637 | SF Existing Weatherization {G} | Residential Aerators 1 GPM - Gas | 2.15 | therm | 2 | 10 | 2 | Res Water Heat
G214 | 18230637 | SF Existing Weatherization {G} | Prescriptive Air Sealing - Floor - Gas | 0.01 | therm | 0.2 | 30 | 0.09 | Res Space Heat
G214 | 18230637 | SF Existing Weatherization {G} | Prescriptive Air Sealing - Attic - Gas | 0.01 | therm | 0.2 | 30 | 0.09 | Res Space Heat
G214 | 18230637 | SF Existing Weatherization {G} | Windows Single Pane to U.30 - Gas | 0.64 | therm | 18.51 | 30 | 50 | Res Space Heat
G214 | 18230637 | SF Existing Weatherization {G} | Wall Insulation R-0 to R-13 - Gas | 0.09 | therm | 1.39 | 30 | 0.22 | Res Space Heat
G214 | 18230637 | SF Existing Weatherization {G} | Showerhead - leave behind | 16 | therm | 15 | 10 | 15 | Res Water Heat
G214 | 18230637 | SF Existing Weatherization {G} | Prescriptive Duct Sealing and Insulation - Gas | 75 | therm | 1000 | 20 | 400 | Res Space Heat
G214 | 18230637 | SF Existing Weatherization {G} | Floor Insulation R-0 to R-30 - Gas | 0.04 | therm | 1.32 | 30 | 0.11 | Res Space Heat
G214 | 18230637 | SF Existing Weatherization {G} | Attic Insulation R-11 to R-49 - Gas | 0.03 | therm | 0.98 | 30 | 0.33 | Res Space Heat
G214 | 18230637 | SF Existing Weatherization {G} | Attic Insulation R-0 to R-49 - Gas | 0.1 | therm | 1.12 | 30 | 0.33 | Res Space Heat
G214 | 18230637 | SF Existing Weatherization {G} | Air Sealing CFM 50 - Gas | 0.02 | therm | 0.66 | 15 | 0.66 | Res Space Heat
G214 | 18230700 | Residential Showerheads {G} | Showerhead - Retail_C - Any WH - 1.76 to 2.0 gpm (G) | 2.6 | therm | 12 | 10 | 4 | Res Water Heat
G214 | 18230700 | Residential Showerheads {G} | Showerhead - Retail_C - Any WH - 1.51 to 1.75 gpm (G) | 3.9 | therm | 12 | 10 | 4 | Res Water Heat
G214 | 18230700 | Residential Showerheads {G} | Showerhead - Retail_C - Any WH - 1.50 gpm and less (G) | 5.1 | therm | 12 | 10 | 4 | Res Water Heat
G214 | 18230700 | Residential Showerheads {G} | Aerator - WaterSense - GO - Any WH - 1.5 gpm | 0.72 | therm | 2 | 10 | 2 | Res Water Heat
G214 | 18230700 | Residential Showerheads {G} | Aerator - WaterSense - C - Any WH - 1.5 gpm - Therm | 0.69 | therm | 1 | 10 | 0.3 | Res Water Heat
G214 | 18230700 | Residential Showerheads {G} | Aerator - WaterSense - GO - Any WH - 1.0 gpm | 1.23 | therm | 2 | 10 | 2 | Res Water Heat
G214 | 18230700 | Residential Showerheads {G} | Aerator - WaterSense - C - Any WH - 1.0 gpm - Therm | 1.18 | therm | 1 | 10 | 0.3 | Res Water Heat
G214 | 18230700 | Residential Showerheads {G} | Faucet - WaterSense - C - Any WH - 1.5 gpm or less - Therm | 0.69 | therm | 10 | 10 | 3.5 | Res Water Heat
G214 | 18230700 | Residential Showerheads {G} | Showerhead - ShowerStart - C - 1.5 gpm - Therm | 8.39 | therm | 20 | 10 | 5 | Res Water Heat
G214 | 18230700 | Residential Showerheads {G} | Adapter - ShowerStart - C - Therm | 4.95 | therm | 15 | 10 | 5 | Res Water Heat
G214 | 18230434 | Home Appliances {E} | Showerhead - Engagement_C - Appl Repl - 1.5 gpm (G) | 5 | therm | 5 | 10 | 5 | Res Water Heat | 82.67
G214 | 18230434 | Home Appliances {E} | Clothes Washer MEF 3.2+ GWH / G Dryer | 7.6 | therm | 0 | 14 | 0 | Res Water Heat | 157.68
G214 | 18230434 | Home Appliances {E} | Clothes Washer MEF 3.2+ GWH / E Dryer | 2.7 | therm | 0 | 14 | 0 | Res Water Heat | 157.68
G214 | 18230434 | Home Appliances {E} | Clothes Washer MEF 3.2+ EWH / G Dryer | 4.9 | therm | 0 | 14 | 0 | Res Water Heat | 157.68
G214 | 18230434 | Home Appliances {E} | Clothes Washer MEF 2.4 -3.19 GWH / G Dryer | 5.5 | therm | 0 | 14 | 0 | Res Water Heat | 106.46
G214 | 18230434 | Home Appliances {E} | Clothes Washer MEF 2.4 -3.19 GWH / E Dryer | 2.1 | therm | 0 | 14 | 0 | Res Water Heat | 106.46
G214 | 18230434 | Home Appliances {E} | Clothes Washer MEF 2.4 -3.19 EWH / G Dryer | 3.4 | therm | 0 | 14 | 0 | Res Water Heat | 106.46
G214 | 18230434 | Home Appliances {E} | Clothes Washer MEF 2.4 -3.19 Any WH / Any Dryer | 1.1 | therm | 0 | 14 | 0 | Res Water Heat | 106.46
G214 | 18230637 | SF Existing Weatherization {G} | Wall Insulation R-0 to R-13 - Gas | 0.085 | therm | 1.39 | 30 | 0.22 | Res Space Heat | 0
G214 | 18230637 | SF Existing Weatherization {G} | Floor Insulation R-0 to R-30 - Gas | 0.049 | therm | 1.32 | 30 | 0.11 | Res Space Heat | 0
G214 | 18230637 | SF Existing Weatherization {G} | Attic Insulation R-0 to R-49 - Gas | 0.124 | therm | 1.12 | 30 | 0.33 | Res Space Heat | 0
G214 | 18230637 | SF Existing Weatherization {G} | Windows Single Pane to U.30 - Gas | 0.75 | therm | 18.51 | 25 | 4.16 | Res Space Heat | 0
G214 | 18230637 | SF Existing Weatherization {G} | Windows Double Pane to U.30 - Gas | 0.32 | therm | 18.51 | 25 | 4.16 | Res Space Heat | 0
G214 | 18230637 | SF Existing Weatherization {G} | Air Sealing CFM 50 - Gas | 0.025 | therm | 0.66 | 15 | 0.66 | Res Space Heat | 0
G214 | 18230637 | SF Existing Weatherization {G} | Attic Insulation R-11 to R-49 - Gas | 0.032 | therm | 0.98 | 30 | 0.33 | Res Space Heat | 0
G214 | 18230700 | Residential Showerheads {G} | Showerhead - Retail_GO - Any WH - 1.76 to 2.0 gpm | 2.74 | therm | 24 | 10 | 10 | Res Water Heat | 77.8
G214 | 18230700 | Residential Showerheads {G} | Showerhead - Retail_GO - Any WH - 1.51 to 1.75 gpm | 4.1 | therm | 24 | 10 | 10 | Res Water Heat | 121.62
G214 | 18230700 | Residential Showerheads {G} | Showerhead - Retail_GO - Any WH - 1.50 gpm and less | 5.31 | therm | 24 | 10 | 10 | Res Water Heat | 165.35
G262 | 18231029 | Commercial HVAC {G} | High Efficiency HVAC Retrofit - G | 1 | therm | 0 | 15 | 0 | Comm Space Heat | 0
G262 | 18231027 | Commercial Kitchen/Laundry {G} | Commercial Fryer - G | 630 | therm | 1017 | 8 | 500 | Comm Cooking | 0
G262 | 18231027 | Commercial Kitchen/Laundry {G} | Hot Water Heater- Kitchen - G | 613 | therm | 1644 | 7 | 800 | Comm Water Heat | 0
G262 | 18231027 | Commercial Kitchen/Laundry {G} | Dishwasher - Under Counter High Temp - $0 - G | 45 | therm | 40 | 10 | 0 | Comm Water Heat | 0
G262 | 18231027 | Commercial Kitchen/Laundry {G} | Dishwasher - MT High Temp - $500 - G | 667 | therm | 1082 | 20 | 500 | Comm Water Heat | 0
G262 | 18231027 | Commercial Kitchen/Laundry {G} | Dishwasher - Door Type Low Temp - $750 - G | 666 | therm | 2659 | 15 | 750 | Comm Water Heat | 0
G262 | 18231027 | Commercial Kitchen/Laundry {G} | Dishwasher - Door Type High Temp - $250 - G | 290 | therm | 846 | 15 | 250 | Comm Water Heat | 0
G262 | 18231027 | Commercial Kitchen/Laundry {G} | Oven - Convection - Full - NG | 357 | therm | 1177 | 12 | 1000 | Comm Cooking | 0
G262 | 18231027 | Commercial Kitchen/Laundry {G} | Oven - Convection - Double - NG | 714 | therm | 2354 | 12 | 2000 | Comm Cooking | 0
G262 | 18231027 | Commercial Kitchen/Laundry {G} | Combination Oven - $2000 - G | 798 | therm | 3588 | 12 | 2000 | Comm Cooking | 0
G262 | 18231027 | Commercial Kitchen/Laundry {G} | Boiler - NG - Laundry | 597 | therm | 3191 | 15 | 1500 | Comm Water Heat | 0
G214 | 18230637 | SF Existing Weatherization {G} | HomePrint Assessment - Gas | 0 | therm | 115 | 0 | 115 | Whole Building | 0
G214 | 18230637 | SF Existing Weatherization {G} | Showerhead - leave behind | 16 | therm | 10 | 10 | 10 | Res Water Heat | 165.39
G217 | 18230736 | Multi-Family Retrofit {G} | High Efficiency Natural Gas Fireplace - In-unit | 72 | therm | 562 | 20 | 200 | Res Space Heat | 0
G217 | 18230736 | Multi-Family Retrofit {G} | Integrated Space & Water Heating Natural Gas Boiler - In-unit | 129.7 | therm | 1526 | 18 | 800 | Res Space Heat | 0
G217 | 18230736 | Multi-Family Retrofit {G} | Natural Gas Boiler (.95 AFUE) - In-unit | 89.3 | therm | 1393 | 20 | 350 | Res Space Heat | 0
G217 | 18230736 | Multi-Family Retrofit {G} | Windows (single to triple paned) U= 1.2 to 0.22 | 0.96 | therm | 21.97 | 30 | 8 | Res Space Heat | 0
G217 | 18230736 | Multi-Family Retrofit {G} | Windows (single to double paned) U= 1.2 to 0.30 | 0.88 | therm | 20.61 | 30 | 6 | Res Space Heat | 0
G214 | 18230700 | Residential Showerheads {G} | Showerhead - ShowerStart - GO - 1.5 gpm | 13.67 | therm | 40 | 10 | 10 | Res Water Heat | 165.35
G214 | 18230700 | Residential Showerheads {G} | Adapter - ShowerStart - GO | 8.06 | therm | 30 | 10 | 10 | Res Water Heat | 0
G217 | 18230736 | Multi-Family Retrofit {G} | Boiler (Space Heating ) Replacement (Calculated) | 1 | therm | 6000 | 24 | 3670 | Comm Space Heat | 0
G217 | 18230736 | Multi-Family Retrofit {G} | Showerhead - Max 1.5 gpm GWH - Direct Install | 13 | therm | 18 | 10 | 18 | Res Water Heat | 195.79
G214 | 18230637 | SF Existing Weatherization {G} | Attic Insulation R-0 to R-49 - Gas | 0.11 | therm | 1.08 | 30 | 0.33 | Res Space Heat | 0
G214 | 18230637 | SF Existing Weatherization {G} | Prescriptive Duct Sealing and Insulation - Gas | 75 | therm | 1000 | 20 | 300 | Res Space Heat | 0
G218 | 18230673 | Multi-Family New Construction {G} | Showerhead - Max 1.75 gpm GWH | 9 | therm | 31 | 10 | 15 | Res Water Heat | 0
G218 | 18230673 | Multi-Family New Construction {G} | Showerhead - Max 1.50 gpm GWH | 13 | therm | 31 | 10 | 25 | Res Water Heat | 0
G214 | 18230700 | Residential Showerheads {G} | Showerhead - Retail_C - Any WH - 1.76 to 2.0 gpm (G) | 2.6 | therm | 24 | 10 | 10 | Res Water Heat | 38.9
G214 | 18230700 | Residential Showerheads {G} | Showerhead - Retail_C - Any WH - 1.51 to 1.75 gpm (G) | 3.9 | therm | 24 | 10 | 10 | Res Water Heat | 60.81
G214 | 18230700 | Residential Showerheads {G} | Showerhead - Retail_C - Any WH - 1.50 gpm and less (G) | 5.1 | therm | 24 | 10 | 10 | Res Water Heat | 82.67
G214 | 18230638 | SF Existing Space Heat {G} | Efficient 95% Gas Furnace (Note: Raised from 90%) | 110 | therm | 603 | 18 | 250 | Res Space Heat | 0
G214 | 18230637 | SF Existing Weatherization {G} | PTCS Duct Sealing -Gas | 58 | therm | 538 | 20 | 300 | Res Space Heat | 0
G214 | 18230637 | SF Existing Weatherization {G} | Wall Insulation R-0 to R-13 - Gas | 0.084 | therm | 0.97 | 30 | 0.22 | Res Space Heat | 0
G218 | 18230673 | Multi-Family New Construction {G} | Condensing Boiler - DHW (calculated) | 1 | therm |  |  |  | Comm Water Heat
G250 | 18231021 | Energy Smart Grocer {G} | Energy Smart Grocer - Tracking {G} | 1 | therm |  | 0 |  |  | 0
G214 | 18230638 | SF Existing Space Heat {G} | High Efficiency Natural Gas Fireplace | 72 | therm | 562 | 20 | 200 | Res Space Heat | 0
G217 | 18230736 | Multi-Family Retrofit {G} | Attic Insulation R0 to R38 | 0.09 | therm | 1.06 | 30 | 0.75 | Res Space Heat | 0
G214 | 18230638 | SF Existing Space Heat {G} | Integrated Space and Water Heating | 173 | therm | 1526 | 18 | 800 | Res Space Heat | 0
G214 | 18230638 | SF Existing Space Heat {G} | Energy Star qualified Boilers (95% AFUE) | 119 | therm | 1393 | 20 | 350 | Res Space Heat | 0