## Summary_RealizationSchedule
|  |  | NPV | Cash Value | 2016 | 2017 | 2018 | 2019 | 2020 | 2021 | 2022 | 2023 | 2024 | 2025 | 2026 | 2027 | 2028 | 2029 | 2030 | 2031 | 2032 | 2033 | 2034 | 2035 | 2036 | 2037 | 2038 | 2039 | 2040
Area | bar: 2040
Meter Reading & Meters
x |  | Eliminate Regular Meter Reading | 59045423.3585 | 136295070.006 | 280175 | 369752.7712 | 580538.6581 | 1652817.0335 | 4295101.6958 | 4464611.9934 | 4640829.2221 | 6432025.7092 | 6685944.8415 | 6949912.9419 | 7224328.4783 | 7509605.7431 | 7806175.4827 | 8114485.551 | 8435001.5906 | 8768207.7393 | 9114607.3662 | 9474723.8362 | 9849101.3055 | 10238305.5479 | 10642924.8155 | 2765892.683 | 0 | 0 | 0
x |  | Reduce Special Meter Reading | 372120.0561 | 811947.24 | 0 | 0 | 0 | 14499.0579 | 36247.6446 | 36247.6446 | 36247.6446 | 48330.1929 | 48330.1929 | 48330.1929 | 48330.1929 | 48330.1929 | 48330.1929 | 48330.1929 | 48330.1929 | 48330.1929 | 48330.1929 | 48330.1929 | 48330.1929 | 48330.1929 | 48330.1929 | 12082.5482 | 0 | 0 | 0
|  | Net Metering | 4627144.3366 | 10778181.0716 | 0 | 0 | 44068.4136 | 66221.4123 | 99231.4236 | 114141.9136 | 169256.6447 | 248650.7084 | 360263.8056 | 511441.4453 | 704782.3251 | 930566.5882 | 1156979.5031 | 1325397.3654 | 1365252.3976 | 1236459.7649 | 971999.8978 | 666076.2318 | 406920.8077 | 248596.9861 | 151873.4367 | 0 | 0 | 0 | 0
|  | Customer Meter Base Repairs | 6302323.2255 | 7735000 | 375000 | 375000 | 0 | 3492500 | 3492500 | 0 | 0 | 0 | 0 | 0 | 0 | 0 | 0 | 0 | 0 | 0 | 0 | 0 | 0 | 0 | 0 | 0 | 0 | 0 | 0
|  | Natural Gas Meter Module Refresh | 3190319.4262 | 6959592.7406 | 0 | 0 | 0 | 87515.19 | 225269.9507 | 228606.6078 | 232009.1502 | 313972.2831 | 531152.1648 | 539174.806 | 547359.0073 | 555708.8242 | 564228.426 | 572922.0993 | 349076.5506 | 354509.6473 | 360055.3448 | 365716.5174 | 371496.1203 | 377397.1924 | 383422.8584 | 0 | 0 | 0 | 0
|  | Meter Salvage Value | 148000 | 0 | 0 | 0 | 0 | 0 | 0 | 0 | 0 | 0 | 0 | 0 | 0 | 0 | 0 | 0 | 0 | 0 | 0 | 0 | 0 | 0 | 0 | 0 | 0 | 0 | 0
|  | Local Economy Jobs | 0 | 0 | 4057495 | 7490272 | 4658707 | 8000000 | 8782000 | 1200000 | 0 | 0 | 0 | 0 | 0 | 0 | 0 | 0 | 0 | 0 | 0 | 0 | 0 | 0 | 0 | 0 | 0 | 0 | 0
|  | Total | 73685330.4029 | 162579791.0583 | 4712670 | 8235024.7712 | 5283314.0718 | 13313552.6936 | 16930350.7147 | 6043608.1595 | 5078342.6616 | 7042978.8935 | 7625691.0048 | 8048859.3861 | 8524800.0036 | 9044211.3484 | 9575713.6046 | 10061135.2086 | 10197660.7316 | 10407507.3444 | 10494992.8017 | 10554846.7783 | 10675848.4264 | 10912629.9193 | 11226551.3034 | 2777975.2312 | 0 | 0 | 0
Remote Service Connectivity
x |  | Account Open/Close/Transfer | 10352917.3646 | 23985022.7051 | 0 | 0 | 0 | 292022.4639 | 759258.4061 | 789628.7423 | 821213.892 | 1138749.9303 | 1184299.9275 | 1231671.9246 | 1280938.8016 | 1332176.3536 | 1385463.4078 | 1440881.9441 | 1498517.2219 | 1558457.9107 | 1620796.2272 | 1685628.0762 | 1753053.1993 | 1823175.3273 | 1896102.3404 | 492986.6085 | 0 | 0 | 0
x |  | Credit Collections/Connections | 11326483.6621 | 18802758.4668 | 0 | 0 | 0 | 229989.2562 | 597697.9127 | 621321.532 | 645879.5771 | 895212.0478 | 930597.8149 | 967383.3721 | 1005624.1325 | 1045377.7041 | 1086703.977 | 1129665.2138 | 1174326.144 | 1220754.0614 | 1269018.9256 | 1319193.4685 | 1371353.303 | 1425577.0386 | 1481946.3988 | 385136.5865 | 0 | 0 | 0
|  | After Hours Fees | 331214.375 | 769726.2601 | 0 | 0 | 0 | 0 | 0 | 0 | 50473.8531 | 50473.8531 | 50473.8531 | 50473.8531 | 50473.8531 | 50473.8531 | 50473.8531 | 50473.8531 | 50473.8531 | 50473.8531 | 50473.8531 | 50473.8531 | 50473.8531 | 50473.8531 | 50473.8531 | 12618.4633 | 0 | 0 | 0
|  | Total | 22010615.4018 | 43557507.432 | 0 | 0 | 0 | 522011.7201 | 1356956.3188 | 1410950.2744 | 1517567.3223 | 2084435.8312 | 2165371.5955 | 2249529.1498 | 2337036.7872 | 2428027.9108 | 2522641.2379 | 2621021.011 | 2723317.219 | 2829685.8252 | 2940289.0059 | 3055295.3978 | 3174880.3555 | 3299226.219 | 3428522.5923 | 890741.6582 | 0 | 0 | 0
Outage Management
|  | Earlier Outage Notification | 28009803.2932 | 68758762.2297 | 0 | 0 | 0 | 0 | 659702.9292 | 1364001.7764 | 2115157.5547 | 2915533.1734 | 3767597.7433 | 3894942.547 | 4026591.6051 | 4162690.4014 | 4303389.3369 | 4448843.8965 | 4599214.8202 | 4754668.2811 | 4915376.069 | 5081515.7802 | 5253271.0135 | 5430831.5738 | 5614393.681 | 1451040.0469 | 0 | 0 | 0
|  | More Rapid Restoration | 18673199.2693 | 45839167.6365 | 0 | 0 | 0 | 0 | 439801.8839 | 909334.3751 | 1410104.8155 | 1943688.4777 | 2511731.4353 | 2596627.9578 | 2684393.9827 | 2775126.4994 | 2868925.775 | 2965895.4662 | 3066142.733 | 3169778.3574 | 3276916.8658 | 3387676.6559 | 3502180.1269 | 3620553.8152 | 3742928.5341 | 967359.8796 | 0 | 0 | 0
x |  | Reduced Customer Calls | 1277163.4112 | 2710326.3109 | 0 | 0 | 0 | 0 | 0 | 29223.2103 | 50653.5645 | 140479.219 | 146098.3877 | 151942.3232 | 158020.0162 | 164340.8168 | 170914.4495 | 177751.0275 | 184861.0686 | 192255.5113 | 199945.7318 | 207943.561 | 216261.3035 | 224911.7556 | 233908.2258 | 60816.1387 | 0 | 0 | 0
x |  | Avoided Single Lights Out | 2730472.1574 | 5794458.6142 | 0 | 0 | 0 | 0 | 0 | 62476.8619 | 108293.2273 | 300333.2171 | 312346.5458 | 324840.4077 | 337834.024 | 351347.3849 | 365401.2803 | 380017.3315 | 395218.0248 | 411026.7458 | 427467.8156 | 444566.5282 | 462349.1894 | 480843.1569 | 500076.8832 | 130019.9896 | 0 | 0 | 0
x |  | Reduced Major Storms Cost | 3032402.7633 | 6551326.322 | 0 | 0 | 0 | 0 | 0 | 70637.5414 | 122438.405 | 339562.5099 | 353145.0103 | 367270.8108 | 381961.6432 | 397240.1089 | 413129.7133 | 429654.9018 | 446841.0979 | 464714.7418 | 483303.3315 | 502635.4647 | 522740.8833 | 543650.5186 | 565396.5394 | 147003.1002 | 0 | 0 | 0
|  | Total | 53723040.8943 | 129654041.1133 | 0 | 0 | 0 | 0 | 1099504.8131 | 2435673.7651 | 3806647.5671 | 5639596.5971 | 7090919.1224 | 7335624.0464 | 7588801.2712 | 7850745.2114 | 8121760.555 | 8402162.6235 | 8692277.7444 | 8992443.6374 | 9303009.8137 | 9624337.9901 | 9956802.5166 | 10300790.8202 | 10656703.8636 | 2756239.1551 | 0 | 0 | 0
Energy Efficiency
x |  | Conservation Voltage Reduction | 18494601.4987 | 43660371.1232 | 0 | 0 | 0 | 411450.7625 | 1072567.3384 | 1118468.6867 | 1166308.7566 | 1621401.7822 | 2254438.0141 | 2351422.5613 | 2452612.9633 | 2558485.3646 | 2669574.2596 | 2785321.1151 | 2906248.9255 | 3032191.5616 | 3163974.5599 | 3301446.1309 | 3434873.4855 | 3584702.0067 | 3774882.8487 | 0 | 0 | 0 | 0
|  | Customer Energy Efficiency | 3655286.3609 | 8465586.2142 | 0 | 0 | 0 | 106780.9918 | 226829.7213 | 287072.421 | 297694.1006 | 411611.7098 | 426841.343 | 442634.4727 | 459011.9482 | 475995.3903 | 493607.2197 | 511870.6869 | 530809.9023 | 550449.8687 | 570816.5138 | 591936.7248 | 613838.3836 | 636550.4038 | 660102.7688 | 171131.6428 | 0 | 0 | 0
|  | Behavioral Energy Efficiency | 8927225.7733 | 21955037.5746 | 0 | 0 | 0 | 0 | 0 | 296000 | 592000 | 888000 | 1184000 | 1231360 | 1280614.4 | 1331838.976 | 1385112.535 | 1440517.0364 | 1498137.7179 | 1558063.2266 | 1620385.7557 | 1685201.1859 | 1752609.2333 | 1822713.6027 | 1895622.1468 | 492861.7582 | 0 | 0 | 0
x |  | Grid-Interactive Efficient Buildings | 2609116.0861 | 3123536.5988 | 0 | 0 | 0 | 0 | 0 | 4127.8827 | 8420.8807 | 12883.9474 | 17522.1685 | 22340.7648 | 124275.0961 | 147935.6644 | 172453.1173 | 197833.2521 | 224232.0191 | 251535.5254 | 279930.0392 | 309271.9933 | 339777.9896 | 404323.7412 | 471439.6344 | 135232.8826 | 0 | 0 | 0
|  | Total | 33686229.7191 | 77204531.5107 | 0 | 0 | 0 | 518231.7544 | 1299397.0598 | 1705668.9904 | 2064423.7379 | 2933897.4393 | 3882801.5256 | 4047757.7988 | 4316514.4076 | 4514255.3953 | 4720747.1317 | 4935542.0905 | 5159428.5648 | 5392240.1823 | 5635106.8686 | 5887856.035 | 6141099.0921 | 6448289.7544 | 6802047.3987 | 799226.2835 | 0 | 0 | 0
Energy Theft & Unbilled Usage
|  | Theft and Diversion | 4499423.5895 | 10378185.6343 | 0 | 0 | 0 | 130137.0132 | 337380.2067 | 349863.2744 | 362808.2155 | 501642.826 | 520203.6105 | 539451.1441 | 559410.8365 | 580109.0374 | 601573.0718 | 623831.2754 | 646913.0326 | 670848.8148 | 695670.221 | 721410.0192 | 748102.1899 | 775781.9709 | 804485.9038 | 208562.9706 | 0 | 0 | 0
|  | Unbilled Usage | 1951969.8228 | 4522207.4967 | 0 | 0 | 0 | 55058.7836 | 143152.8374 | 148878.9509 | 154834.109 | 214703.2978 | 223291.4297 | 232223.0869 | 241512.0103 | 251172.4907 | 261219.3904 | 271668.166 | 282534.8926 | 293836.2883 | 305589.7399 | 317813.3295 | 330525.8626 | 343746.8971 | 357496.773 | 92949.161 | 0 | 0 | 0
|  | Slow/Failed Meters | 3995883.4081 | 9071482.4783 | 42117 | 43380.51 | 44681.9253 | 112432.055 | 291480.1026 | 302264.8664 | 313448.6665 | 433395.0229 | 449430.6387 | 466059.5723 | 483303.7765 | 501186.0162 | 519729.8988 | 538959.9051 | 558901.4216 | 579580.7742 | 601025.2628 | 623263.1976 | 646323.9359 | 670237.9215 | 695036.7246 | 155243.2838 | 0 | 0 | 0
x |  | Stopped Meters | 3558176.4169 | 8197664.6847 | 0 | 0 | 0 | 103081.2044 | 267238.0225 | 277125.8293 | 287379.485 | 397350.0346 | 412051.9859 | 427297.9093 | 443107.932 | 459502.9255 | 476504.5337 | 494135.2015 | 512418.2039 | 531377.6775 | 551038.6515 | 571427.0816 | 592569.8837 | 614494.9693 | 637231.2832 | 142331.8703 | 0 | 0 | 0
|  | Loss of Phase | 9390317.1779 | 20521975.5018 | 75660.72 | 332259.03 | 405039.56 | 488500.53 | 820883.1584 | 845509.6531 | 870874.9427 | 897001.191 | 923911.2267 | 951628.5635 | 980177.4204 | 1009582.743 | 1039870.2253 | 1071066.3321 | 1103198.3221 | 1136294.2717 | 1170383.0999 | 1205494.5929 | 1241659.4307 | 1278909.2136 | 1317276.49 | 1356794.7847 | 0 | 0 | 0
|  | Total | 23395770.4152 | 52691515.7957 | 117777.72 | 375639.54 | 449721.4853 | 889209.5863 | 1860134.3276 | 1923642.5741 | 1989345.4187 | 2444092.3722 | 2528888.8915 | 2616660.2762 | 2707511.9757 | 2801553.2129 | 2898897.12 | 2999660.8801 | 3103965.8728 | 3211937.8265 | 3323706.9751 | 3439408.2207 | 3559181.3027 | 3683170.9725 | 3811527.1746 | 1955882.0703 | 0 | 0 | 0
Billing Accuracy
x |  | Estimated Bills | 6783165.9459 | 16005610.2844 | 0 | 0 | 0 | 194296.6532 | 505317.0208 | 525681.2967 | 546866.253 | 758539.9507 | 789109.1107 | 820910.2078 | 853992.8892 | 888408.8026 | 924211.6774 | 961457.408 | 1000204.1415 | 1040512.3684 | 1082445.0169 | 1126067.5511 | 1171448.0734 | 1218657.4307 | 1267769.3252 | 329715.1072 | 0 | 0 | 0
x |  | Bill Inquiries | 2472821.423 | 5834888.3568 | 0 | 0 | 0 | 70831.3685 | 184214.6815 | 191638.5332 | 199361.5661 | 276527.7829 | 287671.8526 | 299265.0282 | 311325.4089 | 323871.8228 | 336923.8573 | 350501.8888 | 364627.1149 | 379321.5876 | 394608.2476 | 410510.96 | 427054.5516 | 444264.8501 | 462168.7235 | 120198.5308 | 0 | 0 | 0
x |  | Billing Analysis | 1138568.8917 | 2565243.511 | 0 | 0 | 0 | 41714.2516 | 105328.4852 | 106381.7701 | 107445.5878 | 144693.3915 | 146140.3254 | 147601.7287 | 149077.746 | 150568.5234 | 152074.2087 | 153594.9508 | 155130.9003 | 156682.2093 | 158249.0314 | 159831.5217 | 161429.8369 | 163044.1353 | 164674.5766 | 41580.3306 | 0 | 0 | 0
x |  | Rebilling | 1011790.5389 | 2387428.6999 | 0 | 0 | 0 | 28981.6757 | 75374.093 | 78411.6689 | 81571.6592 | 113145.3294 | 117705.0862 | 122448.6012 | 127383.2798 | 132516.826 | 137857.2541 | 143412.9014 | 149192.4413 | 155204.8967 | 161459.654 | 167966.4781 | 174735.5272 | 181777.3689 | 189102.9969 | 49180.9619 | 0 | 0 | 0
|  | Total | 11406346.7995 | 26793170.8521 | 0 | 0 | 0 | 335823.9489 | 870234.2805 | 902113.2689 | 935245.066 | 1292906.4545 | 1340626.3749 | 1390225.5659 | 1441779.3238 | 1495365.9749 | 1551066.9974 | 1608967.1489 | 1669154.598 | 1731721.062 | 1796761.9499 | 1864376.5108 | 1934667.9891 | 2007743.785 | 2083715.6222 | 540674.9305 | 0 | 0 | 0
Utility Studies
x |  | Retail Load Analysis | 979466.9515 | 1761470.572 | 48709.7495 | 50171.042 | 364576.1732 | 53226.4584 | 54823.2522 | 42350.9623 | 43621.4912 | 88781.8479 | 61704.0533 | 63555.1749 | 65461.8302 | 67425.6851 | 69448.4556 | 71531.9093 | 73677.8666 | 75888.2026 | 78164.8487 | 109384.7941 | 82925.0879 | 85412.8406 | 87975.2258 | 22653.6206 | 0 | 0 | 0
x |  | Meter Sampling | 1071164.5581 | 2241199.4727 | 32580 | 77954.932 | 80293.58 | 82702.3874 | 68146.7672 | 52643.3776 | 54222.679 | 74465.8125 | 76699.7868 | 115662.8193 | 119132.7039 | 122706.685 | 126387.8855 | 130179.5221 | 134084.9077 | 138107.455 | 142250.6786 | 146518.199 | 150913.745 | 155441.1573 | 160104.392 | 0 | 0 | 0 | 0
|  | Total | 2050631.5096 | 4002670.0447 | 81289.7495 | 128125.974 | 444869.7532 | 135928.8458 | 122970.0194 | 94994.34 | 97844.1702 | 163247.6604 | 138403.8402 | 179217.9942 | 184594.534 | 190132.37 | 195836.3411 | 201711.4314 | 207762.7743 | 213995.6576 | 220415.5273 | 255902.9931 | 233838.8329 | 240853.9979 | 248079.6178 | 22653.6206 | 0 | 0 | 0
| Grand Total |  | 219957965.1424 | 496483227.8069 | 4911737.4695 | 8738790.2852 | 6177905.3103 | 15714758.549 | 23539547.5338 | 14516651.3723 | 15489415.9437 | 21601155.2481 | 24772702.3549 | 25867874.2175 | 27101038.3032 | 28324291.4237 | 29586662.9878 | 30830200.394 | 31753567.505 | 32779531.5354 | 33714282.9422 | 34682023.9258 | 35676318.5152 | 36892705.4681 | 38257147.5726 | 9743392.9495 | 0 | 0 | 0
Note on J7: tzmj9b: Meters that could have been installed were not available for production (still being piloted)
Note on F10: Avoided Landfill Costs
Note on F11: tzmj9b: dropped to zero value per Larry (conversation with David Meyer)
Note on I11: tzmj9b: Trinity is still working and Itron is ramping up (Vern 5/4/2017). Employees will be employees that are currently not employed in Spokane, but may be from this area
Note on J11: tzmj9b: Trinity Engagement ends, Itron still running, and the meter pilot begins

## Eliminate Regular Meter Reading
Back to Summary
Meter Reading Budget Items | [5 empty] | Sources or References | [5 empty] | 2591605.536 | 2695269.7574 | 2803080.5477 | 2915203.7696 | 3031811.9204 | 3153084.3973
[7 empty] | Adjustment |  |  | 0 | 0 | 0.1 | 0.3 | 0.75 | 0.75 | 0.75 | 1 | 1 | 1 | 1 | 1 | 1 | 1 | 1 | 1 | 1 | 1 | 1 | 1 | 1 | 0.25 | 0 | 0 | 0
Payroll |  |  | Meter Readers | OSMs |  |  | NPV | Annual Increase Rate | Customer Growth | 2016 | 2017 | 2018 | 2019 | 2020 | 2021 | 2022 | 2023 | 2024 | 2025 | 2026 | 2027 | 2028 | 2029 | 2030 | 2031 | 2032 | 2033 | 2034 | 2035 | 2036 | 2037 | 2038 | 2039 | 2040
| Total Budget | 3060308 |  |  |  | Meter Reading Budget 2016
| Meter Reader Payroll | 2396085 | 2396085 |  |  | Meter Reading Budget 2016 | 28534636.0012 | 3% | 1% | 0 | 0 | 259160.5536 | 808580.9272 | 2102310.4108 | 2186402.8272 | 2273858.9403 | 3153084.3973 | 3279207.7731 | 3410376.0841 | 3546791.1274 | 3688662.7725 | 3836209.2834 | 3989657.6548 | 4149243.961 | 4315213.7194 | 4487822.2682 | 4667335.1589 | 4854028.5653 | 5048189.7079 | 5250117.2962 | 1365030.497 | 0 | 0 | 0
| OSM Payroll | 418704 |  | 418704 |  | Meter Reading Budget 2016
| MR Percent of Non Admin Payroll |  | 85.12% | 14.88% |  | Calculation: (Meter Reader Payroll/(Meter Reader Payroll+OSM Payroll))
| Admin Payroll | 177241.72 | 150876.7537 | 26364.9663 |  | Meter Reading Budget 2016 | 1738085.2618 | 3% | 0.7% | 0 | 0 | 16224.8184 | 50475.41 | 130857.5003 | 135699.2278 | 140720.0993 | 194568.9906 | 201768.0432 | 209233.4608 | 216975.0989 | 225003.1776 | 233328.2951 | 241961.442 | 250914.0154 | 260197.834 | 269825.1538 | 279808.6845 | 290161.6059 | 300897.5853 | 312030.7959 | 80893.9838 | 0 | 0 | 0
| Overtime | 89000 | 10000 | 79000 |  | Meter Reading Budget 2016: Meter Reader Portion | 115199.0097 | 3% | 0.7% | 0 | 0 | 1075.369 | 3345.473 | 8673.1386 | 8994.0448 | 9326.8244 | 12895.8892 | 13373.0372 | 13867.8395 | 14380.9496 | 14913.0447 | 15464.8274 | 16037.026 | 16630.396 | 17245.7206 | 17883.8123 | 18545.5133 | 19231.6973 | 19943.2701 | 20681.1711 | 5361.5936 | 0 | 0 | 0
| One Leave | 0 | 0 | 0 |  | Meter Reading Budget 2016 | 0 | 3% | 0.7% | 0 | 0 | 0 | 0 | 0 | 0 | 0 | 0 | 0 | 0 | 0 | 0 | 0 | 0 | 0 | 0 | 0 | 0 | 0 | 0 | 0 | 0 | 0 | 0 | 0
| Total Payroll | 3081030.72 | 2556961.7537 | 524068.9663 | v |  | 31019493.4639 |  |  | 280175 | 369752.7712 | 326974.242 | 862401.8102 | 2241841.0498 | 2331096.0999 | 2423905.864 | 3360549.2771 | 3494348.8535 | 3633477.3844 | 3778147.1759 | 3928578.9948 | 4085002.4059 | 4247656.1228 | 4416788.3723 | 4592657.274 | 4775531.2343 | 4965689.3567 | 5163421.8684 | 5369030.5632 | 5582829.2632 | 1451286.0745 | 0 | 0 | 0
IT Support & Technologies
| Database Admin & Support Labor (1/4 time) | 52000 | 52000 | 0 |  | ET - taken from Estimated Cost for AMI system | 577568.4575 | 3% | 0% | 0 | 0 | 5682.1804 | 17557.9374 | 45211.6889 | 46568.0396 | 47965.0808 | 65872.0442 | 67848.2056 | 69883.6517 | 71980.1613 | 74139.5661 | 76363.7531 | 78654.6657 | 81014.3057 | 83444.7348 | 85948.0769 | 88526.5192 | 91182.3148 | 93917.7842 | 96735.3177 | 24909.3443 | 0 | 0 | 0
| Annual System support and Maintenace (Hardware & Software) Costs | 135122 | 135122 | 0 |  | Forecast from historical budget | 1500811.6369 | 3% | 0% | 0 | 0 | 14765.1458 | 45624.3004 | 117482.5736 | 121007.0508 | 124637.2623 | 171168.5069 | 176303.5621 | 181592.669 | 187040.4491 | 192651.6626 | 198431.2124 | 204384.1488 | 210515.6733 | 216831.1435 | 223336.0778 | 230036.1601 | 236937.2449 | 244045.3623 | 251366.7231 | 64726.9312 | 0 | 0 | 0
| Software & Handhelds (5 years) | 92000 | 92000 | 0 |  | Last refresh cost in 2011 | 1112029.9062 | 3% | 0.7% | 0 | 0 | 10259.4504 | 31917.1502 | 82745.2119 | 85806.7848 | 88981.6358 | 123031.9418 | 127584.1236 | 132304.7362 | 137200.0115 | 142276.4119 | 147540.6391 | 152999.6428 | 158660.6295 | 164531.0728 | 170618.7225 | 176931.6153 | 183478.085 | 190266.7742 | 197306.6448 | 51151.7477 | 0 | 0 | 0
| Total IT Support & Technologies | 279122 | 279122 | 0 | v |  | 3190410.0007 |  |  | 0 | 0 | 30706.7766 | 95099.3881 | 245439.4744 | 253381.8752 | 261583.9789 | 360072.493 | 371735.8913 | 383781.0569 | 396220.6218 | 409067.6405 | 422335.6046 | 436038.4573 | 450190.6085 | 464806.9511 | 479902.8772 | 495494.2946 | 511597.6447 | 528229.9206 | 545408.6857 | 140788.0232 | 0 | 0 | 0
Vehicle Costs
| Mileage Reimburse | 20000 | 20000 |  |  | Meter Reading Expense Report 2014 | 250712.3589 | 3% | 1% | 0 | 0 | 2249.728 | 7019.1514 | 18249.7935 | 18979.7853 | 19738.9767 | 27371.381 | 28466.2362 | 29604.8857 | 30789.0811 | 32020.6444 | 33301.4701 | 34633.529 | 36018.8701 | 37459.6249 | 38958.0099 | 40516.3303 | 42136.9835 | 43822.4629 | 45575.3614 | 11849.594 | 0 | 0 | 0
| Miles Driven | 553306 | 433306 | 120000 |  | Fleet mileage records (see Meter Reader Mileage tab) | 5431758.4696 | 3% | 1% | 0 | 0 | 48741.032 | 152072.02 | 395387.2519 | 411202.742 | 427650.8517 | 593009.181 | 616729.5482 | 641398.7301 | 667054.6793 | 693736.8665 | 721486.3412 | 750345.7948 | 780359.6266 | 811574.0117 | 844036.9721 | 877798.451 | 912910.3891 | 949426.8046 | 987403.8768 | 256725.008 | 0 | 0 | 0
| Cost per Mile | 1.05 |  |  |  | Fleet G. Loew
| Total Vehicle Costs |  | 454971.3 | 126000 |  | Calculation: Cost per Mile * Miles Driven | 5682470.8286 |  |  | 0 | 0 | 50990.76 | 159091.1713 | 413637.0454 | 430182.5272 | 447389.8283 | 620380.562 | 645195.7844 | 671003.6158 | 697843.7605 | 725757.5109 | 754787.8113 | 784979.3238 | 816378.4967 | 849033.6366 | 882994.982 | 918314.7813 | 955047.3726 | 993249.2675 | 1032979.2382 | 268574.6019 | 0 | 0 | 0
Safety
| Injury Related Costs Meter Readers (2012-2014 Average) | 56785 | 56785 |  |  | Anthony Klutz Safety Report: Costs are incurred outside of Jackies budget. | 686376.285 | 3% | 0.7% | 0 | 0 | 6332.4227 | 19700.1671 | 51072.6833 | 52962.3725 | 54921.9803 | 75938.7915 | 78748.5267 | 81662.2222 | 84683.7245 | 87817.0223 | 91066.2521 | 94435.7034 | 97929.8244 | 101553.2279 | 105310.6974 | 109207.1932 | 113247.8593 | 117438.0301 | 121783.2372 | 31572.3043 | 0 | 0 | 0
| Injury Related Costs OSM's | 12000 |  | 12000
| Total Safety | 68785 | 56785 | 12000 |  |  | 711835.0651 | 3% | 1% | 0 | 0 | 6387.5402 | 19929.1255 | 51815.7263 | 53888.3553 | 56043.8896 | 77714.1935 | 80822.7613 | 84055.6717 | 87417.8986 | 90914.6145 | 94551.1991 | 98333.2471 | 102266.577 | 106357.24 | 110611.5296 | 115035.9908 | 119637.4305 | 124422.9277 | 129399.8448 | 33643.9596 | 0 | 0 | 0
Customer Benefit
Reduced Mileage (Carbon Reduction)
| Miles Driven |  | 433306 | 120000 |  | Fleet mileage records (see Meter Reader Mileage tab) | 5431758.4696 | 3% | 1% | 0 | 0 | 48741.032 | 152072.02 | 395387.2519 | 411202.742 | 427650.8517 | 593009.181 | 616729.5482 | 641398.7301 | 667054.6793 | 693736.8665 | 721486.3412 | 750345.7948 | 780359.6266 | 811574.0117 | 844036.9721 | 877798.451 | 912910.3891 | 949426.8046 | 987403.8768 | 256725.008 | 0 | 0 | 0
| pound of carbon dioxide/mile driven | 0.96 |  |  |  | (.96 pound of carbon dioxide/mile driven) Avista Corporate Sustainability Report (Jessie Wuerst)
| Tons of carbon avoided |  | 207.9869 | 57.6 |  | Calculation: (Miles Driven * pound of carbon dioxide/mile driven)/2000
| Costs per ton | 8 |  |  |  | Avista Integrated Resource Plan
| Avoided Carbon Cost |  | 1663.895 | 460.8 |  | Calculation: Costs per ton * Tons of carbon avoided | 20857.9525 | 3% | 1% | 0 | 0 | 187.1656 | 583.9566 | 1518.287 | 1579.0185 | 1642.1793 | 2277.1553 | 2368.2415 | 2462.9711 | 2561.49 | 2663.9496 | 2770.5076 | 2881.3279 | 2996.581 | 3116.4442 | 3241.102 | 3370.7461 | 3505.5759 | 3645.7989 | 3791.6309 | 985.824 | 0 | 0 | 0
Overheads
| Overhead | 61% | 1461611.85 | 255409.44 |  | Neil Thorson (Over head loaders calc) | 18322207.7367 | 3% | 1% | 0 | 0 | 164411.4552 | 512963.7402 | 1333705.7246 | 1387053.9536 | 1442536.1117 | 2000316.7416 | 2080329.4113 | 2163542.5877 | 2250084.2912 | 2340087.6629 | 2433691.1694 | 2531038.8162 | 2632280.3688 | 2737571.5836 | 2847074.4469 | 2960957.4248 | 3079395.7218 | 3202571.5507 | 3330674.4127 | 865975.3473 | 0 | 0 | 0
| Facility Costs | 10000 |  |  |  | 2000 sqft at $5/sqft Annual Costs
| Portion of Facility Costs |  | 0.78296 | 21.7% |  | Calculation: Meter Reader Payroll/Total Budget
| MR Facility Costs |  | 7829.5551 | 2170.4449 |  | Calculation: Portion of Facility Costs * Facility Costs | 98148.311 | 3% | 1% | 0 | 0 | 880.7185 | 2747.8416 | 7144.3882 | 7430.1637 | 7727.3702 | 10715.2867 | 11143.8982 | 11589.6541 | 12053.2403 | 12535.3699 | 13036.7847 | 13558.2561 | 14100.5863 | 14664.6098 | 15251.1942 | 15861.242 | 16495.6916 | 17155.5193 | 17841.7401 | 4638.8524 | 0 | 0 | 0
| Total Overheads |  | 1477271.7431 | 259750.5469 |  |  | 18420356.0477 |  |  |  | 0 | 165292.1737 | 515711.5818 | 1340850.1128 | 1394484.1173 | 1450263.482 | 2011032.0284 | 2091473.3095 | 2175132.2419 | 2262137.5315 | 2352623.0328 | 2446727.9541 | 2544597.0723 | 2646380.9552 | 2752236.1934 | 2862325.6411 | 2976818.6668 | 3095891.4134 | 3219727.07 | 3348516.1528 | 870614.1997 | 0 | 0 | 0
Total Meter Reading Costs |  |  | 4826775.6918 | 922280.3132 |  | Calculation: Summation of all costs in Column D | 59045423.3585 |  |  | 280175 | 369752.7712 | 580538.6581 | 1652817.0335 | 4295101.6958 | 4464611.9934 | 4640829.2221 | 6432025.7092 | 6685944.8415 | 6949912.9419 | 7224328.4783 | 7509605.7431 | 7806175.4827 | 8114485.551 | 8435001.5906 | 8768207.7393 | 9114607.3662 | 9474723.8362 | 9849101.3055 | 10238305.5479 | 10642924.8155 | 2765892.683 | 0 | 0 | 0
Meter Reads
| Total Manual Reads | 4650000 | 4650000 |  |  | Pivot Tab: Data Pull from Workplace (excluded Openway reads) - 2014 (Manual and Walk by)
Cost Per Read |  |  | 1.038 |  |  | Calculation: Total Manual Reads / Total Meter Reading Costs
* Budgeted Cost Per Read (Jackie's Budget) |  |  | 0.54988 |  |  | Calculation
Note on A2: Attached is the 2016 budget info from Steve Carrozzo. Oregon OSM salaries are : 130,500. & Oregon van driver is $35,778. For a total of $166,278. for Oregon Idaho OSM salaries are: $214,062. For Ed, Bruce & ½ of Joanne’s salary & ½ of Ken’s salary Steve showed a total budget of $3,440,648 so subtract OR & ID & it would be $3,060,308 for WA. 5 Spokane OSM’s & Joanne & Ken are both split between WA & ID(1/2 each) for a total of 6 WA OSM’s which is a budget of $418,704. Currently 41 WA meter readers (plus summer student meter readers) for the remainder of the budget.
Note on N3: tzmj9b: 2/3 meters deployed
Note on C5: 89% of total budget (3440648) Updated 1/17/2016
Note on B6: Currently 41 WA meter readers (plus summer student meter readers) for the remainder of the budget.
Note on C6: tzmj9b: This number was updated on 12/11/2018 to reflect Rubal's update to numbers - originally we lifted 2016 budget thinking it was 2015's budget
Note on C7: 5 Spokane OSM’s & Joanne & Ken are both split between WA & ID(1/2 each) for a total of 6 WA OSM’s which is a budget of $418,704.
Note on C9: 89% of Jackie, Mel and Robin
Note on C11: tzmj9b: updated to reflect that One Leave was already included in the budget and should be reduced to 0 from the original forecast - approximately $3 million reduction
Note on K12: Adjustments were made based on reduced payroll cost associated with new employees
Note on B17: Jon Thompson estimate $460,000 every 5 years
Note on C23: would inlcude depreciation, fuel, maintenance and other costs averaged
Note on D27: Took the $265000/56 months and then multipled by 12 for annualized number to get $56,785. Numbers were supplied by Tony Klutz and represent workers comp numbers.
Note on G41: http://www.cushmanwakefield.com/~/media/marketbeat/2015/02/Portland_Americas_MarketBeat_Office_Q42014.pdf shows that $20/sqft assumption is within reason

## Reduce Special Meter Reading
Back to Summary
[5 empty] | Adjustment |  |  | 0 | 0 | 0 | 0.3 | 0.75 | 0.75 | 0.75 | 1 | 1 | 1 | 1 | 1 | 1 | 1 | 1 | 1 | 1 | 1 | 1 | 1 | 1 | 0.25 | 0 | 0 | 0
Special Reads |  |  |  | Sources or References | NPV | Annual Increase Rate | Customer Growth | 2016 | 2017 | 2018 | 2019 | 2020 | 2021 | 2022 | 2023 | 2024 | 2025 | 2026 | 2027 | 2028 | 2029 | 2030 | 2031 | 2032 | 2033 | 2034 | 2035 | 2036 | 2037 | 2038 | 2039 | 2040
Payroll
| Annual Special Reads (Washington Only) | 7740.5714
| CSR workflow per read (minutes) | 4.75 |  |  |  | 3% | 0.7% | 0 | 0 | 0 | 0 | 0 | 0 | 0 | 0 | 0 | 0 | 0 | 0 | 0 | 0 | 0 | 0 | 0 | 0 | 0 | 0 | 0 | 0 | 0 | 0 | 0
| CSR Cost per Minute loaded | 0.66
| CSR workflow costs | 3.8 | 29414.1714 | CSR\Billing Analyst Workflow Costs calculation | 352241.8003 | 3% | 0.7% | 0 | 0 | 0 | 10204.5275 | 26455.2375 | 27434.0813 | 28449.1423 | 39335.6807 | 40791.1009 | 42300.3716 | 43865.4854 | 45488.5084 | 47171.5832 | 48916.9317 | 50726.8582 | 52603.752 | 54550.0908 | 56568.4442 | 58661.4766 | 60831.9512 | 63082.7334 | 14090.1485 | 0 | 0 | 0
| Total CSR workflow costs | 29414.1714 | 29414.1714 | Calculation
| Budgeted costs plus loaded costs per mobile dispatch | 2.4437 | 18916.0214 | MR Percent of Non Admin Payroll*Admin Payroll | 226893.5361 | 3% | 0.7% | 0 | 0 | 0 | 6562.4511 | 17013.1544 | 17642.6411 | 18295.4188 | 25296.4657 | 26232.435 | 27203.0351 | 28209.5474 | 29253.3006 | 30335.6727 | 31458.0926 | 32622.042 | 33829.0576 | 35080.7327 | 36378.7198 | 37724.7325 | 39120.5476 | 40568.0078 | 10517.256 | 0 | 0 | 0
| Total budgeted costs plus loaded costs per mobile dispatch | 15481.1429
Total Meter Reading Costs |  |  | 48330.1929 | Calculation: Summation of all costs in Column D | 372120.0561 | 0 | 0 | 0 | 0 | 0 | 14499.0579 | 36247.6446 | 36247.6446 | 36247.6446 | 48330.1929 | 48330.1929 | 48330.1929 | 48330.1929 | 48330.1929 | 48330.1929 | 48330.1929 | 48330.1929 | 48330.1929 | 48330.1929 | 48330.1929 | 48330.1929 | 48330.1929 | 48330.1929 | 12082.5482 | 0 | 0 | 0
CSR Workflow |  | Mins/Meter
Sending for a Meter Reread:
| 1. Click: The Premise Tree tab. | 0.5
| 2. Click: The SP Context Menu | 0.25
for the service to reread and select Go To Meter Read.
| 3. Select: The most recent meter read. | 0.5
| 4. Click: The Reread Meter button. | 0.25
| 5. Educate: "A meter reader will verify the read and I will then contact you with the results." | 1
6. Create a Customer Contact To Do to come back to you.
| 1. Click: Person Context Menu icon on the dashboard. | 0.25
| 2. Click: The Add button for Go To Customer Contact. | 0.25
3. (Optional) Select: The contact method from the Preferred Contact Method dropdown.
| Select Email when the customer will be receiving a letter via email. | 0.25
| 4. Select: The Contact Class from the dropdown. | 0.25
| 5. Click: The Search | 0.25
| 6. Enter: In the Comments field: | 1
4.75

## Net Metering
Back to Summary
Costs Per Install Per Meter
Meterman's Cost
|  | Meter Cost | 165 | Meter Shop (Mike)
|  | Reduced Cost for Production Meter | 68 | Meter Shop (Mike)
|  | Install and Administrative Cost | 30 | Meter Shop (Mike)
|  | Labor Overheads | 21 | Neil Thorson
|  | Utilization Rate | 80% | From Meter man study (accounts for holidays, OL, training, etc)
|  | Total Labor Costs | 63.75
|  | Total Meter Install Costs (incremental) | 296.75
|  | Annual O&M increase Rate | 3%
|  | Percent Costs O&M | 21.48%
|  | Adjusted O&M Increase Rate | 0.6445%
| 9% |  |  | Years where a production meter is required
|  | Year |  | 2016 | 2017 | 2018 | 2019 | 2020 | 2021 | 2022 | 2023 | 2024 | 2025 | 2026 | 2027 | 2028 | 2029 | 2030 | 2031 | 2032 | 2033 | 2034 | 2035 | 2036 | 2037 | 2038 | 2039 | 2040
|  | Forecasted Installed Solar Panels |  | 65.0177 | 0 | 145.6689 | 217.4943 | 323.8237 | 480.1139 | 707.3834 | 1032.5447 | 1486.4483 | 2096.6944 | 2870.8087 | 3766.2291 | 4652.592 | 5295.7252 | 5420.0378 | 4877.2991 | 3809.5673 | 2593.8413 | 1574.4881 | 955.7304 | 580.1381 | 0 | 0 | 0 | 0
|  | Forecasted Installed Cost | 4627144.3366 | 0 | 0 | 44068.4136 | 66221.4123 | 99231.4236 | 114141.9136 | 169256.6447 | 248650.7084 | 360263.8056 | 511441.4453 | 704782.3251 | 930566.5882 | 1156979.5031 | 1325397.3654 | 1365252.3976 | 1236459.7649 | 971999.8978 | 666076.2318 | 406920.8077 | 248596.9861 | 151873.4367 | 0 | 0 | 0 | 0

## Customer Meter Base Repairs
Back to Summary
| 1820000 | 2016 | 2017 | 2018 | 2019 | 2020 | 2021
Itron Deployment Services |  |  |  | 1200000 | 1600000 | 1682000 | 1200000
Trinity MDM Services |  | 2016: 2950000; 2017: 2950000
Itron Software |  | 2016: 1107495; 2017: 1740272; 2018: 408707
Head End System Services |  | 2017: 2800000; 2018: 2800000
Meter Deployment |  | 2018: 250000; 2019: 6400000; 2020: 7100000
Meter Repair |  | 375000 | 375000 |  | 3492500 | 3492500
New Total Actual | 7735000 | 4057495 | 7865272 | 4658707 | 11492500 | 12274500 | 1200000
New Total NPV | 6302323.2255 | 2018: 16581474

## Natural Gas Meter Module Refres
Back to Summary | Cost Adj | NPV | Total
[5 empty] | 2016 | 2017 | 2018 | 2019 | 2020 | 2021 | 2022 | 2023 | 2024 | 2025 | 2026 | 2027 | 2028 | 2029 | 2030 | 2031 | 2032 | 2033 | 2034 | 2035 | 2036 | 2037 | 2038 | 2039 | 2040
ERTs That Would Require Planned Replacement | [7 empty] | 3000 | 3000 | 3000 | 3000 | 3000 | 5000 | 5000 | 5000 | 5000 | 5000 | 5000 | 3000 | 3000 | 3000 | 3000 | 3000 | 3000 | 3000
Percent of ERTs that Would Not Fail Prior to Planned Replacement |  |  |  |  | 0 | 0 | 0 | 0.3 | 0.75 | 0.75 | 0.75 | 1 | 1 | 1 | 1 | 1 | 1 | 1 | 1 | 1 | 1 | 1 | 1 | 1 | 1
Estimated ERT Avoided Replacements | [7 empty] | 900 | 2250 | 2250 | 2250 | 3000 | 5000 | 5000 | 5000 | 5000 | 5000 | 5000 | 3000 | 3000 | 3000 | 3000 | 3000 | 3000 | 3000
Estimated Cost Per ERT (Equipment) | 1% | [6 empty] | 70.315 | 71.7283 | 72.4456 | 73.1701 | 73.9018 | 74.6408 | 75.3872 | 76.1411 | 76.9025 | 77.6715 | 78.4482 | 79.2327 | 80.025 | 80.8253 | 81.6335 | 82.4499 | 83.2744 | 84.1071
Estimated Cost per ERT (Labor) | 3% | [6 empty] | 21.42 | 22.7245 | 23.4062 | 24.1084 | 24.8317 | 25.5766 | 26.3439 | 27.1342 | 27.9482 | 28.7867 | 29.6503 | 30.5398 | 31.456 | 32.3997 | 33.3717 | 34.3728 | 35.404 | 36.4661
Estimated Cost per ERT (Overheads) | 3% | [6 empty] | 5.5041 | 5.6672 | 5.7511 | 5.8367 | 5.924 | 6.013 | 6.1039 | 6.1965 | 6.291 | 6.3875 | 6.4859 | 6.5864 | 6.6889 | 6.7935 | 6.9003 | 7.0094 | 7.1207 | 7.2344
Estimated Avoided ERT Replacement Costs | [7 empty] | 97.2391 | 100.12 | 101.6029 | 103.1152 | 104.6574 | 106.2304 | 107.835 | 109.4718 | 111.1418 | 112.8457 | 114.5844 | 116.3589 | 118.1699 | 120.0184 | 121.9055 | 123.832 | 125.7991 | 127.8076
Total Avoided Costs |  | 3190319.4262 | 6959592.7406 |  | 0 | 0 | 0 | 87515.19 | 225269.9507 | 228606.6078 | 232009.1502 | 313972.2831 | 531152.1648 | 539174.806 | 547359.0073 | 555708.8242 | 564228.426 | 572922.0993 | 349076.5506 | 354509.6473 | 360055.3448 | 365716.5174 | 371496.1203 | 377397.1924 | 383422.8584
Cost Inputs
1. Materials
Battery Catalog of Remaining Life from Asset Management (5/12/2017) |  |  | a. Residential - $55.77 each (includes the ERT module, index, and programming)
Remaining Life of Battery | Count |  | b. Commercial - $201.22 each (includes the ERT module, index, and programming)
-18 | 6 |  | 2. Labor to replace ERT - $21.42 each
-10 | 1 |  | 3. Total
-9 | 1 |  | a. Residential - $77.19 each |  | 2018: 90%
-7 | 3 |  | b. Commercial - $222.64 each |  | 2018: 10%
-6 | 300 |  | Link to ERT replacement doc
-5 | 163
-4 | 102
-3 | 135
-2 | 87
-1 | 30
0 | 35 |  | Smoothing | Before | 2016: After
1 | 168 | 1031 | 3000 | 1031 | 2016: 3000
2 | 341 | 341 | 3000 | 1372 | 2016: 6000
3 | 1629 | 1629 | 3000 | 3001 | 2016: 9000
4 | 67 | 67 | 3000 | 3068 | 2016: 12000
5 | 592 | 592 | 3000 | 3660 | 2016: 15000
6 | 1027 | 1027 | 5000 | 4687 | 2016: 20000
7 | 11132 | 11132 | 5000 | 15819 | 2016: 25000
8 | 6918 | 6918 | 5000 | 22737 | 2016: 30000
9 | 9634 | 9634 | 5000 | 32371 | 2016: 35000
10 | 2503 | 2503 | 5000 | 34874 | 2016: 40000
11 | 9521 | 9521 | 5000 | 44395 | 2016: 45000
12 | 1725 | 1725 | 3000 | 46120 | 2016: 48000
13 | 3398 | 3398 | 3000 | 49518 | 2016: 51000
14 | 2908 | 2908 | 3000 | 52426 | 2016: 54000
15 | 4181 | 4181 | 3000 | 56607 | 2016: 57000
16 | 2759 | 2759 | 3000 | 59366 | 2016: 60000
17 | 3750 | 3750 | 3000 | 63116 | 2016: 63000
18 | 3221 | 3221 | 3000 | 66337 | 2016: 66000
19 | 300 | 300 | 637 | 66637 | 2016: 66637
66637
Note on D14: Dan – Use these numbers for your costs. A better estimate, Vern agreed. Tamara From: Smith, David R. Sent: Friday, May 12, 2017 11:08 AM To: Bradley, Tamara <Tamara.Bradley@avistacorp.com> Cc: Petty, Valerie <Valerie.Petty@avistacorp.com>; Pickett, Rodney <Rodney.Pickett@avistacorp.com> Subject: RE: Cost of replacing an ERT Tamara, I can speak to the costs that we are paying our contractor Southern Cross for the Oregon ERT Replacement Program: 1. Materials a. Residential - $55.77 each (includes the ERT module, index, and programming) b. Commercial - $201.22 each (includes the ERT module, index, and programming) 2. Labor to replace ERT - $21.42 each 3. Total a. Residential - $77.19 each b. Commercial - $222.64 each I will have to defer the costs for an Avista Servicemen to replace an ERT to Rodney. I believe Rodney took this cost into account when his group performed an asset management study in 2015. Dave
Note on G44: tzmj9b: better to have a balanced replacement with some early removals because the replacement costs offset the loss of remaining life of early battery replacement

## Meter Salvage Value
Back to Summary
Existing meters will be replaced with the new AMI meters and as a result will need to be properly managed for recovery or disposal. The market for resale has dried up as evidenced with resellers stating that third world markets are choosing newer meters over refurbished meters. We believe this can attributed to the theft and diversion benefits being large percentage-wise in less economically developed countries. The lack of a resale market combined with lower salvage values for metals makes the benefits associated with recovery nonexistent. The benefit for recovery is offset with the labor costs to process the meters, but is still a worthy option because it reduces a potential disposal cost of approximately $148,000 and is consistent with our sustainability efforts. We assign a zero value to this benefit, but wanted to include a note that Avista will not incur disposal costs because there is a value enough for the meters for the recycling company to acquire them.
| Avoided Disposal Cost | 148000

## Local Economy Jobs
Back to Summary
Tara noted that Paul Kimmell Estimated ~2 Million
The updated information has not been added into the financial model (this is for discussion)
1820000 | [5 empty] | Original | 1820000 | 2016 | 2017 | 2018 | 2019 | 2020 | 2021
[6 empty] | Wellington & FivePoint Updated | 2508513.4474 | 312818 | 500000 | 350000 | 1000000 | 1000000
Added in Itron
[6 empty] | Itron Services |  | 665018 | 2,905,562 | 1920010 | 2176946 | 1164660 | 1416468
[6 empty] | Itron Software |  | 2016: 1107495; 2017: 1,740,272; 2018: 408707
[6 empty] | New Total | 9550248.6358 | 2085331 | 500000 | 2678717 | 3176946 | 2164660 | 1416468
[7 empty] | Itron Hardware | $ 7,097 | $ 77,708 | $ 4,642,768 | $ 21,009,355 | $ 10,090,189
Original | 1820000 | 2016 | 2017 | 2018 | 2019 | 2020 | 2021
Itron Deployment Services |  |  |  | 1200000 | 1600000 | 1682000 | 1200000
Trinity MDM Services |  | 2016: 2950000; 2017: 2950000
Itron Software |  | 2016: 1107495; 2017: 1740272; 2018: 408707
Head End System Services |  | 2017: 2800000; 2018: 2800000
Meter Deployment |  | 2018: 250000; 2019: 6400000; 2020: 7100000
Meter Repair |  | 375000 | 375000 |  | 3492500 | 3492500 |  | < Separated from this analysis because meter base repairs are a direct customer benefit, compared with an indirect economic benefit
New Total Actual | 34188474 | 4057495 | 7490272 | 4658707 | 8000000 | 8782000 | 1200000
New Total NPV | 27780771.7913 | 2018: 16206474
Note on J6: tzmj9b: Trinity is still working and Itron is ramping up (Vern 5/4/2017). Employees will be employees that are currently not employed in Spokane, but may be from this area
Note on K6: tzmj9b: Trinity Engagement ends, Itron still running, and the meter pilot begins

## Open Close Transfer
Back to Summary
|  |  | Annual O&M increase rate | 3%
|  |  | Customer Growth | 1%
[5 empty] | 0 | 0 | 0 | 0.3 | 0.75 | 0.75 | 0.75 | 1 | 1 | 1 | 1 | 1 | 1 | 1 | 1 | 1 | 1 | 1 | 1 | 1 | 1 | 0.25 | 0 | 0 | 0
|  | Year |  |  | 2016 | 2017 | 2018 | 2019 | 2020 | 2021 | 2022 | 2023 | 2024 | 2025 | 2026 | 2027 | 2028 | 2029 | 2030 | 2031 | 2032 | 2033 | 2034 | 2035 | 2036 | 2037 | 2038 | 2039 | 2040
|  |  | Avoided Admin Costs for Open/Close/Transfer | 656573.6046 | 0 | 0 | 0 | 18519.8273 | 48151.551 | 50077.613 | 52080.7176 | 72218.595 | 75107.3388 | 78111.6324 | 81236.0977 | 84485.5416 | 87864.9632 | 91379.5618 | 95034.7442 | 98836.134 | 102789.5794 | 106901.1625 | 111177.209 | 115624.2974 | 120249.2693 | 31264.81 | 0 | 0 | 0
|  |  | Avoided Admin Costs for Customer Requested Turn On and Turn Off | 4524771.2982 | 0 | 0 | 0 | 127629.2292 | 331835.9959 | 345109.4357 | 358913.8131 | 497693.8209 | 517601.5737 | 538305.6367 | 559837.8621 | 582231.3766 | 605520.6317 | 629741.4569 | 654931.1152 | 681128.3598 | 708373.4942 | 736708.434 | 766176.7713 | 796823.8422 | 828696.7959 | 215461.1669 | 0 | 0 | 0
|  |  | Avoided Non Soft Open Close | 5171572.4618 | 0 | 0 | 0 | 145873.4074 | 379270.8592 | 394441.6936 | 410219.3613 | 568837.5144 | 591591.015 | 615254.6556 | 639864.8418 | 665459.4355 | 692077.8129 | 719760.9254 | 748551.3624 | 778493.4169 | 809633.1536 | 842018.4797 | 875699.2189 | 910727.1877 | 947156.2752 | 246260.6315 | 0 | 0 | 0
|  |  | Total | 10352917.3646 | 0 | 0 | 0 | 292022.4639 | 759258.4061 | 789628.7423 | 821213.892 | 1138749.9303 | 1184299.9275 | 1231671.9246 | 1280938.8016 | 1332176.3536 | 1385463.4078 | 1440881.9441 | 1498517.2219 | 1558457.9107 | 1620796.2272 | 1685628.0762 | 1753053.1993 | 1823175.3273 | 1896102.3404 | 492986.6085 | 0 | 0 | 0
| Account Open, Close Transfer |  |  | 2014
1 |  | Increase in Letters
2 |  |  | Cost of letters | 0.498 | 2018: Pulled from TransCentra Billing spreasheet - Kim Corrigeux
3 |  |  | Letters for application of service (2014) | 12576 | 2018: Monthly average (1048 * 12month) - received from Paula Nichols
4 |  |  | 2014 cost per application letter sent |  | 2016: 6262.848; 2018: Calculation: cost of letters * letters for application of service (2014)
5 |  |  | Total Non-Soft Closes (2014) | 16951 | 2018: Metered History - counted meters where gap between open and close was greater than 1 day. See NonSoftCloseDetails tab to show accounts - Lisa Garrett
6 |  |  | Expecteds cost for application with AMI meters |  | 2016: 8441.598; 2018: Calculation: cost of letters * Total non-soft closes (2014)
7 |  |  | Increased Cost: |  | 2017: -2178.75; 2018: Calculation: Expected cost for applications with AMI meters * 2014 cost per application letter sent
8 |  | Customer would have quicker reconnect response
9 |  |  | Average hours to complete FA | 3.5 | 2018: Retreived from Nicola Hostetler see Cost per Dispatch tab
10 |  |  | Expected average hours to complete FA for AMI | 1 | 2018: Retreived from Nicola Hostetler see Cost per Dispatch tab
11 |  |  | Customer Experience: Hours to complete FA |  | 2017: -2.5; 2018: Service Level Improvement
12 |  | Manual Service Dispatches Avoided
13 |  |  | total number of reconnects, non credit - WA (2014) | 4868 | 2018: Provided by Lisa Garrett see NonSoftClostDetails tab
14 |  |  | total number of disconnects, non credit - WA (2014) | 1512 | 2018: Provided by Lisa Garrett see NonSoftClostDetails tab
15 |  |  | Total Non-Soft Closes (2014) | 16951 | 2018: Provided by Lisa Garrett see NonSoftClostDetails tab
16 |  |  | Total Open And Close That Can Be Done Remotely |  | 2016: 40282; 2018: Calculation: Total Non-Soft Closes (2014) * 2 + total number of reconnects, non credit - WA (2014) + total number of disconnects, non credit - WA (2014)
17 |  |  | Cost per dispatch |  | 2016: 1.31; 2018: Per Nicola Hostetler
18 |  |  | Avoided Cost: For Open And Close That Can Be Done Remotely |  | 2017: 52769.42
19 |  | Servicemen Avoided Costs
20 |  |  | Disconnects and Reconnects (13 + 14) | 6380
21 |  |  | Serviceman costs per visit | 57 | 2018: (Serviceman's time include in route and onsite / utilization rate) * average minutes per vist + $15 transportation cost which includes unit cost per mile (average of $1 per mile)
22 |  |  | Cost Benefit: avoided trip |  | 2016: 363660
26 |  |  | Unbilled Accts | 3646
27 |  |  | Serviceman costs per visit (2 visits required) | 57
28 |  |  | Cost Benefit: avoided trip |  | 2016: 415644
29 |  |  | Total Costs for Servicemen Avoided Viists |  | 2017: 779304
30
31 |  |  | Total Cost Savings |  | 2017: 829894.67
32 |  |  | Customer experience |  | 2017: -2.5 hours

## Credit Collections Connections
Back to Summary
Meter Reading Budget Items | [5 empty] | Sources or References
[7 empty] | Adjustment |  |  | 0 | 0 | 0 | 0.3 | 0.75 | 0.75 | 0.75 | 1 | 1 | 1 | 1 | 1 | 1 | 1 | 1 | 1 | 1 | 1 | 1 | 1 | 1 | 0.25 | 0 | 0 | 0
Payroll |  |  | Meter Readers | OSMs |  |  | NPV | Annual Increase Rate | Customer Growth | 2016 | 2017 | 2018 | 2019 | 2020 | 2021 | 2022 | 2023 | 2024 | 2025 | 2026 | 2027 | 2028 | 2029 | 2030 | 2031 | 2032 | 2033 | 2034 | 2035 | 2036 | 2037 | 2038 | 2039 | 2040
| Total Budget | 3060308 |  |  |  | Jackie Foss Budget 2016
| Meter Reader Payroll | 2396085 | 2396085 |  |  | Jackie Foss Budget 2016
| OSM Payroll | 418704 |  | 418704 |  | Jackie Foss Budget 2016 | 5209645.9375 | 3% | 1% | 0 | 0 | 0 | 146947.3376 | 382063.0776 | 397345.6007 | 413239.4248 | 573025.3357 | 595946.3491 | 619784.2031 | 644575.5712 | 670358.594 | 697172.9378 | 725059.8553 | 754062.2495 | 784224.7395 | 815593.7291 | 848217.4783 | 882146.1774 | 917432.0245 | 954129.3055 | 248073.6194 | 0 | 0 | 0
| MR Percent of Non Admin Payroll |  | 85.12% | 14.88% |  | Calculation: (Meter Reader Payroll/(Meter Reader Payroll+OSM Payroll))
| Admin Payroll | 177241.72 | 150876.7537 | 26364.9663 |  | Jackie Foss Budget 2016 | 316241.9992 | 3% | 0.7% | 0 | 0 | 0 | 9146.6803 | 23712.7687 | 24590.1412 | 25499.9764 | 35257.9674 | 36562.5122 | 37915.3251 | 39318.1922 | 40772.9653 | 42281.565 | 43845.9829 | 45468.2843 | 47150.6108 | 48895.1834 | 50704.3052 | 52580.3644 | 54525.8379 | 56543.2939 | 14658.849 | 0 | 0 | 0
| Overtime | 89000 | 10000 | 79000 |  | Jackie Foss Budget 2016: most goes to OSMs | 947587.706 | 3% | 0.7% | 0 | 0 | 0 | 27407.1181 | 71052.9537 | 73681.913 | 76408.1438 | 105646.9935 | 109555.9323 | 113609.5017 | 117813.0533 | 122172.1363 | 126692.5053 | 131380.128 | 136241.1928 | 141282.1169 | 146509.5552 | 151930.4088 | 157551.8339 | 163381.2517 | 169426.3581 | 43923.7833 | 0 | 0 | 0
| One Leave | 0 | 0 | 0 |  | Jackie Foss Budget 2016 | 0 | 3% | 0.7% | 0 | 0 | 0 | 0 | 0 | 0 | 0 | 0 | 0 | 0 | 0 | 0 | 0 | 0 | 0 | 0 | 0 | 0 | 0 | 0 | 0 | 0 | 0 | 0 | 0
| Total Payroll | 3081030.72 | 2556961.7537 | 524068.9663 | v |  | 6473475.6427 |  |  | 0 | 0 | 0 | 183501.136 | 476828.8001 | 495617.6549 | 515147.545 | 713930.2966 | 742064.7935 | 771309.0299 | 801706.8167 | 833303.6956 | 866147.0081 | 900285.9662 | 935771.7265 | 972657.4672 | 1010998.4677 | 1050852.1922 | 1092278.3757 | 1135339.1142 | 1180098.9574 | 306656.2517 | 0 | 0 | 0
IT Support & Technologies
| Database Admin & Support Labor (1/4 time) | 52000 | 52000 | 0 |  | ET - taken from Estimated Cost for AMI calcs | 0 | 3% | 0% | 0 | 0 | 0 | 0 | 0 | 0 | 0 | 0 | 0 | 0 | 0 | 0 | 0 | 0 | 0 | 0 | 0 | 0 | 0 | 0 | 0 | 0 | 0 | 0 | 0
| Annual System support and Maintenace (Hardware & Software) Costs | 135122 | 135122 | 0 |  | Jon Thompson current state O&M for Handheld Reading Technologies, Openway, IEE MDM | 0 | 3% | 0% | 0 | 0 | 0 | 0 | 0 | 0 | 0 | 0 | 0 | 0 | 0 | 0 | 0 | 0 | 0 | 0 | 0 | 0 | 0 | 0 | 0 | 0 | 0 | 0 | 0
| Software & Handhelds (5 years) | 92000 | 92000 | 0 |  | Last refresh cost in 2011 | 0 | 3% | 0.7% | 0 | 0 | 0 | 0 | 0 | 0 | 0 | 0 | 0 | 0 | 0 | 0 | 0 | 0 | 0 | 0 | 0 | 0 | 0 | 0 | 0 | 0 | 0 | 0 | 0
| Total IT Support & Technologies | 279122 | 279122 | 0 | v |  | 0 |  |  | 0 | 0 | 0 | 0 | 0 | 0 | 0 | 0 | 0 | 0 | 0 | 0 | 0 | 0 | 0 | 0 | 0 | 0 | 0 | 0 | 0 | 0 | 0 | 0 | 0
Vehicle Costs
| Mileage Reimburse | 20000 | 20000 |  |  | Jackie Foss Expense Report 2014 | 0 | 3% | 1% | 0 | 0 | 0 | 0 | 0 | 0 | 0 | 0 | 0 | 0 | 0 | 0 | 0 | 0 | 0 | 0 | 0 | 0 | 0 | 0 | 0 | 0 | 0 | 0 | 0
| Miles Driven | 553306 | 433306 | 120000 |  | Fleet mileage records (see Meter Reader Mileage tab) | 1493077.4784 | 3% | 1% | 0 | 0 | 0 | 42114.9082 | 109498.7612 | 113878.7117 | 118433.8601 | 164228.286 | 170797.4175 | 177629.3142 | 184734.4868 | 192123.8662 | 199808.8209 | 207801.1737 | 216113.2207 | 224757.7495 | 233748.0595 | 243097.9818 | 252821.9011 | 262934.7772 | 273452.1683 | 71097.5637 | 0 | 0 | 0
| Cost per Mile | 1.05 |  |  |  | Fleet G. Loew
| Total Vehicle Costs |  | 454971.3 | 126000 |  | Calculation: Cost per Mile * Miles Driven | 1493077.4784 |  |  | 0 | 0 | 0 | 42114.9082 | 109498.7612 | 113878.7117 | 118433.8601 | 164228.286 | 170797.4175 | 177629.3142 | 184734.4868 | 192123.8662 | 199808.8209 | 207801.1737 | 216113.2207 | 224757.7495 | 233748.0595 | 243097.9818 | 252821.9011 | 262934.7772 | 273452.1683 | 71097.5637 | 0 | 0 | 0
Safety
| Injury Related Costs Meter Readers (2012-2014 Average) | 56785 | 56785 |  |  | Anthony Klutz Safety Report: Costs are incurred outside of Jackies budget.
| Injury Related Costs OSM's | 12000 |  | 12000 |  |  | 149307.7478 | 3% | 1% | 0 | 0 | 0 | 4211.4908 | 10949.8761 | 11387.8712 | 11843.386 | 16422.8286 | 17079.7417 | 17762.9314 | 18473.4487 | 19212.3866 | 19980.8821 | 20780.1174 | 21611.3221 | 22475.7749 | 23374.8059 | 24309.7982 | 25282.1901 | 26293.4777 | 27345.2168 | 7109.7564 | 0 | 0 | 0
| Total Safety | 68785 | 56785 | 12000 |  |  | 149307.7478 | 3% | 1% | 0 | 0 | 0 | 4211.4908 | 10949.8761 | 11387.8712 | 11843.386 | 16422.8286 | 17079.7417 | 17762.9314 | 18473.4487 | 19212.3866 | 19980.8821 | 20780.1174 | 21611.3221 | 22475.7749 | 23374.8059 | 24309.7982 | 25282.1901 | 26293.4777 | 27345.2168 | 7109.7564 | 0 | 0 | 0
Customer Benefit
Reduced Mileage (Carbon Reduction)
| Miles Driven |  | 433306 | 120000 |  | Fleet mileage records (see Meter Reader Mileage tab)
| pound of carbon dioxide/mile driven | 0.96 |  |  |  | (.96 pound of carbon dioxide/mile driven) Avista Corporate Sustainability Report (Jessie Wuerst)
| Tons of carbon avoided |  | 207.9869 | 57.6 |  | Calculation: (Miles Driven * pound of carbon dioxide/mile driven)/2000
| Costs per ton | 8 |  |  |  | Avista Integrated Resource Plan
| Avoided Carbon Cost |  | 1663.895 | 460.8 |  | Calculation: Costs per ton * Tons of carbon avoided | 5733.4175 | 3% | 1% | 0 | 0 | 0 | 161.7212 | 420.4752 | 437.2943 | 454.786 | 630.6366 | 655.8621 | 682.0966 | 709.3804 | 737.7556 | 767.2659 | 797.9565 | 829.8748 | 863.0698 | 897.5925 | 933.4963 | 970.8361 | 1009.6695 | 1050.0563 | 273.0146 | 0 | 0 | 0
Overheads
| Overhead | 61% | 1461611.85 | 255409.44 |  | Neil Thorson (Over head loaders calc) | 3177884.0219 | 3% | 1% | 0 | 0 | 0 | 89637.8759 | 233058.4774 | 242380.8165 | 252076.0491 | 349545.4548 | 363527.273 | 378068.3639 | 393191.0984 | 408918.7424 | 425275.4921 | 442286.5117 | 459977.9722 | 478377.0911 | 497512.1747 | 517412.6617 | 538109.1682 | 559633.5349 | 582018.8763 | 151324.9078 | 0 | 0 | 0
| Facility Costs | 10000 |  |  |  | 2000 sqft at $5/sqft Annual Costs
| Portion of Facility Costs |  | 0.78296 | 21.7% |  | Calculation: Meter Reader Payroll/Total Budget
| MR Facility Costs |  | 7829.5551 | 2170.4449 |  | Calculation: Portion of Facility Costs * Facility Costs | 27005.3538 | 3% | 1% | 0 | 0 | 0 | 761.7341 | 1980.5086 | 2059.7289 | 2142.1181 | 2970.4038 | 3089.2199 | 3212.7887 | 3341.3003 | 3474.9523 | 3613.9504 | 3758.5084 | 3908.8487 | 4065.2027 | 4227.8108 | 4396.9232 | 4572.8001 | 4755.7121 | 4945.9406 | 1285.9446 | 0 | 0 | 0
| Total Overheads |  | 1477271.7431 | 259750.5469 |  |  | 3204889.3757
Additional Costs (See Part 2) |  |  |  | 26128.6062 |  |  | 325100.279 | 3% | 1% | 0 | 0 | 0 | 9170.0321 | 23842.0834 | 24795.7668 | 25787.5974 | 35758.8018 | 37189.1539 | 38676.72 | 40223.7888 | 41832.7404 | 43506.05 | 45246.292 | 47056.1437 | 48938.3894 | 50895.925 | 52931.762 | 55049.0325 | 57250.9938 | 59541.0335 | 15480.6687 | 0 | 0 | 0
| Total Additional Costs |  |  | 26128.6062 |  |  | 325100.279 |  |  | 0 | 0 | 0 | 9170.0321 | 23842.0834 | 24795.7668 | 25787.5974 | 35758.8018 | 37189.1539 | 38676.72 | 40223.7888 | 41832.7404 | 43506.05 | 45246.292 | 47056.1437 | 48938.3894 | 50895.925 | 52931.762 | 55049.0325 | 57250.9938 | 59541.0335 | 15480.6687 | 0 | 0 | 0
Total OSM Costs |  |  | 4826775.6918 | 948408.9194 |  | Calcualtion: Summation of all costs in Column D | 11326483.6621 |  |  | 0 | 0 | 0 | 229989.2562 | 597697.9127 | 621321.532 | 645879.5771 | 895212.0478 | 930597.8149 | 967383.3721 | 1005624.1325 | 1045377.7041 | 1086703.977 | 1129665.2138 | 1174326.144 | 1220754.0614 | 1269018.9256 | 1319193.4685 | 1371353.303 | 1425577.0386 | 1481946.3988 | 385136.5865 | 0 | 0 | 0
Additional Costs
Part 2 |  |  | 2014
Reduce Prior Obligation and Balances, Thus write-off to revenue
Credit Connections |  | Prior Obligation Amount (2014)
1 |  | Write-off to revenue Amount (2014)
2 |  | Percentage increase/decrease?
3
4 | Eliminate "Too Old to Work" orders
5 |  | Total number of "Too Old to Work" orders (2014) | 3623 |  |  | Provided by Lisa Garrett see Too Old to Work
6 |  | Cost of Notices | 0.4584 |  |  | retreive from TransCentra invoices
7 |  | Cost of "Too Old to Work" notices |  | 6643.1328 |  | Calculation: (Cost of Notices * 4) * Total number of "Too Old to Work" orders (2014)
8 |  | Cost if notices hadn't resulted in "Too Old to Work" |  | 3321.5664 |  | Calculation: (Cost of Notices * 2) * Total number of "Too Old to Work" orders (2014)
9 |  | Cost Benefit |  |  | 3321.5664 | Calculation: Cost of "Too Old to Work" notices - Cost if notices hadn't resulted in "Too Old to Work"
10 | Dispatch Workload will decrease if disconnects are automated
11 |  | Total number of disconnects related to credit (2014) | 10848 |  |  | Provided by Lisa Garrett seeDisconnects Reconnects 12-7-15
12 |  | Average Budgeted cost per dispatch order | 1.0737 |  |  | Provided by Nicola, see Cost per Dispatch tab
13 |  | Cost for disconnects related to credit |  | 11647.5896 |  | Calculation: Total number of disconnects related to credit (2014) * Average Budgeted cost per dispatch order
14 |  | Total number of reconnects related to credit (2014) | 10695 |  |  | Provided by Lisa Garrett seeDisconnects Reconnects 12-7-15
15 |  | Average Budgeted cost per dispatch order | 1.0737 |  |  | Provided by Nicola, see Cost per Dispatch tab
16 |  | Cost for reconnects related to credit |  | 11483.3122 |  | Calculation: Total number of reconnects related to credit (2014) * Average Budgeted cost per dispatch order
17 |  | Cost Benefit |  |  | 23130.9018 | Calculation: Cost for disconnects related to credit + Cost for reconnects related to credit
18 | Potential increase to commission complaints
19 |  | Total number of complaints related to disconnects - WA (2014) | 22 |  |  | Provided by Dalila Sheehan - see "credit disconnect complaints" tab.
20 |  | Expected increase to claims (10%) | 2.2 |  |  | Calculation: Total number of claims related to disconnects - WA (2014) * Expected increase to claims (10%)
21 |  | Average hours to complete Claim | 3 |  |  | Provided by Dalila Sheehan
22 |  | Labor Rate | 49.07 |  |  | Commission 2014 Est avg. $ per Hr incl loadings.
23 |  | Additional Cost |  |  | -323.862 | Calculation:
24
25 |  | Total Cost Savings |  |  | 26128.6062
Note on B17: Jon Thompson estimate $460,000 every 5 years
Note on C23: would inlcude depreciation, fuel, maintenance and other costs averaged
Note on D27: Took the $265000/56 months and then multipled by 12 for annualized number to get $56,785. Numbers were supplied by Tony Klutz and represent workers comp numbers.
Note on G41: http://www.cushmanwakefield.com/~/media/marketbeat/2015/02/Portland_Americas_MarketBeat_Office_Q42014.pdf shows that $20/sqft assumption is within reason

## After-Hours Fees
Back to Summary
Year |  |  |  | 0 | 0 | 0 | 0 | 0 | 0 | 1 | 1 | 1 | 1 | 1 | 1 | 1 | 1 | 1 | 1 | 1 | 1 | 1 | 1 | 1 | 0.25 | 0 | 0 | 0
Avoided Late Fees |  | Annual Increase Rate | Customer Growth | 2016 | 2017 | 2018 | 2019 | 2020 | 2021 | 2022 | 2023 | 2024 | 2025 | 2026 | 2027 | 2028 | 2029 | 2030 | 2031 | 2032 | 2033 | 2034 | 2035 | 2036 | 2037 | 2038 | 2039 | 2040
Forecasted Installed Cost | 331214.375 | 3% | 1% | 0 | 0 | 0 | 0 | 0 | 0 | 50473.8531 | 50473.8531 | 50473.8531 | 50473.8531 | 50473.8531 | 50473.8531 | 50473.8531 | 50473.8531 | 50473.8531 | 50473.8531 | 50473.8531 | 50473.8531 | 50473.8531 | 50473.8531 | 50473.8531 | 12618.4633 | 0 | 0 | 0
| After Hours Fees |  |  | 2016: 2014
1 |  | Reduce After Hours reconnect from $32 to $16 (WA)
2 |  |  | Total number of after hours reconnects (2014-WA) | 2016: 3027; 2019: Provided by Lisa Garrett, see After Hours FA's tab
3 |  |  | After hours reconnect fee (WA) | 2016: 32; 2019: Provided by Contact Center
4 |  |  | Customer Cost for After Hours Reconnect | 2017: 96864; 2019: Calculation: Total number of after hours reconnects * After Hours fee
5 |  |  | Regular Business Hours fee (WA) | 2016: 16; 2019: Provided by Contact Center
6 |  |  | Customer cost if they had paid regular fee | 2017: 48432; 2019: Calculation: Total number of after hours reconnects * Regular Business Hours Fee
7 |  |  | Customer Cost Savings: | 2018: 48432; 2019: Calculation: Customer cost for After Hours Reconnects - Customer cost if they had paid regular fee
8 |  | Customer doesn't have to wait for next day turn-on/reconnect
9 |  |  | Total number of FA's created after 7PM-7AM Mon-Fri (2014) | 2016: 29; 2019: Provided by Nicola, see Reconnects tab
10 |  |  | Total number of FA's created after 12PM on Saturday (2014) | 2016: 66; 2019: Provided by Nicola, see Reconnects tab
11 |  |  | Total number of FA's created on Sunday (2014) | 2016: 5; 2019: Provided by Nicola, see Reconnects tab
12 |  |  | Total number of customers who wouldn't have to wait for next day turn-on | 2018: 100; 2019: calculation: Total number of FA's created after 7PM-7AM Mon-Fri + Total number of FA's created after 12PM on Saturday + Total number of FA's created on Sunday
13 |  | Automate Reconnect fee charges - Eliminates a CS Support report
14 |  |  | Hours to complete report in 1 week (2015) | 2016: 0.8; 2019: provided by Lisa Garrett see Reduced CS Support Workload
15 |  |  | weeks in a year | 2016: 52; 2019: Calander weeks
16 |  |  | Hours to complete report in 1 year | 2017: 41.6; 2019: Calculation: Hours to complete report in 1 week * weeks in a year
17 |  |  | Loaded Labor Rate (2014) | 2017: 37.07; 2019: BackOffice 2014 Est avg. $ per Hr incl loadings.
18 |  |  | Cost Savings | 2018: 1542.112
|  |  | Total Cost Savings | 2018: 49974.112
Note on H3: [Threaded comment] Your version of Excel allows you to read this threaded comment; however, any edits to it will get removed if the file is opened in a newer version of Excel. Learn more: https://go.microsoft.com/fwlink/?linkid=870924 Comment: Changed on 6/19/2020 - to refelct new information about arate case development - that the tariff will be changed to allow this.
Note on D5: tzmj9b: not load dependent
Note on D19: dzd6mf: Can we put this into cost: OSM or Serviceman labor rate * number of customers affected = Cost savings.

## Earlier Outage Notification
Back to Summary
Annual Customer And Load Growth | 1%
Annual inflation rate | 2.38% | Source: IMF (Projected inflation rate through.2017-2020)
Estimated Customer Savings | 3190670 | <- 2019
|  | 0 | 0 | 0 | 0 | 0.2 | 0.4 | 0.6 | 0.8 | 1 | 1 | 1 | 1 | 1 | 1 | 1 | 1 | 1 | 1 | 1 | 1 | 1 | 0.25 | 0 | 0 | 0
Year |  | 2016 | 2017 | 2018 | 2019 | 2020 | 2021 | 2022 | 2023 | 2024 | 2025 | 2026 | 2027 | 2028 | 2029 | 2030 | 2031 | 2032 | 2033 | 2034 | 2035 | 2036 | 2037 | 2038 | 2039 | 2040
Forecasted Installed Cost (see Spreadsheet) | 28009803.2932 | 0 | 0 | 0 | 0 | 659702.9292 | 1364001.7764 | 2115157.5547 | 2915533.1734 | 3767597.7433 | 3894942.547 | 4026591.6051 | 4162690.4014 | 4303389.3369 | 4448843.8965 | 4599214.8202 | 4754668.2811 | 4915376.069 | 5081515.7802 | 5253271.0135 | 5430831.5738 | 5614393.681 | 1451040.0469 | 0 | 0 | 0
68758762.2297
Original
Estimated Customer Savings | 2622923.8497
|  | 0 | 0 | 0 | 0.3 | 0.75 | 0.75 | 0.75 | 1 | 1 | 1 | 1 | 1 | 1 | 1 | 1 | 1 | 1 | 1 | 1 | 1 | 1 | 0.25 | 0 | 0 | 0
Year |  | 2016 | 2017 | 2018 | 2019 | 2020 | 2021 | 2022 | 2023 | 2024 | 2025 | 2026 | 2027 | 2028 | 2029 | 2030 | 2031 | 2032 | 2033 | 2034 | 2035 | 2036 | 2037 | 2038 | 2039 | 2040
Forecasted Installed Cost (see Spreadsheet) | 29913262.351 | 0 | 0 | 0 | 898779.2723 | 2322895.0292 | 2401408.8812 | 2482576.5014 | 3421983.4495 | 3537646.4901 | 3657218.9414 | 3780832.9417 | 3908625.0951 | 4040736.6233 | 4177313.5212 | 4318506.7182 | 4464472.2453 | 4615371.4072 | 4771370.9607 | 4932643.2992 | 5099366.6427 | 5271725.2352
Note on B8: updated with Larry's numbers on 7/28/2020 Used a more conservative estimate which reduced the amount of the benefits

## More Rapid Restoration
Back to Summary
|  |  | Outage Management |  | NPV | Actual Dollars | 2016 | 2017 | 2018 | 2019 | 2020 | 2021 | 2022 | 2023 | 2024 | 2025 | 2026 | 2027 | 2028 | 2029 | 2030 | 2031 | 2032 | 2033 | 2034 | 2035 | 2036 | 2037 | 2038 | 2039 | 2040
|  |  |  | Ramp up in Capability |  |  | 0 | 0 | 0 | 0 | 0.2 | 0.4 | 0.6 | 0.8 | 1 | 1 | 1 | 1 | 1 | 1 | 1 | 1 | 1 | 1 | 1 | 1 | 1 | 0.25 | 0 | 0 | 0
Behavioral Energy Conservation |  |  |  | AnnualCustomerSavings | 18673199.2693 | 45839167.6365 | 0 | 0 | 0 | 0 | 439801.8839 | 909334.3751 | 1410104.8155 | 1943688.4777 | 2511731.4353 | 2596627.9578 | 2684393.9827 | 2775126.4994 | 2868925.775 | 2965895.4662 | 3066142.733 | 3169778.3574 | 3276916.8658 | 3387676.6559 | 3502180.1269 | 3620553.8152 | 3742928.5341 | 967359.8796 | 0 | 0 | 0
|  |  |  | Reduced Outage Duraion from More Efficient Restoration Processes |  | 4% Reduction in Duration | 2016: Annual Value =; 2017: 2127113; 2018: <- 2019
| Annual Customer And Load Growth | 1%
| Annual inflation rate | 2.38% | Source: IMF (Projected inflation rate through.2017-2020)
Note on J6: updated with Larry's numbers on 7/28/2020 Used a more conservative estimate which reduced the amount of the benefits

## Reduced Customer Calls
Back to Summary
Outage Management
When an AMI meter is installed, the meter will communicate its status directly to OMT, accelerating the awareness of an outage by not relying solely on customer initiated outage reports. Customers with AMI meters will be less likely to call Avista to report their outage as their familiarity and confidence in automated outage notification increases. The reduction in phone calls will reduce the staffing needed to handle customer initiated outage calls.
| Customer Growth Rate | 1%
| O&M Escalation | 3%
|  |  |  | 0 | 0 | 0 | 0 | 0 | 0 | 1 | 1 | 1 | 1 | 1 | 1 | 1 | 1 | 1 | 1 | 1 | 1 | 1 | 1 | 0.25 | 0 | 0 | 0
| Year |  | 2016 | 2017 | 2018 | 2019 | 2020 | 2021 | 2022 | 2023 | 2024 | 2025 | 2026 | 2027 | 2028 | 2029 | 2030 | 2031 | 2032 | 2033 | 2034 | 2035 | 2036 | 2037 | 2038 | 2039 | 2040
| Forecasted Installed Cost | 1277163.4112 | 0 | 0 | 0 | 0 | 0 | 29223.2103 | 50653.5645 | 140479.219 | 146098.3877 | 151942.3232 | 158020.0162 | 164340.8168 | 170914.4495 | 177751.0275 | 184861.0686 | 192255.5113 | 199945.7318 | 207943.561 | 216261.3035 | 224911.7556 | 233908.2258 | 60816.1387 | 0 | 0 | 0
| Reduced Customer Calls |  | 2017: 2014
1 |  | Reduction in customer outage phone calls
2 |  |  | 2016: Electric Call Volume (2014); 2017: 36863; 2020: Retrieve from Veronica see "Electric Call Volume" tab.
3 |  |  | 2016: WA electric Calls (2014) (67% of Electric calls); 2017: 24698.21; 2020: Calculation: 67% * Electric Call Volume (2014)
4 |  |  | 2016: Total Number of initial incidents created by CSRs (WA); 2017: 16619; 2020: Cognos Report see Incidents by CSRs tab
5 |  |  | 2016: Potential reduction in electric calls; 2018: 67.29%; 2020: Calculation:
6 |  |  | 2016: Average Handle Time for All Calls (2014) - m:ss; 2017: 0:07; 2020: Retreived from Veronica Soules - Contact Center Stats
7 |  |  | 2016: Average Handle Time for Electric Calls (2014) - m:ss; 2017: 0:05; 2020: Retrieve from Veronica see "Electric Call Volume" tab.
8 |  |  | 2016: Electric AHT percentage of AHT.; 2017: 73.14%; 2020: Calculation: Average Handle Time for Electric Calls (2014) - m:ss / Average Handle Time for Electric Calls (2014) - m:ss
9 |  |  | 2016: Cost per Call (2015); 2017: 6.71
10 |  |  | 2016: Cost per Electric Call (2015); 2018: 4.9074; 2020: Calculation: Electric AHT percentage of AHT. * Cost per Call (2015)
11 |  |  | 2016: Cost Savings; 2019: 81556.7676; 2020: Calculation: Cost per Electric Call (2015) * (Percentage of WA Electric calls where initial incident was created by CSR * WA electric Calls (2014) (67% of Electric calls))
12 |  | Reduction in outage call duration as AMI meters are rolled out.
13 |  |  | 2016: Average Handle Time for Electric Calls (2014) - m:ss; 2017: 0:05; 2020: Retrieve from Veronica see "Electric Call Volume" tab.
14 |  |  | 2016: Average CSR time to gather outage information to report incident; 2017: 0:01; 2020: QA Reviewed Electric Calls - range between 60-80 seconds.
15 |  |  | 2016: Decrease in call time; 2017: 25.86%; 2020: Calculation: Average CSR time to gather outage information to report incident / Average Handle Time for Electric Calls (2014) - m:ss
16 |  |  | 2016: Cost per Electric Call (2015); 2017: 4.9074; 2020: Calculation: Electric AHT percentage of AHT. * Cost per Call (2015)
17 |  |  | 2016: Cost related to gathering outage information to create initial ticket; 2018: 1.269; 2020: Calculation: Cost per Electric Call (2015) * Percentage of call time related to gathering outage information to create initial ticket
18 |  |  | 2016: Total Number of initial incidents created by CSRs (WA); 2018: 16619; 2020: Cognos Report see Incidents by CSRs tab
19 |  |  | 2016: Cost savings; 2019: 21090.0217; 2020: Calculation: Cost related to gathering outage information to create initial ticket * Total Number of initial incidents created by CSRs (WA)
|  |  | Total Cost Savings |  |  | 102646.7893

## Avoided Single Lights Out
Back to Summary
Outage Management
Avoiding False Positive
This benefit estimates the reduction in the number of truck rolls associated with customers who call in to report an outage that is determined to be caused by something on the occupant’s side of the meter. Outage management responds to calls where customers lose power. The goal is to restore power safely and quickly. An outage that is responded to is called an incidence and each incidence is measured by duration and number of customers out of power. Some incidences that are responded to are false incidences where the customer power loss is due to a cause on the customer side of the meter, which is still a cost to the utility. Reducing the time spent investigating these false positives will result in lower time spent on the phones, data entry and physical trips to the customer’s home. A call center representative will try to determine the meter state by asking the customer specific questions that would help diagnose if the outage is customer caused. Questions such as have you checked your breaker or are your neighbors' lights on are used to determine if the problem is isolated to the homeowner's premise. Without the AMI insight, a crew will be dispatched to investigate and if needed resolve an outage.
|  | Escalation Rate | 3%
|  | Customer Growth Rate | 1%
|  | Percent Realized |  | 0 | 0 | 0 | 0 | 0 | 0 | 0 | 1 | 1 | 1 | 1 | 1 | 1 | 1 | 1 | 1 | 1 | 1 | 1 | 1 | 1 | 0.25 | 0 | 0 | 0
|  | Year |  | 2016 | 2017 | 2018 | 2019 | 2020 | 2021 | 2022 | 2023 | 2024 | 2025 | 2026 | 2027 | 2028 | 2029 | 2030 | 2031 | 2032 | 2033 | 2034 | 2035 | 2036 | 2037 | 2038 | 2039 | 2040
|  | Forecasted Avoided Cost | 2730472.1574 | 0 | 0 | 0 | 0 | 0 | 62476.8619 | 108293.2273 | 300333.2171 | 312346.5458 | 324840.4077 | 337834.024 | 351347.3849 | 365401.2803 | 380017.3315 | 395218.0248 | 411026.7458 | 427467.8156 | 444566.5282 | 462349.1894 | 480843.1569 | 500076.8832 | 130019.9896 | 0 | 0 | 0
Benefits Description
2009-2014 Avg
Events
1 |  | Total False Postive Reports Per Year Washington | 1680.5 | 2017: Reuben Arts (OMT)
2 |  | Crew Responded To Incident Count Washington | 164.6667 | 2017: Reuben Arts (OMT)
3 |  | Servicemen Responded to Incident Count Washington | 1515.8333 | 2017: Reuben Arts (OMT)
4 | Crew Costs
5 |  | Average Time Per Response By Crew in Hours | 1
6 |  | Number of Crew per Response | 4
7 |  | Overtime Percentage Ratio | 38% | 2016: Prior Study from 2009
8 |  | Average Labor Rate | 45
9 |  | Loading | 71%
10 |  | Blended Hourly Cost Per Crew Hour | 444.6
11 |  | Vehicle Cost Per Incident | 60
12 |  | Average Cost Per Incident | 504.6
13 | Servicemen Costs
14 |  | Average Time Per Response By Serviceman in Hours | 1
15 |  | Number of Serviceman per Response | 1
16 |  | Overtime Percentage Ratio | 38% | 2016: Prior Study from 2009
17 |  | Average Labor Rate | 45
18 |  | Loading | 71%
19 |  | Blended Hourly Cost Per Serviceman Hour | 111.15
20 |  | Vehicle Cost Per Incident | 15
21 |  | Average Cost Per Incident | 126.15
22 | CSR Time
23 |  | CSR reduced call time was included in the OMT Reduced Call Time Benefit
29 | Estimated Costs Total
30 |  | Crew Costs | 83090.8
31 |  | Servicemen Costs | 191222.375
32 |  | Total Costs | 274313.175
33 |  | Expected Percentage Decrease | 80%
34 |  | Expected Net Benefit | 219450.54
35
36 | Incremental Costs
38 |  | Training: Part of the CSR Training | 0
39 |  | Application and Development Cost | 0 | 2016: Included in reduced customer calls benefit
Total (Calculation)
|  |  | 2009 | 2010 | 2011 | 2012 | 2013 | 2014 | Average
|  | <=2Man | 2792 | 2426 | 2370 | 2282 | 2062 | 2278 | 2368
|  | >2Man | 339 | 198 | 249 | 248 | 247 | 268 | 258
|  | Grand Total | 3131 | 2624 | 2619 | 2530 | 2309 | 2546 | 2626
|  | PercentWashington | 64% | 64% | 64% | 64% | 64% | 64%
|  | <=2Man | 1786 | 1552 | 1516 | 1460 | 1319 | 1457 | 1515
|  | >2Man | 216 | 126 | 159 | 158 | 158 | 171 | 164.6667
|  | Washington Grand Total | 2003 | 1679 | 1676 | 1619 | 1477 | 1629 | 1680.5
Table 1
| Year | CrewCat | 2009: Incidents
| 2005 | >2Man | 2009: 89
| 2005 | <=2Man | 2009: 1167
| 2006 | <=2Man | 2009: 1657
| 2006 | >2Man | 2009: 118
| 2007 | <=2Man | 2009: 1999
| 2007 | >2Man | 2009: 143
| 2008 | <=2Man | 2009: 2762
| 2008 | >2Man | 2009: 247
| 2009 | >2Man | 2009: 288
| 2009 | <=2Man | 2009: 2735
| 2010 | >2Man | 2009: 339
| 2010 | <=2Man | 2009: 2792
| 2011 | <=2Man | 2009: 2426
| 2011 | >2Man | 2009: 198
| 2012 | <=2Man | 2009: 2370
| 2012 | >2Man | 2009: 249
| 2013 | <=2Man | 2009: 2282
| 2013 | >2Man | 2009: 248
| 2014 | <=2Man | 2009: 2062
| 2014 | >2Man | 2009: 247
| 2015 | >2Man | 2009: 268
| 2015 | <=2Man | 2009: 2278

## Reduced Major Storms Cost
Back to Summary
Based on an average of $4,170,430/Year from 2010 - 2014 Percent of costs apportioned to employees and corresponding costs such as payroll, meals and lodging is 59.5% Assumption is that estimated reduction in time is 10% or (5.95% adjusted)
Customer Growth | 1%
Annual O&M increase rate | 3%
Expected Value | 248115
|  | 0 | 0 | 0 | 0 | 0 | 0 | 0 | 1 | 1 | 1 | 1 | 1 | 1 | 1 | 1 | 1 | 1 | 1 | 1 | 1 | 1 | 0.25 | 0 | 0 | 0
Year |  | 2016 | 2017 | 2018 | 2019 | 2020 | 2021 | 2022 | 2023 | 2024 | 2025 | 2026 | 2027 | 2028 | 2029 | 2030 | 2031 | 2032 | 2033 | 2034 | 2035 | 2036 | 2037 | 2038 | 2039 | 2040
Forecasted Restoration Savings | 3032402.7633 | 0 | 0 | 0 | 0 | 0 | 70637.5414 | 122438.405 | 339562.5099 | 353145.0103 | 367270.8108 | 381961.6432 | 397240.1089 | 413129.7133 | 429654.9018 | 446841.0979 | 464714.7418 | 483303.3315 | 502635.4647 | 522740.8833 | 543650.5186 | 565396.5394 | 147003.1002 | 0 | 0 | 0

## Conservation Voltage Reduction
Back to Summary
reduction rate |  |  |  |  | 0.3 | 0.3 | 0.3 | 0.3 | 0.3 | 0.4 | 0.4 | 0.4 | 0.4 | 0.4 | 0.4 | 0.4 | 0.4 | 0.4 | 0.4 | 0.4 | 0.4 | 0.4 | 0.4 | 0.4 | 0.4 | 0.4
| NPV | 2016 | 2017 | 2018 | 2019 | 2020 | 2021 | 2022 | 2023 | 2024 | 2025 | 2026 | 2027 | 2028 | 2029 | 2030 | 2031 | 2032 | 2033 | 2034 | 2035 | 2036 | 2037 | 2038 | 2039 | 2040
X&R Savings | 11058455.8554 | 0 | 0 | 0 | 310551.0339 | 808985.4432 | 842962.8318 | 878367.2707 | 1220344.9282 | 1271599.4151 | 1325006.5906 | 1380656.8674 | 1438644.4558 | 1499067.523 | 1562028.3589 | 1627633.55 | 1695994.1591 | 1767225.9138 | 1841449.4022 | 1918790.277 | 1999379.4687 | 2083353.4064 | 0 | 0 | 0 | 0
AMI Augmentation | 26740173.1779 | 0 | 0 | 0 | 750935.622 | 1956187.2952 | 2038347.1616 | 2123957.7424 | 2950885.2902 | 3074822.4723 | 3203965.0162 | 3338531.5469 | 3478749.8718 | 3624857.3665 | 3777101.3758 | 3935739.6336 | 4101040.6982 | 4273284.4076 | 4452762.3527 | 4639778.3715 | 4834649.0631 | 5037704.3238 | 0 | 0 | 0 | 0
Future Grid Mod | 11449965.2632 | 0 | 0 | 0 | 310015.8859 | 810051.723 | 846918.9621 | 885370.8423 | 1233442.3889 | 1289673.1478 | 1349584.7965 | 1412343.9939 | 1478819.0838 | 1550010.7596 | 1624173.0529 | 1702249.1301 | 1783444.0467 | 1869426.0784 | 1959403.5725 | 2028615.0653 | 2127726.485 | 2316149.3917 | 0 | 0 | 0 | 0
Grid Mod Cost | 0 | 0 | 0 | 0 | 0 | 0 | 0 | 0 | 0 | 0 | 0 | 0 | 0 | 0 | 0 | 0 | 0 | 0 | 0 | 0 | 0 | 0 | 0 | 0 | 0 | 0
CVR/AMI Cost Other (Capital) | 0 | 0 | 0 | 0 | 0 | 0 | 0 | 0 | 0 | 0 | 0 | 0 | 0 | 0 | 0 | 0 | 0 | 0 | 0 | 0 | 0 | 0 | 0 | 0 | 0 | 0
Mitigation (Capital) | -828689.7569 | 0 | 0 | 0 | -32812.5 | -83125 | -95000 | -100000 | -100000 | -100000 | -100000 | -100000 | -100000 | -100000 | -100000 | -100000 | -100000 | -100000 | -100000 | -100000 | -100000 | -200000 | 0 | 0 | 0 | 0
CVR/AMI Cost Other (O&M) | -2904385.8703 | 0 | 0 | 0 | -83410.5975 | -217646.0525 | -256200.496 | -277775.2747 | -286108.5329 | -294691.7889 | -303532.5425 | -312638.5188 | -322017.6744 | -331678.2046 | -341628.5508 | -351877.4073 | -362433.7295 | -373306.7414 | -384505.9436 | -396041.1219 | -407922.3556 | -1680640.105 | 0 | 0 | 0 | 0
Total | 18494601.4987 | 0 | 0 | 0 | 411450.7625 | 1072567.3384 | 1118468.6867 | 1166308.7566 | 1621401.7822 | 2254438.0141 | 2351422.5613 | 2452612.9633 | 2558485.3646 | 2669574.2596 | 2785321.1151 | 2906248.9255 | 3032191.5616 | 3163974.5599 | 3301446.1309 | 3434873.4855 | 3584702.0067 | 3774882.8487 | 0 | 0 | 0 | 0
Year | X&R Savings | AMI Augmentation | Future Grid Mod | Grid Mod Cost | CVR/AMI Cost Other (Capital) | Mitigation (Capital) | CVR/AMI Cost Other (O&M) | X&R Savings | AMI Augmentation | Future Grid Mod | Grid Mod Cost | CVR/AMI Cost Other (Capital) | Mitigation (Capital) | CVR/AMI Cost Other (O&M) | X&R Savings | AMI Augmentation | Future Grid Mod | Grid Mod Cost | CVR/AMI Cost Other (Capital) | Mitigation (Capital) | CVR/AMI Cost Other (O&M)
2016 | 0 | 0 | 0 | 0 | 1 | 1 | 0 | 0 | 0 | 0 | 0 | -599028.48 | -580000 | 0 | 0 | 0 | 0 | 0 | -599028.48 | -580000 | 0
2017 | 0 | 0 | 0 | 0 | 0 | 0 | 0 | 0 | 0 | 0 | 0 | 0 | -100000 | -239611.392 | 0 | 0 | 0 | 0 | 0 | -100000 | -239611.392
2018 | 0 | 0 | 0 | 0 | 0 | 0 | 0 | 0 | 0 | 0 | 0 | 0 | -100000 | -246799.7338 | 0 | 0 | 0 | 0 | 0 | -100000 | -246799.7338
2019 | 0.3 | 0.3 | 0.3 | 0.3 | 0.3 | 0.3 | 0.3 | 310551.0339 | 750935.622 | 310015.8859 | 0 | 0 | -100000 | -254203.7258 | 310551.0339 | 750935.622 | 310015.8859 | 0 | 0 | -100000 | -254203.7258
2020 | 0.75 | 0.75 | 0.75 | 0.75 | 0.75 | 0.75 | 0.75 | 808985.4432 | 1956187.2952 | 810051.723 | 0 | 0 | -100000 | -261829.8375 | 808985.4432 | 1956187.2952 | 810051.723 | 0 | 0 | -100000 | -261829.8375
2021 | 0.75 | 0.75 | 0.75 | 0.75 | 0.75 | 0.75 | 0.75 | 842962.8318 | 2038347.1616 | 846918.9621 | 0 | 0 | -100000 | -269684.7327 | 842962.8318 | 2038347.1616 | 846918.9621 | 0 | 0 | -100000 | -269684.7327
2022 | 0.75 | 0.75 | 0.75 | 1 | 1 | 1 | 1 | 878367.2707 | 2123957.7424 | 885370.8423 | 0 | 0 | -100000 | -277775.2747 | 878367.2707 | 2123957.7424 | 885370.8423 | 0 | 0 | -100000 | -277775.2747
2023 | 1 | 1 | 1 | 1 | 1 | 1 | 1 | 1220344.9282 | 2950885.2902 | 1233442.3889 | 0 | 0 | -100000 | -286108.5329 | 1220344.9282 | 2950885.2902 | 1233442.3889 | 0 | 0 | -100000 | -286108.5329
2024 | 1 | 1 | 1 | 1 | 1 | 1 | 1 | 1271599.4151 | 3074822.4723 | 1289673.1478 | 0 | 0 | -100000 | -294691.7889 | 1271599.4151 | 3074822.4723 | 1289673.1478 | 0 | 0 | -100000 | -294691.7889
2025 | 1 | 1 | 1 | 1 | 1 | 1 | 1 | 1325006.5906 | 3203965.0162 | 1349584.7965 | 0 | 0 | -100000 | -303532.5425 | 1325006.5906 | 3203965.0162 | 1349584.7965 | 0 | 0 | -100000 | -303532.5425
2026 | 1 | 1 | 1 | 1 | 1 | 1 | 1 | 1380656.8674 | 3338531.5469 | 1412343.9939 | 0 | 0 | -100000 | -312638.5188 | 1380656.8674 | 3338531.5469 | 1412343.9939 | 0 | 0 | -100000 | -312638.5188
2027 | 1 | 1 | 1 | 1 | 1 | 1 | 1 | 1438644.4558 | 3478749.8718 | 1478819.0838 | 0 | 0 | -100000 | -322017.6744 | 1438644.4558 | 3478749.8718 | 1478819.0838 | 0 | 0 | -100000 | -322017.6744
2028 | 1 | 1 | 1 | 1 | 1 | 1 | 1 | 1499067.523 | 3624857.3665 | 1550010.7596 | 0 | 0 | -100000 | -331678.2046 | 1499067.523 | 3624857.3665 | 1550010.7596 | 0 | 0 | -100000 | -331678.2046
2029 | 1 | 1 | 1 | 1 | 1 | 1 | 1 | 1562028.3589 | 3777101.3758 | 1624173.0529 | 0 | 0 | -100000 | -341628.5508 | 1562028.3589 | 3777101.3758 | 1624173.0529 | 0 | 0 | -100000 | -341628.5508
2030 | 1 | 1 | 1 | 1 | 1 | 1 | 1 | 1627633.55 | 3935739.6336 | 1702249.1301 | 0 | 0 | -100000 | -351877.4073 | 1627633.55 | 3935739.6336 | 1702249.1301 | 0 | 0 | -100000 | -351877.4073
2031 | 1 | 1 | 1 | 1 | 1 | 1 | 1 | 1695994.1591 | 4101040.6982 | 1783444.0467 | 0 | 0 | -100000 | -362433.7295 | 1695994.1591 | 4101040.6982 | 1783444.0467 | 0 | 0 | -100000 | -362433.7295
2032 | 1 | 1 | 1 | 1 | 1 | 1 | 1 | 1767225.9138 | 4273284.4076 | 1869426.0784 | 0 | 0 | -100000 | -373306.7414 | 1767225.9138 | 4273284.4076 | 1869426.0784 | 0 | 0 | -100000 | -373306.7414
2033 | 1 | 1 | 1 | 1 | 1 | 1 | 1 | 1841449.4022 | 4452762.3527 | 1959403.5725 | 0 | 0 | -100000 | -384505.9436 | 1841449.4022 | 4452762.3527 | 1959403.5725 | 0 | 0 | -100000 | -384505.9436
2034 | 1 | 1 | 1 | 1 | 1 | 1 | 1 | 1918790.277 | 4639778.3715 | 2028615.0653 | 0 | 0 | -100000 | -396041.1219 | 1918790.277 | 4639778.3715 | 2028615.0653 | 0 | 0 | -100000 | -396041.1219
2035 | 1 | 1 | 1 | 1 | 1 | 1 | 1 | 1999379.4687 | 4834649.0631 | 2127726.485 | 0 | 0 | -100000 | -407922.3556 | 1999379.4687 | 4834649.0631 | 2127726.485 | 0 | 0 | -100000 | -407922.3556
2036 | 1 | 1 | 1 | 1 | 1 | 1 | 1 | 2083353.4064 | 5037704.3238 | 2316149.3917 | 0 | 0 | -50000 | -420160.0263 | 2083353.4064 | 5037704.3238 | 2316149.3917 | 0 | 0 | -50000 | -420160.0263
2037 | 0.25 | 0.25 | 0.25 | 0.25 | 0.25 | 0.25 | 0.25 | 540579.6099 | 1307161.9197 | 600077.712 | 0 | 0 | -25000 | 0 | 1143234.8688 | 2764427.4005 | 0 | 0 | 0 | -53387.0879 | -199101.5971
2038 | 0 | 0 | 0 | 0 | 0 | 0 | 0 | 0 | 0 | 0 | 0 | 0 | 0 | 0 | 0 | 0 | 0 | 0 | 0 | 0 | 0
2039 | 0 | 0 | 0 | 0 | 0 | 0 | 0 | 0 | 0 | 0 | 0 | 0 | 0 | 0 | 0 | 0 | 0 | 0 | 0 | 0 | 0
2040 | 0 | 0 | 0 | 0 | 0 | 0 | 0 | 0 | 0 | 0 | 0 | 0 | 0 | 0 | 0 | 0 | 0 | 0 | 0 | 0 | 0
[8 empty] | 12366159.0265 | 29902297.2318 | 12746387.2482 | 0 | -582259.409 | -1998495.0286 | -4578201.6221 | 41213359.9379 | 99656986.1458 | 42907457.6373 | 0 | -599028.48 | -2890208.8573 | -9167000.4076
[10 empty] | 55014843.5065 |  |  |  | -7158956.0597
|  | 0 | 0 | 0 | 116456.6377 | 707862.2628 | 800814.6902 | 878367.2707 | 1220344.9282 | 1271599.4151 | 1325006.5906 | 1380656.8674 | 1438644.4558 | 1499067.523 | 1562028.3589 | 1627633.55 | 1695994.1591 | 1767225.9138 | 1841449.4022 | 1918790.277 | 1999379.4687 | 2083353.4064
|  | 0 | 0 | 0 | 281600.8582 | 1711663.8833 | 1936429.8036 | 2123957.7424 | 2950885.2902 | 3074822.4723 | 3203965.0162 | 3338531.5469 | 3478749.8718 | 3624857.3665 | 3777101.3758 | 3935739.6336 | 4101040.6982 | 4273284.4076 | 4452762.3527 | 4639778.3715 | 4834649.0631 | 5037704.3238
|  | 0 | 0 | 0 | 116255.9572 | 708795.2576 | 804573.014 | 885370.8423 | 1233442.3889 | 1289673.1478 | 1349584.7965 | 1412343.9939 | 1478819.0838 | 1550010.7596 | 1624173.0529 | 1702249.1301 | 1783444.0467 | 1869426.0784 | 1959403.5725 | 2028615.0653 | 2127726.485 | 2316149.3917
|  | 0 | 0 | 0 | 0 | 0 | 0 | 0 | 0 | 0 | 0 | 0 | 0 | 0 | 0 | 0 | 0 | 0 | 0 | 0 | 0 | 0
|  | 0 | 0 | 0 | 0 | 0 | 0 | 0 | 0 | 0 | 0 | 0 | 0 | 0 | 0 | 0 | 0 | 0 | 0 | 0 | 0 | 0
|  | 0 | 0 | 0 | -12304.6875 | -72734.375 | -90250 | -100000 | -100000 | -100000 | -100000 | -100000 | -100000 | -100000 | -100000 | -100000 | -100000 | -100000 | -100000 | -100000 | -100000 | -200000
|  | 0 | 0 | 0 | -31278.9741 | -190440.2959 | -243390.4712 | -277775.2747 | -286108.5329 | -294691.7889 | -303532.5425 | -312638.5188 | -322017.6744 | -331678.2046 | -341628.5508 | -351877.4073 | -362433.7295 | -373306.7414 | -384505.9436 | -396041.1219 | -407922.3556 | -1680640.105
|  | 0 | 0 | 0 | 154294.0359 | 938496.4211 | 1062545.2523 | 1166308.7566 | 1621401.7822 | 2254438.0141 | 2351422.5613 | 2452612.9633 | 2558485.3646 | 2669574.2596 | 2785321.1151 | 2906248.9255 | 3032191.5616 | 3163974.5599 | 3301446.1309 | 3434873.4855 | 3584702.0067 | 3774882.8487
[8 empty] | Benefits |  |  | Costs
[7 empty] | Year | X&R Savings | AMI Augmentation | Future Grid Mod | Grid Mod Cost | CVR/AMI Cost Other (Capital) | Mitigation (Capital) | CVR/AMI Cost Other (O&M)
[7 empty] | 1 | 914973.6092 | 2212474.6061 | 920665.092 | 0 | 599028.48 | 580000
[7 empty] | 2 | 953402.5008 | 2305398.5396 | 952799.0488 | 0 | 0 | 100000 | 239611.392
[7 empty] | 3 | 993445.4058 | 2402225.2782 | 1110048.2354 | 0 | 0 | 100000 | 246799.7338
[7 empty] | 4 | 1035170.1129 | 2503118.7399 | 1033386.2864 | 0 | 0 | 100000 | 254203.7258
[7 empty] | 5 | 1078647.2576 | 2608249.727 | 1080068.9639 | 0 | 0 | 100000 | 261829.8375
[7 empty] | 6 | 1123950.4424 | 2717796.2155 | 1129225.2828 | 0 | 0 | 100000 | 269684.7327
[7 empty] | 7 | 1171156.361 | 2831943.6566 | 1180494.4564 | 0 | 0 | 100000 | 277775.2747
[7 empty] | 8 | 1220344.9282 | 2950885.2902 | 1233442.3889 | 0 | 0 | 100000 | 286108.5329
[7 empty] | 9 | 1271599.4151 | 3074822.4723 | 1289673.1478 | 0 | 0 | 100000 | 294691.7889
[7 empty] | 10 | 1325006.5906 | 3203965.0162 | 1349584.7965 | 0 | 0 | 100000 | 303532.5425
[7 empty] | 11 | 1380656.8674 | 3338531.5469 | 1412343.9939 | 0 | 0 | 100000 | 312638.5188
[7 empty] | 12 | 1438644.4558 | 3478749.8718 | 1478819.0838 | 0 | 0 | 100000 | 322017.6744
[7 empty] | 13 | 1499067.523 | 3624857.3665 | 1550010.7596 | 0 | 0 | 100000 | 331678.2046
[7 empty] | 14 | 1562028.3589 | 3777101.3758 | 1624173.0529 | 0 | 0 | 100000 | 341628.5508
[7 empty] | 15 | 1627633.55 | 3935739.6336 | 1702249.1301 | 0 | 0 | 100000 | 351877.4073
[7 empty] | 16 | 1695994.1591 | 4101040.6982 | 1783444.0467 | 0 | 0 | 100000 | 362433.7295
[7 empty] | 17 | 1767225.9138 | 4273284.4076 | 1869426.0784 | 0 | 0 | 100000 | 373306.7414
[7 empty] | 18 | 1841449.4022 | 4452762.3527 | 1959403.5725 | 0 | 0 | 100000 | 384505.9436
[7 empty] | 19 | 1918790.277 | 4639778.3715 | 2028615.0653 | 0 | 0 | 100000 | 396041.1219
[7 empty] | 20 | 1999379.4687 | 4834649.0631 | 2127726.485 | 0 | 0 | 100000 | 407922.3556
[7 empty] | 21 | 2083353.4064 | 5037704.3238 | 2316149.3917 | 0 | 0 | 50000 | 420160.0263
[7 empty] | Totals | 29901920.0058 | 72305078.5531 | 31131748.3585 | 0 | 599028.48 | 2530000 | 6438447.8349
[7 empty] | Load | 0.7% | 0.7% | 0.7% |  |  | O&M | 3%
[7 empty] | Inflation | 3.5% | 3.5% | 3.5%

## Customer Energy Efficiency
Back to Summary
Percent Realized |  | 0 | 0 | 0 | 0.3 | 0.75 | 0.75 | 0.75 | 1 | 1 | 1 | 1 | 1 | 1 | 1 | 1 | 1 | 1 | 1 | 1 | 1 | 1 | 0.25 | 0 | 0 | 0
Year |  | 2016 | 2017 | 2018 | 2019 | 2020 | 2021 | 2022 | 2023 | 2024 | 2025 | 2026 | 2027 | 2028 | 2029 | 2030 | 2031 | 2032 | 2033 | 2034 | 2035 | 2036 | 2037 | 2038 | 2039 | 2040
Forecasted Installed Cost | 3655286.3609 | 0 | 0 | 0 | 106780.9918 | 226829.7213 | 287072.421 | 297694.1006 | 411611.7098 | 426841.343 | 442634.4727 | 459011.9482 | 475995.3903 | 493607.2197 | 511870.6869 | 530809.9023 | 550449.8687 | 570816.5138 | 591936.7248 | 613838.3836 | 636550.4038 | 660102.7688 | 171131.6428 | 0 | 0 | 0
Third Party Evaluation | 50000
Escalation Rate | 3%
Customer Load Growth | 0.7%
Energy Savings due to better understanding of energy usage
Immediate direct feedback could be extremely valuable, especially for savings from daily behaviour in non-heating end-uses. In the longer term and on a larger scale, informative billing and annual energy reports can promote investment as well as influencing behaviour. Savings have been shown in the region of 5-15% and 0-10% for direct and indirect feedback respectively.
|  |  | # | kWh | Avg
Commercial Customers |  | 2017: 23385; 2018: 1804801283; 2019: 77177.7329
Residential Customers |  | 2017: 212659; 2018: 2482493050; 2019: 11673.5856
| Under 500 kWh/Mo | 2017: 46061; 2018: 154446492; 2019: 3353.086; 2020: 33.5309
| 500 - 1000 kWh/Mo | 2017: 85416; 2018: 762768267; 2019: 8930.0397; 2020: 178.6008
| Over 1000 kWh/Mo | 2017: 81121; 2018: 1564546291; 2019: 19286.5755; 2020: 578.5973
|  |  |  | 6769055383 |  | 17261091.2266 | <-- if total reduction across all customers was 2% on average
|  |  | # | % participating | % Reduced | kWh Reduction | 3%
Commercial Customers |  | 2017: 23385; 2018: 1%; 2019: 3%; 2020: 541440.3849
Residential Customers |  | 2017: 212659
| Under 500 kWh/Mo | 2017: 46061; 2018: 1%; 2019: 3%; 2020: 46333.9476
| 500 - 1000 kWh/Mo | 2017: 85416; 2018: 3%; 2019: 3%; 2020: 686491.4403
| Over 1000 kWh/Mo | 2017: 81121; 2018: 5%; 2019: 3%; 2020: 2346819.4365
| Total | 2020: 3621085.2093; 2021: 307792.2428
233.85
7079.14
7312.99
6% | http://www.slideshare.net/breakingnews/unlocking-energy-efficiency-in-the-us-economy-1789726
http://www.eci.ox.ac.uk/research/energy/downloads/smart-metering-report.pdf
1-4% | http://finance-commerce.com/2014/09/sustainable-reducing-energy-use-through-behavioral-science/
http://opower.com/uploads/library/file/24/Opower_WP_Effective_Customer_Engagement.pdf.pdf
http://www.elp.com/articles/2013/07/study-utility-customer-engagement-programs-are-worth-it.html
https://www.energystar.gov/buildings/program-administrators/state-and-local-governments/campaigns
2% | http://www.energyvortex.com/pages/headlinedetails.cfm?id=4857
2% | http://www.intelligentutility.com/article/12/02/behavioral-approaches-energy-conservation-pay&utm_medium=eNL&utm_campaign=IU_DAILY2&utm_term=Original-Member
4% | http://www.bchydro.com/content/dam/BCHydro/customer-portal/documents/projects/smart-metering/smi-program-business-case.pdf
3% | http://www.utilitydive.com/news/could-reducing-peak-demand-5-be-as-simple-as-asking/329102/
|  | REV_CLASS_CDE | CountOfUSAGE_PT_KY | SumOfACCUM_USAGE_QTY
|  | 01 | 212659 | 2482493050
|  | 21 | 23385 | 1804801283
|  | 39 | 570 | 80159
|  | 31 | 359 | 205546579
|  | 80 | 56 | 12095526
|  | 51 | 1 | 2875

## Behavioral Energy Efficiency
Back to Summary
Percent Realized |  |  | 0 | 0 | 0 | 0.3 | 0.75 | 0.75 | 0.75 | 1 | 1 | 1 | 1 | 1 | 1 | 1 | 1 | 1 | 1 | 1 | 1 | 1 | 1 | 0.25 | 0 | 0 | 0
Year |  |  | 2016 | 2017 | 2018 | 2019 | 2020 | 2021 | 2022 | 2023 | 2024 | 2025 | 2026 | 2027 | 2028 | 2029 | 2030 | 2031 | 2032 | 2033 | 2034 | 2035 | 2036 | 2037 | 2038 | 2039 | 2040
Forecasted EE Savings | 8927225.7733 | 21955037.5746 | 0 | 0 | 0 | 0 | 0 | 296000 | 592000 | 888000 | 1184000 | 1231360 | 1280614.4 | 1331838.976 | 1385112.535 | 1440517.0364 | 1498137.7179 | 1558063.2266 | 1620385.7557 | 1685201.1859 | 1752609.2333 | 1822713.6027 | 1895622.1468 | 492861.7582 | 0 | 0 | 0
Annual MWh Savings | [7 empty] | 2839 | 5679 | 8518 | 11357 | 14200 | 14342 | 14485.42 | 14630.2742 | 14776.5769 | 14924.3427 | 15073.5861 | 15224.322 | 15376.5652 | 15530.3309 | 15685.6342 | 15842.4905 | 4000.2289 | 0 | 0 | 0
Annual Customer Growth | 1%
Rate Increase | 3%
Original
Percent Realized |  |  | 0 | 0 | 0 | 0.3 | 0.75 | 0.75 | 0.75 | 1 | 1 | 1 | 1 | 1 | 1 | 1 | 1 | 1 | 1 | 1 | 1 | 1 | 1 | 0.25 | 0 | 0 | 0
Year |  |  | 2016 | 2017 | 2018 | 2019 | 2020 | 2021 | 2022 | 2023 | 2024 | 2025 | 2026 | 2027 | 2028 | 2029 | 2030 | 2031 | 2032 | 2033 | 2034 | 2035 | 2036 | 2037 | 2038 | 2039 | 2040
Forecasted EE Savings | 391191.1813 |  | 0 | 0 | 0 | 34642.2881 | -7723.4262 | -4309.193 | -50768.6331 | 37203.9033 | 42280.4477 | 47544.8242 | 53003.9827 | 58665.1301 | 64535.7399 | 70623.5623 | 76936.6341 | 83483.2896 | 90272.1713 | 97312.2416 | 104612.7945 | 112183.4679 | 120034.2563 | 0 | 0 | 0 | 0
Forecasted EE Research Costs | bar: 2029 to 2040
Outreach and Administration | 100000
Third Party Evaluation | 50000
Escalation Rate | 3%
Customer Load Growth | 0.7%
Percent who Don’t Access Web | 40%
Percent Who Would Respond | 50%
Energy Savings due to better understanding of energy usage
Immediate direct feedback could be extremely valuable, especially for savings from daily behaviour in non-heating end-uses. In the longer term and on a larger scale, informative billing and annual energy reports can promote investment as well as influencing behaviour. Savings have been shown in the region of 5-15% and 0-10% for direct and indirect feedback respectively.
|  |  |  | # | kWh | Avg
Commercial Customers |  |  | 2017: 23385; 2018: 1804801283; 2019: 77177.7329
Residential Customers |  |  | 2017: 212659; 2018: 2482493050; 2019: 11673.5856
| Under 500 kWh/Mo |  | 2017: 46061; 2018: 154446492; 2019: 3353.086; 2020: 33.5309
| 500 - 1000 kWh/Mo |  | 2017: 85416; 2018: 762768267; 2019: 8930.0397; 2020: 178.6008
| Over 1000 kWh/Mo |  | 2017: 81121; 2018: 1564546291; 2019: 19286.5755; 2020: 578.5973
[5 empty] | 6769055383 |  | 17261091.2266
Broken out
|  |  |  | # | % participating |  | 3% | % percent Reduced
Commercial Customers |  |  | 2017: 23385; 2018: 1%; 2019: 541440.3849
Residential Customers |  |  | 2017: 212659; 2019: 0
| Under 500 kWh/Mo |  | 2017: 46061; 2018: 1%; 2019: 46333.9476
| 500 - 1000 kWh/Mo |  | 2017: 85416; 2018: 3%; 2019: 686491.4403
| Over 1000 kWh/Mo |  | 2017: 81121; 2018: 5%; 2019: 2346819.4365
| Total |  | 2019: 3621085.2093; 2020: 307792.2428; 2021: 0.05349%
233.85
7079.14
7312.99
6% | http://www.slideshare.net/breakingnews/unlocking-energy-efficiency-in-the-us-economy-1789726
http://www.eci.ox.ac.uk/research/energy/downloads/smart-metering-report.pdf
1-4% | http://finance-commerce.com/2014/09/sustainable-reducing-energy-use-through-behavioral-science/
http://opower.com/uploads/library/file/24/Opower_WP_Effective_Customer_Engagement.pdf.pdf
http://www.elp.com/articles/2013/07/study-utility-customer-engagement-programs-are-worth-it.html
https://www.energystar.gov/buildings/program-administrators/state-and-local-governments/campaigns
2% | http://www.energyvortex.com/pages/headlinedetails.cfm?id=4857
2% | http://www.intelligentutility.com/article/12/02/behavioral-approaches-energy-conservation-pay&utm_medium=eNL&utm_campaign=IU_DAILY2&utm_term=Original-Member
4% | http://www.bchydro.com/content/dam/BCHydro/customer-portal/documents/projects/smart-metering/smi-program-business-case.pdf
3% | http://www.utilitydive.com/news/could-reducing-peak-demand-5-be-as-simple-as-asking/329102/
|  |  | REV_CLASS_CDE | CountOfUSAGE_PT_KY | SumOfACCUM_USAGE_QTY
|  |  | 01 | 212659 | 2482493050
|  |  | 21 | 23385 | 1804801283
|  |  | 39 | 570 | 80159
|  |  | 31 | 359 | 205546579
|  |  | 80 | 56 | 12095526
|  |  | 51 | 1 | 2875
Note on M17: Burgess, Dan: ((($G$45)*(1+$B$22+$B$23)^COUNT($C3:L3))*L3)*(($B$24/(1-$B$24))*$B$25)-($B$20)

## Grid-Interactive Efficient Bldg
Back to Summary
Capacity Costs
| factor | levelized | 2021 | 2022 | 2023 | 2024 | 2025 | 2026 | 2027 | 2028 | 2029 | 2030 | 2031 | 2032 | 2033 | 2034 | 2035 | 2036 | 2037 | 2038 | 2039 | 2040 | 2041 | 2042 | 2043 | 2044 | 2045
T&D Capacity | 50% | 33.01 | 27.5192 | 28.0696 | 28.631 | 29.2036 | 29.7877 | 30.3834 | 30.9911 | 31.6109 | 32.2431 | 32.888 | 33.5458 | 34.2167 | 34.901 | 35.599 | 36.311 | 37.0372 | 37.778 | 38.5335 | 39.3042 | 40.0903 | 40.8921 | 41.71 | 42.5442 | 43.395 | 44.2629
Gen Capacity | 50% | 81.8419 | 0 | 0 | 0 | 0 | 0 | 107.7 | 109.9 | 112.1 | 114.3 | 116.6 | 118.9 | 121.3 | 123.7 | 126.2 | 128.7 | 131.3 | 133.9 | 136.6 | 139.3 | 142.1 | 145 | 147.9 | 150.8 | 153.9 | 156.9
Total |  | 114.8519 | 13.7596 | 14.0348 | 14.3155 | 14.6018 | 14.8938 | 69.0417 | 70.4456 | 71.8555 | 73.2716 | 74.744 | 76.2229 | 77.7583 | 79.3005 | 80.8995 | 82.5055 | 84.1686 | 85.839 | 87.5668 | 89.3021 | 91.0952 | 92.9461 | 94.805 | 96.6721 | 98.6475 | 100.5815
|  | Max Avoided | 2035: bldg Code
Load Added |  | 11.9062 | 0.3 | 0.3 | 0.3 | 0.3 | 0.3 | 0.3 | 0.3 | 0.3 | 0.3 | 0.3 | 0.3 | 0.3 | 0.3 | 0.3 | 0.70057 | 0.70057 | 0.70057 | 0.70057 | 0.70057 | 0.70057 | 0.70057 | 0.70057 | 0.70057 | 0.70057 | 0.70057
NPV
2021 | 204435.0249 | 0 | 4127.8827 | 4210.4403 | 4294.6491 | 4380.5421 | 4468.153 | 20712.516 | 21133.6663 | 21556.6397 | 21981.4725 | 22423.2019 | 22866.8659 | 23327.5033 | 23790.1533 | 24269.8564 | 24751.6535 | 25250.5866 | 25751.6983 | 26270.0323 | 26790.6329 | 27328.5456 | 27883.8165 | 28441.4928 | 29001.6227 | 29594.2552 | 30174.4403
2022 | 200569.9663 | 0 | 0 | 4210.4403 | 4294.6491 | 4380.5421 | 4468.153 | 20712.516 | 21133.6663 | 21556.6397 | 21981.4725 | 22423.2019 | 22866.8659 | 23327.5033 | 23790.1533 | 24269.8564 | 24751.6535 | 25250.5866 | 25751.6983 | 26270.0323 | 26790.6329 | 27328.5456 | 27883.8165 | 28441.4928 | 29001.6227 | 29594.2552 | 30174.4403
2023 | 196878.6181 | 0 | 0 | 0 | 4294.6491 | 4380.5421 | 4468.153 | 20712.516 | 21133.6663 | 21556.6397 | 21981.4725 | 22423.2019 | 22866.8659 | 23327.5033 | 23790.1533 | 24269.8564 | 24751.6535 | 25250.5866 | 25751.6983 | 26270.0323 | 26790.6329 | 27328.5456 | 27883.8165 | 28441.4928 | 29001.6227 | 29594.2552 | 30174.4403
2024 | 193353.1732 | 0 | 0 | 0 | 0 | 4380.5421 | 4468.153 | 20712.516 | 21133.6663 | 21556.6397 | 21981.4725 | 22423.2019 | 22866.8659 | 23327.5033 | 23790.1533 | 24269.8564 | 24751.6535 | 25250.5866 | 25751.6983 | 26270.0323 | 26790.6329 | 27328.5456 | 27883.8165 | 28441.4928 | 29001.6227 | 29594.2552 | 30174.4403
2025 | 189986.1752 | 0 | 0 | 0 | 0 | 0 | 4468.153 | 20712.516 | 21133.6663 | 21556.6397 | 21981.4725 | 22423.2019 | 22866.8659 | 23327.5033 | 23790.1533 | 24269.8564 | 24751.6535 | 25250.5866 | 25751.6983 | 26270.0323 | 26790.6329 | 27328.5456 | 27883.8165 | 28441.4928 | 29001.6227 | 29594.2552 | 30174.4403
2026 | 186770.5031 | 0 | 0 | 0 | 0 | 0 | 0 | 20712.516 | 21133.6663 | 21556.6397 | 21981.4725 | 22423.2019 | 22866.8659 | 23327.5033 | 23790.1533 | 24269.8564 | 24751.6535 | 25250.5866 | 25751.6983 | 26270.0323 | 26790.6329 | 27328.5456 | 27883.8165 | 28441.4928 | 29001.6227 | 29594.2552 | 30174.4403
2027 | 172813.0768 | 0 | 0 | 0 | 0 | 0 | 0 | 0 | 21133.6663 | 21556.6397 | 21981.4725 | 22423.2019 | 22866.8659 | 23327.5033 | 23790.1533 | 24269.8564 | 24751.6535 | 25250.5866 | 25751.6983 | 26270.0323 | 26790.6329 | 27328.5456 | 27883.8165 | 28441.4928 | 29001.6227 | 29594.2552 | 30174.4403
2028 | 159478.597 | 0 | 0 | 0 | 0 | 0 | 0 | 0 | 0 | 21556.6397 | 21981.4725 | 22423.2019 | 22866.8659 | 23327.5033 | 23790.1533 | 24269.8564 | 24751.6535 | 25250.5866 | 25751.6983 | 26270.0323 | 26790.6329 | 27328.5456 | 27883.8165 | 28441.4928 | 29001.6227 | 29594.2552 | 30174.4403
2029 | 146743.2425 | 0 | 0 | 0 | 0 | 0 | 0 | 0 | 0 | 0 | 21981.4725 | 22423.2019 | 22866.8659 | 23327.5033 | 23790.1533 | 24269.8564 | 24751.6535 | 25250.5866 | 25751.6983 | 26270.0323 | 26790.6329 | 27328.5456 | 27883.8165 | 28441.4928 | 29001.6227 | 29594.2552 | 30174.4403
2030 | 134583.7484 | 0 | 0 | 0 | 0 | 0 | 0 | 0 | 0 | 0 | 0 | 22423.2019 | 22866.8659 | 23327.5033 | 23790.1533 | 24269.8564 | 24751.6535 | 25250.5866 | 25751.6983 | 26270.0323 | 26790.6329 | 27328.5456 | 27883.8165 | 28441.4928 | 29001.6227 | 29594.2552 | 30174.4403
2031 | 122969.6607 | 0 | 0 | 0 | 0 | 0 | 0 | 0 | 0 | 0 | 0 | 0 | 22866.8659 | 23327.5033 | 23790.1533 | 24269.8564 | 24751.6535 | 25250.5866 | 25751.6983 | 26270.0323 | 26790.6329 | 27328.5456 | 27883.8165 | 28441.4928 | 29001.6227 | 29594.2552 | 30174.4403
2032 | 111879.8823 | 0 | 0 | 0 | 0 | 0 | 0 | 0 | 0 | 0 | 0 | 0 | 0 | 23327.5033 | 23790.1533 | 24269.8564 | 24751.6535 | 25250.5866 | 25751.6983 | 26270.0323 | 26790.6329 | 27328.5456 | 27883.8165 | 28441.4928 | 29001.6227 | 29594.2552 | 30174.4403
2033 | 101287.0225 | 0 | 0 | 0 | 0 | 0 | 0 | 0 | 0 | 0 | 0 | 0 | 0 | 0 | 23790.1533 | 24269.8564 | 24751.6535 | 25250.5866 | 25751.6983 | 26270.0323 | 26790.6329 | 27328.5456 | 27883.8165 | 28441.4928 | 29001.6227 | 29594.2552 | 30174.4403
2034 | 91171.9044 | 0 | 0 | 0 | 0 | 0 | 0 | 0 | 0 | 0 | 0 | 0 | 0 | 0 | 0 | 24269.8564 | 24751.6535 | 25250.5866 | 25751.6983 | 26270.0323 | 26790.6329 | 27328.5456 | 27883.8165 | 28441.4928 | 29001.6227 | 29594.2552 | 30174.4403
2035 | 190343.5388 | 0 | 0 | 0 | 0 | 0 | 0 | 0 | 0 | 0 | 0 | 0 | 0 | 0 | 0 | 0 | 57800.5918 | 58965.711 | 60135.9179 | 61346.3425 | 62562.0602 | 63818.2054 | 65114.8859 | 66417.1837 | 67725.2109 | 69109.1389 | 70463.9996
2036 | 168797.6956 | 0 | 0 | 0 | 0 | 0 | 0 | 0 | 0 | 0 | 0 | 0 | 0 | 0 | 0 | 0 | 0 | 58965.711 | 60135.9179 | 61346.3425 | 62562.0602 | 63818.2054 | 65114.8859 | 66417.1837 | 67725.2109 | 69109.1389 | 70463.9996
2037 | 148217.0262 | 0 | 0 | 0 | 0 | 0 | 0 | 0 | 0 | 0 | 0 | 0 | 0 | 0 | 0 | 0 | 0 | 0 | 60135.9179 | 61346.3425 | 62562.0602 | 63818.2054 | 65114.8859 | 66417.1837 | 67725.2109 | 69109.1389 | 70463.9996
2038 | 128564.307 | 0 | 0 | 0 | 0 | 0 | 0 | 0 | 0 | 0 | 0 | 0 | 0 | 0 | 0 | 0 | 0 | 0 | 0 | 61346.3425 | 62562.0602 | 63818.2054 | 65114.8859 | 66417.1837 | 67725.2109 | 69109.1389 | 70463.9996
2039 | 109792.498 | 0 | 0 | 0 | 0 | 0 | 0 | 0 | 0 | 0 | 0 | 0 | 0 | 0 | 0 | 0 | 0 | 0 | 0 | 0 | 62562.0602 | 63818.2054 | 65114.8859 | 66417.1837 | 67725.2109 | 69109.1389 | 70463.9996
2040 | 91867.5774 | 0 | 0 | 0 | 0 | 0 | 0 | 0 | 0 | 0 | 0 | 0 | 0 | 0 | 0 | 0 | 0 | 0 | 0 | 0 | 0 | 63818.2054 | 65114.8859 | 66417.1837 | 67725.2109 | 69109.1389 | 70463.9996
2041 | 74746.9556 | 0 | 0 | 0 | 0 | 0 | 0 | 0 | 0 | 0 | 0 | 0 | 0 | 0 | 0 | 0 | 0 | 0 | 0 | 0 | 0 | 0 | 65114.8859 | 66417.1837 | 67725.2109 | 69109.1389 | 70463.9996
2042 | 58390.6967 | 0 | 0 | 0 | 0 | 0 | 0 | 0 | 0 | 0 | 0 | 0 | 0 | 0 | 0 | 0 | 0 | 0 | 0 | 0 | 0 | 0 | 0 | 66417.1837 | 67725.2109 | 69109.1389 | 70463.9996
2043 | 42769.5505 | 0 | 0 | 0 | 0 | 0 | 0 | 0 | 0 | 0 | 0 | 0 | 0 | 0 | 0 | 0 | 0 | 0 | 0 | 0 | 0 | 0 | 0 | 0 | 67725.2109 | 69109.1389 | 70463.9996
2044 | 27854.9524 | 0 | 0 | 0 | 0 | 0 | 0 | 0 | 0 | 0 | 0 | 0 | 0 | 0 | 0 | 0 | 0 | 0 | 0 | 0 | 0 | 0 | 0 | 0 | 0 | 69109.1389 | 70463.9996
2045 | 13604.6061 | 0 | 0 | 0 | 0 | 0 | 0 | 0 | 0 | 0 | 0 | 0 | 0 | 0 | 0 | 0 | 0 | 0 | 0 | 0 | 0 | 0 | 0 | 0 | 0 | 0 | 70463.9996
| 3267869.9995 | 3123536.5988 | 4127.8827 | 8420.8807 | 12883.9474 | 17522.1685 | 22340.7648 | 124275.0961 | 147935.6644 | 172453.1173 | 197833.2521 | 224232.0191 | 251535.5254 | 279930.0392 | 309271.9933 | 339777.9896 | 404323.7412 | 471439.6344 | 135232.8826
2609116.0861
Attached is the 2018 demand study work paper used in the 2019 WA and ID GRC filings. The 2018 monthly system peaks are shown on the tab titled “Peak Calc CP” on Rows 84 through 114 . It appears that the annual coincident peak occurred on August 10, 2018 at 4:00 PM. Large commercial and industrial customers served on Schedule 21 or 22 had peak demand of WA 233,522 KW, and ID 121,235 KW out of the system total of 1,729,000 KW that hour.
2018-08-01
Schedule 21/22 Secondary | 220231.3943
Schedule 21 Primary | 13290.7489
Total | 233522.1432 |  | 2021: EDO_Reduction
MW | 233.5221 |  | 2021: 0.1285%

## Theft and Diversion
Back to Summary
Customer and Load Growth | 0.7%
Escalation Rate | 3%
New Revision based on current experience (201910) | 33.3%
Percent Realized |  | 0 | 0 | 0 | 0.3 | 0.75 | 0.75 | 0.75 | 1 | 1 | 1 | 1 | 1 | 1 | 1 | 1 | 1 | 1 | 1 | 1 | 1 | 1 | 0.25 | 0 | 0 | 0
Year |  | 2016 | 2017 | 2018 | 2019 | 2020 | 2021 | 2022 | 2023 | 2024 | 2025 | 2026 | 2027 | 2028 | 2029 | 2030 | 2031 | 2032 | 2033 | 2034 | 2035 | 2036 | 2037 | 2038 | 2039 | 2040
Forecasted Installed Cost | 4499423.5895 | 0 | 0 | 0 | 130137.0132 | 337380.2067 | 349863.2744 | 362808.2155 | 501642.826 | 520203.6105 | 539451.1441 | 559410.8365 | 580109.0374 | 601573.0718 | 623831.2754 | 646913.0326 | 670848.8148 | 695670.221 | 721410.0192 | 748102.1899 | 775781.9709 | 804485.9038 | 208562.9706 | 0 | 0 | 0
Analytic Modules | 400000 | 2016: Costs are included in the cost model under "Data Analytics"
Integration Costs | 375000 | 2016: Costs are included in the cost model under "Data Analytics"
| Gas & Electric | 2021: 0.00375
Benefits Description | Low | 2016: Medium; 2017: High
Washington Revenue 2012 | 577955705.52 | 2016: 577955705.52; 2017: 577955705.52
Theft impact to revenue | 0.2063% | 2016: 0.3094%; 2017: 0.4125%
Estimated percent of theft found | 85% | 2016: 90%; 2017: 95%
Recoverable revenue | 1013228.5962 | 2016: 1609245.4176; 2017: 2264863.921
Cost of Resolution (estimate at 30% of recovered revenue) | 303968.5789 | 2016: 482773.6253; 2017: 679459.1763
Net Opportunity | 709260.0174 | 2016: 1126471.7923; 2017: 1585404.7447
Note on B5: Burgess, Dan: updated to estimate it at 0.1% of revenue

## Unbilled Usage
Back to Summary
Year |  |  |  | 0 | 0 | 0 | 0.3 | 0.75 | 0.75 | 0.75 | 1 | 1 | 1 | 1 | 1 | 1 | 1 | 1 | 1 | 1 | 1 | 1 | 1 | 1 | 0.25 | 0 | 0 | 0
Avoided Late Fees |  | Annual Increase Rate | Customer Growth | 2016 | 2017 | 2018 | 2019 | 2020 | 2021 | 2022 | 2023 | 2024 | 2025 | 2026 | 2027 | 2028 | 2029 | 2030 | 2031 | 2032 | 2033 | 2034 | 2035 | 2036 | 2037 | 2038 | 2039 | 2040
Forecasted Installed Cost | 1951969.8228 | 3% | 1% | 0 | 0 | 0 | 55058.7836 | 143152.8374 | 148878.9509 | 154834.109 | 214703.2978 | 223291.4297 | 232223.0869 | 241512.0103 | 251172.4907 | 261219.3904 | 271668.166 | 282534.8926 | 293836.2883 | 305589.7399 | 317813.3295 | 330525.8626 | 343746.8971 | 357496.773 | 92949.161 | 0 | 0 | 0
Benefits Description | Electric | Gas | Total | 2016: Sources or References
Non App Meters in Washington | 3645.6 | 1782.8 | 5428.4 | 2016: Table 1 - source: Unbilled Data tab
Usage adjusted off in Washington | 1009563.2 | 50894.6 |  | 2016: Table 1 - Pivot Data - source: Unbilled Data tab
Estimated Dollars not Billed Washington | 91497.879 | 45678.6257 | 137176.5047 | 2016: Calculation: Unbilled usage * Rate (see pivot)
Loaded labor rate for billing analyst (per min) | 0.66 | 0.66
Billing Edit Process in Minutes per account | 5.5 | 5.5
Cost per Review and Administration | 3.63 | 3.63 |  | 2016: Calculation: Loaded labor rate * edit processing time
Estimated Review & Admin costs | 13233.528 | 6471.564 | 19705.092 | 2016: Calculation: Cost per Review and Admin * Non Apps
Total Costs | 104731.407 | 52150.1897 | 156881.5967 | 2016: Calculation: Unbilled Revenue + Billing Analyst Time + Servicemen Time
Table 1
BILL_CORRECT_CDE | (Multiple Items)
| Column Labels |  |  | 2018: Excluded all electric accounts with usage over 90,000 and gas accounts with usage greater than 9,000
Row Labels | 2010 | 2011 | 2012 | 2016: 2013; 2017: 2014; 2018: Average; 2019: Ratio; 2020: Unit Costs; 2021: Revenues
E
01
Average of Days | 24.2286 | 26.1854 | 28.4821 | 2016: 32.2838; 2017: 32.1176; 2020: Revenue/Unit; 2021: Estimated Rev
Sum of SumOfUSAGE_QTY | 898811 | 918452 | 918911 | 2016: 888242; 2017: 850114; 2018: 894906; 2019: 88.64%; 2020: 0.0875; 2021: 78304.275
Count of USAGE_PT_KY | 3863 | 3926 | 3462 | 2016: 3196; 2017: 3010
21
Average of Days | 53.918 | 49.2979 | 47.702 | 2016: 50.7731; 2017: 46.4
Sum of SumOfUSAGE_QTY | 145046 | 114756 | 48276 | 2016: 157515; 2017: 107693; 2018: 114657.2; 2019: 11.36%; 2020: 0.11507; 2021: 13193.604
Count of USAGE_PT_KY | 183 | 188 | 151 | 2016: 119; 2017: 130
E Average of Days | 25.5714 | 27.2416 | 29.2854 | 2016: 32.9475; 2017: 32.7089; 2018: 29.551
E Sum of SumOfUSAGE_QTY | 1043857 | 1033208 | 967187 | 2016: 1045757; 2017: 957807; 2018: 1009563.2; 2021: 91497.879
E Count of USAGE_PT_KY | 4046 | 4114 | 3613 | 2016: 3315; 2017: 3140; 2018: 3645.6
G
01
Average of Days | 29.8446 | 32.0474 | 34.0477 | 2016: 35.0558; 2017: 33.3791
Sum of SumOfUSAGE_QTY | 40087 | 44767 | 38109 | 2016: 37562; 2017: 30887; 2018: 38282.4; 2019: 75.22%; 2020: 0.86998; 2021: 33304.9224
Count of USAGE_PT_KY | 1840 | 1876 | 1678 | 2016: 1612; 2017: 1414
21
Average of Days | 48.6098 | 49.7308 | 52.2159 | 2016: 45.8023; 2017: 58.1493
Sum of SumOfUSAGE_QTY | 10711 | 18840 | 7777 | 2016: 9976; 2017: 15757; 2018: 12612.2; 2019: 24.78%; 2020: 0.98109; 2021: 12373.7033
Count of USAGE_PT_KY | 123 | 130 | 88 | 2016: 86; 2017: 67
G Average of Days | 31.0204 | 33.1934 | 34.953 | 2016: 35.6001; 2017: 34.4997; 2018: 33.8533
G Sum of SumOfUSAGE_QTY | 50798 | 63607 | 45886 | 2016: 47538; 2017: 46644; 2018: 50894.6; 2021: 45678.6257
G Count of USAGE_PT_KY | 1963 | 2006 | 1766 | 2016: 1698; 2017: 1481; 2018: 1782.8
Procedure: |  |  |  | 2016: Table 2 (Breakout of Bill Analysis Times); 2018: Reviewed process with Kim Blair, Billing Analyst, Nov 2015
a. Add: A Customer Contact that includes the following details: |  |  |  | 2017: Time Savings Caculation; 2018: Mins/Meter
Needs x months billed |  |  |  | 2017: Billing Analyst Reviews "To Do" list reports; 2018: 1; 2019: 1
Premise address |  |  |  | 2017: Research, inquiry, review read history in CC&B; 2018: 1; 2019: 2
Note: This will hit a Billing report and the Billing Team will work these. |  |  |  | 2017: Calculate Correct Usage, Enter new read; 2018: 1; 2019: 1
2. Identify the billing period and read(s) required to bill. |  |  |  | 2017: Correct bill manualy or process cancel/rebill; 2018: 1; 2019: 3
a. Go to Meter Read History. |  |  |  | 2017: Total; 2018: 4; 2019: 7
b. Review reads to confirm the read you’re using is in line and looks accurate. (If not, see Adding a Meter Read.) |  |  |  | 2018: AVG; 2019: 5.5
c. Verify the required read(s) are checked “Use on Bill” and take note of the read dates.
3. How many “months” are you billing?
If... | Then...
1 month: | CLICK HERE
a. Click: The Account Context Menu
icon.
b. Click: The Add
button for Go To Bill.
c. Click: The Generate button.
d. Enter: The Last Meter Read Date in the Cutoff Date field.
e. Click: The Calculate button.
f. Click: The Freeze button.
g. Click: The Complete button.
h. Click: The Complete button.
i. Add: A Customer Contact.
2 or more months: | CLICK HERE
a. Click: The Account Context Menu
icon on the dashboard.
b. Select: The Add
button for Go To Bill.
c. Click: The Generate button.
d. Enter: The End Meter Read Date for the first billing period in the Cutoff Date field.
tip
Example: If you have reads for 7/01, 7/28, and 8/28, then End Meter Read Date for the first billing period would be 7/28.
e. Click: The Calculate button.
f. Click: The Freeze button.
g. Click: The Bill segment link.
h. Copy: The SA ID.
i. Click: The Bill ID Context Menu
icon and select the Add
button for Go To Bill Segment.
j. Paste: The SA ID into the SA ID field.
k. Click: The Generate button.
l. Enter: The Cutoff Date for the next month.
Note: The Cutoff Date should be the meter read date of the next billing period.
m. Click: The Calculate button.
n. Click: The Freeze button.
o. Repeat: Steps i) through n) to add all additional bill segments if necessary for each SA.
p. (If multiple SAs) Repeat: Step i) through n)
tip
Instead of pasting SA ID, search for correct SA.
q. Click: The Pending Bill Exists hyperlink in the Financial Information zone on the dashboard.
r. Click: The Complete button.
s. Click: The Complete button.
t. Add: A Customer Contact.

## Slow Failed Meters
Back to Summary
Customer and Load Growth | 0.7%
Escalation Rate | 3%
Percent Realized |  | 0 | 0 | 0 | 0.3 | 0.75 | 0.75 | 0.75 | 1 | 1 | 1 | 1 | 1 | 1 | 1 | 1 | 1 | 1 | 1 | 1 | 1 | 1 | 0.25 | 0 | 0 | 0
Year |  | 2016 | 2017 | 2018 | 2019 | 2020 | 2021 | 2022 | 2023 | 2024 | 2025 | 2026 | 2027 | 2028 | 2029 | 2030 | 2031 | 2032 | 2033 | 2034 | 2035 | 2036 | 2037 | 2038 | 2039 | 2040
Forecasted Installed Cost | 3995883.4081 | 42117 | 43380.51 | 44681.9253 | 112432.055 | 291480.1026 | 302264.8664 | 313448.6665 | 433395.0229 | 449430.6387 | 466059.5723 | 483303.7765 | 501186.0162 | 519729.8988 | 538959.9051 | 558901.4216 | 579580.7742 | 601025.2628 | 623263.1976 | 646323.9359 | 670237.9215 | 695036.7246 | 155243.2838 | 0 | 0 | 0
Column Labels
| Sum of Lost gas revenue | 2019: Sum of Lost electric revenue
Row Labels | 2011 | 2016: 2012; 2017: 2013; 2018: 2014; 2019: 2011; 2020: 2012; 2021: 2013; 2022: 2014
WA | 167044.2 | 2016: 83938.67; 2017: 67241.87; 2018: 81917.41; 2019: 344143.8; 2020: 104630.89; 2021: 298930.18; 2022: 148477.87
Area light | 0 | 2016: 0; 2019: 0; 2020: 0; 2022: 3583.41
Both |  | 2017: 302.9; 2021: 273.66
Electric | 0 | 2016: 0; 2019: 344143.8; 2020: 104330.02; 2021: 298656.52; 2022: 144894.46
Gas | 167044.2 | 2016: 83938.67; 2017: 66938.97; 2018: 81917.41; 2019: 0; 2020: 300.87
Grand Total | 167044.2 | 2016: 83938.67; 2017: 67241.87; 2018: 81917.41; 2019: 344143.8; 2020: 104630.89; 2021: 298930.18; 2022: 148477.87
|  |  | Average | 100035.5375 |  |  | Average | 224045.685
Data from Failed Meters Workbook
Note on C8: Meter shop found failed meters during the A base socket update

## Stopped Meters
Back to Summary
| Electric |  |  | Gas
| Low | Medium | High | Low | Medium | High
Field Visits to investigate stopped meters in Washington (Stopped Meter Report) | 4233 | 4233 | 4233 | 3295 | 3295 | 3295 | Stopped Meter Report
Percent Meters investigate resulting in stopped in Washington (Stopped Meter Report) | 13.7% | 13.7% | 13.7% | 7.1% | 7.1% | 7.1%
Percent Meters investigate resulting in stopped in Washington - Predicted Rate 1 | 70% | 80% | 90% | 60% | 75% | 90% | Estimate
Improvement in investigation Rate in Washington (row 9- row 6) | 56.3% | 66.3% | 76.3% | 52.9% | 67.9% | 82.9% | Calculation: Predicted - Actual
Estimated Avoided Visits Washington (row 12 * row 3) | 2383.179 | 2806.479 | 3229.779 | 1743.055 | 2237.305 | 2731.555 | Calculation: Predicted - Actual
Billing analyst additional time to investigate stopped meter (mins) | 5 | 5 | 5 | 5 | 5 | 5
Loaded labor rate for billing analyst (per min) | 0.65 | 0.65 | 0.65 | 0.65 | 0.65 | 0.65
Total cost per investigation for billing analyst | 3.25 | 3.25 | 3.25 | 3.25 | 3.25 | 3.25 | Calculation: Analyst time * labor rate
Total additional analyst time to investigage | 10140 | 7390.5 | 4637.75 | 6652.75 | 5044 | 3438.5 | Calculation: Analyst time * labor rate * Avoided Visits Counts
Cost Per Dispatch | 2.5 | 2.5 | 2.5 | 2.5 | 2.5 | 2.5 | Budgeted Costs/Mobile Orders Completed
Avoided Mobile Dispatch Costs | 5957.9475 | 7016.1975 | 8074.4475 | 4357.6375 | 5593.2625 | 6828.8875 | Calculation: Costs Per Dispatch * Avoided Orders
Transportation Costs | 15.75 | 15.75 | 15.75 | 15.75 | 15.75 | 15.75 | ServicemenLaborCostsEstimate tab
Cost per meter serviceman per minute | 0.95833 | 0.95833 | 0.95833 | 0.95833 | 0.95833 | 0.95833 | ServicemenLaborCostsEstimate tab
Time per visit per serviceman including travel time | 45 | 45 | 45 | 45 | 45 | 45 | Average enroute and onsite times can average 45 minutes depending on location and meter type
Cost per visit for serviceman (row 21 * row 22) + row 20 | 58.875 | 58.875 | 58.875 | 58.875 | 58.875 | 58.875 | Calculation
Estimated benefit from avoided visits (row 23 * row 15) - (row 18 * row 15) | 136127.6111 | 164857.1486 | 193589.9361 | 100327.2506 | 132270.5944 | 164210.6881 | Calculation
Annual O&M increase rate | 3%
Customer and Load Growth | 0.7%
|  | 0 | 0 | 0 | 0.3 | 0.75 | 0.75 | 0.75 | 1 | 1 | 1 | 1 | 1 | 1 | 1 | 1 | 1 | 1 | 1 | 1 | 1 | 1 | 0.25 | 0 | 0 | 0
Year |  | 2016 | 2017 | 2018 | 2019 | 2020 | 2021 | 2022 | 2023 | 2024 | 2025 | 2026 | 2027 | 2028 | 2029 | 2030 | 2031 | 2032 | 2033 | 2034 | 2035 | 2036 | 2037 | 2038 | 2039 | 2040
Forecasted Avoided Stopped Meter Checks |  | 0 | 0 | 0 | 1513.1352 | 3782.838 | 3782.838 | 3782.838 | 5043.784 | 5043.784 | 5043.784 | 5043.784 | 5043.784 | 5043.784 | 5043.784 | 5043.784 | 5043.784 | 5043.784 | 5043.784 | 5043.784 | 5043.784 | 5043.784 | 1260.946 | 0 | 0 | 0
Forecasted Installed Cost | 3558176.4169 | 0 | 0 | 0 | 103081.2044 | 267238.0225 | 277125.8293 | 287379.485 | 397350.0346 | 412051.9859 | 427297.9093 | 443107.932 | 459502.9255 | 476504.5337 | 494135.2015 | 512418.2039 | 531377.6775 | 551038.6515 | 571427.0816 | 592569.8837 | 614494.9693 | 637231.2832 | 142331.8703 | 0 | 0 | 0

## Loss of Phase
Back to Summary
Customer and Load Growth | 0%
Average Rate Increase Percent | 3%
Year |  | 2016 | 2017 | 2018 | 2019 | 2020 | 2021 | 2022 | 2023 | 2024 | 2025 | 2026 | 2027 | 2028 | 2029 | 2030 | 2031 | 2032 | 2033 | 2034 | 2035 | 2036 | 2037 | 2038 | 2039 | 2040
Forecasted | 9390317.1779 | 75660.72 | 332259.03 | 405039.56 | 488500.53 | 820883.1584 | 845509.6531 | 870874.9427 | 897001.191 | 923911.2267 | 951628.5635 | 980177.4204 | 1009582.743 | 1039870.2253 | 1071066.3321 | 1103198.3221 | 1136294.2717 | 1170383.0999 | 1205494.5929 | 1241659.4307 | 1278909.2136 | 1317276.49 | 1356794.7847 | 0 | 0 | 0
20521975.5018
Burned Wiring Portion of Case from CC&B
Year | 2016 | 2016: 2017; 2017: 2018; 2018: 2019; 2019: 2020
Value | 75660.72 | 2016: 332259.03; 2017: 405039.56; 2018: 488500.53; 2019: 320858.02
Adjusted to Number of Months | 75660.72 | 2016: 332259.03; 2017: 405039.56; 2018: 488500.53; 2019: 770059.248; 2020: <-(Total/5 Months)*12 Months
Adjusted to Deployment % | 75660.72 | 2016: 332259.03; 2017: 405039.56; 2018: 488500.53; 2019: 820883.1584; 2020: Adjusted Total + (Adjusted Total * Currently Not Deployed Percentage * 20%)
? Likelihood that they are found in normal inspections vs finding new instances.
We found these things by deployment efforts, but we also have to note that the meters are inspected periodically (for the big ones)
So can we assume that the eventually founds will be replaced by the new founds or do we reduce future values 8 years out on the premise that

## Estimated Bills
Back to Summary
CSR
Estimated Reads - CSR or Billing Analysts estimates bills
[9 empty] | YR 1 | YR 2 | YR 3 | YR 4 | YR 5 | YR 6 | YR 7 | YR 8 | YR 9 | YR 10 | YR 11 | YR 12 | YR 13 | YR 14 | YR 15 | YR 16 | YR 17 | YR 18 | YR 19 | YR 20 | YR 21 | YR 22 | YR 23
[9 empty] | 2015 | 2016 | 2017 | 2018 | 2019 | 2020 | 2021 | 2022 | 2023 | 2024 | 2025 | 2026 | 2027 | 2028 | 2029 | 2030 | 2031 | 2032 | 2033 | 2034 | 2035 | 2036 | 2037
| Benefits Description | [7 empty] | 0 | 0 | 0 | 0 | 0.3 | 0.75 | 0.75 | 0.75 | 1 | 1 | 1 | 1 | 1 | 1 | 1 | 1 | 1 | 1 | 1 | 1 | 1 | 1 | 0.25 | 16.55
|  | 2012-14 | [5 empty] | NPV
| Component Estimate | [6 empty] | 6.58%
1 | Annual Estimated Bills | 92419 | Table 2 | [5 empty] | 93343.19 | 94276.6219 | 95219.3881 | 96171.582 | 97133.2978 | 98104.6308 | 99085.6771 | 100076.5339 | 101077.2992 | 102088.0722 | 103108.9529 | 104140.0425 | 105181.4429 | 106233.2573 | 107295.5899 | 108368.5458 | 109452.2312 | 110546.7536 | 111652.2211 | 112768.7433 | 113896.4307 | 115035.395 | 116185.749
2 | Average analysis time in minutes | 9 | Table 1 | [5 empty] | 9 | 9 | 9 | 9 | 9 | 9 | 9 | 9 | 9 | 9 | 9 | 9 | 9 | 9 | 9 | 9 | 9 | 9 | 9 | 9 | 9 | 9 | 9
3 | Cost per minute loaded | 0.65883 | Loaded cost of CSR (2014) Source: Veronica Soules | [5 empty] | 0.6786 | 0.69896 | 0.71992 | 0.74152 | 0.76377 | 0.78668 | 0.81028 | 0.83459 | 0.85963 | 0.88542 | 0.91198 | 0.93934 | 0.96752 | 0.99654 | 1.0264 | 1.0572 | 1.089 | 1.1216 | 1.1553 | 1.1899 | 1.2256 | 1.2624 | 1.3003
4 | Average Cost per Estimated Loaded | 5.9295 | Calculation | [5 empty] | 6.1074 | 6.2906 | 6.4793 | 6.6737 | 6.8739 | 7.0801 | 7.2925 | 7.5113 | 7.7367 | 7.9688 | 8.2078 | 8.454 | 8.7077 | 8.9689 | 9.238 | 9.5151 | 9.8006 | 10.0946 | 10.3974 | 10.7093 | 11.0306 | 11.3615 | 11.7024
5 | Estimated Reduction in Rebills (%) 1 | 83% | Failure Rate of AMI meters, projected at 1% | [5 empty] | 97% | 97% | 97% | 97% | 97% | 97% | 97% | 97% | 97% | 97% | 97% | 97% | 97% | 97% | 97% | 97% | 97% | 97% | 97% | 97% | 97% | 97% | 97%
6 | Estimated Reduction in Rebill Costs | 454838.7222 | Calculation | [5 empty] | 552980.3145 | 575265.4212 | 598448.6177 | 622566.0969 | 647655.5107 | 673756.0277 | 700908.3956 | 729155.004 | 758539.9507 | 789109.1107 | 820910.2078 | 853992.8892 | 888408.8026 | 924211.6774 | 961457.408 | 1000204.1415 | 1040512.3684 | 1082445.0169 | 1126067.5511 | 1171448.0734 | 1218657.4307 | 1267769.3252 | 1318860.429
| Total (Calculation) | 454838.7222 |  |  | 454838.7222
[8 empty] | 6783165.9459 | 0 | 0 | 0 | 0 | 194296.6532 | 505317.0208 | 525681.2967 | 546866.253 | 758539.9507 | 789109.1107 | 820910.2078 | 853992.8892 | 888408.8026 | 924211.6774 | 961457.408 | 1000204.1415 | 1040512.3684 | 1082445.0169 | 1126067.5511 | 1171448.0734 | 1218657.4307 | 1267769.3252 | 329715.1072
References
1 | Automated reads will be automatically processed (currently available in CC&B) - look at estimations as exceptions (estimated expections are 3%)
Table 1 (Breakout of Bill Estimation Times) |  | Reviewed process with Kim Blair, Billing Analyst, Nov 2015
| Time Savings Caculation | Mins/Meter
| Account is flagged as needing estimation, research | 2 | 3
| Determine if field service visit is required | 1 | 1
| No, estimate bill | 1 | 2
| Generate bill in CC&B | 1 | 2
| Total | 5 | 8
|  | AVG | 6.5
Table 2 (Counts of Estimated Bills)
| STATE_CDE | WA | [6 empty] | YR 1 2015: STATE_CDE; YR 2 2016: ID
| Sum of CountOfUSAGE_PT_KY | Column Labels | [6 empty] | YR 1 2015: Sum of CountOfUSAGE_PT_KY; YR 2 2016: Column Labels
| Row Labels | 2012 | 2013 | 2014 | Grand Total | Average |  |  | YR 1 2015: Row Labels; YR 2 2016: 2012; YR 3 2017: 2013; YR 4 2018: 2014; YR 5 2019: Grand Total
| A | 1419309 | 1496613 | 1569142 | 4485064 | 1495021.3333 |  |  | YR 1 2015: A; YR 2 2016: 2494405; YR 3 2017: 2518436; YR 4 2018: 2546052; YR 5 2019: 7558893
| B | 6250 | 7920 | 9447 | 23617 | 7872.3333 |  |  | YR 1 2015: B; YR 2 2016: 151; YR 3 2017: 228; YR 4 2018: 181; YR 5 2019: 560
| C | 1179 | 1183 | 921 | 3283 | 1094.3333 |  |  | YR 1 2015: C; YR 2 2016: 181; YR 3 2017: 194; YR 4 2018: 265; YR 5 2019: 640
| E | 54976 | 58882 | 57561 | 171419 | 57139.6667 | 1.138% | 77.38% | YR 1 2015: E; YR 2 2016: 4536; YR 3 2017: 5002; YR 4 2018: 5762; YR 5 2019: 15300; YR 6 2020: 0.1971%; YR 7 2021: 17.32%
| F | 9772 | 10760 | 10859 | 31391 | 10463.6667 |  |  | YR 1 2015: F; YR 2 2016: 378; YR 3 2017: 366; YR 4 2018: 368; YR 5 2019: 1112
| I | 5272 | 6593 | 7211 | 19076 | 6358.6667 |  |  | YR 1 2015: I; YR 2 2016: 2785; YR 3 2017: 3784; YR 4 2018: 3873; YR 5 2019: 10442
| K | 24297 | 23659 | 22037 | 69993 | 23331 |  |  | YR 1 2015: K; YR 2 2016: 1033; YR 3 2017: 922; YR 4 2018: 2930; YR 5 2019: 4885
| N | 5617 | 4170 | 4373 | 14160 | 4720 |  |  | YR 1 2015: N; YR 2 2016: 55; YR 3 2017: 80; YR 4 2018: 78; YR 5 2019: 213
| P | 167 | 316 | 476 | 959 | 319.6667 |  |  | YR 1 2015: P; YR 2 2016: 78; YR 3 2017: 73; YR 4 2018: 106; YR 5 2019: 257
| Q | 10686 | 12190 | 7583 | 30459 | 10153 |  |  | YR 1 2015: Q; YR 2 2016: 2641; YR 3 2017: 2869; YR 4 2018: 3172; YR 5 2019: 8682
| R | 3127153 | 3071472 | 3084141 | 9282766 | 3094255.3333 |  |  | YR 1 2015: R; YR 2 2016: 8534; YR 3 2017: 8115; YR 4 2018: 8158; YR 5 2019: 24807
| S | 19517 | 20574 | 18397 | 58488 | 19496 |  |  | YR 1 2015: S; YR 2 2016: 42734; YR 3 2017: 44873; YR 4 2018: 44797; YR 5 2019: 132404
| T | 19131 | 18616 | 18298 | 56045 | 18681.6667 |  |  | YR 1 2015: T; YR 2 2016: 763; YR 3 2017: 1043; YR 4 2018: 1276; YR 5 2019: 3082
| V | 266026 | 287862 | 264535 | 818423 | 272807.6667 |  |  | YR 1 2015: V; YR 2 2016: 103; YR 3 2017: 80; YR 4 2018: 88; YR 5 2019: 271
| W |  |  | 1 | 1 | 1 | bar: YR 1 2015 to YR 2 2016; YR 5 2019
| Grand Total | 4969352 | 5020810 | 5074982 | 15065144 |  |  | 56.54% | YR 1 2015: Grand Total; YR 2 2016: 2558378; YR 3 2017: 2586065; YR 4 2018: 2617106; YR 5 2019: 7761549
|  |  | 1.036% | 1.079%
[5 empty] | Averate, total meter read codes that lead to Estimated Bill | 92419
Note on B2: SELECT WP_SRV_ADDRESS.STATE_CDE, Year([CREATION_DTE]) AS [Year], WP_MTRD_HIST.MTR_RDG_CDE, Count(WP_MTRD_HIST.USAGE_PT_KY) AS CountOfUSAGE_PT_KY FROM (WP_MTRD_HIST INNER JOIN WP_USAGE_POINT ON WP_MTRD_HIST.USAGE_PT_KY = WP_USAGE_POINT.USAGE_PT_KY) INNER JOIN WP_SRV_ADDRESS ON WP_USAGE_POINT.SRV_ADDR_KY = WP_SRV_ADDRESS.SRV_ADDR_KY WHERE (((WP_MTRD_HIST.CREATION_DTE) Between #1/1/2012# And #12/31/2014#) AND ((WP_MTRD_HIST.SRV_BILL_CDE)<>"X")) GROUP BY WP_SRV_ADDRESS.STATE_CDE, Year([CREATION_DTE]), WP_MTRD_HIST.MTR_RDG_CDE HAVING (((WP_SRV_ADDRESS.STATE_CDE)<>"MT") AND ((WP_MTRD_HIST.MTR_RDG_CDE)="K" Or (WP_MTRD_HIST.MTR_RDG_CDE)="E"));
Note on C11: Burgess, Dan: was 6.5 minute - adjusting up to 9 minutes based on Billing's input
Note on C14: Burgess, Dan: Changed from 97% to reflect what has happened in Idaho where there is interval data
Note on B24: tmm8381: Account is flagged as needing review. CSR: Select the account, inquire CC&B, review read history

## Bill Inquiries
Back to Summary | [5 empty] | Back to Summary
Contact Center
Bill Inquiries
| Currently Customer Service Representatives respond to bill inquiries without the benefit of querying a meter data management system that would provide a meter history in various increments. Being able to query direct or trigger a process to automatically update with data would reduce the time involved in determining the current read by reducing the time to gather the data and input it into a spreadsheet that would enable comparisons. | [5 empty] | YR 1 | YR 2 | YR 3 | YR 4 | YR 5 | YR 6 | YR 7 | YR 8 | YR 9 | YR 10 | YR 11 | YR 12 | YR 13 | YR 14 | YR 15 | YR 16 | YR 17 | YR 18 | YR 19 | YR 20 | YR 21 | YR 22 | YR 23
| Benefits Description | [5 empty] | 2015 | 2016 | 2017 | 2018 | 2019 | 2020 | 2021 | 2022 | 2023 | 2024 | 2025 | 2026 | 2027 | 2028 | 2029 | 2030 | 2031 | 2032 | 2033 | 2034 | 2035 | 2036 | 2037
|  | 2012-14 | Sources or References |  |  |  | 0 | 0 | 0 | 0 | 0.3 | 0.75 | 0.75 | 0.75 | 1 | 1 | 1 | 1 | 1 | 1 | 1 | 1 | 1 | 1 | 1 | 1 | 1 | 1 | 0.25 | 16.55
| Component Estimate |  |  |  |  | NPV
| Annual Calls Handled By CSR | 650129.6667 | Table 1 |  |  | 6.58%
| Percent of calls that are billing inquiries | 42.67% | Table 1 |  |  |  | 39609.1873 | 40005.2792 | 40405.332 | 40809.3853 | 41217.4791 | 41629.6539 | 42045.9505 | 42466.41 | 42891.0741 | 43319.9848 | 43753.1847 | 44190.7165 | 44632.6237 | 45078.9499 | 45529.7394 | 45985.0368 | 46444.8872 | 46909.336 | 47378.4294 | 47852.2137 | 48330.7358 | 48814.0432 | 49302.1836
| Annual billing inquiry calls | 277388.6578 | Calculation |  |  |  | 7.5 | 7.5 | 7.5 | 7.5 | 7.5 | 7.5 | 7.5 | 7.5 | 7.5 | 7.5 | 7.5 | 7.5 | 7.5 | 7.5 | 7.5 | 7.5 | 7.5 | 7.5 | 7.5 | 7.5 | 7.5 | 7.5 | 7.5
| Estimated percent of calls that would benefit from AMI | 25% | Conservative Adjustment |  |  |  | 0.6786 | 0.69896 | 0.71992 | 0.74152 | 0.76377 | 0.78668 | 0.81028 | 0.83459 | 0.85963 | 0.88542 | 0.91198 | 0.93934 | 0.96752 | 0.99654 | 1.0264 | 1.0572 | 1.089 | 1.1216 | 1.1553 | 1.1899 | 1.2256 | 1.2624 | 1.3003
| Fraction of meters equipped with AMI | 56.55% | Meter Shop Provisioning Analysis (% has increased since original analysis) |  |  |  | 5.0895 | 5.2422 | 5.3994 | 5.5614 | 5.7283 | 5.9001 | 6.0771 | 6.2594 | 6.4472 | 6.6406 | 6.8398 | 7.045 | 7.2564 | 7.4741 | 7.6983 | 7.9293 | 8.1671 | 8.4121 | 8.6645 | 8.9244 | 9.1922 | 9.4679 | 9.752
| Calls expected to be eliminated by AMI | 39217.0171 | Calculation
| Average analysis time reduced in minutes | 7.5 | Table 2 |  |  |  | 201590.4637 | 209714.5594 | 218166.0561 | 226958.1482 | 236104.5615 | 245619.5754 | 255518.0443 | 265815.4214 | 276527.7829 | 287671.8526 | 299265.0282 | 311325.4089 | 323871.8228 | 336923.8573 | 350501.8888 | 364627.1149 | 379321.5876 | 394608.2476 | 410510.96 | 427054.5516 | 444264.8501 | 462168.7235 | 480794.1231
| Cost per minute loaded | 0.65883 | Loaded cost of CSR (2014) Source: Veronica Soules
| Average Cost per Estimated Loaded | 4.9413 |  |  |  | 2472821.423 | 0 | 0 | 0 | 0 | 70831.3685 | 184214.6815 | 191638.5332 | 199361.5661 | 276527.7829 | 287671.8526 | 299265.0282 | 311325.4089 | 323871.8228 | 336923.8573 | 350501.8888 | 364627.1149 | 379321.5876 | 394608.2476 | 410510.96 | 427054.5516 | 444264.8501 | 462168.7235 | 120198.5308
| Total (Calculation) | 193781.0859
Table 1 (Contact Center Call Stats)
| IVR | 2012 | 2013 | 2014
| Inbound IVR Calls | 1158458 | 1112163 | 1162947
| Outbound IVR Calls | 175148 | 170156 | 153285
| Total IVR Calls | 1333606 | 1282319 | 1316232
| Billing Related | 2012 | 2013 | 2014
| IVR Handled | 445609 | 421136 | 407971
| CSR's Handled | 303065 | 271122 | 256628
| Total Billing Calls | 748674 | 692258 | 664599
| CSR's | 2012 | 2013 | 2014 | Average
| IVR Transfers | 664109 | 640287 | 645993 | 650129.6667
| Billing Related | 303065 | 271122 | 256628 | 276938.3333
| Percent of CSR calls related to Billing | 46% | 42% | 40% | 42.67%
Sent: Tue 07-01-2014 9:31 AM, 2014 data received 12.3.15, Source: Veronica Soules
Value represented above includes avoided costs, efficiencies with benefits redeployed in the utility, net present value of long-lived asset programs, re-invested sourcing benefits & power supply cost reductions.
Table 2 (Breakout of Bill Estimation Times) |  | Reviewed process with Kim Blair, Billing Analyst, Nov 2015
| Time Savings Caculation | Mins/Meter
| CSR recieves call, opens account in CC&B | 0.5 | 0.5
| Dialogue with customer | 2 | 4
| Research, inquiry, review read history | 1 | 3
| Conclude call, give energy tips, send report, recap remarks | 1 | 3
| Total | 4.5 | 10.5
|  | AVG | 7.5

## Billing Analysis
Back to Summary |  |  |  |  | Back to Summary
Billing
Bill Analysis
A staff of several billing analysts that work through exception such as high/low bills. These bills require determining if someone should be sent out if the data looks suspicious. Combined with other meter health monitoring data, the number of exceptions could br reduced. This reduction could also be supported by automated smart process. The automation of certain process could be accomplished through integration with dispatch and CC&B. These integrations are included in the MDM implemenation.
| Benefits Description | Components | Sources and References
Component Estimate
1 | Annual Bills (average of 2013 & 2014) | 5974035.5 | Customer Information System |  |  | YR 1 | YR 2 | YR 3 | YR 4 | YR 5 | YR 6 | YR 7 | YR 8 | YR 9 | YR 10 | YR 11 | YR 12 | YR 13 | YR 14 | YR 15 | YR 16 | YR 17 | YR 18 | YR 19 | YR 20 | YR 21 | YR 22 | YR 23
2 | Estimated Exception % | 3% | Figure 1 |  |  | 2015 | 2016 | 2017 | 2018 | 2019 | 2020 | 2021 | 2022 | 2023 | 2024 | 2025 | 2026 | 2027 | 2028 | 2029 | 2030 | 2031 | 2032 | 2033 | 2034 | 2035 | 2036 | 2037
3 | Estimated Exceptions | 179221.065 | Calculation |  |  | 0 | 0 | 0 | 0 | 0.3 | 0.75 | 0.75 | 0.75 | 1 | 1 | 1 | 1 | 1 | 1 | 1 | 1 | 1 | 1 | 1 | 1 | 1 | 1 | 0.25
4 | Percent Washington Bills | 56.55% | Meter Shop Provisioning Analysis (% has increased since original analysis) |  | NPV
5 | Percent Residential | 89% | Customer Information System |  | 6.58%
6 | Daily Exception Load | 357.9517 | Customer Information System |  |  | 167027.3993 | 168697.6733 | 170384.6501 | 172088.4966 | 173809.3815 | 175547.4753 | 177302.9501 | 179075.9796 | 180866.7394 | 182675.4068 | 184502.1609 | 186347.1825 | 188210.6543 | 190092.7608 | 191993.6884 | 193913.6253 | 195852.7616 | 197811.2892 | 199789.4021 | 201787.2961 | 203805.1691 | 205843.2208 | 207901.653
7 | Daily Exception Load Worked % | 33.33%
8 | Fully loaded blended direct labor rate | 39.53 | Loaded cost of CSR (2014) Source: Veronica Soules |  |  | 0.6786 | 0.69896 | 0.71992 | 0.74152 | 0.76377 | 0.78668 | 0.81028 | 0.83459 | 0.85963 | 0.88542 | 0.91198 | 0.93934 | 0.96752 | 0.99654 | 1.0264 | 1.0572 | 1.089 | 1.1216 | 1.1553 | 1.1899 | 1.2256 | 1.2624 | 1.3003
9 | Average analysis time in minutes | 5.5 | Table 2 |  |  | 80% | 80% | 80% | 80% | 80% | 80% | 80% | 80% | 80% | 80% | 80% | 80% | 80% | 80% | 80% | 80% | 80% | 80% | 80% | 80% | 80% | 80% | 80%
10 | Total Minutes | 165373.6627 | Calculation |  |  | 70% | 70% | 70% | 70% | 70% | 70% | 70% | 70% | 70% | 70% | 70% | 70% | 70% | 70% | 70% | 70% | 70% | 70% | 70% | 70% | 70% | 70% | 70%
11 | Cost per Minute | 0.65883 |  |  |  | 99176.4505 | 134958.1387 | 136307.7201 | 137670.7973 | 139047.5052 | 140437.9803 | 141842.3601 | 143260.7837 | 144693.3915 | 146140.3254 | 147601.7287 | 149077.746 | 150568.5234 | 152074.2087 | 153594.9508 | 155130.9003 | 156682.2093 | 158249.0314 | 159831.5217 | 161429.8369 | 163044.1353 | 164674.5766 | 166321.3224
12 | Average Occupancy Rate (availability) & Overheads factor | 80% | Accounts for training, One Leave, and non direct work activities
13 | Expected reduction in analysis time in minutes | 70% | Approximated 1 standard deviation reduction (Area under normal distribution curve) |  | 1138568.8917 | 0 | 0 | 0 | 0 | 41714.2516 | 105328.4852 | 106381.7701 | 107445.5878 | 144693.3915 | 146140.3254 | 147601.7287 | 149077.746 | 150568.5234 | 152074.2087 | 153594.9508 | 155130.9003 | 156682.2093 | 158249.0314 | 159831.5217 | 161429.8369 | 163044.1353 | 164674.5766 | 41580.3306
14 | Total benefit | 95334.4713 | Calculation
Table 1 |  | 90203.816
Additional Costs
a | Training |  | 1581.2 |  | 1581.2
b | Application development (percentage of application that would also be developed for Revenue Protection) |  |  | 16000 |  | YR 1 2015: 16000
c | Integration
d | IT/IS Support |  | 8000 |  | 8000
| subtotal |  | 9581.2 | 16000 | 9581.2 | YR 1 2015: 16000
| Total (Calculation) |  | 9581.2 |  |  | YR 1 2015: 9581.2
Figure 1 (Summary of DataSource Survey (2011)
|  | Table 2 (Breakout of Bill Analysis Times) |  | Reviewed process with Kim Blair, Billing Analyst, Nov 2015
|  |  | Time Savings Caculation | Mins/Meter
|  |  | Billing Analyst Reviews "To Do" list reports | 1 | 1
|  |  | Research, inquiry, review read history in CC&B | 1 | 2
|  |  | Calculate Correct Usage, Enter new read | 1 | 1
|  |  | Correct bill manualy or process cancel/rebill | 1 | 3
|  |  | Total | 4 | 7
|  |  |  | AVG | 5.5
Figure 2 (Summary of DataSource Survey (2011)
Note on C8: 5,939,794 in 2013 and 6,008,277 in 2014

## Rebilling
Back to Summary
Billing
Bill Analysis/Rebills
Estimation errors drove 80% of the rebill activity as shown in Table 2 below. With AMI, interval data would reduce the need to estimate bills since the meter data would be able to determine the actual amounts for the given period(s)
| Benefits Description | Components
[9 empty] | YR 1 | YR 2 | YR 3 | YR 4 | YR 5 | YR 6 | YR 7 | YR 8 | YR 9 | YR 10 | YR 11 | YR 12 | YR 13 | YR 14 | YR 15 | YR 16 | YR 17 | YR 18 | YR 19 | YR 20 | YR 21 | YR 22 | YR 23
1 | Annual Bills (average of 2013 & 2014) | 5974035.5 | [6 empty] | 2015 | 2016 | 2017 | 2018 | 2019 | 2020 | 2021 | 2022 | 2023 | 2024 | 2025 | 2026 | 2027 | 2028 | 2029 | 2030 | 2031 | 2032 | 2033 | 2034 | 2035 | 2036 | 2037
2 | Bills Cancelled Before Bill Created | 18572 | Rebill Report (Customer Information System) | [5 empty] | 0 | 0 | 0 | 0 | 0.3 | 0.75 | 0.75 | 0.75 | 1 | 1 | 1 | 1 | 1 | 1 | 1 | 1 | 1 | 1 | 1 | 1 | 1 | 1 | 0.25
3 | Percent from Washington | 90% | See Table 1 |  |  |  |  | NPV
4 | Percent Cancelled and No New Bills Created | 0.3109% | Calculation |  |  |  |  | 6.58%
5 | Daily Exception Load (No New Bills) | 64.1116 | Calculation | [5 empty] | 16881.948 | 17050.7675 | 17221.2752 | 17393.4879 | 17567.4228 | 17743.097 | 17920.528 | 18099.7333 | 18280.7306 | 18463.5379 | 18648.1733 | 18834.655 | 19023.0016 | 19213.2316 | 19405.3639 | 19599.4175 | 19795.4117 | 19993.3658 | 20193.2995 | 20395.2325 | 20599.1848 | 20805.1767 | 21013.2284
6 | Loaded analyst time | 0.65883 | Loaded cost of CSR (2014) Source: Veronica Soules
7 | Average analysis time in minutes (New Bills) | 9 | Table 3 | [5 empty] | 6.1074 | 6.2906 | 6.4793 | 6.6737 | 6.8739 | 7.0801 | 7.2925 | 7.5113 | 7.7367 | 7.9688 | 8.2078 | 8.454 | 8.7077 | 8.9689 | 9.238 | 9.5151 | 9.8006 | 10.0946 | 10.3974 | 10.7093 | 11.0306 | 11.3615 | 11.7024
8 | Average Cost per Rebill Loaded (New Bills) | 5.9295 | Calculation (Loaded Analyst Time * Average Analyst Time) | [5 empty] | 80% | 80% | 80% | 80% | 80% | 80% | 80% | 80% | 80% | 80% | 80% | 80% | 80% | 80% | 80% | 80% | 80% | 80% | 80% | 80% | 80% | 80% | 80%
9 | Estimated Rebill Costs (No New Bills) | 99110.4066 | Calculation
10 | Estimated Reduction in Rebills (New Bills) | 80% | Estimation errors are the most likely to be reduced as a result of having interval data - see Table 2 | [5 empty] | 82483.6448 | 85807.7357 | 89265.7874 | 92863.1987 | 96605.5856 | 100498.7907 | 104548.8919 | 108762.2123 | 113145.3294 | 117705.0862 | 122448.6012 | 127383.2798 | 132516.826 | 137857.2541 | 143412.9014 | 149192.4413 | 155204.8967 | 161459.654 | 167966.4781 | 174735.5272 | 181777.3689 | 189102.9969 | 196723.8477
11 | Estimated Reduction in Rebill Costs (New Bills) | 79288.3253 | Calculation
| Total (Calculation) | 79288.3253 | [5 empty] | 1011790.5389 | 0 | 0 | 0 | 0 | 28981.6757 | 75374.093 | 78411.6689 | 81571.6592 | 113145.3294 | 117705.0862 | 122448.6012 | 127383.2798 | 132516.826 | 137857.2541 | 143412.9014 | 149192.4413 | 155204.8967 | 161459.654 | 167966.4781 | 174735.5272 | 181777.3689 | 189102.9969 | 49180.9619
Table 1 | [5 empty] | Table 3 (Breakout of Rebilling Times) |  | Reviewed process with Kim Blair, Billing Analyst, Nov 2015
| CUST_ACCT_KY #'s | SRV_STATE_CDE |  |  |  |  | Time Savings Caculation | Mins/Meter
| 970 | ID |  |  |  |  | Open account in CC&B | 1 | bar: YR 1 2015
| 16773 | WA | 90.31% |  |  |  | Research, inquiry, review read history in CC&B | 1 | YR 1 2015: 2
| 829 | OR |  |  |  |  | Calculate Correct Usage, Enter new read | 1 | bar: YR 1 2015
| 18572 | [5 empty] | Correct bill manualy or process cancel/rebill | 1 | YR 1 2015: 3
| Source: Customer Information System | [5 empty] | Total | 4 | YR 1 2015: 7
[8 empty] | AVG | YR 1 2015: 5.5
Table 2
| CUST_ACCT_KY |  | 1 | 2 | 3 | 4 | 5 | 6 | 7 | 8 | 9 | 10 | 11 | 12 | Total
| OPEN DATE | 2014 | 170 | 107 | 122 | 120 | 95 | 125 | 109 | 149 | 131 | 628 | 529 | 573 | 2858
| OVER ESTIMATE | 2014 | 40 | 22 | 37 | 132 | 36 | 30 | 23 | 91 | 23 | 924 | 766 | 731 | 2855
| METER TESTED FAST | 2014 | 14 | 105 | 106 | 175 | 161 | 216 | 172 | 58 | 20 | 82 | 110 | 76 | 1295
| OVER READ | 2014 | 11 | 5 | 12 | 23 | 5 | 9 | 6 | 22 | 14 | 491 | 253 | 275 | 1126
| INCORRECT BILLING | 2014 | 62 | 60 | 48 | 44 | 38 | 32 | 65 | 34 | 63 | 244 | 158 | 269 | 1117
| CLOSE DATE | 2014 | 49 | 59 | 35 | 57 | 13 | 21 | 52 | 41 | 27 | 211 | 217 | 211 | 993
| LOW ESTIMATE | 2014 | 32 | 24 | 53 | 45 | 16 | 1 | 2 | 20 | 17 | 77 | 120 | 107 | 514
| RATE SCHEDULE CHANGE | 2014 | 9 | 15 |  |  | 33 | 256 | 23 | 3 | 16 | 23 | 20 | 52 | 450
| INCORRECT ESTIMATE | 2014 | 33 | 20 | 33 | 4 | 5 | 8 | 4 | 3 | 19 | 50 | 61 | 125 | 365
| STOPPED METER | 2014 | 32 | 28 | 14 | 8 | 8 | 23 | 4 | 15 | 7 | 84 | 55 | 64 | 342
| MIXED METERS | 2014 | 15 | 24 | 23 | 6 | 12 | 15 | 12 | 13 | 35 | 38 | 35 | 109 | 337
| CANCELLED IN ERROR | 2014 | 26 | 18 | 7 | 13 | 8 | 12 | 15 | 5 | 16 | 35 | 46 | 33 | 234
| DISPUTED BILL | 2014 | 25 | 11 | 16 | 2 | 4 | 4 | 3 | 4 | 9 | 26 | 29 | 32 | 165
| LOW READ | 2014 | 7 | 12 | 7 | 11 | 1 | 1 | 1 | 4 | 2 | 42 | 9 | 30 | 127
| INCORRECT OPEN READ | 2014 | 20 | 8 | 12 | 8 | 3 | 4 | 5 | 6 | 8 | 3 | 3 | 20 | 100
| CLOSE READ | 2014 | 2 | 3 | 5 | 4 |  | 1 | 4 | 9 | 1 | 16 | 5 | 16 | 66
| CORRECTION CODE ERROR | 2014 | 2: 1; 6: 12; 10: 36; 12: 8 | 57
| METER INSTALLED | 2014 | 1 | 13 |  |  | 1 | 2 | 5 | 1 |  | 2 | 3 | 12 | 40
| BANKRUPT | 2014 | 1: 6; 2: 6; 3: 2; 10: 3; 12: 5 | 22
| THEFT OF SERVICE | 2014 | 1: 1; 3: 1; 4: 1; 5: 2; 7: 2; 9: 3; 12: 3 | 13
| MISREAD | 2014 | 1 |  |  | 1 |  |  | 1 | 1 | 1 | 4 | 1 | 2 | 12
| ZERO USE | 2014 | 3: 1; 12: 6 | 7
| CONVERSION CODE | 2014 | 10: 4; 11: 2 | 6
| HIGH DEMAND | 2014 | 12: 4 | 4
| DONT USE SETTLEMENT ON ACCT | 2014 | [12 empty] | 1 | bar: 9
|  |  | 556 | 541 | 534 | 654 | 441 | 772 | 508 | 479 | 413 | 3023 | 2422 | 2763 | 13106 | 0.82535
Note on C13: Burgess, Dan: Updated from 5.5 to 9 minutes based on Billing group refreshed analysis

## Retail Load Analysis
Back to Summary
[5 empty] | Adjustment |  |  | 1 | 1 | 1 | 1 | 1 | 0.75 | 0.75 | 1 | 1 | 1 | 1 | 1 | 1 | 1 | 1 | 1 | 1 | 1 | 1 | 1 | 1 | 0.25 | 0 | 0 | 0
Load Studies |  |  |  | Sources or References | NPV | Annual Increase Rate | Customer Growth | 2016 | 2017 | 2018 | 2019 | 2020 | 2021 | 2022 | 2023 | 2024 | 2025 | 2026 | 2027 | 2028 | 2029 | 2030 | 2031 | 2032 | 2033 | 2034 | 2035 | 2036 | 2037 | 2038 | 2039 | 2040
Meter Operations
Benefits Description
2013
Component Estimate
| Current Installed base of meters | 650
| Washington Load Study Meters (Residential) | 168
| Washington Load Study Meters (Commercial) | 217
| Washington Load Study Meters (Total) | 385
| Cellular Costs Per Month | 7981.1358
| Cost Per meter | 1000
| Residential | 700
| Commercial | 900
| Total Meter Costs | 312900 | Every 10 Years (next update is 2018, requires new meters since G2 cellular coverage is no longer available)
| Recovery Benefit of Meters | 0%
| Annual New Installs Per Year (0.5%) | 3.25
| Cost for Installs | 2600
| Annual Networking Costs for Washington Load Study | 47291.0189
| Percent of Meters Attributed to Load Studies In Washington | 59.23%
| Cost for New Installs Washington Load Study | 312900 | 0 | x | 259545.4242 | 3% | 0 | 0 | 0 | 312900 | 0 | 0 | 0 | 0 | [5 empty] | 0 | 0 | 0 | 0 | 0 | 0 | 0 | 0 | 0 | 0 | 0 | 0 | 0
| Annual Networking Costs for Washington Load Study | 47291.0189 | 47291.0189 | x | 613517.6612 | 3% | 0 | 48709.7495 | 50171.042 | 51676.1732 | 53226.4584 | 54823.2522 | 42350.9623 | 43621.4912 | 59906.8479 | 61704.0533 | 63555.1749 | 65461.8302 | 67425.6851 | 69448.4556 | 71531.9093 | 73677.8666 | 75888.2026 | 78164.8487 | 80509.7941 | 82925.0879 | 85412.8406 | 87975.2258 | 22653.6206 | 0 | 0 | 0
| Meter Moves (every 5 years) | 385
| Years before resampling group established | 5
| Costs Per Move | 75
| Annual Meter Move Costs | 28875 | 28875 |  | 26944.4067 | 0 | 0 | 0 | 0 | 0 | 0 | 0 | 0 | 0 | 28875 | 0 | 0 | 0 | 0 | 0 | 0 | 0 | 0 | 0 | 28875 | 0 | 0 | 0 | 0 | 0 | 0 | 0
Total Avoided Costs |  |  |  | 1761470.572 | 979466.9515 | 0.03 | 0.01 | 48709.7495 | 50171.042 | 364576.1732 | 53226.4584 | 54823.2522 | 42350.9623 | 43621.4912 | 88781.8479 | 61704.0533 | 63555.1749 | 65461.8302 | 67425.6851 | 69448.4556 | 71531.9093 | 73677.8666 | 75888.2026 | 78164.8487 | 109384.7941 | 82925.0879 | 85412.8406 | 87975.2258 | 22653.6206 | 0 | 0 | 0
[6 empty] | Rate |  | 2019: Year; 2020: Cellular Costs
[5 empty] | State | Code | Class | 2016: Error Ratio; 2017: Sample; 2019: 2008; 2020: 31365.35
[5 empty] | Washington | 1 | Residential | 2016: 0.9; 2017: 168; 2019: 2009; 2020: 95955.58
[5 empty] | Idaho | 1 | Residential | 2016: 0.9; 2017: 82; 2019: 2010; 2020: 91768.72
[5 empty] | Total | 1 | Residential | 2016: 0.9; 2017: 250; 2019: 2011; 2020: 79596.87
[5 empty] | Washington | 011/012 | General Service | 2016: 0.81; 2017: 115; 2019: 2012; 2020: 98065.71
[5 empty] | Idaho | 011/012 | General Service | 2016: 0.787; 2017: 85; 2019: 2013; 2020: 95773.63
[5 empty] | Total | 011/012 | General Service | 2016: 0.8; 2017: 200; 2019: 2014; 2020: 88900.85
[5 empty] | Washington | 021/022 | Large General Service | 2016: 0.498; 2017: 52; 2019: 2015; 2020: 79841.98
[5 empty] | Idaho | 021/022 | Large General Service | 2016: 0.505; 2017: 23; 2019: 2016; 2020: 31353.47
[5 empty] | Total | 021/022 | Large General Service | 2016: 0.5; 2017: 75
[5 empty] | Washington | 031/032 | Pumping | 2016: 0.985; 2017: 50
[5 empty] | Idaho | 031/032 | Pumping | 2016: 1.034; 2017: 25
[5 empty] | Total | 031/032 | Pumping | 2016: 1; 2017: 75
Washington Study
[5 empty] | Residential | 168
[5 empty] | Non Residential | 217
385
Note on C23: Burgess, Dan: Updated 5/22 - updated cellular costs that are avoided

## Meter Sampling
Back to Summary
Costs Per Install Per Meter
Meterman's Cost
|  | Analyst Costs Per Meter | 8 | <- need to update where this came from
|  | Dispatch Cost Per Order | 2.5
|  | Metermen Costs Per Order | 60
|  | Travel Costs Per Meter | 15 | 12525 | 12525 | 12525 | 12525 | 10020 | 10020 | 10020 | 10020 | 10020 | 14670 | 14670 | 14670 | 14670 | 14670 | 14670 | 14670 | 14670 | 14670 | 14670 | 14670 | 14670 | 0 | 0 | 0 | 0
|  | Performance Monitoring Per Meter | 5
|  | Total Labor Costs | 88
Total Meter Install Costs (incremental)
|  | Annual O&M increase rate | 3%
| 9% |  |  | 0.5 | 1 | 1 | 1 | 1 | 0.75 | 0.75 | 1 | 1 | 1 | 1 | 1 | 1 | 1 | 1 | 1 | 1 | 1 | 1 | 1 | 1 | 0.25 | 0 | 0 | 0
|  | Year |  | 2016 | 2017 | 2018 | 2019 | 2020 | 2021 | 2022 | 2023 | 2024 | 2025 | 2026 | 2027 | 2028 | 2029 | 2030 | 2031 | 2032 | 2033 | 2034 | 2035 | 2036 | 2037 | 2038 | 2039 | 2040
|  | Forecasted Installed Solar Panels |  | 835 | 835 | 835 | 835 | 668 | 668 | 668 | 668 | 668 | 978 | 978 | 978 | 978 | 978 | 978 | 978 | 978 | 978 | 978 | 978 | 978
|  | Forecasted Installed Cost | 1071164.5581 | 37842.2 | 77954.932 | 80293.58 | 82702.3874 | 68146.7672 | 52643.3776 | 54222.679 | 74465.8125 | 76699.7868 | 115662.8193 | 119132.7039 | 122706.685 | 126387.8855 | 130179.5221 | 134084.9077 | 138107.455 | 142250.6786 | 146518.199 | 150913.745 | 155441.1573 | 160104.392 | 0 | 0 | 0 | 0

## ESRI_MAPINFO_SHEET (hidden)
DO NOT EDIT
For Esri use only