## TOC
Exhibit Table of Contents
Tab Name (with hyperlinks) | Description
CGK-2C | Dispatch model results
CGK-3 | Power Supply Pro forma
CGK-4 | Description of Power Supply Adjustments
CGK-5 | Market Purchases and Sales, Plant Generation and Fuel Cost Summary
CGK-6 | ERM Authorized Expense and Retail Sales (Annual)
Workpaper Index | Listing of Supporting Workpapers
Confidential Proforma vs Authorized | Table comparing Pro forma w Authorized for System and Washington
Confidential Aurora Portfolio Output | Output of energy/dollars by portfolio item
Confidential Aurora Fuel Output | Output of fuel prices, fuel and startup fuel usage by plant; used for fuel costs calculation
Confidential Colstrip Fuel Model | Colstrip fuel model
Confidential Fuel Costs | Calculation of gas fuel costs based on Aurora Fuel Ouput
Confidential Gas Contracts MTM | Gas contracts mark-to-market calculation
Steps for Updating Aurora | Steps to update various things in Aurora
Summation Index | Lookup between Aurora portfolio resources/contracts to plant used for proforma

## CGK-9C
| CONFIDENTIAL per Protective Order | [15 empty] | hours | 744 | 672 | 744 | 720 | 744 | 720 | 744 | 744 | 720 | 744 | 720 | 744
[18 empty] | 1 | 2 | 3 | 4 | 5 | 6 | 7 | 8 | 9 | 10 | 11 | 12
[18 empty] | 2025 | 2025 | 2025 | 2025 | 2025 | 2025 | 2025 | 2025 | 2025 | 2025 | 2025 | 2025
| Avista Corp. | [14 empty] | Avista Corp.
| Dispatch Model Results | [14 empty] | Dispatch Model Results
| (Gigawatt-hours) | [14 empty] | (Average Megawatts)
1 |  | Annual | 2025-01-01 | 2025-02-01 | 2025-03-01 | 2025-04-01 | 2025-05-01 | 2025-06-01 | 2025-07-01 | 2025-08-01 | 2025-09-01 | 2025-10-01 | 2025-11-01 | 2025-12-01 | 1 |  | Annual | 2025-01-01 | 2025-02-01 | 2025-03-01 | 2025-04-01 | 2025-05-01 | 2025-06-01 | 2025-07-01 | 2025-08-01 | 2025-09-01 | 2025-10-01 | 2025-11-01 | 2025-12-01 | Aurora Name
2 | Hydro Resources | [13 empty] | 2 | Hydro Resources
3 | Clark Fork River | [13 empty] | 3 | Clark Fork River
4 | Cabinet Gorge | 1068.858 | 67.355 | 53.786 | 63.768 | 117.368 | 161.692 | 159.516 | 122.048 | 60.889 | 59.589 | 57.877 | 62.06 | 82.91 | 4 | Cabinet Gorge | 122.0158 | 90.5309 | 80.0387 | 85.7097 | 163.0111 | 217.328 | 221.55 | 164.043 | 81.8401 | 82.7625 | 77.7917 | 86.1944 | 111.4382 | Cabinet Gorge
5 | Noxon Rapids | 1679.051 | 93.291 | 71.427 | 86.276 | 173.677 | 308.637 | 305.548 | 182.954 | 82.719 | 85.903 | 81.938 | 86.791 | 119.89 | 5 | Noxon Rapids | 191.6725 | 125.3911 | 106.2902 | 115.9624 | 241.2181 | 414.8347 | 424.3722 | 245.9059 | 111.1815 | 119.3097 | 110.1317 | 120.5431 | 161.1425 | Noxon Rapids
6 | Total Clark Fork River | 2747.909 | 160.646 | 125.213 | 150.044 | 291.045 | 470.329 | 465.064 | 305.002 | 143.608 | 145.492 | 139.815 | 148.851 | 202.8 | 6 | Total Clark Fork River | 313.6882 | 215.922 | 186.3289 | 201.672 | 404.2292 | 632.1626 | 645.9222 | 409.9489 | 193.0215 | 202.0722 | 187.9234 | 206.7375 | 272.5806
7 | [14 empty] | 7
8 | Spokane River | [13 empty] | 8 | Spokane River
9 | Little Falls | 205.017 | 18.056 | 18.707 | 23.391 | 23.659 | 23.971 | 22.952 | 20.173 | 9.092 | 6.73 | 10.175 | 11.688 | 16.423 | 9 | Little Falls | 23.4038 | 24.2688 | 27.8378 | 31.4395 | 32.8597 | 32.2191 | 31.8778 | 27.1142 | 12.2204 | 9.3472 | 13.6761 | 16.2333 | 22.0739 | Little Falls
10 | Long Lake | 508.847 | 42.782 | 43.514 | 55.684 | 58.636 | 60.534 | 58.521 | 57.491 | 22.725 | 16.177 | 24.885 | 28.298 | 39.6 | 10 | Long Lake | 58.0876 | 57.5027 | 64.753 | 74.8441 | 81.4389 | 81.3629 | 81.2792 | 77.2728 | 30.5444 | 22.4681 | 33.4476 | 39.3028 | 53.2258 | Long Lake
11 | Monroe Street | 101.508 | 9.972 | 9.339 | 10.438 | 10.22 | 10.573 | 9.798 | 6.561 | 2.651 | 5.759 | 7.615 | 9.01 | 9.572 | 11 | Monroe Street | 11.5877 | 13.4032 | 13.8973 | 14.0296 | 14.1944 | 14.211 | 13.6083 | 8.8185 | 3.5632 | 7.9986 | 10.2352 | 12.5139 | 12.8656 | Monroe Street
12 | Nine Mile | 138.269 | 12.039 | 14.395 | 18.58 | 17.445 | 17.292 | 14.553 | 6.416 | 3.924 | 5.454 | 7.677 | 9.724 | 10.77 | 12 | Nine Mile | 15.7841 | 16.1815 | 21.4211 | 24.9731 | 24.2292 | 23.2419 | 20.2125 | 8.6237 | 5.2742 | 7.575 | 10.3185 | 13.5056 | 14.4758 | Nine Mile
13 | Post Falls | 83.826 | 7.28 | 8.343 | 10.246 | 9.765 | 10.288 | 9.817 | 4.403 | 1.277 | 3.55 | 4.977 | 6.584 | 7.296 | 13 | Post Falls | 9.5692 | 9.7849 | 12.4152 | 13.7715 | 13.5625 | 13.828 | 13.6347 | 5.918 | 1.7164 | 4.9306 | 6.6895 | 9.1444 | 9.8065 | Post Falls
14 | Upper Falls | 65.325 | 6.463 | 5.837 | 6.44 | 5.93 | 6.035 | 6.167 | 4.495 | 1.115 | 3.95 | 5.798 | 6.463 | 6.632 | 14 | Upper Falls | 7.4572 | 8.6868 | 8.686 | 8.6559 | 8.2361 | 8.1116 | 8.5653 | 6.0417 | 1.4987 | 5.4861 | 7.793 | 8.9764 | 8.914 | Upper Falls
15 | Total Spokane River | 1102.792 | 96.592 | 100.135 | 124.779 | 125.655 | 128.693 | 121.808 | 99.539 | 40.784 | 41.62 | 61.127 | 71.767 | 90.293 | 15 | Total Spokane River | 125.8895 | 129.828 | 149.0104 | 167.7137 | 174.5208 | 172.9745 | 169.1778 | 133.789 | 54.8172 | 57.8056 | 82.1599 | 99.6764 | 121.3616
16 | [14 empty] | 16
17 | Mid-Columbia Contracts | [13 empty] | 17 | Mid-Columbia Contracts
18 | Priest Rapids | 164.746 | 16.562 | 12.582 | 12.918 | 14.565 | 17.602 | 16.694 | 15.807 | 11.818 | 9.549 | 9.921 | 12.501 | 14.227 | 18 | Priest Rapids | 18.8066 | 22.2608 | 18.7232 | 17.3629 | 20.2292 | 23.6586 | 23.1861 | 21.246 | 15.8844 | 13.2625 | 13.3347 | 17.3625 | 19.1223 | Priest_Rapids
19 | Rock Island | 318.458 | 29.581 | 23.493 | 24.522 | 29.077 | 35.943 | 32.119 | 28.577 | 25.527 | 19.282 | 20.267 | 23.911 | 26.159 | 19 | Rock Island | 36.3537 | 39.7594 | 34.9598 | 32.9597 | 40.3847 | 48.3105 | 44.6097 | 38.4099 | 34.3105 | 26.7806 | 27.2406 | 33.2097 | 35.1599 | Rock_Island
20 | Rocky Reach | 618.234 | 56.432 | 42.706 | 44.082 | 57.06 | 76.186 | 69.444 | 60.078 | 51.15 | 33.984 | 35.154 | 43.524 | 48.434 | 20 | Rocky Reach | 70.5747 | 75.8495 | 63.5506 | 59.25 | 79.25 | 102.4005 | 96.45 | 80.75 | 68.75 | 47.2 | 47.25 | 60.45 | 65.0995 | Rocky_Reach
21 | Wanapum | 158.956 | 15.732 | 11.568 | 11.642 | 14.72 | 17.862 | 17.303 | 16.382 | 12.692 | 8.284 | 8.479 | 11.214 | 13.078 | 21 | Wanapum | 18.1457 | 21.1452 | 17.2143 | 15.6478 | 20.4444 | 24.0081 | 24.0319 | 22.0188 | 17.0591 | 11.5056 | 11.3965 | 15.575 | 17.578 | Wanapum
22 | Wells Purchase | 55.825 | 1.29 | 0.973 | 3.789 | 6.895 | 9.049 | 8.603 | 7.75 | 6.468 | 2.974 | 3.032 | 3.875 | 1.127 | 22 | Wells Purchase | 6.3727 | 1.7339 | 1.4479 | 5.0927 | 9.5764 | 12.1626 | 11.9486 | 10.4167 | 8.6935 | 4.1306 | 4.0753 | 5.3819 | 1.5148 | Wells_Purchase
23 | Wells Exchange | 0 | 0 | 0 | 0 | 0 | 0 | 0 | 0 | 0 | 0 | 0 | 0 | 0 | 23 | Wells Exchange | 0 | 0 | 0 | 0 | 0 | 0 | 0 | 0 | 0 | 0 | 0 | 0 | 0 | Douglas_Exchange_Purchase
24 | Canadian Entitlement | -71.934 | -5.962 | -5.453 | -6.074 | -5.866 | -6.35 | -5.88 | -6.134 | -6.157 | -6.032 | -6.048 | -5.8 | -6.178 | 24 | Canadian Entitlement | -8.2116 | -8.0134 | -8.1146 | -8.164 | -8.1472 | -8.5349 | -8.1667 | -8.2446 | -8.2755 | -8.3778 | -8.129 | -8.0556 | -8.3038 | Canadian_Entitlement
25 | Total Mid-C Contracts | 1244.285 | 113.635 | 85.869 | 90.879 | 116.451 | 150.292 | 138.283 | 122.46 | 101.498 | 68.041 | 70.805 | 89.225 | 96.847 | 25 | Total Mid-C Contracts | 142.0417 | 152.7352 | 127.7812 | 122.1492 | 161.7375 | 202.0054 | 192.0597 | 164.5968 | 136.422 | 94.5014 | 95.168 | 123.9236 | 130.1707
26 | [14 empty] | 26
27 | Columbia Basin Contract | [13 empty] | 27 | Columbia Basin Contract
28 | EBC 4.6 | 8.052 | 0 | 0 | 0 | 0.551 | 1.329 | 1.422 | 1.511 | 1.498 | 0.96 | 0.781 | 0 | 0 | 28 | EBC 4.6 | 0.91918 | 0 | 0 | 0 | 0.76528 | 1.7863 | 1.975 | 2.0309 | 2.0134 | 1.3333 | 1.0497 | 0 | 0 | EBC 4.6
29 | Main Canal | 0 | 0 | 0 | 0 | 0 | 0 | 0 | 0 | 0 | 0 | 0 | 0 | 0 | 29 | Main Canal | 0 | 0 | 0 | 0 | 0 | 0 | 0 | 0 | 0 | 0 | 0 | 0 | 0 | Main Canal
30 | PEC 66 | 4.367 | 0 | 0 | 0 | 0.017 | 0.207 | 0.729 | 0.762 | 0.829 | 0.828 | 0.995 | 0 | 0 | 30 | PEC 66 | 0.49852 | 0 | 0 | 0 | 0.023611 | 0.27823 | 1.0125 | 1.0242 | 1.1142 | 1.15 | 1.3374 | 0 | 0 | PEC 66
31 | PEC Headworks | 0 | 0 | 0 | 0 | 0 | 0 | 0 | 0 | 0 | 0 | 0 | 0 | 0 | 31 | PEC Headworks | 0 | 0 | 0 | 0 | 0 | 0 | 0 | 0 | 0 | 0 | 0 | 0 | 0 | PEC Headworks
32 | Quincy Chute | 1.266 | 0 | 0 | 0 | 0 | 0 | 0 | 0 | 0 | 0 | 1.266 | 0 | 0 | 32 | Quincy Chute | 0.14452 | 0 | 0 | 0 | 0 | 0 | 0 | 0 | 0 | 0 | 1.7016 | 0 | 0 | Quincy Chute
33 | Russell D Smith | 13.003 | 0 | 0 | 0 | 0.575 | 1.983 | 2.561 | 3.095 | 2.768 | 1.177 | 0.844 | 0 | 0 | 33 | Russell D Smith | 1.4844 | 0 | 0 | 0 | 0.79861 | 2.6653 | 3.5569 | 4.1599 | 3.7204 | 1.6347 | 1.1344 | 0 | 0 | Russell D Smith
34 | Summer Falls | 362.303 | 0 | 0 | 5.805 | 44.669 | 65.18 | 61.724 | 64.271 | 57.208 | 41.556 | 21.89 | 0 | 0 | 34 | Summer Falls | 41.3588 | 0 | 0 | 7.8024 | 62.0403 | 87.6075 | 85.7278 | 86.3858 | 76.8925 | 57.7167 | 29.422 | 0 | 0 | Summer Falls
35 | Total CBH Contracts | 388.991 | 0 | 0 | 5.805 | 45.812 | 68.699 | 66.436 | 69.639 | 62.303 | 44.521 | 25.776 | 0 | 0 | 35 | Total CBH Contract | 44.4054 | 0 | 0 | 7.8024 | 63.6278 | 92.3374 | 92.2722 | 93.6008 | 83.7406 | 61.8347 | 34.6452 | 0 | 0
36 | [14 empty] | 36
37 | Total Hydro Resources | 5483.977 | 370.873 | 311.217 | 371.507 | 578.963 | 818.013 | 791.591 | 596.64 | 348.193 | 299.674 | 297.523 | 309.843 | 389.94 | 37 | Total Hydro Resources | 626.0248 | 498.4852 | 463.1205 | 499.3374 | 804.1153 | 1099.4798 | 1099.4319 | 801.9355 | 468.0013 | 416.2139 | 399.8965 | 430.3375 | 524.1129
38 | [14 empty] | 38
39 | Non-Hydro Resources | [13 empty] | 39 | Non-Hydro Resources
40 | Small Solar Projects | 0.536 | 0.015 | 0.016 | 0.035 | 0.045 | 0.052 | 0.066 | 0.066 | 0.07 | 0.057 | 0.054 | 0.04 | 0.02 | 40 | Small Solar Projects | 0.061187 | 0.020161 | 0.02381 | 0.047043 | 0.0625 | 0.069892 | 0.091667 | 0.08871 | 0.094086 | 0.079167 | 0.072581 | 0.055556 | 0.026882 | Boulder Park Solar
41 | Boulder Park | 132.376 | 14.946 | 9.598 | 7.319 | 6.291 | 4.069 | 5.763 | 12.504 | 15.309 | 15.424 | 16.161 | 13.06 | 11.932 | 41 | Boulder Park | 15.1114 | 20.0887 | 14.2827 | 9.8374 | 8.7375 | 5.4691 | 8.0042 | 16.8065 | 20.5766 | 21.4222 | 21.7218 | 18.1389 | 16.0376 | Boulder Park
42 | Colstrip | 1524.83 | 144.34 | 130.282 | 142.792 | 121.75 | 74.586 | 99.666 | 129.192 | 140.254 | 134.15 | 133.254 | 131.596 | 142.968 | 42 | Colstrip | 174.0674 | 194.0054 | 193.872 | 191.9247 | 169.0972 | 100.25 | 138.425 | 173.6452 | 188.5134 | 186.3194 | 179.1048 | 182.7722 | 192.1613 | Colstrip
43 | Coyote Springs 2 | 1941.497 | 217.991 | 179.173 | 164.639 | 135.099 | 39.284 | 114.814 | 183.202 | 200.876 | 190.667 | 129.933 | 203.247 | 182.572 | 43 | Coyote Springs 2 | 221.6321 | 292.9987 | 266.6265 | 221.289 | 187.6375 | 52.8011 | 159.4639 | 246.2392 | 269.9946 | 264.8153 | 174.6411 | 282.2875 | 245.3925 | Coyote Springs 2
44 | Kettle Falls | 276.248 | 28.126 | 16.281 | 30.819 | 18.422 | 1.626 | 14.775 | 27.531 | 28.867 | 31.125 | 31.682 | 27.629 | 19.365 | 44 | Kettle Falls | 31.5352 | 37.8038 | 24.2277 | 41.4234 | 25.5861 | 2.1855 | 20.5208 | 37.004 | 38.7997 | 43.2292 | 42.5833 | 38.3736 | 26.0282 | Kettle Falls
45 | Kettle Falls CT | 43.061 | 4.582 | 3.13 | 2.839 | 2.919 | 1.385 | 2.287 | 4.092 | 4.923 | 4.523 | 4.339 | 4.473 | 3.569 | 45 | Kettle Falls CT | 4.9156 | 6.1586 | 4.6577 | 3.8159 | 4.0542 | 1.8616 | 3.1764 | 5.5 | 6.6169 | 6.2819 | 5.832 | 6.2125 | 4.797 | Kettle Falls CT
46 | Lancaster | 1808.839 | 189.831 | 147.838 | 180.19 | 141.664 | 95.036 | 79.564 | 149.521 | 167.383 | 165.822 | 168.974 | 175.947 | 147.069 | 46 | Lancaster | 206.4885 | 255.1492 | 219.997 | 242.1909 | 196.7556 | 127.7366 | 110.5056 | 200.9691 | 224.9772 | 230.3083 | 227.1156 | 244.3708 | 197.6734 | Lancaster
47 | Northeast | 0 | 0 | 0 | 0 | 0 | 0 | 0 | 0 | 0 | 0 | 0 | 0 | 0 | 47 | Northeast | 0 | 0 | 0 | 0 | 0 | 0 | 0 | 0 | 0 | 0 | 0 | 0 | 0 | Northeast
48 | Rathdrum | 833.84 | 102.995 | 67.708 | 88.488 | 35.541 | 18.363 | 17.187 | 37.873 | 97.826 | 100.57 | 93.846 | 94.898 | 78.545 | 48 | Rathdrum | 95.1872 | 138.4341 | 100.756 | 118.9355 | 49.3625 | 24.6815 | 23.8708 | 50.9046 | 131.4866 | 139.6806 | 126.1371 | 131.8028 | 105.5712 | Rathdrum
49 | Total Owned Non-Hydro Resources | 6561.227 | 702.826 | 554.026 | 617.121 | 461.731 | 234.401 | 334.122 | 543.981 | 655.508 | 642.338 | 578.243 | 650.89 | 586.04 | 49 | Total Non-Hydro Resources | 748.9985 | 944.6586 | 824.4435 | 829.4637 | 641.2931 | 315.0551 | 464.0583 | 731.1573 | 881.0591 | 892.1361 | 777.2083 | 904.0139 | 787.6882
50 | [14 empty] | 50
51 | Total All Resources | 12045.204 | 1073.699 | 865.243 | 988.628 | 1040.694 | 1052.414 | 1125.713 | 1140.621 | 1003.701 | 942.012 | 875.766 | 960.733 | 975.98 | 51 | Total All Resources | 1375.0233 | 1443.1438 | 1287.564 | 1328.8011 | 1445.4083 | 1414.5349 | 1563.4903 | 1533.0927 | 1349.0605 | 1308.35 | 1177.1048 | 1334.3514 | 1311.8011
52 | [14 empty] | 52
53 | Contracts | [13 empty] | 53 | Contracts
54 | Nichols Pumping | -45.553 | -3.869 | -3.494 | -3.869 | -3.744 | -3.869 | -3.744 | -3.869 | -3.869 | -3.744 | -3.869 | -3.744 | -3.869 | 54 | Nichols Pumping | -5.2001 | -5.2003 | -5.1994 | -5.2003 | -5.2 | -5.2003 | -5.2 | -5.2003 | -5.2003 | -5.2 | -5.2003 | -5.2 | -5.2003 | Nichols Pumping
55 | Palouse Wind | 333.606 | 37.419 | 33.288 | 31.412 | 33.591 | 25.949 | 24.011 | 17.494 | 19.155 | 21.408 | 26.912 | 32.692 | 30.275 | 55 | Palouse Wind | 38.0829 | 50.2944 | 49.5357 | 42.2204 | 46.6542 | 34.8777 | 33.3486 | 23.5134 | 25.746 | 29.7333 | 36.172 | 45.4056 | 40.6922 | Palouse Wind
56 | Rattlesnake Wind | 383.07 | 24.341 | 38.213 | 37.936 | 40.172 | 34.919 | 31.29 | 21.324 | 27.628 | 29.32 | 32.818 | 37.368 | 27.741 | 56 | Rattlesnake Wind | 43.7295 | 32.7164 | 56.8646 | 50.9892 | 55.7944 | 46.9341 | 43.4583 | 28.6613 | 37.1344 | 40.7222 | 44.1102 | 51.9 | 37.2863 | Rattlesnake Flats
57 | Clearwater Wind | 376.398 | 39.332 | 23.761 | 28.897 | 30.121 | 26.49 | 27.048 | 22.266 | 27.54 | 32.439 | 42.864 | 37.985 | 37.655 | 57 | Clearwater Wind | 42.9678 | 52.8656 | 35.3586 | 38.8401 | 41.8347 | 35.6048 | 37.5667 | 29.9274 | 37.0161 | 45.0542 | 57.6129 | 52.7569 | 50.6116 | Clearwater Wind
58 | Elf I Solar | 0 | 0 | 0 | 0 | 0 | 0 | 0 | 0 | 0 | 0 | 0 | 0 | 0 | 58 | Elf I Solar | 0 | 0 | 0 | 0 | 0 | 0 | 0 | 0 | 0 | 0 | 0 | 0 | 0 | Elf I Solar
59 | Adams Neilson Solar | 0 | 0 | 0 | 0 | 0 | 0 | 0 | 0 | 0 | 0 | 0 | 0 | 0 | 59 | Adams Neilson Solar | 0 | 0 | 0 | 0 | 0 | 0 | 0 | 0 | 0 | 0 | 0 | 0 | 0 | Adams Nielson Solar
60 | Small Power | 26.427 | 2.154 | 2.149 | 3.233 | 3.708 | 3.715 | 3.299 | 2.337 | 1.173 | 0.808 | 0.972 | 1.388 | 1.491 | 60 | Small Power | 3.0168 | 2.8952 | 3.1979 | 4.3454 | 5.15 | 4.9933 | 4.5819 | 3.1411 | 1.5766 | 1.1222 | 1.3065 | 1.9278 | 2.004 | Small Power
61 | Spokane Waste-to-Energy | 119.256 | 10.471 | 9.915 | 11.315 | 10.95 | 8.276 | 11.114 | 10.302 | 9.796 | 10.133 | 10.302 | 6.211 | 10.471 | 61 | Spokane Waste-to-Energy | 13.6137 | 14.0739 | 14.7545 | 15.2083 | 15.2083 | 11.1237 | 15.4361 | 13.8468 | 13.1667 | 14.0736 | 13.8468 | 8.6264 | 14.0739 | Spokane Waste-to-Energy
62 | Stimson Lumber | 31.104 | 2.934 | 2.3 | 2.675 | 1.837 | 3.107 | 3.341 | 3.021 | 2.373 | 2.297 | 2.589 | 2.213 | 2.417 | 62 | Stimson Lumber | 3.5507 | 3.9435 | 3.4226 | 3.5954 | 2.5514 | 4.1761 | 4.6403 | 4.0605 | 3.1895 | 3.1903 | 3.4798 | 3.0736 | 3.2487 | Stimson Lumber
63 | Upriver | 45.855 | 6.168 | 5.534 | 6.796 | 7.632 | 6.667 | 5.285 | 0.428 | -1.09 | -0.565 | 1.466 | 3.356 | 4.178 | 63 | Upriver | 5.2346 | 8.2903 | 8.2351 | 9.1344 | 10.6 | 8.961 | 7.3403 | 0.57527 | -1.4651 | -0.78472 | 1.9704 | 4.6611 | 5.6156 | Upriver
64 | Douglas Exchange Sale | 0 | 0 | 0 | 0 | 0 | 0 | 0 | 0 | 0 | 0 | 0 | 0 | 0 | 64 | Douglas Exchange Sale | 0 | 0 | 0 | 0 | 0 | 0 | 0 | 0 | 0 | 0 | 0 | 0 | 0 | Douglas_Exchange_Sale
65 | Total Contracts | 1270.163 | 118.95 | 111.666 | 118.395 | 124.267 | 105.254 | 101.644 | 73.303 | 82.706 | 92.096 | 114.054 | 117.469 | 110.359 | 65 | Total Contracts | 144.9958 | 159.879 | 166.1696 | 159.1331 | 172.5931 | 141.4704 | 141.1722 | 98.5255 | 111.164 | 127.9111 | 153.2984 | 163.1514 | 148.332
66 | [14 empty] | 66
67 | Spot Market Transactions (Aurora) | [13 empty] | 67 | Spot Market Transactions (Aurora)
68 | Market Purchases | 250.258 | 4.748 | 33.268 | 10.093 | 8.917 | 12.678 | 35.048 | 45.02 | 32.649 | 20.058 | 4.907 | 5.645 | 37.227 | 68 | Market Purchases | 28.5683 | 6.3817 | 49.506 | 13.5659 | 12.3847 | 17.0403 | 48.6778 | 60.5108 | 43.8831 | 27.8583 | 6.5954 | 7.8403 | 50.0363 | ST Market Purchases
69 | Market Sales | -4141.818 | -280.551 | -184.564 | -316.73 | -471.764 | -458.572 | -551.395 | -453.47 | -317.424 | -372.776 | -266.927 | -277.327 | -190.318 | 69 | Market Sales | -472.8103 | -377.0847 | -274.6488 | -425.7124 | -655.2278 | -616.3602 | -765.8264 | -609.5027 | -426.6452 | -517.7444 | -358.7728 | -385.1764 | -255.8038 | ST Market Sales
70 | Total Spot Market Transactions | -3891.56 | -275.803 | -151.296 | -306.637 | -462.847 | -445.894 | -516.347 | -408.45 | -284.775 | -352.718 | -262.02 | -271.682 | -153.091 | 70 | Total Spot Market Transactions | -444.242 | -370.703 | -225.1429 | -412.1465 | -642.8431 | -599.3199 | -717.1486 | -548.9919 | -382.7621 | -489.8861 | -352.1774 | -377.3361 | -205.7675
71 | [14 empty] | 71
72 | Total All Resources | 9423.807 | 916.846 | 825.613 | 800.386 | 702.114 | 711.774 | 711.01 | 805.474 | 801.632 | 681.39 | 727.8 | 806.52 | 933.248 | 72 | Total All Resources | 1075.7771 | 1232.3199 | 1228.5908 | 1075.7876 | 975.1583 | 956.6855 | 987.5139 | 1082.6263 | 1077.4624 | 946.375 | 978.2258 | 1120.1667 | 1254.3656
73 | Less Station Service | -3.141 | -0.128 | -0.506 | -0.038 | -0.125 | -0.611 | -0.272 | -0.205 | -0.621 | -0.01 | -0.005 | -0.07 | -0.55 | 73 | Less Station Service | -0.35856 | -0.17204 | -0.75298 | -0.051075 | -0.17361 | -0.82124 | -0.37778 | -0.27554 | -0.83468 | -0.013889 | -0.0067204 | -0.097222 | -0.73925 | Station Service
74 | System Load | 9420.666 | 916.718 | 825.107 | 800.348 | 701.989 | 711.163 | 710.738 | 805.269 | 801.011 | 681.38 | 727.795 | 806.45 | 932.698 | 74 | System Load | 1075.4185 | 1232.1478 | 1227.8378 | 1075.7366 | 974.9847 | 955.8642 | 987.1361 | 1082.3508 | 1076.6277 | 946.3611 | 978.2191 | 1120.0694 | 1253.6263

## CGK-10
Avista Corp. |  |  |  |  | COMMISSION ORDER - REMOVES FORECAST ERROR ADJUSTMENT
Power Supply Pro Forma - Washington Jurisdiction
System Numbers - 12ME 6/30/23 Actual - 2025 Pro Forma
Test Year Load
| ($000) |  |  |  | Cost ($000) | [11 empty] | Aurora Name
[5 empty] | 1 | 2 | 3 | 4 | 5 | 6 | 7 | 8 | 9 | 10 | 11 | 12
Line |  | 12 Mo-Ending |  | 2025 | 2025 | 2025 | 2025 | 2025 | 2025 | 2025 | 2025 | 2025 | 2025 | 2025 | 2025 | 2025
No. |  | 2023-06-30 | Adjustment | Pro Forma | Jan | Feb | Mar | Apr | May | Jun | Jul | Aug | Sep | Oct | Nov | Dec
1 | 555 PURCHASED POWER
2 | Short-Term Market | 90311.008 | -75588.548 | 14722.46 | 247.66 | 1880.53 | 418.2 | 286.14 | 410.05 | 817.82 | 3308.79 | 2597.89 | 1821.18 | 362.42 | 478.56 | 2093.22 | ST Market Purchases
3 | Chelan PUD | 15169.433 | 23047.207 | 38216.64 | 3184.72 | 3184.72 | 3184.72 | 3184.72 | 3184.72 | 3184.72 | 3184.72 | 3184.72 | 3184.72 | 3184.72 | 3184.72 | 3184.72 | Chelan PUD
4 | Douglas PUD | 5476.224 | -3726.314 | 1749.91 | 111.52 | 105.08 | 130.57 | 142.98 | 160.98 | 157.25 | 242.67 | 216.63 | 120.85 | 121.54 | 131.61 | 108.23 | Wells
5 | Grant PUD | 25678.623 | 5523.297 | 31201.92 | 2600.16 | 2600.16 | 2600.16 | 2600.16 | 2600.16 | 2600.16 | 2600.16 | 2600.16 | 2600.16 | 2600.16 | 2600.16 | 2600.16 | Priest Rapids
6 | Lancaster PPA | 30085.352 | -103.052 | 29982.3 | 2571.34 | 2481.55 | 2571.81 | 2478.42 | 2365.4 | 2327.89 | 2492.77 | 2535.75 | 2536.98 | 2544.62 | 2576.91 | 2498.86 | Lancaster Capacity and Energy Payment
7 | Small Power | 1063.079 | 281.031 | 1344.11 | 136.08 | 137.85 | 149.13 | 162.44 | 156.18 | 136.2 | 131.85 | 66.84 | 45.27 | 54 | 78.65 | 89.62 | Small Power | includes Deer Lk non-Aurora
8 | Stimson | 269.657 | 1384.543 | 1654.2 | 169.31 | 132.69 | 120.07 | 82.46 | 139.44 | 149.94 | 174.29 | 136.94 | 132.53 | 149.39 | 127.71 | 139.43 | Stimson Lumber
9 | Spokane-Upriver | 1904.481 | 1582.419 | 3486.9 | 451.66 | 402.12 | 376.39 | 417.68 | 391.45 | 349.68 | 174.21 | 58.07 | 81.17 | 180.66 | 274.74 | 329.07 | Upriver
10 | Spokane Waste-to-Energy | 5040.998 | 804.352 | 5845.35 | 556.43 | 526.9 | 467.67 | 452.58 | 342.03 | 459.34 | 547.46 | 520.53 | 538.48 | 547.46 | 330.04 | 556.43 | Spokane Waste-to-Energy
11 | Palouse Wind | 19368.691 | 3630.209 | 22998.9 | 2579.65 | 2294.9 | 2165.55 | 2315.74 | 1788.94 | 1655.33 | 1206.04 | 1320.57 | 1475.85 | 1855.35 | 2253.82 | 2087.16 | Palouse Wind
12 | Adams-Neilson Solar | 0 | 0 | 0 | 0 | 0 | 0 | 0 | 0 | 0 | 0 | 0 | 0 | 0 | 0 | 0 | Adams Nielson Solar
13 | Elf I Solar | 0 | 0 | 0 | 0 | 0 | 0 | 0 | 0 | 0 | 0 | 0 | 0 | 0 | 0 | 0 | Elf I Solar
14 | Rattlesnake Flats Wind | 10301.876 | 1228.484 | 11530.36 | 732.66 | 1150.2 | 1141.86 | 1209.18 | 1051.07 | 941.82 | 641.85 | 831.59 | 882.53 | 987.83 | 1124.78 | 834.99 | Rattlesnake Flats
15 | Clearwater Wind | 0 | 11291.94 | 11291.94 | 1179.96 | 712.83 | 866.91 | 903.63 | 794.7 | 811.44 | 667.98 | 826.2 | 973.17 | 1285.92 | 1139.55 | 1129.65 | Clearwater Wind
16 | Incremental VER Integration | 0 | 3537 | 3537 | 294.75 | 294.75 | 294.75 | 294.75 | 294.75 | 294.75 | 294.75 | 294.75 | 294.75 | 294.75 | 294.75 | 294.75
17 | Clolumbia Basin Hydro | 0 | 16445.15 | 16445.15 | 0 | 0 | 250.59 | 1953.94 | 2908.4 | 2806.65 | 2941.13 | 2624.93 | 1880.49 | 1079.02 | 0 | 0 | Columbia Basin
18 | Clearwater (Idaho only) | 460.365 | -460.365 | 0 | 0 | 0 | 0 | 0 | 0 | 0 | 0 | 0 | 0 | 0 | 0 | 0
19 | WPM Ancillary Services (reconciling item - not in ERM) | 1220.747 | -1220.747 | 0 | 0 | 0 | 0 | 0 | 0 | 0 | 0 | 0 | 0 | 0 | 0 | 0
20 | Non-Mon. Accruals (reconciling item - not in ERM) | -17.904 | 17.904 | 0 | 0 | 0 | 0 | 0 | 0 | 0 | 0 | 0 | 0 | 0 | 0 | 0
21 | Total Account 555 | 206332.63 | -12325.49 | 194007.14 | 14815.9 | 15904.28 | 14738.38 | 16484.82 | 16588.27 | 16692.99 | 18608.67 | 17815.57 | 16568.13 | 15247.84 | 14596 | 15946.29
22
23 | 557 OTHER EXPENSES
24 | Miscellaneous Transaction Fees | 684.245 | -84.5586 | 599.6864 | 49.9739 | 49.9739 | 49.9739 | 49.9739 | 49.9739 | 49.9739 | 49.9739 | 49.9739 | 49.9739 | 49.9739 | 49.9739 | 49.9739
25 | Other Resource Costs | 1839.679 | -1839.679 | 0 | 0 | 0 | 0 | 0 | 0 | 0 | 0 | 0 | 0 | 0 | 0 | 0
26 | Natural Gas Fuel Purchases | 46389.243 | -46389.243 | 0 | 0 | 0 | 0 | 0 | 0 | 0 | 0 | 0 | 0 | 0 | 0 | 0
27 | Total Account 557 | 48913.167 | -48313.4806 | 599.6864 | 49.9739 | 49.9739 | 49.9739 | 49.9739 | 49.9739 | 49.9739 | 49.9739 | 49.9739 | 49.9739 | 49.9739 | 49.9739 | 49.9739
28
29 | 501 THERMAL FUEL EXPENSE
30 | Kettle Falls - Wood Fuel | 9217.0004 | -1395.6918 | 7821.3086 | 795.5265 | 469.6365 | 866.7665 | 523.1765 | 50.0865 | 426.7665 | 783.8565 | 816.8965 | 873.4065 | 888.9565 | 779.1765 | 547.0565 | Kettle Falls
31 | Colstrip - Fuel Cost | 33333.238 | -1382.0596 | 31951.1784 | 3141.6763 | 2825.5235 | 3123.926 | 2729.0922 | 1904.939 | 2243.3431 | 2916.1772 | 3086.016 | 2954.5294 | 2343.9164 | 2244.7636 | 2437.2758
32 | Total Account 501 | 42550.2384 | -2777.7514 | 39772.487 | 3937.2029 | 3295.16 | 3990.6925 | 3252.2688 | 1955.0256 | 2670.1097 | 3700.0338 | 3902.9125 | 3827.9359 | 3232.8729 | 3023.9401 | 2984.3323
33
34 | 547 OTHER FUEL EXPENSE
35 | Coyote Springs 2 Combined Cycle Combustion Turbine | 68208.483 | -16617.1955 | 51591.2875 | 7526.078 | 5131.1539 | 4824.058 | 2686.6349 | 1159.4836 | 2262.355 | 4080.9849 | 4604.1391 | 4311.5184 | 2820.5597 | 6106.3876 | 6077.9345 | Coyote Springs 2
36 | Lancaster Combined Cycle Combustion Turbine | 63670.072 | -20389.4643 | 43280.6077 | 6668.094 | 4019.9619 | 3850.4786 | 2375.7075 | 1419.0833 | 1273.4609 | 3025.2627 | 3644.6991 | 3583.138 | 3480.2889 | 4942.6706 | 4997.7622 | Lancaster
37 | TC Energy Pipeline | 0 | 11828.868 | 11828.868 | 985.739 | 985.739 | 985.739 | 985.739 | 985.739 | 985.739 | 985.739 | 985.739 | 985.739 | 985.739 | 985.739 | 985.739
38 | Williams Northwest Pipeline | 0 | 348.7999 | 348.7999 | 38.5678 | 25.2034 | 20.2725 | 18.5612 | 10.8814 | 16.2154 | 33.2299 | 40.4759 | 39.5889 | 40.4229 | 34.7927 | 30.5881
39 | Rathdrum Combustion Turbine | 22467.909 | 11364.7708 | 33832.6798 | 6011.6543 | 2711.0028 | 2954.5275 | 995.5626 | 447.9931 | 452.9344 | 1351.635 | 3581.6833 | 3636.7128 | 3102.0362 | 4501.0348 | 4085.903 | Rathdrum
40 | Northeast Combustion Turbine | 77.589 | -77.589 | 0 | 0 | 0 | 0 | 0 | 0 | 0 | 0 | 0 | 0 | 0 | 0 | 0 | Northeast
41 | Boulder Park Engines | 5236.734 | -1176.1079 | 4060.6261 | 679.1713 | 301.8281 | 190.7364 | 133.9372 | 73.9139 | 114.6327 | 338.4878 | 424.5702 | 423.0372 | 410.406 | 486.2582 | 483.6471 | Boulder Park
42 | Kettle Falls Combustion Turbine | 474.398 | 1095.5348 | 1569.9328 | 248.1046 | 118.3202 | 81.3022 | 76.1317 | 30.8952 | 56.3036 | 136.9487 | 170.171 | 152.3535 | 133.3609 | 198.5379 | 167.5032 | Kettle Falls CT
43 | Total Account 547 | 160135.185 | -13622.3832 | 146512.8018 | 22157.409 | 13293.2093 | 12907.1141 | 7272.2741 | 4127.9894 | 5161.641 | 9952.288 | 13451.4776 | 13132.0878 | 10972.8135 | 17255.4209 | 16829.0771
44
45 | 565 TRANSMISSION OF ELECTRICITY BY OTHERS
46 | Short-term Purchases | 161.99 | -161.99 | 0 | 0 | 0 | 0 | 0 | 0 | 0 | 0 | 0 | 0 | 0 | 0 | 0
47 | BPA Point-to-Point | 14336.393 | 283.063 | 14619.456 | 1218.288 | 1218.288 | 1218.288 | 1218.288 | 1218.288 | 1218.288 | 1218.288 | 1218.288 | 1218.288 | 1218.288 | 1218.288 | 1218.288
48 | BPA Montana Intertie | 1476.413 | -28.421 | 1447.992 | 120.666 | 120.666 | 120.666 | 120.666 | 120.666 | 120.666 | 120.666 | 120.666 | 120.666 | 120.666 | 120.666 | 120.666
49 | Avista on BPA Borderline | 1790.477 | -215.1369 | 1575.34 | 131.2783 | 131.2783 | 131.2783 | 131.2783 | 131.2783 | 131.2783 | 131.2783 | 131.2783 | 131.2783 | 131.2783 | 131.2783 | 131.2783
50 | Kootenai Electric Cooperative, Inc | 47.538 | 9.5688 | 57.1068 | 4.7589 | 4.7589 | 4.7589 | 4.7589 | 4.7589 | 4.7589 | 4.7589 | 4.7589 | 4.7589 | 4.7589 | 4.7589 | 4.7589
51 | Northern Lights - Sagle | 154.6018 | -21.085 | 133.5168 | 11.1264 | 11.1264 | 11.1264 | 11.1264 | 11.1264 | 11.1264 | 11.1264 | 11.1264 | 11.1264 | 11.1264 | 11.1264 | 11.1264
52 | Northwestern for Colstrip | 1111.9842 | -292.954 | 819.0302 | 68.2525 | 68.2525 | 68.2525 | 68.2525 | 68.2525 | 68.2525 | 68.2525 | 68.2525 | 68.2525 | 68.2525 | 68.2525 | 68.2525
53 | Portland General Electric John Day to COB | 1363.1271 | 256.6029 | 1619.73 | 134.9775 | 134.9775 | 134.9775 | 134.9775 | 134.9775 | 134.9775 | 134.9775 | 134.9775 | 134.9775 | 134.9775 | 134.9775 | 134.9775
54 | Northwestern for Clearwater III (wind) | 0 | 5585.93 | 5585.93 | 508.87 | 456.99 | 444.1 | 439.87 | 423.74 | 424.04 | 442.12 | 474.28 | 474.05 | 494.63 | 490.72 | 512.52 | Clearwater Wind Losses
55 | Columbia Basin Hydro transmission | 0 | 2639.76 | 2639.76 | 219.98 | 219.98 | 219.98 | 219.98 | 219.98 | 219.98 | 219.98 | 219.98 | 219.98 | 219.98 | 219.98 | 219.98
56 | Total Account 565 | 20442.5241 | 8055.3377 | 28497.8618 | 2418.1977 | 2366.3177 | 2353.4277 | 2349.1977 | 2333.0677 | 2333.3677 | 2351.4477 | 2383.6077 | 2383.3777 | 2403.9577 | 2400.0477 | 2421.8477
57
58 | TOTAL EXPENSE | 478373.7446 | -68983.7675 | 409389.977 | 43378.6834 | 34908.9408 | 34039.5882 | 29408.5344 | 25054.3265 | 26908.0822 | 34662.4132 | 37603.5417 | 35961.5052 | 31907.4579 | 37325.3825 | 38231.5209
59
60 | 447 SALES FOR RESALE
61 | Short-Term Market | 225669.634 | 75996.516 | 301666.15 | 31933.65 | 18313.01 | 18895.89 | 22858.55 | 16212.56 | 21969.34 | 38140.61 | 33118.39 | 34228.21 | 19581.8 | 23571.18 | 22842.96 | ST Market Sales
62 | Forecast to Actual Market Adjustment | 0 | 0 | 0 | 0 | 0 | 0 | 0 | 0 | 0 | 0 | 0 | 0 | 0 | 0 | 0
63 | Nichols Pumping | 3898.03 | -1352.18 | 2545.85 | 301.8 | 237.71 | 152.09 | 122.6 | 90.57 | 84.61 | 204 | 283.97 | 242.89 | 240.35 | 257.91 | 327.35 | Nichols Pumping
64 | Sovereign/Kaiser Services | 141.578 | -0.72843 | 140.8496 | 11.7375 | 11.7375 | 11.7375 | 11.7375 | 11.7375 | 11.7375 | 11.7375 | 11.7375 | 11.7375 | 11.7375 | 11.7375 | 11.7375
65 | Pend Oreille PUD | 545.348 | -149.6545 | 395.6935 | 32.9745 | 32.9745 | 32.9745 | 32.9745 | 32.9745 | 32.9745 | 32.9745 | 32.9745 | 32.9745 | 32.9745 | 32.9745 | 32.9745
66 | Total Account 447 | 230254.59 | 74493.9531 | 304748.5431 | 32280.1619 | 18595.4319 | 19092.6919 | 23025.8619 | 16347.8419 | 22098.6619 | 38389.3219 | 33447.0719 | 34515.8119 | 19866.8619 | 23873.8019 | 23215.0219
67
68 | 456 OTHER ELECTRIC REVENUE
69 | Non-WA EIA REC (Idaho only) | 3849.07 | -3849.07 | 0 | 0 | 0 | 0 | 0 | 0 | 0 | 0 | 0 | 0 | 0 | 0 | 0
70 | Natural Gas Liquids | 387.289 | 98.1307 | 485.4197 | 40.4516 | 40.4516 | 40.4516 | 40.4516 | 40.4516 | 40.4516 | 40.4516 | 40.4516 | 40.4516 | 40.4516 | 40.4516 | 40.4516
71 | Surplus AECO to Malin Transportation | 8496.417 | 6314.2389 | 14810.6559 | 1017.5612 | 1497.6894 | 1139.2228 | 517.8165 | 668.5658 | 718.5531 | 1200.695 | 1167.3262 | 1127.8233 | 728.8364 | 1438.8567 | 3587.7095
72 | Total Account 456 | 12732.776 | 2563.2996 | 15296.0756 | 1058.0128 | 1538.1411 | 1179.6745 | 558.2681 | 709.0175 | 759.0048 | 1241.1466 | 1207.7779 | 1168.2749 | 769.288 | 1479.3083 | 3628.1612
73
74 | TOTAL REVENUE | 242987.366 | 77057.2527 | 320044.6187 | 33338.1747 | 20133.573 | 20272.3664 | 23584.13 | 17056.8594 | 22857.6667 | 39630.4685 | 34654.8498 | 35684.0868 | 20636.1499 | 25353.1102 | 26843.1831
75
76 | TOTAL NET EXPENSE | 235386.3786 | -146041.0202 | 89345.3583 | 10040.5087 | 14775.3678 | 13767.2218 | 5824.4044 | 7997.4671 | 4050.4155 | -4968.0553 | 2948.6919 | 277.4184 | 11271.308 | 11972.2723 | 11388.3378
Included:
Updated prices/contracts through 7/15/24
w/o Kaiser load
start fuel updated
ST financial/physical deals updated through 7/15/24
colstrip dispatching to marginal price of coal
Rattlesnake updated
transmission
ng transportation rates
NG deals

## CGK-11
Line No. | Avista Corp.
| Brief Description of CGK-2 Power Supply Adjustment | Workpaper
1 | N/A
2 | Short-Term Market. Term financial and physical contracts, plus hour spot transactions. Spot market in proforma are results of Aurora model. | Term deals
3 | Chelan PUD. Rocky Reach and Rock Island contract expense. Expires 12/31/2040. | Aurora-generated - see CGK-1/CGK-2
4 | Douglas PUD. Wells Purchase contract expense. Expires 12/31/2040. | Aurora-generated - see CGK-1/CGK-2
5 | Grant PUD. Priest Rapids and Wanapum contract expense. Expires 12/31/2040. | Aurora-generated - see CGK-1/CGK-2 and Grant PUD 11.10.21.xlsx
6 | Lancaster PPA. Includes Contract costs of capital, operations and maintenance (O&M) and heat rate tracker. Variable O&M based on the generation level determined by Aurora model. | Lancaster PPA - workpaper
7 | Small Power - Summation of small PURPA power contracts; pro forma costs are based on 5-year average generation levels and actual pro forma period contract rates. | Small Power
8 | Stimson. PURPA purchase from cogeneration plant at Plummer, Idaho; based on 5-year average generation levels and priced using actual contract rates. | Stimson Lumber
9 | Spokane Upriver. PURPA purchase from City of Spokane; based on 5-year average of local pumping and generation levels and priced using actual contract rates. | Upriver Gen and Load
10 | Spokane Waste to Energy. PURPA purchase from City of Spokane; based on 5-year average of generation levels and priced using actual contract rates. | Spokane_Waste_to_Energy
11 | 'Palouse Wind. PPA price in pro forma year multiplied by generation. Monthly generation equals the 5-yr average adjusted for curtailment. The hourly shaping methodology uses the 5-yr median energy profile. | Palouse Wind.
12 | Adams-Neilson Solar (Solar Select). Contract purchase based on output estimated by facility, as project has been in existence only since 2018; priced using actual contract rates. | Represents the net purchase/sale deal
13 | Elf I Solar | Elf 1 Solar_8760
14 | Rattlesnake Wind. Contract purchase based on output estimated by facility, as project entered commercial service in late 2020; priced using actual contract rates. | Rattlesnake Flat
15 | Columbia Basin Hydro. Contract purchase based on output of irrigation canals; priced using actual contracts rates.
16 | Clearwater Wind
17 | Incremental VER Integration | Wind Integration
18 | Clearwater - reconciling item (not in ERM).
19 | WPN Ancillary Services - reconciling item (not in ERM).
20 | Non-Monetary Accruals - reconciling item (not in ERM).
21 | Total Account 555 - with reconciling items. | Summarization of lines 2-14.
22 | N/A
23 | N/A
24 | Miscellaneous Transaction Fees. Expense is 5-year average of transaction fees for CAISO, brokerage fees for electricity and natural gas market transactions, and Canadian Merchandise Processing Fees assessed by the U.S. Government on imported Canadian gas. | Transactions Fees
25 | Other Resource Cost. Actual one-time load curtailment payment to avoid shedding market purchases and/or load shedding during a 2019 system reliability event; set to zero in pro forma. | Not included in rate period proforma. Not a recurring expense.
26 | Natural Gas Fuel. Purchases to fuel gas-fired generation fleet as part of risk management/hedging policy, but then later re-sold (see line 67, Surplus AECO to Malin Transportation) due to changing market conditions (i.e., plant later becomes uneconomic relative to purchasing electricity from the market). Pro forma expense is zero because we do not emulate our hedging program in pro forma modeling. | Reclassification - please see acccounts 501/547
27 | Total Account 557 | Summarization of lines 18-22.
28 | N/A
29 | N/A
30 | Kettle Falls Generation Station. Combined wood fuel and natural gas expense. Wood fuel expense is based on Aurora model generation multiplied by the latest budget fuel price. Natural gas used for starting the plant is based on 5-year average. | Fuel Costs' sheet of this exhibit, Kettle and Colstrip Fuel 2016-2020.xlsx
31 | Colstrip. Combined coal and fuel oil expense. Coal expense is based on fixed and variable costs under a long-term contract. The variable portion of coal fuel costs is based on generation levels from the Aurora model. Fuel oil used for starting the plant is based on 5-year average. | Fuel Costs' sheet of this exhibit, Kettle and Colstrip Fuel 2016-2019.xlsx
32 | Total Account 501. | Summarization of lines 24-25.
33 | N/A
34 | N/A
35 | Coyote Springs 2 Combined Cycle Combustion Turbine. Natural gas cost based on Aurora model dispatch priced first at its location, but then reduced to AECO basin prices where long-term contract transportation rights exist. See testimony and workpapers for more detail on this calculation. | 'Fuel Costs' sheet of this exhibit
36 | Lancaster Combined Cycle Combustion Turbine. Natural gas cost based on Aurora model dispatch priced first at its location, but then reduced to AECO basin prices where long-term contract transportation rights exist. See testimony and workpapers for more detail on this calculation. | 'Fuel Costs' sheet of this exhibit
37 | TC Energy Pipleline. Costs related to firm natural gas pipeline capacity on TC Energy pipeline between AECO and Kingsgate. Used for our Lancaster and Coyote Springs 2 plants. Variable charges are billed at tariffed rates based on the 5-year average generation. | Natural Gas Transporation Contracts
38 | Williams Northwest Pipeline. Costs related to use of the Williams Northwest pipeline. Used for our Boulder Park, Northeast, and Kettle Falls CT plants. Charges are billed at tariffed rates based on the 5-year average generation. | 'Fuel Costs' sheet of this exhibit
39 | Rathdrum Combustion Turbine. Natural gas cost based on Aurora model dispatch priced first at its location, but then reduced to AECO basin prices where long-term contract transportation rights exist. See testimony and workpapers for more detail on this calculation. | 'Fuel Costs' sheet of this exhibit
40 | Northeast Combustion Turbine. Natural gas cost based on Aurora model dispatch priced first at its location, but then reduced to AECO basin prices where long-term contract transportation rights exist. See testimony and workpapers for more detail on this calculation. | 'Fuel Costs' sheet of this exhibit
41 | Boulder Park Engines. Natural gas cost based on Aurora model dispatch priced first at its location, but then reduced to AECO basin prices where long-term contract transportation rights exist. See testimony and workpapers for more detail on this calculation. | 'Fuel Costs' sheet of this exhibit
42 | Kettle Falls Combustion Turbine. Natural gas cost based on Aurora model dispatch priced first at its location, but then reduced to AECO basin prices where long-term contract transportation rights exist. See testimony and workpapers for more detail on this calculation. | 'Fuel Costs' sheet of this exhibit
43 | Total Account 547 | Summarization of lines 29-36.
44 | N/A
45 | N/A
46 | Short-Term Purchases. Set to zero in proforma reflecting additional 50 MW long-term Point-to-Point contract purchase from BPA for Coyote Springs 2 accounted for in line 48. | Not included in rate period pro forma
47 | BPA Point-to-Point transmission for Colstrip, Coyote Springs 2, and Lancaster. Proforma expense is based on contracted capacity at tariffed rate. Includes additional 50 MW contract for Coyote Springs 2. | 565 Transmission Expense.xlsx
48 | BPA Montana Intertie for Townsend to Garrison. Fixed fee contract with BPA for transmission of Colstrip power from Townsend to Garrison. | 565 Transmission Expense.xlsx
49 | Avista on BPA Borderlines. Purchase for serving Avista load in 3rd-party service area. 5-year average of actual expense priced at proforma year tariffed rate. | 565 Transmission Expense.xlsx
50 | Kootenai Electric Cooperative, Inc for Worley. Purchase for serving Avista load in 3rd-party service area. Pro forma expense is based on contracted capacity at tariffed rate. | 565 Transmission Expense.xlsx
51 | Northern Lights - Sagle. Purchase for serving Avista load in 3rd-party service area. Pro forma expense is based on contracted capacity at tariffed rate. | 565 Transmission Expense.xlsx
52 | Northwestern for Colstrip. Purchase on Northwestern for Colstrip generation above 196-MW BPA Townsend to Garrison contract. 2019 test year expense used instead of 5-year average due to lower cost of serving Nichols Pumping contract after closure of Colstrip Units 1&2. | 565 Transmission Expense.xlsx
53 | Portland General Electric John Day to COB. Purchase of Southern Interntie rights from John Day substation to California-Oregon border. Proforma expense priced at pro forma year tariffed rate. | 565 Transmission Expense.xlsx
54 | Northwestern for Clearwater III (wind). Purchase of intertie rights for Clearwater Wind. | 565 Transmission Expense.xlsx
55 | Columbia Basin Hydro transmission. Purchase of intertie rights for Columbia Basin Hydro to Mid-C. | 565 Transmission Expense.xlsx
56 | Total Account 565. | Summarization of lines 41-48.
57 | N/A
58 | Total Expense - Sum of Accounts 555, 557, 501, 547, 565.
59 | N/A
60 | N/A
61 | Short-Term Market. Term financial and physical contracts, plus hourly spot transactions. Spot market in pro forma are results of Aurora model. | Aurora-generated - see CGK-1/CGK-2
62 | Forecast to Actual Market Adjustment. 5 year average comparison of forecasted to actual market difference. | REMOVED PER ORDER
63 | Nichols Pumping. Sale of energy for water pumping loads of Colstrip Units 3 and 4; contract price is Mid-C index less $0.50/MWh. Lower revenue due to reduction in pumping load with closure of Units 1&2. | Aurora-generated - see CGK-1/CGK-2
64 | Sovereign/Kaiser Services. Sale of balancing area services to Kaiser’s Trentwood plant. Based on 5-year average. | 447 Sovereign and POPUD
65 | Pend Oreille PUD. Sale of balancing area services to Pend Oreille PUD. Based on TY since 5-year average overstates due to loss of large industrial customers. Contract expires 9/30/2026. | 447 Sovereign and POPUD
66 | Total Account 447 - with reconciling items. | Summarization of lines 54-61.
67 | N/A
68 | N/A
69 | Non-WA EIA REC Sales. Idaho share of REC sales. These are not included in base power supply expenses and are tracked and rebated annually. | Not included in rate period proforma. Included in annual REC filing.
70 | Natural Gas Liquids. Liquids rebates from natural gas purchased at AECO; 5-year average. | Natural Gas Liquids
71 | Surplus AECO to Malin Transportation. Test year value includes resale of purchases made to fuel gas-fired generation fleet as part of risk management/hedging policy (see line 20, Natural Gas Fuel Purchases) due to changing market conditions (i.e., plant later becomes uneconomic relative to purchasing electricity from the market). Pro forma value reflects only revenue received from buying AECO gas and selling it at Malin using firm transportation rights surplus to Avista gas plant use. | 'Fuel Costs' and 'Gas Contracts MTM' sheets of this exhibit
72 | Total Account 456. | Summarization of lines 65-67.
73 | N/A
74 | Total Revenue - Sum of Accounts 447, 456.
75 | N/A
76 | Total Net Expense - Total expense minus total revenue.

## CGK-12
Avista Corp.
Market Purchases and Sales, Plant Generation and Fuel Cost Summary
Washington Normalized January 2025 - December 2025
|  |  | 744 | 672 | 744 | 720 | 744 | 720 | 744 | 744 | 720 | 744 | 720 | 744
|  | Total | 2025-01-01 | 2025-02-01 | 2025-03-01 | 2025-04-01 | 2025-05-01 | 2025-06-01 | 2025-07-01 | 2025-08-01 | 2025-09-01 | 2025-10-01 | 2025-11-01 | 2025-12-01 | aMW | Capacity Factor | Capacity
Market Sales - Dollars | $ | 301666150 | 31933650 | 18313010 | 18895890 | 22858550 | 16212560 | 21969340 | 38140610 | 33118390 | 34228210 | 19581800 | 23571180 | 22842960
Market Sales - MWh |  | -4141818 | -280551 | -184564 | -316730 | -471764 | -458572 | -551395 | -453470 | -317424 | -372776 | -266927 | -277327 | -190318
Secondary Sales - MWh |  | -72.8342 | -113.8248 | -99.2231 | -59.6593 | -48.4534 | -35.3544 | -39.8432 | -84.1083 | -104.3349 | -91.8198 | -73.3601 | -84.9942 | -120.0252
Average Market Sales Price -$/ MWh |  | -72.8342 | -113.8248 | -99.2231 | -59.6593 | -48.4534 | -35.3544 | -39.8432 | -84.1083 | -104.3349 | -91.8198 | -73.3601 | -84.9942 | -120.0252
Market Purchases - Dollars | $ | 14722460 | 247660 | 1880530 | 418200 | 286140 | 410050 | 817820 | 3308790 | 2597890 | 1821180 | 362420 | 478560 | 2093220
Market Purchases - MWh |  | 250258 | 4748 | 33268 | 10093 | 8917 | 12678 | 35048 | 45020 | 32649 | 20058 | 4907 | 5645 | 37227
Secondary Purchase - MWh |  | 58.8291 | 52.1609 | 56.5267 | 41.4347 | 32.0893 | 32.3434 | 23.3343 | 73.496 | 79.5703 | 90.7957 | 73.8578 | 84.7759 | 56.2285
Average Market Purchase Price - $/MWh |  | 58.8291 | 52.1609 | 56.5267 | 41.4347 | 32.0893 | 32.3434 | 23.3343 | 73.496 | 79.5703 | 90.7957 | 73.8578 | 84.7759 | 56.2285
Net Market Purchases (Sales) MWh |  | -3891560 | -275803 | -151296 | -306637 | -462847 | -445894 | -516347 | -408450 | -284775 | -352718 | -262020 | -271682 | -153091
Net Market Purchases (Sales) aMW |  | -444.242 | -370.703 | -225.1429 | -412.1465 | -642.8431 | -599.3199 | -717.1486 | -548.9919 | -382.7621 | -489.8861 | -352.1774 | -377.3361 | -205.7675
Average Sale and Purchase Price - $/MWh |  | -65.3321 | -111.0624 | -75.4365 | -56.5373 | -46.9592 | -33.5332 | -36.0675 | -69.8747 | -87.1832 | -82.4955 | -70.7026 | -81.6074 | -91.1896
Colstrip MWh |  | 1524830 | 144340 | 130282 | 142792 | 121750 | 74586 | 99666 | 129192 | 140254 | 134150 | 133254 | 131596 | 142968 | 173.5918 | 78.19% | 222
Colstrip Fuel Cost $/MWh |  | 20.9539 | 21.7658 | 21.6878 | 21.8775 | 22.4155 | 25.5402 | 22.5086 | 22.5724 | 22.0031 | 22.0241 | 17.5898 | 17.058 | 17.0477
Colstrip Fuel Cost |  | 31951178.4335 | 3141676.3318 | 2825523.4956 | 3123925.9719 | 2729092.2195 | 1904939.0205 | 2243343.1381 | 2916177.2039 | 3086015.9697 | 2954529.3582 | 2343916.3673 | 2244763.574 | 2437275.783
Kettle Falls MWh |  | 276248 | 28126 | 16281 | 30819 | 18422 | 1626 | 14775 | 27531 | 28867 | 31125 | 31682 | 27629 | 19365 | 31.449 | 66.91% | 47
Kettle Falls Fuel Cost $/MWh |  | 28.3126 | 28.2844 | 28.8457 | 28.1244 | 28.3996 | 30.8035 | 28.8844 | 28.4718 | 28.2986 | 28.0613 | 28.0587 | 28.2014 | 28.2498
Kettle Falls Fuel Cost |  | 7821308.59 | 795526.5492 | 469636.5492 | 866766.5492 | 523176.5492 | 50086.5492 | 426766.5492 | 783856.5492 | 816896.5492 | 873406.5492 | 888956.5492 | 779176.5492 | 547056.5492
Coyote Springs MWh |  | 1941497 | 217991 | 179173 | 164639 | 135099 | 39284 | 114814 | 183202 | 200876 | 190667 | 129933 | 203247 | 182572 | 221.0265 | 72.11% | 306.5
Coyote Springs Fuel Cost $/MWh |  | 26.5729 | 34.5247 | 28.638 | 29.3008 | 19.8864 | 29.5154 | 19.7045 | 22.2759 | 22.9203 | 22.6128 | 21.7078 | 30.0442 | 33.2906
Coyote Springs Fuel Cost |  | 51591287.5269 | 7526078.0118 | 5131153.867 | 4824058.0409 | 2686634.864 | 1159483.5623 | 2262354.9792 | 4080984.8742 | 4604139.0501 | 4311518.4453 | 2820559.6745 | 6106387.6139 | 6077934.5435
Lancaster MWh |  | 1808839 | 189831 | 147838 | 180190 | 141664 | 95036 | 79564 | 149521 | 167383 | 165822 | 168974 | 175947 | 147069 | 205.9243 | 78% | 264
Lancaster Fuel Cost $/MWh |  | 23.9273 | 35.1265 | 27.1917 | 21.369 | 16.77 | 14.9321 | 16.0055 | 20.233 | 21.7746 | 21.6083 | 20.5966 | 28.0918 | 33.9824
Lancaster Fuel Cost |  | 43280607.7091 | 6668094.0073 | 4019961.9035 | 3850478.5526 | 2375707.477 | 1419083.3091 | 1273460.9234 | 3025262.6925 | 3644699.1367 | 3583137.9507 | 3480288.9032 | 4942670.6278 | 4997762.2254
Boulder Park MWh |  | 132376 | 14946 | 9598 | 7319 | 6291 | 4069 | 5763 | 12504 | 15309 | 15424 | 16161 | 13060 | 11932 | 15.0701 | 61.26% | 24.6
Boulder Park Fuel Cost $/MWh |  | 30.6749 | 45.4417 | 31.447 | 26.0604 | 21.2903 | 18.1651 | 19.8911 | 27.0704 | 27.7334 | 27.4272 | 25.3948 | 37.2326 | 40.5336
Boulder Park Fuel Cost |  | 4060626.0728 | 679171.3009 | 301828.1025 | 190736.3606 | 133937.2374 | 73913.8857 | 114632.6633 | 338487.7971 | 424570.231 | 423037.2106 | 410406.0139 | 486258.2181 | 483647.0514
Kettle Falls CT MWh |  | 43061 | 4582 | 3130 | 2839 | 2919 | 1385 | 2287 | 4092 | 4923 | 4523 | 4339 | 4473 | 3569 | 4.9022 | 48.06% | 10.2
Kettle Falls CT Fuel Cost $/MWh |  | 36.4583 | 54.1477 | 37.802 | 28.6376 | 26.0814 | 22.307 | 24.619 | 33.4674 | 34.5665 | 33.6842 | 30.7354 | 44.3859 | 46.9328
Kettle Falls CT Fuel Cost |  | 1569932.7732 | 248104.625 | 118320.2212 | 81302.1826 | 76131.7062 | 30895.1879 | 56303.6169 | 136948.73 | 170171.0298 | 152353.4519 | 133360.907 | 198537.9274 | 167503.1874
Rathdrum MWh |  | 833840 | 102995 | 67708 | 88488 | 35541 | 18363 | 17187 | 37873 | 97826 | 100570 | 93846 | 94898 | 78545 | 94.9271 | 61.64% | 154
Rathdrum Fuel Cost $/MWh |  | 40.5745 | 58.3684 | 40.0396 | 33.389 | 28.0117 | 24.3965 | 26.3533 | 35.6886 | 36.6128 | 36.161 | 33.0545 | 47.4302 | 52.0199
Rathdrum Fuel Cost |  | 33832679.765 | 6011654.3297 | 2711002.7755 | 2954527.5079 | 995562.6166 | 447993.0868 | 452934.4371 | 1351635.0184 | 3581683.3086 | 3636712.775 | 3102036.1539 | 4501034.797 | 4085902.9584
Northeast MWh |  | 0 | 0 | 0 | 0 | 0 | 0 | 0 | 0 | 0 | 0 | 0 | 0 | 0 | 0 | 0% | 57.2
Northeast Fuel Cost $/MWh |  | #DIV/0!
Northeast Fuel Cost |  | 0 | 0 | 0 | 0 | 0 | 0 | 0 | 0 | 0 | 0 | 0 | 0 | 0
Total Fuel Expense |  | 174107620.8705 | 25070305.1556 | 15577426.9147 | 15891795.1658 | 9520242.6699 | 5086394.6014 | 6829796.3072 | 12633352.8652 | 16328175.2751 | 15934695.7408 | 13179524.5691 | 19258829.3075 | 18797082.2981
Net Fuel and Purchase Expense |  | -112836069.1295

## Attch 5 Pg 1
Avista Corp | Rate Year 1 - 2025
ERM Authorized Expense and Retail Sales (Annual)
Based on Pro forma January - December 2025
12 Month-ending 6/30/23 Historic Normalized Loads
ERM Authorized Power Supply Expense - System Numbers (1)
| Total | Jan | Feb | Mar | Apr | May | Jun | Jul | Aug | Sep | Oct | Nov | Dec
Account 555 - Purchased Power | 194007140 | 14815900 | 15904280 | 14738380 | 16484820 | 16588270 | 16692990 | 18608670 | 17815570 | 16568130 | 15247840 | 14596000 | 15946290
Account 501 - Thermal Fuel | 39772487.0235 | 3937202.881 | 3295160.0448 | 3990692.5211 | 3252268.7686 | 1955025.5696 | 2670109.6873 | 3700033.7531 | 3902912.5189 | 3827935.9073 | 3232872.9165 | 3023940.1232 | 2984332.3321
Account 547 - Natural Gas Fuel | 146512801.7667 | 22157409.0423 | 13293209.2664 | 12907114.135 | 7272274.1113 | 4127989.3997 | 5161640.9974 | 9952287.9679 | 13451477.6422 | 13132087.7662 | 10972813.5032 | 17255420.8544 | 16829077.0807
Account 557 - Other Expenses | 599686.422 | 49973.8685 | 49973.8685 | 49973.8685 | 49973.8685 | 49973.8685 | 49973.8685 | 49973.8685 | 49973.8685 | 49973.8685 | 49973.8685 | 49973.8685 | 49973.8685
Account 565 - Transmission Expense | 28497861.808 | 2418197.6507 | 2366317.6507 | 2353427.6507 | 2349197.6507 | 2333067.6507 | 2333367.6507 | 2351447.6507 | 2383607.6507 | 2383377.6507 | 2403957.6507 | 2400047.6507 | 2421847.6507
Account 456 - Other Revenue | -15296075.5723 | -1058012.7952 | -1538141.079 | -1179674.4636 | -558268.1196 | -709017.4797 | -759004.7888 | -1241146.6048 | -1207777.8505 | -1168274.9112 | -769287.9988 | -1479308.3121 | -3628161.1691
Account 447 - Sale for Resale | -304748543.1113 | -32280161.9259 | -18595431.9259 | -19092691.9259 | -23025861.9259 | -16347841.9259 | -22098661.9259 | -38389321.9259 | -33447071.9259 | -34515811.9259 | -19866861.9259 | -23873801.9259 | -23215021.9259
Power Supply Expense | 89345358.3366 | 10040508.7214 | 14775367.8254 | 13767221.7858 | 5824404.3535 | 7997467.0828 | 4050415.4892 | -4968055.2906 | 2948691.9038 | 277418.3555 | 11271308.0141 | 11972272.2587 | 11388337.837
Account 456 - Transmission Revenue | -36195395 | -2421449 | -2588792 | -2486645 | -2716903 | -2855844 | -3423236 | -3659676 | -3509770 | -3321769 | -3203082 | -2916030 | -3092199
Total Authorized Expense | 53149963.3366 | 7619059.7214 | 12186575.8254 | 11280576.7858 | 3107501.3535 | 5141623.0828 | 627179.4892 | -8627731.2906 | -561078.0962 | -3044350.6445 | 8068226.0141 | 9056242.2587 | 8296138.837
Washington Allocation: | Total | Jan | Feb | Mar | Apr | May | Jun | Jul | Aug | Sep | Oct | Nov | Dec
Account 447 - Sale for Resale | -304748543.1113 | -32280161.9259 | -18595431.9259 | -19092691.9259 | -23025861.9259 | -16347841.9259 | -22098661.9259 | -38389321.9259 | -33447071.9259 | -34515811.9259 | -19866861.9259 | -23873801.9259 | -23215021.9259
Account 456 - Other Revenue | -15296075.5723 | -1058012.7952 | -1538141.079 | -1179674.4636 | -558268.1196 | -709017.4797 | -759004.7888 | -1241146.6048 | -1207777.8505 | -1168274.9112 | -769287.9988 | -1479308.3121 | -3628161.1691
Account 456 - Transmission Revenue (System) | -36169035 | -2419252.3333 | -2586595.3333 | -2484448.3333 | -2714706.3333 | -2853647.3333 | -3421039.3333 | -3657479.3333 | -3507573.3333 | -3319572.3333 | -3200885.3333 | -2913833.3333 | -3090002.3333
Total Revenue | -356213653.6836 | -35757427.0544 | -22720168.3382 | -22756814.7228 | -26298836.3789 | -19910506.739 | -26278706.048 | -43287947.864 | -38162423.1098 | -39003659.1705 | -23837035.2581 | -28266943.5714 | -29933185.4284
WA Allocation: @ 64.40 | -229401592.9722 | -23027783.0231 | -14631788.4098 | -14655388.6815 | -16936450.628 | -12822366.3399 | -16923486.6949 | -27877438.4244 | -24576600.4827 | -25118356.5058 | -15351050.7062 | -18203911.66 | -19276971.4159
Account 456030 Directly Assigned Washington | -128569 | -10714.0833 | -10714.0833 | -10714.0833 | -10714.0833 | -10714.0833 | -10714.0833 | -10714.0833 | -10714.0833 | -10714.0833 | -10714.0833 | -10714.0833 | -10714.0833
Total WA Electric Revenue | -229530161.9722 | -23038497.1064 | -14642502.4932 | -14666102.7648 | -16947164.7114 | -12833080.4233 | -16934200.7783 | -27888152.5078 | -24587314.566 | -25129070.5891 | -15361764.7895 | -18214625.7433 | -19287685.4992
Account 501 - Thermal Fuel | 39772487.0235 | 3937202.881 | 3295160.0448 | 3990692.5211 | 3252268.7686 | 1955025.5696 | 2670109.6873 | 3700033.7531 | 3902912.5189 | 3827935.9073 | 3232872.9165 | 3023940.1232 | 2984332.3321
Account 547 - Natural Gas Fuel | 146512801.7667 | 22157409.0423 | 13293209.2664 | 12907114.135 | 7272274.1113 | 4127989.3997 | 5161640.9974 | 9952287.9679 | 13451477.6422 | 13132087.7662 | 10972813.5032 | 17255420.8544 | 16829077.0807
Account 555 - Purchased Power | 194007140 | 14815900 | 15904280 | 14738380 | 16484820 | 16588270 | 16692990 | 18608670 | 17815570 | 16568130 | 15247840 | 14596000 | 15946290
Account 557 - Other Expenses | 599686.422 | 49973.8685 | 49973.8685 | 49973.8685 | 49973.8685 | 49973.8685 | 49973.8685 | 49973.8685 | 49973.8685 | 49973.8685 | 49973.8685 | 49973.8685 | 49973.8685
Account 565 - Transmission Expense | 28497861.808 | 2418197.6507 | 2366317.6507 | 2353427.6507 | 2349197.6507 | 2333067.6507 | 2333367.6507 | 2351447.6507 | 2383607.6507 | 2383377.6507 | 2403957.6507 | 2400047.6507 | 2421847.6507
Total Expense | 409389977.0202 | 43378683.4425 | 34908940.8304 | 34039588.1753 | 29408534.3991 | 25054326.4885 | 26908082.2039 | 34662413.2401 | 37603541.6802 | 35961505.1927 | 31907457.9388 | 37325382.4968 | 38231520.932
WA Allocation: @ 64.40 | 263647145.201 | 27935872.1369 | 22481357.8947 | 21921494.7849 | 18939096.153 | 16134986.2586 | 17328804.9393 | 22322594.1266 | 24216680.8421 | 23159209.3441 | 20548402.9126 | 24037546.3279 | 24621099.4802
Directly Assigned | 0 | 0 | 0 | 0 | 0 | 0 | 0 | 0 | 0 | 0 | 0 | 0 | 0
Total WA Electric Expense | 263647145.201 | 27935872.1369 | 22481357.8947 | 21921494.7849 | 18939096.153 | 16134986.2586 | 17328804.9393 | 22322594.1266 | 24216680.8421 | 23159209.3441 | 20548402.9126 | 24037546.3279 | 24621099.4802
Total Power Supply Base - Washington | 34116983.2288 | 4897375.0306 | 7838855.4016 | 7255392.02 | 1991931.4417 | 3301905.8354 | 394604.161 | -5565558.3811 | -370633.724 | -1969861.2451 | 5186638.1231 | 5822920.5846 | 5333413.981
Check: Power Supply WA Adj Workbook 12 ME 09.30.21 | 70601
ERM Authorized Washington Retail Sales (2)
Total Retail Sales, MWh (4) | 5763799.501 | 533253.1274 | 486315.1017 | 499572.0073 | 423081.5063 | 432959.2517 | 440222.2937 | 482522.6797 | 508264.5072 | 426320.2691 | 458151.3296 | 496482.5703 | 576654.8569
2025 Retail Revenue Credit Rate | 5.9192 | Jan: /MWh
(1) Multiply number by ROO current production/transmission allocation ratio of |  | Feb: 64.4%
(2) Transmission Revenue as discussed by Company Witness Dillon
(3) Note totals may vary slightly from adjustment due to rounding.
(4) Twelve months ended June 2023 normalized monthly retail sales.
Transmission Revenue Reconciliation:
Total System Transmission Revenue | -36169035 | Jan: Allocated as System at 64.40%
Total Idaho Direct Assigned Revenue | 102209
Total Washington Direct Assigned Revenue | -128569 | Jan: Directly Assigned to Washington
Total | -36195395

## Attch 5 Pg 2
Avista Corp | Rate Year 2 - 2026
ERM Authorized Expense and Retail Sales (Annual)
Based on Pro forma January - December 2025
12 Month-ending 6/30/23 Historic Normalized Loads
ERM Authorized Power Supply Expense - System Numbers (1)
| Total | Jan | Feb | Mar | Apr | May | Jun | Jul | Aug | Sep | Oct | Nov | Dec
Account 555 - Purchased Power | 194007140 | 14815900 | 15904280 | 14738380 | 16484820 | 16588270 | 16692990 | 18608670 | 17815570 | 16568130 | 15247840 | 14596000 | 15946290
Account 501 - Thermal Fuel wo Colstrip | 7821308.59 | 795526.5492 | 469636.5492 | 866766.5492 | 523176.5492 | 50086.5492 | 426766.5492 | 783856.5492 | 816896.5492 | 873406.5492 | 888956.5492 | 779176.5492 | 547056.5492
Account 547 - Natural Gas Fuel | 146512801.7667 | 22157409.0423 | 13293209.2664 | 12907114.135 | 7272274.1113 | 4127989.3997 | 5161640.9974 | 9952287.9679 | 13451477.6422 | 13132087.7662 | 10972813.5032 | 17255420.8544 | 16829077.0807
Account 557 - Other Expenses | 599686.422 | 49973.8685 | 49973.8685 | 49973.8685 | 49973.8685 | 49973.8685 | 49973.8685 | 49973.8685 | 49973.8685 | 49973.8685 | 49973.8685 | 49973.8685 | 49973.8685
Account 565 - Transmission Expense | 28497861.808 | 2418197.6507 | 2366317.6507 | 2353427.6507 | 2349197.6507 | 2333067.6507 | 2333367.6507 | 2351447.6507 | 2383607.6507 | 2383377.6507 | 2403957.6507 | 2400047.6507 | 2421847.6507
Account 456 - Other Revenue | -15296075.5723 | -1058012.7952 | -1538141.079 | -1179674.4636 | -558268.1196 | -709017.4797 | -759004.7888 | -1241146.6048 | -1207777.8505 | -1168274.9112 | -769287.9988 | -1479308.3121 | -3628161.1691
Account 447 - Sale for Resale wo Colstrip | -192646755.618 | -18329580.3621 | -7691029.3523 | -12177314.8852 | -17791282.401 | -13599114.9043 | -18970084.2457 | -29283253.5123 | -20688236.1577 | -23729701.0523 | -9584932.159 | -12620432.1414 | -8181794.4445
Power Supply Expense | 169495967.3965 | 20849413.9534 | 22854246.9035 | 17558672.8545 | 8329891.659 | 8841255.084 | 4935650.0312 | 1221835.9191 | 12621511.7023 | 8108999.871 | 19209321.4137 | 20980878.4693 | 23984289.5355
Account 456 - Transmission Revenue | -36195395 | -2421449 | -2588792 | -2486645 | -2716903 | -2855844 | -3423236 | -3659676 | -3509770 | -3321769 | -3203082 | -2916030 | -3092199
Total Authorized Expense | 133300572.3965 | 18427964.9534 | 20265454.9035 | 15072027.8545 | 5612988.659 | 5985411.084 | 1512414.0312 | -2437840.0809 | 9111741.7023 | 4787230.871 | 16006239.4137 | 18064848.4693 | 20892090.5355
Washington Allocation: | Total | Jan | Feb | Mar | Apr | May | Jun | Jul | Aug | Sep | Oct | Nov | Dec
Account 447 - Sale for Resale wo Colstrip | -192646755.618 | -18329580.3621 | -7691029.3523 | -12177314.8852 | -17791282.401 | -13599114.9043 | -18970084.2457 | -29283253.5123 | -20688236.1577 | -23729701.0523 | -9584932.159 | -12620432.1414 | -8181794.4445
Account 456 - Other Revenue | -15296075.5723 | -1058012.7952 | -1538141.079 | -1179674.4636 | -558268.1196 | -709017.4797 | -759004.7888 | -1241146.6048 | -1207777.8505 | -1168274.9112 | -769287.9988 | -1479308.3121 | -3628161.1691
Account 456 - Transmission Revenue (System) | -36169035 | -2419252.3333 | -2586595.3333 | -2484448.3333 | -2714706.3333 | -2853647.3333 | -3421039.3333 | -3657479.3333 | -3507573.3333 | -3319572.3333 | -3200885.3333 | -2913833.3333 | -3090002.3333
Total Revenue | -244111866.1902 | -21806845.4906 | -11815765.7646 | -15841437.6821 | -21064256.854 | -17161779.7174 | -23150128.3679 | -34181879.4504 | -25403587.3415 | -28217548.2969 | -13555105.4911 | -17013573.7868 | -14899957.9469
WA Allocation: @ 64.40 | -157208041.8265 | -14043608.496 | -7609353.1524 | -10201885.8673 | -13565381.414 | -11052186.138 | -14908682.6689 | -22013130.366 | -16359910.248 | -18172101.1032 | -8729487.9363 | -10956741.5187 | -9595572.9178
Account 456030 Directly Assigned Washington | -128569 | -10714.0833 | -10714.0833 | -10714.0833 | -10714.0833 | -10714.0833 | -10714.0833 | -10714.0833 | -10714.0833 | -10714.0833 | -10714.0833 | -10714.0833 | -10714.0833
Total WA Electric Revenue | -157336610.8265 | -14054322.5793 | -7620067.2357 | -10212599.9506 | -13576095.4973 | -11062900.2213 | -14919396.7522 | -22023844.4494 | -16370624.3313 | -18182815.1865 | -8740202.0196 | -10967455.6021 | -9606287.0012
Account 501 - Thermal Fuel wo Colstrip | 7821308.59 | 795526.5492 | 469636.5492 | 866766.5492 | 523176.5492 | 50086.5492 | 426766.5492 | 783856.5492 | 816896.5492 | 873406.5492 | 888956.5492 | 779176.5492 | 547056.5492
Account 547 - Natural Gas Fuel | 146512801.7667 | 22157409.0423 | 13293209.2664 | 12907114.135 | 7272274.1113 | 4127989.3997 | 5161640.9974 | 9952287.9679 | 13451477.6422 | 13132087.7662 | 10972813.5032 | 17255420.8544 | 16829077.0807
Account 555 - Purchased Power | 194007140 | 14815900 | 15904280 | 14738380 | 16484820 | 16588270 | 16692990 | 18608670 | 17815570 | 16568130 | 15247840 | 14596000 | 15946290
Account 557 - Other Expenses | 599686.422 | 49973.8685 | 49973.8685 | 49973.8685 | 49973.8685 | 49973.8685 | 49973.8685 | 49973.8685 | 49973.8685 | 49973.8685 | 49973.8685 | 49973.8685 | 49973.8685
Account 565 - Transmission Expense | 28497861.808 | 2418197.6507 | 2366317.6507 | 2353427.6507 | 2349197.6507 | 2333067.6507 | 2333367.6507 | 2351447.6507 | 2383607.6507 | 2383377.6507 | 2403957.6507 | 2400047.6507 | 2421847.6507
Total Expense | 377438798.5867 | 40237007.1106 | 32083417.3347 | 30915662.2033 | 26679442.1797 | 23149387.4681 | 24664739.0658 | 31746236.0362 | 34517525.7105 | 33006975.8345 | 29563541.5715 | 35080618.9228 | 35794245.1491
WA Allocation: @ 64.40 | 243070586.2899 | 25912632.5792 | 20661720.7636 | 19909686.4589 | 17181560.7637 | 14908205.5294 | 15884091.9583 | 20444576.0073 | 22229286.5576 | 21256492.4374 | 19038920.7721 | 22591918.5863 | 23051493.876
Directly Assigned | 0 | 0 | 0 | 0 | 0 | 0 | 0 | 0 | 0 | 0 | 0 | 0 | 0
Total WA Electric Expense | 243070586.2899 | 25912632.5792 | 20661720.7636 | 19909686.4589 | 17181560.7637 | 14908205.5294 | 15884091.9583 | 20444576.0073 | 22229286.5576 | 21256492.4374 | 19038920.7721 | 22591918.5863 | 23051493.876
Total Power Supply Base - Washington | 85733975.4634 | 11858310 | 13041653.5279 | 9697086.5083 | 3605465.2664 | 3845305.3081 | 964695.2061 | -1579268.4421 | 5858662.2263 | 3073677.2509 | 10298718.7525 | 11624462.9842 | 13445206.8748
ERM Authorized Washington Retail Sales (2)
Total Retail Sales, MWh (4) | 5763799.501 | 533253.1274 | 486315.1017 | 499572.0073 | 423081.5063 | 432959.2517 | 440222.2937 | 482522.6797 | 508264.5072 | 426320.2691 | 458151.3296 | 496482.5703 | 576654.8569
2025 Retail Revenue Credit Rate | 14.8746 | Jan: /MWh
(1) Multiply number by ROO current production/transmission allocation ratio of |  | Feb: 64.4%
(2) Transmission Revenue as discussed by Company Witness Dillon
(3) Note totals may vary slightly from adjustment due to rounding.
(4) Twelve months ended June 2023 normalized monthly retail sales.
Transmission Revenue Reconciliation:
Total System Transmission Revenue | -36169035 | Jan: Allocated as System at 64.40%
Total Idaho Direct Assigned Revenue | 102209
Total Washington Direct Assigned Revenue | -128569 | Jan: Directly Assigned to Washington
Total | -36195395

## Workpaper Index
Workpaper Index
Workpaper | Description of Change
2022 Colstrip Units 3-4 NERCGADS.xlsx | Updated 5-yr average (Forced outage rates)
447 Sovereign and POPUD.xlsx | Updated 5-year average and test year for POPUD
565 Transmission Expense.xlsx | Update 5-yr average energy at 2023 tariff rates and/or contracted amounts
81-year Clark Fork Hydro Hist.xlsx | Median hydro/capacity factors for Aurora
81-year Spokane Hist.xlsx | Median hydro/capacity factors for Aurora
Boulder Park Maintenance.xlsx | Updated 5-yr average
BPA_2012 RC_80yr_Hydro_Mid-C.xlsx | Median hydro/capacity factors for Aurora
Colstrip Fuel.xlsm | Incremental fuel price for proforma period
Colstrip Maintenance.xlsx | Updated 8-yr average (due to 4 yr maintenance cycle)
Control Load.xlsx | Updated for test year load and weather correction
Coyote Springs 2 Maintenance.xlsx | Updated 5-yr average
DemandHourly.xlsx | Updated for test year load and weather correction
Elf I Solar_8760.xlsx | Estimated power curve for Elf I Solar
Fuel Costing worksheet notes.docx | Notes for Fuel Costing sheet in this exhibit
Hydro History.xlsx | Updated 5-yr avg for peak/off peak shaping
Kettle and Colstrip Fuel 2018-2022.xlsx | 5-yr average
Kettle Falls Forced Outage Rates.xlsx | Updated 5-yr average for Wood/CT
Kettle Falls GS Wood Fuel Prices.xlsx | Updated 5-yr average
Kettle Falls Maintenance.xlsx | Updated 5-yr average
Lancaster Forced Outage Rate.xlsx | Updated 5-yr average
Lancaster Maintenance.xlsx | Updated 8-yr average (due to 4 yr maintenance cycle)
Lancaster PPA - workpaper.xlsx | Aurora enteries for Lancaster PPA contract
Monthly Max Gen Calc for Nox Cab LL LF | 10 yr history - 97.5 percentile
Native Load weather adj.xlsx | Updated for test year loads and weather correction
Natural Gas Liquids.xlsx | 5-yr average
NaturalGas_Elec_Prices.xslx | Updated based on 3 mo avg prices; adjusted to test year
Natural Gas Transportation Thermal Contracts.xlsx | Pipeline capacity charges at tariffed rates for the proforma period.
Palouse Wind.xlsx | Updated using 5-yr avg generation
PPR20 | Position report used for variable O&M rates, heat rateas, other stats
Rathdrum Maintenance.xlsx | Updated 5-yr average
Rattlesnake Flat.xlsx | New contract; used manufacturer data in lieu of 5-yr avg
Small Power.xlsx | Updated 5-yr average deliveries
Solar.xlsx | Average since operation (12/6/2018)
Spokane_Waste_to_Energy.xlsx | Updated 5-yr average deliveries
Station Service.xlsx | Updated 5-yr average
Stimson Lumber.xlsx | Updated 5-yr average deliveries
Term deals.xlsx | Updated for 2023 contracts known at this time
Transaction Fees.xlsx | Updated 5-yr average
Upriver Gen and Load.xlsx | Updated 5-yr average deliveries
Wind Integration.xlsx | Wind integration cost estimate

## Proforma vs Authorized
Table for Testimony
Measure | System(1) | Washington Allocation (2)
| ($000s) | ($000s)
Current Authorized Power Supply Expense | 139048.718 | 89547.3744
Actual 12ME 6/30/23 Test Period Expense | 235386.3786 | 151588.8278
Proposed 2025 Pro Forma Power Supply Expense | 89345.3583 | 57538.4108
Proposed 2025 Expense vs Actual Test Period Expense | -146041.0202 | -94050.417
Proposed 2025 Expense vs Current Authorized Expense | -49703.3597 | -32008.9636
(1) Excludes Transmission - see Company Witness Dillon and adjustment 3.00T. Includes load and settlement adjustment.
(2) Allocated based on ROO Current Production/Transmission Ratio of 64.40.

## Conf Aurora Portfolio Output
After running the case in Aurora, select 'output' |  | Select PortfolioMonth1.Item, PortfolioMonth1.Condition, |  |  |  |  | Input file: J:\Regulatoary Filings\2024 Regulatory Filings\Washington Rate Case\AuroraOct23\Avista_WA_2024GRC_10132023_Input DB.xdb
Right click on Portfolio Month, select 'Query Table' |  | PortfolioMonth1.Report_Year, PortfolioMonth1.Report_Month, |  |  |  |  | Project: J:\Regulatoary Filings\2024 Regulatory Filings\Washington Rate Case\AuroraOct23\Avista_WA_2024GRC_10132023.apz
Copy sql to the right and paste over the sql statement in Query Builder |  | Avg(PortfolioMonth1.Energy), Avg(PortfolioMonth1.Cost) |  |  |  |  | Output db: J:\Regulatoary Filings\2024 Regulatory Filings\Washington Rate Case\AuroraOct23\RebuttalCase5Min
Click 'Create Table with SQL then Exit' |  | From PortfolioMonth1
Name output table 'PortfolioEnergyCost' |  | Group By PortfolioMonth1.Item, PortfolioMonth1.Condition,
Double-click on 'PortfolioEnergyCost' table at the top of the ouput |  | PortfolioMonth1.Report_Year, PortfolioMonth1.Report_Month,
Right mouse click - copy and paste into C15 |  | PortfolioMonth1.Name
Having (PortfolioMonth1.Condition = 'Average'
And PortfolioMonth1.Name = 'Avista Portfolio')
Order By PortfolioMonth1.Item, PortfolioMonth1.Report_Month
[6 empty] | 28229763 | 236407.97
[6 empty] | MWh | $
Lookup | Consolidator | Item | Condition | Report_Year | Report_Month | Avg(PortfolioMonth1.Energy) | Avg(PortfolioMonth1.Cost)
Adams Nielson Solar&1 | Adams Nielson Solar | Adams_Nielson_Solar | Average | 2025 | 1 | 984 | 43.13
Adams Nielson Solar&2 | Adams Nielson Solar | Adams_Nielson_Solar | Average | 2025 | 2 | 2221 | 97.29
Adams Nielson Solar&3 | Adams Nielson Solar | Adams_Nielson_Solar | Average | 2025 | 3 | 3751 | 164.32
Adams Nielson Solar&4 | Adams Nielson Solar | Adams_Nielson_Solar | Average | 2025 | 4 | 4580 | 200.65
Adams Nielson Solar&5 | Adams Nielson Solar | Adams_Nielson_Solar | Average | 2025 | 5 | 5461 | 239.25
Adams Nielson Solar&6 | Adams Nielson Solar | Adams_Nielson_Solar | Average | 2025 | 6 | 5612 | 245.86
Adams Nielson Solar&7 | Adams Nielson Solar | Adams_Nielson_Solar | Average | 2025 | 7 | 6278 | 275.02
Adams Nielson Solar&8 | Adams Nielson Solar | Adams_Nielson_Solar | Average | 2025 | 8 | 5641 | 247.13
Adams Nielson Solar&9 | Adams Nielson Solar | Adams_Nielson_Solar | Average | 2025 | 9 | 3962 | 173.58
Adams Nielson Solar&10 | Adams Nielson Solar | Adams_Nielson_Solar | Average | 2025 | 10 | 3248 | 142.28
Adams Nielson Solar&11 | Adams Nielson Solar | Adams_Nielson_Solar | Average | 2025 | 11 | 1740 | 76.23
Adams Nielson Solar&12 | Adams Nielson Solar | Adams_Nielson_Solar | Average | 2025 | 12 | 684 | 29.95
Small Power&1 | Small Power | Avista-Buck-a-Block_Solar | Average | 2025 | 1 | 1 | 0.05
Small Power&2 | Small Power | Avista-Buck-a-Block_Solar | Average | 2025 | 2 | 1 | 0.04
Small Power&3 | Small Power | Avista-Buck-a-Block_Solar | Average | 2025 | 3 | 1 | 0.05
Small Power&4 | Small Power | Avista-Buck-a-Block_Solar | Average | 2025 | 4 | 2 | 0.05
Small Power&5 | Small Power | Avista-Buck-a-Block_Solar | Average | 2025 | 5 | 2 | 0.05
Small Power&6 | Small Power | Avista-Buck-a-Block_Solar | Average | 2025 | 6 | 2 | 0.07
Small Power&7 | Small Power | Avista-Buck-a-Block_Solar | Average | 2025 | 7 | 2 | 0.19
Small Power&8 | Small Power | Avista-Buck-a-Block_Solar | Average | 2025 | 8 | 2 | 0.28
Small Power&9 | Small Power | Avista-Buck-a-Block_Solar | Average | 2025 | 9 | 2 | 0.19
Small Power&10 | Small Power | Avista-Buck-a-Block_Solar | Average | 2025 | 10 | 2 | 0.15
Small Power&11 | Small Power | Avista-Buck-a-Block_Solar | Average | 2025 | 11 | 1 | 0.11
Small Power&12 | Small Power | Avista-Buck-a-Block_Solar | Average | 2025 | 12 | 1 | 0.08
Boulder Park Solar&1 | Boulder Park Solar | Boulder Park Solar | Average | 2025 | 1 | 15 | 0
Boulder Park Solar&2 | Boulder Park Solar | Boulder Park Solar | Average | 2025 | 2 | 16 | 0
Boulder Park Solar&3 | Boulder Park Solar | Boulder Park Solar | Average | 2025 | 3 | 35 | 0
Boulder Park Solar&4 | Boulder Park Solar | Boulder Park Solar | Average | 2025 | 4 | 45 | 0
Boulder Park Solar&5 | Boulder Park Solar | Boulder Park Solar | Average | 2025 | 5 | 52 | 0
Boulder Park Solar&6 | Boulder Park Solar | Boulder Park Solar | Average | 2025 | 6 | 66 | 0
Boulder Park Solar&7 | Boulder Park Solar | Boulder Park Solar | Average | 2025 | 7 | 66 | 0
Boulder Park Solar&8 | Boulder Park Solar | Boulder Park Solar | Average | 2025 | 8 | 70 | 0
Boulder Park Solar&9 | Boulder Park Solar | Boulder Park Solar | Average | 2025 | 9 | 57 | 0
Boulder Park Solar&10 | Boulder Park Solar | Boulder Park Solar | Average | 2025 | 10 | 54 | 0
Boulder Park Solar&11 | Boulder Park Solar | Boulder Park Solar | Average | 2025 | 11 | 40 | 0
Boulder Park Solar&12 | Boulder Park Solar | Boulder Park Solar | Average | 2025 | 12 | 20 | 0
Boulder Park&1 | Boulder Park | Boulder_Park_1 | Average | 2025 | 1 | 2491 | 156.22
Boulder Park&2 | Boulder Park | Boulder_Park_1 | Average | 2025 | 2 | 1558 | 65.59
Boulder Park&3 | Boulder Park | Boulder_Park_1 | Average | 2025 | 3 | 1297 | 40.59
Boulder Park&4 | Boulder Park | Boulder_Park_1 | Average | 2025 | 4 | 1078 | 26.79
Boulder Park&5 | Boulder Park | Boulder_Park_1 | Average | 2025 | 5 | 678 | 15.29
Boulder Park&6 | Boulder Park | Boulder_Park_1 | Average | 2025 | 6 | 961 | 24.3
Boulder Park&7 | Boulder Park | Boulder_Park_1 | Average | 2025 | 7 | 2086 | 70.98
Boulder Park&8 | Boulder Park | Boulder_Park_1 | Average | 2025 | 8 | 2551 | 85.44
Boulder Park&9 | Boulder Park | Boulder_Park_1 | Average | 2025 | 9 | 2577 | 84.2
Boulder Park&10 | Boulder Park | Boulder_Park_1 | Average | 2025 | 10 | 2693 | 79.31
Boulder Park&11 | Boulder Park | Boulder_Park_1 | Average | 2025 | 11 | 2097 | 96.06
Boulder Park&12 | Boulder Park | Boulder_Park_1 | Average | 2025 | 12 | 1993 | 107.72
Boulder Park&1 | Boulder Park | Boulder_Park_2 | Average | 2025 | 1 | 2491 | 156.22
Boulder Park&2 | Boulder Park | Boulder_Park_2 | Average | 2025 | 2 | 1536 | 64.67
Boulder Park&3 | Boulder Park | Boulder_Park_2 | Average | 2025 | 3 | 1307 | 40.9
Boulder Park&4 | Boulder Park | Boulder_Park_2 | Average | 2025 | 4 | 1086 | 26.99
Boulder Park&5 | Boulder Park | Boulder_Park_2 | Average | 2025 | 5 | 647 | 14.58
Boulder Park&6 | Boulder Park | Boulder_Park_2 | Average | 2025 | 6 | 961 | 24.3
Boulder Park&7 | Boulder Park | Boulder_Park_2 | Average | 2025 | 7 | 2085 | 70.96
Boulder Park&8 | Boulder Park | Boulder_Park_2 | Average | 2025 | 8 | 2552 | 85.5
Boulder Park&9 | Boulder Park | Boulder_Park_2 | Average | 2025 | 9 | 2577 | 84.2
Boulder Park&10 | Boulder Park | Boulder_Park_2 | Average | 2025 | 10 | 2696 | 79.42
Boulder Park&11 | Boulder Park | Boulder_Park_2 | Average | 2025 | 11 | 2105 | 96.46
Boulder Park&12 | Boulder Park | Boulder_Park_2 | Average | 2025 | 12 | 1993 | 107.72
Boulder Park&1 | Boulder Park | Boulder_Park_3 | Average | 2025 | 1 | 2491 | 156.22
Boulder Park&2 | Boulder Park | Boulder_Park_3 | Average | 2025 | 2 | 1572 | 66.18
Boulder Park&3 | Boulder Park | Boulder_Park_3 | Average | 2025 | 3 | 1265 | 39.57
Boulder Park&4 | Boulder Park | Boulder_Park_3 | Average | 2025 | 4 | 934 | 23.22
Boulder Park&5 | Boulder Park | Boulder_Park_3 | Average | 2025 | 5 | 649 | 14.63
Boulder Park&6 | Boulder Park | Boulder_Park_3 | Average | 2025 | 6 | 957 | 24.2
Boulder Park&7 | Boulder Park | Boulder_Park_3 | Average | 2025 | 7 | 2085 | 70.98
Boulder Park&8 | Boulder Park | Boulder_Park_3 | Average | 2025 | 8 | 2552 | 85.5
Boulder Park&9 | Boulder Park | Boulder_Park_3 | Average | 2025 | 9 | 2577 | 84.2
Boulder Park&10 | Boulder Park | Boulder_Park_3 | Average | 2025 | 10 | 2696 | 79.42
Boulder Park&11 | Boulder Park | Boulder_Park_3 | Average | 2025 | 11 | 2105 | 96.43
Boulder Park&12 | Boulder Park | Boulder_Park_3 | Average | 2025 | 12 | 1967 | 106.31
Boulder Park&1 | Boulder Park | Boulder_Park_4 | Average | 2025 | 1 | 2491 | 156.22
Boulder Park&2 | Boulder Park | Boulder_Park_4 | Average | 2025 | 2 | 1627 | 68.49
Boulder Park&3 | Boulder Park | Boulder_Park_4 | Average | 2025 | 3 | 1222 | 38.25
Boulder Park&4 | Boulder Park | Boulder_Park_4 | Average | 2025 | 4 | 998 | 24.82
Boulder Park&5 | Boulder Park | Boulder_Park_4 | Average | 2025 | 5 | 711 | 16.02
Boulder Park&6 | Boulder Park | Boulder_Park_4 | Average | 2025 | 6 | 961 | 24.3
Boulder Park&7 | Boulder Park | Boulder_Park_4 | Average | 2025 | 7 | 2085 | 70.98
Boulder Park&8 | Boulder Park | Boulder_Park_4 | Average | 2025 | 8 | 2551 | 85.46
Boulder Park&9 | Boulder Park | Boulder_Park_4 | Average | 2025 | 9 | 2577 | 84.2
Boulder Park&10 | Boulder Park | Boulder_Park_4 | Average | 2025 | 10 | 2690 | 79.22
Boulder Park&11 | Boulder Park | Boulder_Park_4 | Average | 2025 | 11 | 2251 | 103.14
Boulder Park&12 | Boulder Park | Boulder_Park_4 | Average | 2025 | 12 | 1993 | 107.72
Boulder Park&1 | Boulder Park | Boulder_Park_5 | Average | 2025 | 1 | 2491 | 156.22
Boulder Park&2 | Boulder Park | Boulder_Park_5 | Average | 2025 | 2 | 1637 | 68.94
Boulder Park&3 | Boulder Park | Boulder_Park_5 | Average | 2025 | 3 | 1190 | 37.23
Boulder Park&4 | Boulder Park | Boulder_Park_5 | Average | 2025 | 4 | 1094 | 27.21
Boulder Park&5 | Boulder Park | Boulder_Park_5 | Average | 2025 | 5 | 673 | 15.17
Boulder Park&6 | Boulder Park | Boulder_Park_5 | Average | 2025 | 6 | 961 | 24.3
Boulder Park&7 | Boulder Park | Boulder_Park_5 | Average | 2025 | 7 | 2077 | 70.69
Boulder Park&8 | Boulder Park | Boulder_Park_5 | Average | 2025 | 8 | 2551 | 85.47
Boulder Park&9 | Boulder Park | Boulder_Park_5 | Average | 2025 | 9 | 2539 | 82.98
Boulder Park&10 | Boulder Park | Boulder_Park_5 | Average | 2025 | 10 | 2693 | 79.31
Boulder Park&11 | Boulder Park | Boulder_Park_5 | Average | 2025 | 11 | 2251 | 103.14
Boulder Park&12 | Boulder Park | Boulder_Park_5 | Average | 2025 | 12 | 1993 | 107.72
Boulder Park&1 | Boulder Park | Boulder_Park_6 | Average | 2025 | 1 | 2491 | 156.22
Boulder Park&2 | Boulder Park | Boulder_Park_6 | Average | 2025 | 2 | 1668 | 70.24
Boulder Park&3 | Boulder Park | Boulder_Park_6 | Average | 2025 | 3 | 1038 | 32.47
Boulder Park&4 | Boulder Park | Boulder_Park_6 | Average | 2025 | 4 | 1101 | 27.37
Boulder Park&5 | Boulder Park | Boulder_Park_6 | Average | 2025 | 5 | 711 | 16.02
Boulder Park&6 | Boulder Park | Boulder_Park_6 | Average | 2025 | 6 | 962 | 24.31
Boulder Park&7 | Boulder Park | Boulder_Park_6 | Average | 2025 | 7 | 2086 | 70.98
Boulder Park&8 | Boulder Park | Boulder_Park_6 | Average | 2025 | 8 | 2552 | 85.5
Boulder Park&9 | Boulder Park | Boulder_Park_6 | Average | 2025 | 9 | 2577 | 84.2
Boulder Park&10 | Boulder Park | Boulder_Park_6 | Average | 2025 | 10 | 2693 | 79.31
Boulder Park&11 | Boulder Park | Boulder_Park_6 | Average | 2025 | 11 | 2251 | 103.14
Boulder Park&12 | Boulder Park | Boulder_Park_6 | Average | 2025 | 12 | 1993 | 107.72
Cabinet Gorge&1 | Cabinet Gorge | Cabinet_Gorge_1-4 | Average | 2025 | 1 | 67355 | 0
Cabinet Gorge&2 | Cabinet Gorge | Cabinet_Gorge_1-4 | Average | 2025 | 2 | 53786 | 0
Cabinet Gorge&3 | Cabinet Gorge | Cabinet_Gorge_1-4 | Average | 2025 | 3 | 63768 | 0
Cabinet Gorge&4 | Cabinet Gorge | Cabinet_Gorge_1-4 | Average | 2025 | 4 | 117368 | 0
Cabinet Gorge&5 | Cabinet Gorge | Cabinet_Gorge_1-4 | Average | 2025 | 5 | 161692 | 0
Cabinet Gorge&6 | Cabinet Gorge | Cabinet_Gorge_1-4 | Average | 2025 | 6 | 159516 | 0
Cabinet Gorge&7 | Cabinet Gorge | Cabinet_Gorge_1-4 | Average | 2025 | 7 | 122048 | 0
Cabinet Gorge&8 | Cabinet Gorge | Cabinet_Gorge_1-4 | Average | 2025 | 8 | 60889 | 0
Cabinet Gorge&9 | Cabinet Gorge | Cabinet_Gorge_1-4 | Average | 2025 | 9 | 59589 | 0
Cabinet Gorge&10 | Cabinet Gorge | Cabinet_Gorge_1-4 | Average | 2025 | 10 | 57877 | 0
Cabinet Gorge&11 | Cabinet Gorge | Cabinet_Gorge_1-4 | Average | 2025 | 11 | 62060 | 0
Cabinet Gorge&12 | Cabinet Gorge | Cabinet_Gorge_1-4 | Average | 2025 | 12 | 82910 | 0
Canadian Entitlement&1 | Canadian Entitlement | Canadian_Entitlement | Average | 2025 | 1 | -5962 | 0
Canadian Entitlement&2 | Canadian Entitlement | Canadian_Entitlement | Average | 2025 | 2 | -5453 | 0
Canadian Entitlement&3 | Canadian Entitlement | Canadian_Entitlement | Average | 2025 | 3 | -6074 | 0
Canadian Entitlement&4 | Canadian Entitlement | Canadian_Entitlement | Average | 2025 | 4 | -5866 | 0
Canadian Entitlement&5 | Canadian Entitlement | Canadian_Entitlement | Average | 2025 | 5 | -6350 | 0
Canadian Entitlement&6 | Canadian Entitlement | Canadian_Entitlement | Average | 2025 | 6 | -5880 | 0
Canadian Entitlement&7 | Canadian Entitlement | Canadian_Entitlement | Average | 2025 | 7 | -6134 | 0
Canadian Entitlement&8 | Canadian Entitlement | Canadian_Entitlement | Average | 2025 | 8 | -6157 | 0
Canadian Entitlement&9 | Canadian Entitlement | Canadian_Entitlement | Average | 2025 | 9 | -6032 | 0
Canadian Entitlement&10 | Canadian Entitlement | Canadian_Entitlement | Average | 2025 | 10 | -6048 | 0
Canadian Entitlement&11 | Canadian Entitlement | Canadian_Entitlement | Average | 2025 | 11 | -5800 | 0
Canadian Entitlement&12 | Canadian Entitlement | Canadian_Entitlement | Average | 2025 | 12 | -6178 | 0
Small Power&1 | Small Power | City_of_Cove | Average | 2025 | 1 | 45 | 2.35
Small Power&2 | Small Power | City_of_Cove | Average | 2025 | 2 | 41 | 2.12
Small Power&3 | Small Power | City_of_Cove | Average | 2025 | 3 | 93 | 3.78
Small Power&4 | Small Power | City_of_Cove | Average | 2025 | 4 | 302 | 12.22
Small Power&5 | Small Power | City_of_Cove | Average | 2025 | 5 | 442 | 17.87
Small Power&6 | Small Power | City_of_Cove | Average | 2025 | 6 | 444 | 17.92
Small Power&7 | Small Power | City_of_Cove | Average | 2025 | 7 | 343 | 17.81
Small Power&8 | Small Power | City_of_Cove | Average | 2025 | 8 | 146 | 7.58
Small Power&9 | Small Power | City_of_Cove | Average | 2025 | 9 | 73 | 3.77
Small Power&10 | Small Power | City_of_Cove | Average | 2025 | 10 | 60 | 3.09
Small Power&11 | Small Power | City_of_Cove | Average | 2025 | 11 | 79 | 4.13
Small Power&12 | Small Power | City_of_Cove | Average | 2025 | 12 | 62 | 3.25
Clearwater Wind&1 | Clearwater Wind | Clearwater Wind | Average | 2025 | 1 | 39332 | 1179.96
Clearwater Wind&2 | Clearwater Wind | Clearwater Wind | Average | 2025 | 2 | 23761 | 712.83
Clearwater Wind&3 | Clearwater Wind | Clearwater Wind | Average | 2025 | 3 | 28897 | 866.91
Clearwater Wind&4 | Clearwater Wind | Clearwater Wind | Average | 2025 | 4 | 30121 | 903.63
Clearwater Wind&5 | Clearwater Wind | Clearwater Wind | Average | 2025 | 5 | 26490 | 794.7
Clearwater Wind&6 | Clearwater Wind | Clearwater Wind | Average | 2025 | 6 | 27048 | 811.44
Clearwater Wind&7 | Clearwater Wind | Clearwater Wind | Average | 2025 | 7 | 22266 | 667.98
Clearwater Wind&8 | Clearwater Wind | Clearwater Wind | Average | 2025 | 8 | 27540 | 826.2
Clearwater Wind&9 | Clearwater Wind | Clearwater Wind | Average | 2025 | 9 | 32439 | 973.17
Clearwater Wind&10 | Clearwater Wind | Clearwater Wind | Average | 2025 | 10 | 42864 | 1285.92
Clearwater Wind&11 | Clearwater Wind | Clearwater Wind | Average | 2025 | 11 | 37985 | 1139.55
Clearwater Wind&12 | Clearwater Wind | Clearwater Wind | Average | 2025 | 12 | 37655 | 1129.65
Clearwater Wind Losses&1 | Clearwater Wind Losses | Clearwater Wind Losses | Average | 2025 | 1 |  | 105.87
Clearwater Wind Losses&2 | Clearwater Wind Losses | Clearwater Wind Losses | Average | 2025 | 2 |  | 53.99
Clearwater Wind Losses&3 | Clearwater Wind Losses | Clearwater Wind Losses | Average | 2025 | 3 |  | 41.1
Clearwater Wind Losses&4 | Clearwater Wind Losses | Clearwater Wind Losses | Average | 2025 | 4 |  | 36.87
Clearwater Wind Losses&5 | Clearwater Wind Losses | Clearwater Wind Losses | Average | 2025 | 5 |  | 20.74
Clearwater Wind Losses&6 | Clearwater Wind Losses | Clearwater Wind Losses | Average | 2025 | 6 |  | 21.04
Clearwater Wind Losses&7 | Clearwater Wind Losses | Clearwater Wind Losses | Average | 2025 | 7 |  | 39.12
Clearwater Wind Losses&8 | Clearwater Wind Losses | Clearwater Wind Losses | Average | 2025 | 8 |  | 71.28
Clearwater Wind Losses&9 | Clearwater Wind Losses | Clearwater Wind Losses | Average | 2025 | 9 |  | 71.05
Clearwater Wind Losses&10 | Clearwater Wind Losses | Clearwater Wind Losses | Average | 2025 | 10 |  | 91.63
Clearwater Wind Losses&11 | Clearwater Wind Losses | Clearwater Wind Losses | Average | 2025 | 11 |  | 87.72
Clearwater Wind Losses&12 | Clearwater Wind Losses | Clearwater Wind Losses | Average | 2025 | 12 |  | 109.52
Colstrip&1 | Colstrip | Colstrip_3 | Average | 2025 | 1 | 72170 | 1222.65
Colstrip&2 | Colstrip | Colstrip_3 | Average | 2025 | 2 | 65141 | 1101.35
Colstrip&3 | Colstrip | Colstrip_3 | Average | 2025 | 3 | 71396 | 1207.69
Colstrip&4 | Colstrip | Colstrip_3 | Average | 2025 | 4 | 60875 | 1043.67
Colstrip&5 | Colstrip | Colstrip_3 | Average | 2025 | 5 | 37293 | 665
Colstrip&6 | Colstrip | Colstrip_3 | Average | 2025 | 6 | 49833 | 865.09
Colstrip&7 | Colstrip | Colstrip_3 | Average | 2025 | 7 | 64596 | 1115.41
Colstrip&8 | Colstrip | Colstrip_3 | Average | 2025 | 8 | 70127 | 1195.99
Colstrip&9 | Colstrip | Colstrip_3 | Average | 2025 | 9 | 67075 | 1143.92
Colstrip&10 | Colstrip | Colstrip_3 | Average | 2025 | 10 | 66627 | 1141.24
Colstrip&11 | Colstrip | Colstrip_3 | Average | 2025 | 11 | 65798 | 1127.04
Colstrip&12 | Colstrip | Colstrip_3 | Average | 2025 | 12 | 71484 | 1224.43
Colstrip&1 | Colstrip | Colstrip_4 | Average | 2025 | 1 | 72170 | 1222.65
Colstrip&2 | Colstrip | Colstrip_4 | Average | 2025 | 2 | 65141 | 1101.35
Colstrip&3 | Colstrip | Colstrip_4 | Average | 2025 | 3 | 71396 | 1207.69
Colstrip&4 | Colstrip | Colstrip_4 | Average | 2025 | 4 | 60875 | 1043.68
Colstrip&5 | Colstrip | Colstrip_4 | Average | 2025 | 5 | 37293 | 665.01
Colstrip&6 | Colstrip | Colstrip_4 | Average | 2025 | 6 | 49833 | 865.09
Colstrip&7 | Colstrip | Colstrip_4 | Average | 2025 | 7 | 64596 | 1115.41
Colstrip&8 | Colstrip | Colstrip_4 | Average | 2025 | 8 | 70127 | 1195.99
Colstrip&9 | Colstrip | Colstrip_4 | Average | 2025 | 9 | 67075 | 1143.92
Colstrip&10 | Colstrip | Colstrip_4 | Average | 2025 | 10 | 66627 | 1141.24
Colstrip&11 | Colstrip | Colstrip_4 | Average | 2025 | 11 | 65798 | 1127.04
Colstrip&12 | Colstrip | Colstrip_4 | Average | 2025 | 12 | 71484 | 1224.43
Coyote Springs 2&1 | Coyote Springs 2 | Coyote_Springs_2 | Average | 2025 | 1 | 211577 | 9635.83
Coyote Springs 2&2 | Coyote Springs 2 | Coyote_Springs_2 | Average | 2025 | 2 | 172630 | 6242.92
Coyote Springs 2&3 | Coyote Springs 2 | Coyote_Springs_2 | Average | 2025 | 3 | 164639 | 3944.67
Coyote Springs 2&4 | Coyote Springs 2 | Coyote_Springs_2 | Average | 2025 | 4 | 135099 | 2460.12
Coyote Springs 2&5 | Coyote Springs 2 | Coyote_Springs_2 | Average | 2025 | 5 | 39284 | 678.01
Coyote Springs 2&6 | Coyote Springs 2 | Coyote_Springs_2 | Average | 2025 | 6 | 114814 | 2159.49
Coyote Springs 2&7 | Coyote Springs 2 | Coyote_Springs_2 | Average | 2025 | 7 | 173767 | 4201.51
Coyote Springs 2&8 | Coyote Springs 2 | Coyote_Springs_2 | Average | 2025 | 8 | 191004 | 4637.49
Coyote Springs 2&9 | Coyote Springs 2 | Coyote_Springs_2 | Average | 2025 | 9 | 190667 | 4546.29
Coyote Springs 2&10 | Coyote Springs 2 | Coyote_Springs_2 | Average | 2025 | 10 | 129933 | 2782.66
Coyote Springs 2&11 | Coyote Springs 2 | Coyote_Springs_2 | Average | 2025 | 11 | 203247 | 6601.07
Coyote Springs 2&12 | Coyote Springs 2 | Coyote_Springs_2 | Average | 2025 | 12 | 176958 | 7603.33
Coyote Springs 2&1 | Coyote Springs 2 | Coyote_Springs_2_DB | Average | 2025 | 1 | 6414 | 357.68
Coyote Springs 2&2 | Coyote Springs 2 | Coyote_Springs_2_DB | Average | 2025 | 2 | 6543 | 260.94
Coyote Springs 2&3 | Coyote Springs 2 | Coyote_Springs_2_DB | Average | 2025 | 3 |  | 0
Coyote Springs 2&4 | Coyote Springs 2 | Coyote_Springs_2_DB | Average | 2025 | 4 |  | 0
Coyote Springs 2&5 | Coyote Springs 2 | Coyote_Springs_2_DB | Average | 2025 | 5 |  | 0
Coyote Springs 2&6 | Coyote Springs 2 | Coyote_Springs_2_DB | Average | 2025 | 6 |  | 0
Coyote Springs 2&7 | Coyote Springs 2 | Coyote_Springs_2_DB | Average | 2025 | 7 | 9435 | 281.75
Coyote Springs 2&8 | Coyote Springs 2 | Coyote_Springs_2_DB | Average | 2025 | 8 | 9872 | 297.31
Coyote Springs 2&9 | Coyote Springs 2 | Coyote_Springs_2_DB | Average | 2025 | 9 |  | 0
Coyote Springs 2&10 | Coyote Springs 2 | Coyote_Springs_2_DB | Average | 2025 | 10 |  | 0
Coyote Springs 2&11 | Coyote Springs 2 | Coyote_Springs_2_DB | Average | 2025 | 11 |  | 0
Coyote Springs 2&12 | Coyote Springs 2 | Coyote_Springs_2_DB | Average | 2025 | 12 | 5614 | 302.32
Small Power&1 | Small Power | Deep_Creek | Average | 2025 | 1 | 13 | 1.2
Small Power&2 | Small Power | Deep_Creek | Average | 2025 | 2 | 28 | 2.55
Small Power&3 | Small Power | Deep_Creek | Average | 2025 | 3 | 47 | 4.16
Small Power&4 | Small Power | Deep_Creek | Average | 2025 | 4 | 43 | 3.68
Small Power&5 | Small Power | Deep_Creek | Average | 2025 | 5 | 69 | 4.81
Small Power&6 | Small Power | Deep_Creek | Average | 2025 | 6 | 48 | 3.75
Small Power&7 | Small Power | Deep_Creek | Average | 2025 | 7 | 52 | 4.56
Small Power&8 | Small Power | Deep_Creek | Average | 2025 | 8 | 10 | 0.9
Small Power&9 | Small Power | Deep_Creek | Average | 2025 | 9 | 1 | 0.08
Small Power&10 | Small Power | Deep_Creek | Average | 2025 | 10 |  | 0
Small Power&11 | Small Power | Deep_Creek | Average | 2025 | 11 | 4 | 0.4
Small Power&12 | Small Power | Deep_Creek | Average | 2025 | 12 | 5 | 0.47
Small Power&1 | Small Power | Deer Lake (IP&L) | Average | 2025 | 1 | 62 | 4.35
Small Power&2 | Small Power | Deer Lake (IP&L) | Average | 2025 | 2 | 56 | 3.93
Small Power&3 | Small Power | Deer Lake (IP&L) | Average | 2025 | 3 | 71 | 4.98
Small Power&4 | Small Power | Deer Lake (IP&L) | Average | 2025 | 4 | 55 | 3.9
Small Power&5 | Small Power | Deer Lake (IP&L) | Average | 2025 | 5 | 53 | 3.72
Small Power&6 | Small Power | Deer Lake (IP&L) | Average | 2025 | 6 | 40 | 2.79
Small Power&7 | Small Power | Deer Lake (IP&L) | Average | 2025 | 7 | 39 | 2.72
Small Power&8 | Small Power | Deer Lake (IP&L) | Average | 2025 | 8 | 45 | 3.14
Small Power&9 | Small Power | Deer Lake (IP&L) | Average | 2025 | 9 | 42 | 2.94
Small Power&10 | Small Power | Deer Lake (IP&L) | Average | 2025 | 10 | 34 | 2.41
Small Power&11 | Small Power | Deer Lake (IP&L) | Average | 2025 | 11 | 53 | 3.75
Small Power&12 | Small Power | Deer Lake (IP&L) | Average | 2025 | 12 | 62 | 4.4
Small Power&1 | Small Power | Derr_Creek (Clark Fork) | Average | 2025 | 1 | 38 | 2.93
Small Power&2 | Small Power | Derr_Creek (Clark Fork) | Average | 2025 | 2 | 64 | 4.94
Small Power&3 | Small Power | Derr_Creek (Clark Fork) | Average | 2025 | 3 | 49 | 2.94
Small Power&4 | Small Power | Derr_Creek (Clark Fork) | Average | 2025 | 4 | 121 | 7.3
Small Power&5 | Small Power | Derr_Creek (Clark Fork) | Average | 2025 | 5 | 164 | 9.9
Small Power&6 | Small Power | Derr_Creek (Clark Fork) | Average | 2025 | 6 | 277 | 16.76
Small Power&7 | Small Power | Derr_Creek (Clark Fork) | Average | 2025 | 7 | 120 | 9.32
Small Power&8 | Small Power | Derr_Creek (Clark Fork) | Average | 2025 | 8 | 67 | 5.19
Small Power&9 | Small Power | Derr_Creek (Clark Fork) | Average | 2025 | 9 | 35 | 2.75
Small Power&10 | Small Power | Derr_Creek (Clark Fork) | Average | 2025 | 10 | 20 | 1.59
Small Power&11 | Small Power | Derr_Creek (Clark Fork) | Average | 2025 | 11 | 19 | 1.45
Small Power&12 | Small Power | Derr_Creek (Clark Fork) | Average | 2025 | 12 | 26 | 2
EBC 4.6&1 | EBC 4.6 | EBC 4.6 | Average | 2025 | 1 |  | 0
EBC 4.6&2 | EBC 4.6 | EBC 4.6 | Average | 2025 | 2 |  | 0
EBC 4.6&3 | EBC 4.6 | EBC 4.6 | Average | 2025 | 3 |  | 0
EBC 4.6&4 | EBC 4.6 | EBC 4.6 | Average | 2025 | 4 | 551 | 23.8
EBC 4.6&5 | EBC 4.6 | EBC 4.6 | Average | 2025 | 5 | 1329 | 57.38
EBC 4.6&6 | EBC 4.6 | EBC 4.6 | Average | 2025 | 6 | 1422 | 61.41
EBC 4.6&7 | EBC 4.6 | EBC 4.6 | Average | 2025 | 7 | 1511 | 65.22
EBC 4.6&8 | EBC 4.6 | EBC 4.6 | Average | 2025 | 8 | 1498 | 64.65
EBC 4.6&9 | EBC 4.6 | EBC 4.6 | Average | 2025 | 9 | 960 | 41.44
EBC 4.6&10 | EBC 4.6 | EBC 4.6 | Average | 2025 | 10 | 781 | 33.71
EBC 4.6&11 | EBC 4.6 | EBC 4.6 | Average | 2025 | 11 |  | 0
EBC 4.6&12 | EBC 4.6 | EBC 4.6 | Average | 2025 | 12 |  | 0
ST Market Sales&1 | ST Market Sales | FIN_13968 | Average | 2025 | 1 |  | 128.36
ST Market Sales&2 | ST Market Sales | FIN_13968 | Average | 2025 | 2 |  | 56.58
ST Market Sales&3 | ST Market Sales | FIN_13968 | Average | 2025 | 3 |  | -185.82
ST Market Sales&4 | ST Market Sales | FIN_13968 | Average | 2025 | 4 |  | -214.87
ST Market Sales&5 | ST Market Sales | FIN_13968 | Average | 2025 | 5 |  | -318.47
ST Market Sales&6 | ST Market Sales | FIN_13968 | Average | 2025 | 6 |  | -352.07
ST Market Sales&7 | ST Market Sales | FIN_13968 | Average | 2025 | 7 |  | -206.84
ST Market Sales&8 | ST Market Sales | FIN_13968 | Average | 2025 | 8 |  | -63.33
ST Market Sales&9 | ST Market Sales | FIN_13968 | Average | 2025 | 9 |  | -69.24
ST Market Sales&10 | ST Market Sales | FIN_13968 | Average | 2025 | 10 |  | 25.78
ST Market Sales&11 | ST Market Sales | FIN_13968 | Average | 2025 | 11 |  | 98.94
ST Market Sales&12 | ST Market Sales | FIN_13968 | Average | 2025 | 12 |  | 216.32
ST Market Sales&1 | ST Market Sales | FIN_14029 | Average | 2025 | 1 |  | 0
ST Market Sales&2 | ST Market Sales | FIN_14029 | Average | 2025 | 2 |  | 0
ST Market Sales&3 | ST Market Sales | FIN_14029 | Average | 2025 | 3 |  | 0
ST Market Sales&4 | ST Market Sales | FIN_14029 | Average | 2025 | 4 |  | 0
ST Market Sales&5 | ST Market Sales | FIN_14029 | Average | 2025 | 5 |  | 0
ST Market Sales&6 | ST Market Sales | FIN_14029 | Average | 2025 | 6 |  | 0
ST Market Sales&7 | ST Market Sales | FIN_14029 | Average | 2025 | 7 |  | 0
ST Market Sales&8 | ST Market Sales | FIN_14029 | Average | 2025 | 8 |  | 0
ST Market Sales&9 | ST Market Sales | FIN_14029 | Average | 2025 | 9 |  | 0
ST Market Sales&10 | ST Market Sales | FIN_14029 | Average | 2025 | 10 |  | -186.18
ST Market Sales&11 | ST Market Sales | FIN_14029 | Average | 2025 | 11 |  | -92.77
ST Market Sales&12 | ST Market Sales | FIN_14029 | Average | 2025 | 12 |  | 141.14
ST Market Sales&1 | ST Market Sales | FIN_14030 | Average | 2025 | 1 |  | 95.21
ST Market Sales&2 | ST Market Sales | FIN_14030 | Average | 2025 | 2 |  | 25.98
ST Market Sales&3 | ST Market Sales | FIN_14030 | Average | 2025 | 3 |  | -220.67
ST Market Sales&4 | ST Market Sales | FIN_14030 | Average | 2025 | 4 |  | 0
ST Market Sales&5 | ST Market Sales | FIN_14030 | Average | 2025 | 5 |  | 0
ST Market Sales&6 | ST Market Sales | FIN_14030 | Average | 2025 | 6 |  | 0
ST Market Sales&7 | ST Market Sales | FIN_14030 | Average | 2025 | 7 |  | 0
ST Market Sales&8 | ST Market Sales | FIN_14030 | Average | 2025 | 8 |  | 0
ST Market Sales&9 | ST Market Sales | FIN_14030 | Average | 2025 | 9 |  | 0
ST Market Sales&10 | ST Market Sales | FIN_14030 | Average | 2025 | 10 |  | 0
ST Market Sales&11 | ST Market Sales | FIN_14030 | Average | 2025 | 11 |  | 0
ST Market Sales&12 | ST Market Sales | FIN_14030 | Average | 2025 | 12 |  | 0
ST Market Sales&1 | ST Market Sales | FIN_14031 | Average | 2025 | 1 |  | 0
ST Market Sales&2 | ST Market Sales | FIN_14031 | Average | 2025 | 2 |  | 0
ST Market Sales&3 | ST Market Sales | FIN_14031 | Average | 2025 | 3 |  | 0
ST Market Sales&4 | ST Market Sales | FIN_14031 | Average | 2025 | 4 |  | 0
ST Market Sales&5 | ST Market Sales | FIN_14031 | Average | 2025 | 5 |  | 0
ST Market Sales&6 | ST Market Sales | FIN_14031 | Average | 2025 | 6 |  | 0
ST Market Sales&7 | ST Market Sales | FIN_14031 | Average | 2025 | 7 |  | 0
ST Market Sales&8 | ST Market Sales | FIN_14031 | Average | 2025 | 8 |  | 0
ST Market Sales&9 | ST Market Sales | FIN_14031 | Average | 2025 | 9 |  | 0
ST Market Sales&10 | ST Market Sales | FIN_14031 | Average | 2025 | 10 |  | -42.47
ST Market Sales&11 | ST Market Sales | FIN_14031 | Average | 2025 | 11 |  | 28.94
ST Market Sales&12 | ST Market Sales | FIN_14031 | Average | 2025 | 12 |  | 148.07
Small Power&1 | Small Power | Jim_Ford_Creek | Average | 2025 | 1 | 555 | 46.89
Small Power&2 | Small Power | Jim_Ford_Creek | Average | 2025 | 2 | 594 | 50.2
Small Power&3 | Small Power | Jim_Ford_Creek | Average | 2025 | 3 | 825 | 54.19
Small Power&4 | Small Power | Jim_Ford_Creek | Average | 2025 | 4 | 625 | 41.1
Small Power&5 | Small Power | Jim_Ford_Creek | Average | 2025 | 5 | 348 | 22.89
Small Power&6 | Small Power | Jim_Ford_Creek | Average | 2025 | 6 | 123 | 8.07
Small Power&7 | Small Power | Jim_Ford_Creek | Average | 2025 | 7 | 10 | 0.89
Small Power&8 | Small Power | Jim_Ford_Creek | Average | 2025 | 8 |  | 0
Small Power&9 | Small Power | Jim_Ford_Creek | Average | 2025 | 9 |  | 0
Small Power&10 | Small Power | Jim_Ford_Creek | Average | 2025 | 10 | 2 | 0.18
Small Power&11 | Small Power | Jim_Ford_Creek | Average | 2025 | 11 | 51 | 4.29
Small Power&12 | Small Power | Jim_Ford_Creek | Average | 2025 | 12 | 216 | 18.26
Small Power&1 | Small Power | John_Day_Creek | Average | 2025 | 1 | 198 | 12.08
Small Power&2 | Small Power | John_Day_Creek | Average | 2025 | 2 | 165 | 10.06
Small Power&3 | Small Power | John_Day_Creek | Average | 2025 | 3 | 229 | 10.89
Small Power&4 | Small Power | John_Day_Creek | Average | 2025 | 4 | 272 | 12.95
Small Power&5 | Small Power | John_Day_Creek | Average | 2025 | 5 | 280 | 13.31
Small Power&6 | Small Power | John_Day_Creek | Average | 2025 | 6 | 242 | 11.5
Small Power&7 | Small Power | John_Day_Creek | Average | 2025 | 7 | 296 | 18.1
Small Power&8 | Small Power | John_Day_Creek | Average | 2025 | 8 | 187 | 11.43
Small Power&9 | Small Power | John_Day_Creek | Average | 2025 | 9 | 57 | 3.49
Small Power&10 | Small Power | John_Day_Creek | Average | 2025 | 10 | 110 | 6.76
Small Power&11 | Small Power | John_Day_Creek | Average | 2025 | 11 | 185 | 11.33
Small Power&12 | Small Power | John_Day_Creek | Average | 2025 | 12 | 177 | 10.81
Kettle Falls&1 | Kettle Falls | Kettle_Falls | Average | 2025 | 1 | 28126 | 793
Kettle Falls&2 | Kettle Falls | Kettle_Falls | Average | 2025 | 2 | 16281 | 467.11
Kettle Falls&3 | Kettle Falls | Kettle_Falls | Average | 2025 | 3 | 30819 | 864.24
Kettle Falls&4 | Kettle Falls | Kettle_Falls | Average | 2025 | 4 | 18422 | 520.65
Kettle Falls&5 | Kettle Falls | Kettle_Falls | Average | 2025 | 5 | 1626 | 47.56
Kettle Falls&6 | Kettle Falls | Kettle_Falls | Average | 2025 | 6 | 14775 | 424.24
Kettle Falls&7 | Kettle Falls | Kettle_Falls | Average | 2025 | 7 | 27531 | 781.33
Kettle Falls&8 | Kettle Falls | Kettle_Falls | Average | 2025 | 8 | 28867 | 814.37
Kettle Falls&9 | Kettle Falls | Kettle_Falls | Average | 2025 | 9 | 31125 | 870.88
Kettle Falls&10 | Kettle Falls | Kettle_Falls | Average | 2025 | 10 | 31682 | 886.43
Kettle Falls&11 | Kettle Falls | Kettle_Falls | Average | 2025 | 11 | 27629 | 776.65
Kettle Falls&12 | Kettle Falls | Kettle_Falls | Average | 2025 | 12 | 19365 | 544.53
Kettle Falls CT&1 | Kettle Falls CT | Kettle_Falls_CT | Average | 2025 | 1 | 4582 | 346.68
Kettle Falls CT&2 | Kettle Falls CT | Kettle_Falls_CT | Average | 2025 | 2 | 3130 | 161.17
Kettle Falls CT&3 | Kettle Falls CT | Kettle_Falls_CT | Average | 2025 | 3 | 2839 | 101.93
Kettle Falls CT&4 | Kettle Falls CT | Kettle_Falls_CT | Average | 2025 | 4 | 2919 | 92.89
Kettle Falls CT&5 | Kettle Falls CT | Kettle_Falls_CT | Average | 2025 | 5 | 1385 | 41.77
Kettle Falls CT&6 | Kettle Falls CT | Kettle_Falls_CT | Average | 2025 | 6 | 2287 | 75.72
Kettle Falls CT&7 | Kettle Falls CT | Kettle_Falls_CT | Average | 2025 | 7 | 4092 | 176.8
Kettle Falls CT&8 | Kettle Falls CT | Kettle_Falls_CT | Average | 2025 | 8 | 4923 | 209.76
Kettle Falls CT&9 | Kettle Falls CT | Kettle_Falls_CT | Average | 2025 | 9 | 4523 | 185.19
Kettle Falls CT&10 | Kettle Falls CT | Kettle_Falls_CT | Average | 2025 | 10 | 4339 | 158.03
Kettle Falls CT&11 | Kettle Falls CT | Kettle_Falls_CT | Average | 2025 | 11 | 4473 | 247.77
Kettle Falls CT&12 | Kettle Falls CT | Kettle_Falls_CT | Average | 2025 | 12 | 3569 | 225.19
Lancaster&1 | Lancaster | Lancaster | Average | 2025 | 1 | 184498 | 8649.86
Lancaster&2 | Lancaster | Lancaster | Average | 2025 | 2 | 142956 | 5228.36
Lancaster&3 | Lancaster | Lancaster | Average | 2025 | 3 | 180190 | 4461.64
Lancaster&4 | Lancaster | Lancaster | Average | 2025 | 4 | 141664 | 2707.88
Lancaster&5 | Lancaster | Lancaster | Average | 2025 | 5 | 95036 | 1732.28
Lancaster&6 | Lancaster | Lancaster | Average | 2025 | 6 | 79564 | 1564.03
Lancaster&7 | Lancaster | Lancaster | Average | 2025 | 7 | 147581 | 3621.77
Lancaster&8 | Lancaster | Lancaster | Average | 2025 | 8 | 165313 | 4187.38
Lancaster&9 | Lancaster | Lancaster | Average | 2025 | 9 | 165822 | 4110.03
Lancaster&10 | Lancaster | Lancaster | Average | 2025 | 10 | 168974 | 3744.75
Lancaster&11 | Lancaster | Lancaster | Average | 2025 | 11 | 175947 | 5896.01
Lancaster&12 | Lancaster | Lancaster | Average | 2025 | 12 | 143747 | 6292.21
Lancaster Capacity and Energy Payment&1 | Lancaster Capacity and Energy Payment | Lancaster_Capacity | Average | 2025 | 1 |  | 1531.54
Lancaster Capacity and Energy Payment&2 | Lancaster Capacity and Energy Payment | Lancaster_Capacity | Average | 2025 | 2 |  | 1531.54
Lancaster Capacity and Energy Payment&3 | Lancaster Capacity and Energy Payment | Lancaster_Capacity | Average | 2025 | 3 |  | 1531.54
Lancaster Capacity and Energy Payment&4 | Lancaster Capacity and Energy Payment | Lancaster_Capacity | Average | 2025 | 4 |  | 1531.54
Lancaster Capacity and Energy Payment&5 | Lancaster Capacity and Energy Payment | Lancaster_Capacity | Average | 2025 | 5 |  | 1531.54
Lancaster Capacity and Energy Payment&6 | Lancaster Capacity and Energy Payment | Lancaster_Capacity | Average | 2025 | 6 |  | 1531.54
Lancaster Capacity and Energy Payment&7 | Lancaster Capacity and Energy Payment | Lancaster_Capacity | Average | 2025 | 7 |  | 1531.54
Lancaster Capacity and Energy Payment&8 | Lancaster Capacity and Energy Payment | Lancaster_Capacity | Average | 2025 | 8 |  | 1531.54
Lancaster Capacity and Energy Payment&9 | Lancaster Capacity and Energy Payment | Lancaster_Capacity | Average | 2025 | 9 |  | 1531.54
Lancaster Capacity and Energy Payment&10 | Lancaster Capacity and Energy Payment | Lancaster_Capacity | Average | 2025 | 10 |  | 1531.54
Lancaster Capacity and Energy Payment&11 | Lancaster Capacity and Energy Payment | Lancaster_Capacity | Average | 2025 | 11 |  | 1546.93
Lancaster Capacity and Energy Payment&12 | Lancaster Capacity and Energy Payment | Lancaster_Capacity | Average | 2025 | 12 |  | 1546.93
Lancaster&1 | Lancaster | Lancaster_DB | Average | 2025 | 1 | 5333 | 282.98
Lancaster&2 | Lancaster | Lancaster_DB | Average | 2025 | 2 | 4882 | 197.52
Lancaster&3 | Lancaster | Lancaster_DB | Average | 2025 | 3 |  | 0
Lancaster&4 | Lancaster | Lancaster_DB | Average | 2025 | 4 |  | 0
Lancaster&5 | Lancaster | Lancaster_DB | Average | 2025 | 5 |  | 0
Lancaster&6 | Lancaster | Lancaster_DB | Average | 2025 | 6 |  | 0
Lancaster&7 | Lancaster | Lancaster_DB | Average | 2025 | 7 | 1940 | 65.2
Lancaster&8 | Lancaster | Lancaster_DB | Average | 2025 | 8 | 2070 | 59.08
Lancaster&9 | Lancaster | Lancaster_DB | Average | 2025 | 9 |  | 0
Lancaster&10 | Lancaster | Lancaster_DB | Average | 2025 | 10 |  | 0
Lancaster&11 | Lancaster | Lancaster_DB | Average | 2025 | 11 |  | 0
Lancaster&12 | Lancaster | Lancaster_DB | Average | 2025 | 12 | 3322 | 179.25
Lancaster Capacity and Energy Payment&1 | Lancaster Capacity and Energy Payment | Lancaster_Energy | Average | 2025 | 1 |  | 447.22
Lancaster Capacity and Energy Payment&2 | Lancaster Capacity and Energy Payment | Lancaster_Energy | Average | 2025 | 2 |  | 346.52
Lancaster Capacity and Energy Payment&3 | Lancaster Capacity and Energy Payment | Lancaster_Energy | Average | 2025 | 3 |  | 436.78
Lancaster Capacity and Energy Payment&4 | Lancaster Capacity and Energy Payment | Lancaster_Energy | Average | 2025 | 4 |  | 343.39
Lancaster Capacity and Energy Payment&5 | Lancaster Capacity and Energy Payment | Lancaster_Energy | Average | 2025 | 5 |  | 230.37
Lancaster Capacity and Energy Payment&6 | Lancaster Capacity and Energy Payment | Lancaster_Energy | Average | 2025 | 6 |  | 192.86
Lancaster Capacity and Energy Payment&7 | Lancaster Capacity and Energy Payment | Lancaster_Energy | Average | 2025 | 7 |  | 357.74
Lancaster Capacity and Energy Payment&8 | Lancaster Capacity and Energy Payment | Lancaster_Energy | Average | 2025 | 8 |  | 400.72
Lancaster Capacity and Energy Payment&9 | Lancaster Capacity and Energy Payment | Lancaster_Energy | Average | 2025 | 9 |  | 401.95
Lancaster Capacity and Energy Payment&10 | Lancaster Capacity and Energy Payment | Lancaster_Energy | Average | 2025 | 10 |  | 409.59
Lancaster Capacity and Energy Payment&11 | Lancaster Capacity and Energy Payment | Lancaster_Energy | Average | 2025 | 11 |  | 426.49
Lancaster Capacity and Energy Payment&12 | Lancaster Capacity and Energy Payment | Lancaster_Energy | Average | 2025 | 12 |  | 348.44
Lancaster Capacity and Energy Payment&1 | Lancaster Capacity and Energy Payment | Lancaster_Fixed_O&M | Average | 2025 | 1 |  | 592.58
Lancaster Capacity and Energy Payment&2 | Lancaster Capacity and Energy Payment | Lancaster_Fixed_O&M | Average | 2025 | 2 |  | 603.49
Lancaster Capacity and Energy Payment&3 | Lancaster Capacity and Energy Payment | Lancaster_Fixed_O&M | Average | 2025 | 3 |  | 603.49
Lancaster Capacity and Energy Payment&4 | Lancaster Capacity and Energy Payment | Lancaster_Fixed_O&M | Average | 2025 | 4 |  | 603.49
Lancaster Capacity and Energy Payment&5 | Lancaster Capacity and Energy Payment | Lancaster_Fixed_O&M | Average | 2025 | 5 |  | 603.49
Lancaster Capacity and Energy Payment&6 | Lancaster Capacity and Energy Payment | Lancaster_Fixed_O&M | Average | 2025 | 6 |  | 603.49
Lancaster Capacity and Energy Payment&7 | Lancaster Capacity and Energy Payment | Lancaster_Fixed_O&M | Average | 2025 | 7 |  | 603.49
Lancaster Capacity and Energy Payment&8 | Lancaster Capacity and Energy Payment | Lancaster_Fixed_O&M | Average | 2025 | 8 |  | 603.49
Lancaster Capacity and Energy Payment&9 | Lancaster Capacity and Energy Payment | Lancaster_Fixed_O&M | Average | 2025 | 9 |  | 603.49
Lancaster Capacity and Energy Payment&10 | Lancaster Capacity and Energy Payment | Lancaster_Fixed_O&M | Average | 2025 | 10 |  | 603.49
Lancaster Capacity and Energy Payment&11 | Lancaster Capacity and Energy Payment | Lancaster_Fixed_O&M | Average | 2025 | 11 |  | 603.49
Lancaster Capacity and Energy Payment&12 | Lancaster Capacity and Energy Payment | Lancaster_Fixed_O&M | Average | 2025 | 12 |  | 603.49
Little Falls&1 | Little Falls | Little_Falls_1-4 | Average | 2025 | 1 | 18056 | 0
Little Falls&2 | Little Falls | Little_Falls_1-4 | Average | 2025 | 2 | 18707 | 0
Little Falls&3 | Little Falls | Little_Falls_1-4 | Average | 2025 | 3 | 23391 | 0
Little Falls&4 | Little Falls | Little_Falls_1-4 | Average | 2025 | 4 | 23659 | 0
Little Falls&5 | Little Falls | Little_Falls_1-4 | Average | 2025 | 5 | 23971 | 0
Little Falls&6 | Little Falls | Little_Falls_1-4 | Average | 2025 | 6 | 22952 | 0
Little Falls&7 | Little Falls | Little_Falls_1-4 | Average | 2025 | 7 | 20173 | 0
Little Falls&8 | Little Falls | Little_Falls_1-4 | Average | 2025 | 8 | 9092 | 0
Little Falls&9 | Little Falls | Little_Falls_1-4 | Average | 2025 | 9 | 6730 | 0
Little Falls&10 | Little Falls | Little_Falls_1-4 | Average | 2025 | 10 | 10175 | 0
Little Falls&11 | Little Falls | Little_Falls_1-4 | Average | 2025 | 11 | 11688 | 0
Little Falls&12 | Little Falls | Little_Falls_1-4 | Average | 2025 | 12 | 16423 | 0
Long Lake&1 | Long Lake | Long_Lake_1-4 | Average | 2025 | 1 | 42782 | 0
Long Lake&2 | Long Lake | Long_Lake_1-4 | Average | 2025 | 2 | 43514 | 0
Long Lake&3 | Long Lake | Long_Lake_1-4 | Average | 2025 | 3 | 55684 | 0
Long Lake&4 | Long Lake | Long_Lake_1-4 | Average | 2025 | 4 | 58636 | 0
Long Lake&5 | Long Lake | Long_Lake_1-4 | Average | 2025 | 5 | 60534 | 0
Long Lake&6 | Long Lake | Long_Lake_1-4 | Average | 2025 | 6 | 58521 | 0
Long Lake&7 | Long Lake | Long_Lake_1-4 | Average | 2025 | 7 | 57491 | 0
Long Lake&8 | Long Lake | Long_Lake_1-4 | Average | 2025 | 8 | 22725 | 0
Long Lake&9 | Long Lake | Long_Lake_1-4 | Average | 2025 | 9 | 16177 | 0
Long Lake&10 | Long Lake | Long_Lake_1-4 | Average | 2025 | 10 | 24885 | 0
Long Lake&11 | Long Lake | Long_Lake_1-4 | Average | 2025 | 11 | 28298 | 0
Long Lake&12 | Long Lake | Long_Lake_1-4 | Average | 2025 | 12 | 39600 | 0
ST Market Purchases&1 | ST Market Purchases | Market Purchases | Average | 2025 | 1 | 973 | 76.19
ST Market Purchases&2 | ST Market Purchases | Market Purchases | Average | 2025 | 2 | 6143 | 451.28
ST Market Purchases&3 | ST Market Purchases | Market Purchases | Average | 2025 | 3 | 9237 | 398.99
ST Market Purchases&4 | ST Market Purchases | Market Purchases | Average | 2025 | 4 | 8917 | 286.14
ST Market Purchases&5 | ST Market Purchases | Market Purchases | Average | 2025 | 5 | 11505 | 412.45
ST Market Purchases&6 | ST Market Purchases | Market Purchases | Average | 2025 | 6 | 35048 | 817.82
ST Market Purchases&7 | ST Market Purchases | Market Purchases | Average | 2025 | 7 | 44995 | 3308.79
ST Market Purchases&8 | ST Market Purchases | Market Purchases | Average | 2025 | 8 | 32649 | 2597.89
ST Market Purchases&9 | ST Market Purchases | Market Purchases | Average | 2025 | 9 | 20058 | 1821.18
ST Market Purchases&10 | ST Market Purchases | Market Purchases | Average | 2025 | 10 | 4816 | 358.3
ST Market Purchases&11 | ST Market Purchases | Market Purchases | Average | 2025 | 11 | 5592 | 476.22
ST Market Purchases&12 | ST Market Purchases | Market Purchases | Average | 2025 | 12 | 955 | 76.95
ST Market Sales&1 | ST Market Sales | Market Sales | Average | 2025 | 1 | -21110 | -1985.36
ST Market Sales&2 | ST Market Sales | Market Sales | Average | 2025 | 2 | -19224 | -1659.4
ST Market Sales&3 | ST Market Sales | Market Sales | Average | 2025 | 3 | -13126 | -685.58
ST Market Sales&4 | ST Market Sales | Market Sales | Average | 2025 | 4 | -9030 | -292.74
ST Market Sales&5 | ST Market Sales | Market Sales | Average | 2025 | 5 | -16644 | -305.89
ST Market Sales&6 | ST Market Sales | Market Sales | Average | 2025 | 6 | -3094 | -78.5
ST Market Sales&7 | ST Market Sales | Market Sales | Average | 2025 | 7 | -8869 | -339.34
ST Market Sales&8 | ST Market Sales | Market Sales | Average | 2025 | 8 | -1082 | -82.56
ST Market Sales&9 | ST Market Sales | Market Sales | Average | 2025 | 9 | -2784 | -182.11
ST Market Sales&10 | ST Market Sales | Market Sales | Average | 2025 | 10 | -5618 | -428.84
ST Market Sales&11 | ST Market Sales | Market Sales | Average | 2025 | 11 | -18950 | -1663.29
ST Market Sales&12 | ST Market Sales | Market Sales | Average | 2025 | 12 | -16569 | -1898.82
Small Power&1 | Small Power | Meyers_Falls _1-2 | Average | 2025 | 1 | 792 | 41.97
Small Power&2 | Small Power | Meyers_Falls _1-2 | Average | 2025 | 2 | 787 | 41.7
Small Power&3 | Small Power | Meyers_Falls _1-2 | Average | 2025 | 3 | 1100 | 38.84
Small Power&4 | Small Power | Meyers_Falls _1-2 | Average | 2025 | 4 | 1127 | 39.8
Small Power&5 | Small Power | Meyers_Falls _1-2 | Average | 2025 | 5 | 1170 | 41.34
Small Power&6 | Small Power | Meyers_Falls _1-2 | Average | 2025 | 6 | 990 | 34.98
Small Power&7 | Small Power | Meyers_Falls _1-2 | Average | 2025 | 7 | 758 | 40.17
Small Power&8 | Small Power | Meyers_Falls _1-2 | Average | 2025 | 8 | 473 | 25.06
Small Power&9 | Small Power | Meyers_Falls _1-2 | Average | 2025 | 9 | 415 | 21.97
Small Power&10 | Small Power | Meyers_Falls _1-2 | Average | 2025 | 10 | 502 | 26.59
Small Power&11 | Small Power | Meyers_Falls _1-2 | Average | 2025 | 11 | 615 | 32.58
Small Power&12 | Small Power | Meyers_Falls _1-2 | Average | 2025 | 12 | 560 | 29.67
Monroe Street&1 | Monroe Street | Monroe_Street | Average | 2025 | 1 | 9972 | 0
Monroe Street&2 | Monroe Street | Monroe_Street | Average | 2025 | 2 | 9339 | 0
Monroe Street&3 | Monroe Street | Monroe_Street | Average | 2025 | 3 | 10438 | 0
Monroe Street&4 | Monroe Street | Monroe_Street | Average | 2025 | 4 | 10220 | 0
Monroe Street&5 | Monroe Street | Monroe_Street | Average | 2025 | 5 | 10573 | 0
Monroe Street&6 | Monroe Street | Monroe_Street | Average | 2025 | 6 | 9798 | 0
Monroe Street&7 | Monroe Street | Monroe_Street | Average | 2025 | 7 | 6561 | 0
Monroe Street&8 | Monroe Street | Monroe_Street | Average | 2025 | 8 | 2651 | 0
Monroe Street&9 | Monroe Street | Monroe_Street | Average | 2025 | 9 | 5759 | 0
Monroe Street&10 | Monroe Street | Monroe_Street | Average | 2025 | 10 | 7615 | 0
Monroe Street&11 | Monroe Street | Monroe_Street | Average | 2025 | 11 | 9010 | 0
Monroe Street&12 | Monroe Street | Monroe_Street | Average | 2025 | 12 | 9572 | 0
Station Service&1 | Station Service | Net Station Service | Average | 2025 | 1 | 128 | 9.04
Station Service&2 | Station Service | Net Station Service | Average | 2025 | 2 | 506 | 30.19
Station Service&3 | Station Service | Net Station Service | Average | 2025 | 3 | 38 | 1.58
Station Service&4 | Station Service | Net Station Service | Average | 2025 | 4 | 125 | 3.02
Station Service&5 | Station Service | Net Station Service | Average | 2025 | 5 | 611 | 8.53
Station Service&6 | Station Service | Net Station Service | Average | 2025 | 6 | 272 | 3.3
Station Service&7 | Station Service | Net Station Service | Average | 2025 | 7 | 205 | 4.78
Station Service&8 | Station Service | Net Station Service | Average | 2025 | 8 | 621 | 40.87
Station Service&9 | Station Service | Net Station Service | Average | 2025 | 9 | 10 | 0.65
Station Service&10 | Station Service | Net Station Service | Average | 2025 | 10 | 5 | 0.26
Station Service&11 | Station Service | Net Station Service | Average | 2025 | 11 | 70 | 4.19
Station Service&12 | Station Service | Net Station Service | Average | 2025 | 12 | 550 | 36.72
Nichols Pumping&1 | Nichols Pumping | Nichols_Pumping_Load | Average | 2025 | 1 | -744 | 0
Nichols Pumping&2 | Nichols Pumping | Nichols_Pumping_Load | Average | 2025 | 2 | -672 | 0
Nichols Pumping&3 | Nichols Pumping | Nichols_Pumping_Load | Average | 2025 | 3 | -744 | 0
Nichols Pumping&4 | Nichols Pumping | Nichols_Pumping_Load | Average | 2025 | 4 | -720 | 0
Nichols Pumping&5 | Nichols Pumping | Nichols_Pumping_Load | Average | 2025 | 5 | -744 | 0
Nichols Pumping&6 | Nichols Pumping | Nichols_Pumping_Load | Average | 2025 | 6 | -720 | 0
Nichols Pumping&7 | Nichols Pumping | Nichols_Pumping_Load | Average | 2025 | 7 | -744 | 0
Nichols Pumping&8 | Nichols Pumping | Nichols_Pumping_Load | Average | 2025 | 8 | -744 | 0
Nichols Pumping&9 | Nichols Pumping | Nichols_Pumping_Load | Average | 2025 | 9 | -720 | 0
Nichols Pumping&10 | Nichols Pumping | Nichols_Pumping_Load | Average | 2025 | 10 | -744 | 0
Nichols Pumping&11 | Nichols Pumping | Nichols_Pumping_Load | Average | 2025 | 11 | -720 | 0
Nichols Pumping&12 | Nichols Pumping | Nichols_Pumping_Load | Average | 2025 | 12 | -744 | 0
Nichols Pumping&1 | Nichols Pumping | Nichols_Pumping_Sale | Average | 2025 | 1 | -3125 | -301.8
Nichols Pumping&2 | Nichols Pumping | Nichols_Pumping_Sale | Average | 2025 | 2 | -2822 | -237.71
Nichols Pumping&3 | Nichols Pumping | Nichols_Pumping_Sale | Average | 2025 | 3 | -3125 | -152.09
Nichols Pumping&4 | Nichols Pumping | Nichols_Pumping_Sale | Average | 2025 | 4 | -3024 | -122.6
Nichols Pumping&5 | Nichols Pumping | Nichols_Pumping_Sale | Average | 2025 | 5 | -3125 | -90.57
Nichols Pumping&6 | Nichols Pumping | Nichols_Pumping_Sale | Average | 2025 | 6 | -3024 | -84.61
Nichols Pumping&7 | Nichols Pumping | Nichols_Pumping_Sale | Average | 2025 | 7 | -3125 | -204
Nichols Pumping&8 | Nichols Pumping | Nichols_Pumping_Sale | Average | 2025 | 8 | -3125 | -283.97
Nichols Pumping&9 | Nichols Pumping | Nichols_Pumping_Sale | Average | 2025 | 9 | -3024 | -242.89
Nichols Pumping&10 | Nichols Pumping | Nichols_Pumping_Sale | Average | 2025 | 10 | -3125 | -240.35
Nichols Pumping&11 | Nichols Pumping | Nichols_Pumping_Sale | Average | 2025 | 11 | -3024 | -257.91
Nichols Pumping&12 | Nichols Pumping | Nichols_Pumping_Sale | Average | 2025 | 12 | -3125 | -327.35
Nine Mile&1 | Nine Mile | Nine_Mile_1-4 | Average | 2025 | 1 | 12039 | 0
Nine Mile&2 | Nine Mile | Nine_Mile_1-4 | Average | 2025 | 2 | 14395 | 0
Nine Mile&3 | Nine Mile | Nine_Mile_1-4 | Average | 2025 | 3 | 18580 | 0
Nine Mile&4 | Nine Mile | Nine_Mile_1-4 | Average | 2025 | 4 | 17445 | 0
Nine Mile&5 | Nine Mile | Nine_Mile_1-4 | Average | 2025 | 5 | 17292 | 0
Nine Mile&6 | Nine Mile | Nine_Mile_1-4 | Average | 2025 | 6 | 14553 | 0
Nine Mile&7 | Nine Mile | Nine_Mile_1-4 | Average | 2025 | 7 | 6416 | 0
Nine Mile&8 | Nine Mile | Nine_Mile_1-4 | Average | 2025 | 8 | 3924 | 0
Nine Mile&9 | Nine Mile | Nine_Mile_1-4 | Average | 2025 | 9 | 5454 | 0
Nine Mile&10 | Nine Mile | Nine_Mile_1-4 | Average | 2025 | 10 | 7677 | 0
Nine Mile&11 | Nine Mile | Nine_Mile_1-4 | Average | 2025 | 11 | 9724 | 0
Nine Mile&12 | Nine Mile | Nine_Mile_1-4 | Average | 2025 | 12 | 10770 | 0
Northeast&1 | Northeast | Northeast_A | Average | 2025 | 1 |  | 0
Northeast&2 | Northeast | Northeast_A | Average | 2025 | 2 |  | 0
Northeast&3 | Northeast | Northeast_A | Average | 2025 | 3 |  | 0
Northeast&4 | Northeast | Northeast_A | Average | 2025 | 4 |  | 0
Northeast&5 | Northeast | Northeast_A | Average | 2025 | 5 |  | 0
Northeast&6 | Northeast | Northeast_A | Average | 2025 | 6 |  | 0
Northeast&7 | Northeast | Northeast_A | Average | 2025 | 7 |  | 0
Northeast&8 | Northeast | Northeast_A | Average | 2025 | 8 |  | 0
Northeast&9 | Northeast | Northeast_A | Average | 2025 | 9 |  | 0
Northeast&10 | Northeast | Northeast_A | Average | 2025 | 10 |  | 0
Northeast&11 | Northeast | Northeast_A | Average | 2025 | 11 |  | 0
Northeast&12 | Northeast | Northeast_A | Average | 2025 | 12 |  | 0
Northeast&1 | Northeast | Northeast_B | Average | 2025 | 1 |  | 0
Northeast&2 | Northeast | Northeast_B | Average | 2025 | 2 |  | 0
Northeast&3 | Northeast | Northeast_B | Average | 2025 | 3 |  | 0
Northeast&4 | Northeast | Northeast_B | Average | 2025 | 4 |  | 0
Northeast&5 | Northeast | Northeast_B | Average | 2025 | 5 |  | 0
Northeast&6 | Northeast | Northeast_B | Average | 2025 | 6 |  | 0
Northeast&7 | Northeast | Northeast_B | Average | 2025 | 7 |  | 0
Northeast&8 | Northeast | Northeast_B | Average | 2025 | 8 |  | 0
Northeast&9 | Northeast | Northeast_B | Average | 2025 | 9 |  | 0
Northeast&10 | Northeast | Northeast_B | Average | 2025 | 10 |  | 0
Northeast&11 | Northeast | Northeast_B | Average | 2025 | 11 |  | 0
Northeast&12 | Northeast | Northeast_B | Average | 2025 | 12 |  | 0
Noxon Rapids&1 | Noxon Rapids | Noxon_Rapids_1 | Average | 2025 | 1 | 18070 | 0
Noxon Rapids&2 | Noxon Rapids | Noxon_Rapids_1 | Average | 2025 | 2 | 13835 | 0
Noxon Rapids&3 | Noxon Rapids | Noxon_Rapids_1 | Average | 2025 | 3 | 16711 | 0
Noxon Rapids&4 | Noxon Rapids | Noxon_Rapids_1 | Average | 2025 | 4 | 33640 | 0
Noxon Rapids&5 | Noxon Rapids | Noxon_Rapids_1 | Average | 2025 | 5 | 60541 | 0
Noxon Rapids&6 | Noxon Rapids | Noxon_Rapids_1 | Average | 2025 | 6 | 59302 | 0
Noxon Rapids&7 | Noxon Rapids | Noxon_Rapids_1 | Average | 2025 | 7 | 35437 | 0
Noxon Rapids&8 | Noxon Rapids | Noxon_Rapids_1 | Average | 2025 | 8 | 16022 | 0
Noxon Rapids&9 | Noxon Rapids | Noxon_Rapids_1 | Average | 2025 | 9 | 16639 | 0
Noxon Rapids&10 | Noxon Rapids | Noxon_Rapids_1 | Average | 2025 | 10 | 15871 | 0
Noxon Rapids&11 | Noxon Rapids | Noxon_Rapids_1 | Average | 2025 | 11 | 16811 | 0
Noxon Rapids&12 | Noxon Rapids | Noxon_Rapids_1 | Average | 2025 | 12 | 23222 | 0
Noxon Rapids&1 | Noxon Rapids | Noxon_Rapids_2 | Average | 2025 | 1 | 18070 | 0
Noxon Rapids&2 | Noxon Rapids | Noxon_Rapids_2 | Average | 2025 | 2 | 13835 | 0
Noxon Rapids&3 | Noxon Rapids | Noxon_Rapids_2 | Average | 2025 | 3 | 16711 | 0
Noxon Rapids&4 | Noxon Rapids | Noxon_Rapids_2 | Average | 2025 | 4 | 33640 | 0
Noxon Rapids&5 | Noxon Rapids | Noxon_Rapids_2 | Average | 2025 | 5 | 60541 | 0
Noxon Rapids&6 | Noxon Rapids | Noxon_Rapids_2 | Average | 2025 | 6 | 59302 | 0
Noxon Rapids&7 | Noxon Rapids | Noxon_Rapids_2 | Average | 2025 | 7 | 35437 | 0
Noxon Rapids&8 | Noxon Rapids | Noxon_Rapids_2 | Average | 2025 | 8 | 16022 | 0
Noxon Rapids&9 | Noxon Rapids | Noxon_Rapids_2 | Average | 2025 | 9 | 16639 | 0
Noxon Rapids&10 | Noxon Rapids | Noxon_Rapids_2 | Average | 2025 | 10 | 15871 | 0
Noxon Rapids&11 | Noxon Rapids | Noxon_Rapids_2 | Average | 2025 | 11 | 16811 | 0
Noxon Rapids&12 | Noxon Rapids | Noxon_Rapids_2 | Average | 2025 | 12 | 23222 | 0
Noxon Rapids&1 | Noxon Rapids | Noxon_Rapids_3 | Average | 2025 | 1 | 18070 | 0
Noxon Rapids&2 | Noxon Rapids | Noxon_Rapids_3 | Average | 2025 | 2 | 13835 | 0
Noxon Rapids&3 | Noxon Rapids | Noxon_Rapids_3 | Average | 2025 | 3 | 16711 | 0
Noxon Rapids&4 | Noxon Rapids | Noxon_Rapids_3 | Average | 2025 | 4 | 33640 | 0
Noxon Rapids&5 | Noxon Rapids | Noxon_Rapids_3 | Average | 2025 | 5 | 60541 | 0
Noxon Rapids&6 | Noxon Rapids | Noxon_Rapids_3 | Average | 2025 | 6 | 59302 | 0
Noxon Rapids&7 | Noxon Rapids | Noxon_Rapids_3 | Average | 2025 | 7 | 35437 | 0
Noxon Rapids&8 | Noxon Rapids | Noxon_Rapids_3 | Average | 2025 | 8 | 16022 | 0
Noxon Rapids&9 | Noxon Rapids | Noxon_Rapids_3 | Average | 2025 | 9 | 16639 | 0
Noxon Rapids&10 | Noxon Rapids | Noxon_Rapids_3 | Average | 2025 | 10 | 15871 | 0
Noxon Rapids&11 | Noxon Rapids | Noxon_Rapids_3 | Average | 2025 | 11 | 16811 | 0
Noxon Rapids&12 | Noxon Rapids | Noxon_Rapids_3 | Average | 2025 | 12 | 23222 | 0
Noxon Rapids&1 | Noxon Rapids | Noxon_Rapids_4 | Average | 2025 | 1 | 18070 | 0
Noxon Rapids&2 | Noxon Rapids | Noxon_Rapids_4 | Average | 2025 | 2 | 13835 | 0
Noxon Rapids&3 | Noxon Rapids | Noxon_Rapids_4 | Average | 2025 | 3 | 16711 | 0
Noxon Rapids&4 | Noxon Rapids | Noxon_Rapids_4 | Average | 2025 | 4 | 33640 | 0
Noxon Rapids&5 | Noxon Rapids | Noxon_Rapids_4 | Average | 2025 | 5 | 58727 | 0
Noxon Rapids&6 | Noxon Rapids | Noxon_Rapids_4 | Average | 2025 | 6 | 59017 | 0
Noxon Rapids&7 | Noxon Rapids | Noxon_Rapids_4 | Average | 2025 | 7 | 35437 | 0
Noxon Rapids&8 | Noxon Rapids | Noxon_Rapids_4 | Average | 2025 | 8 | 16022 | 0
Noxon Rapids&9 | Noxon Rapids | Noxon_Rapids_4 | Average | 2025 | 9 | 16639 | 0
Noxon Rapids&10 | Noxon Rapids | Noxon_Rapids_4 | Average | 2025 | 10 | 15871 | 0
Noxon Rapids&11 | Noxon Rapids | Noxon_Rapids_4 | Average | 2025 | 11 | 16811 | 0
Noxon Rapids&12 | Noxon Rapids | Noxon_Rapids_4 | Average | 2025 | 12 | 23222 | 0
Noxon Rapids&1 | Noxon Rapids | Noxon_Rapids_5 | Average | 2025 | 1 | 21011 | 0
Noxon Rapids&2 | Noxon Rapids | Noxon_Rapids_5 | Average | 2025 | 2 | 16087 | 0
Noxon Rapids&3 | Noxon Rapids | Noxon_Rapids_5 | Average | 2025 | 3 | 19432 | 0
Noxon Rapids&4 | Noxon Rapids | Noxon_Rapids_5 | Average | 2025 | 4 | 39117 | 0
Noxon Rapids&5 | Noxon Rapids | Noxon_Rapids_5 | Average | 2025 | 5 | 68287 | 0
Noxon Rapids&6 | Noxon Rapids | Noxon_Rapids_5 | Average | 2025 | 6 | 68625 | 0
Noxon Rapids&7 | Noxon Rapids | Noxon_Rapids_5 | Average | 2025 | 7 | 41206 | 0
Noxon Rapids&8 | Noxon Rapids | Noxon_Rapids_5 | Average | 2025 | 8 | 18631 | 0
Noxon Rapids&9 | Noxon Rapids | Noxon_Rapids_5 | Average | 2025 | 9 | 19347 | 0
Noxon Rapids&10 | Noxon Rapids | Noxon_Rapids_5 | Average | 2025 | 10 | 18454 | 0
Noxon Rapids&11 | Noxon Rapids | Noxon_Rapids_5 | Average | 2025 | 11 | 19547 | 0
Noxon Rapids&12 | Noxon Rapids | Noxon_Rapids_5 | Average | 2025 | 12 | 27002 | 0
Palouse Wind&1 | Palouse Wind | Palouse_Wind | Average | 2025 | 1 | 37419 | 2579.65
Palouse Wind&2 | Palouse Wind | Palouse_Wind | Average | 2025 | 2 | 33288 | 2294.9
Palouse Wind&3 | Palouse Wind | Palouse_Wind | Average | 2025 | 3 | 31412 | 2165.55
Palouse Wind&4 | Palouse Wind | Palouse_Wind | Average | 2025 | 4 | 33591 | 2315.74
Palouse Wind&5 | Palouse Wind | Palouse_Wind | Average | 2025 | 5 | 25949 | 1788.94
Palouse Wind&6 | Palouse Wind | Palouse_Wind | Average | 2025 | 6 | 24011 | 1655.33
Palouse Wind&7 | Palouse Wind | Palouse_Wind | Average | 2025 | 7 | 17494 | 1206.04
Palouse Wind&8 | Palouse Wind | Palouse_Wind | Average | 2025 | 8 | 19155 | 1320.57
Palouse Wind&9 | Palouse Wind | Palouse_Wind | Average | 2025 | 9 | 21408 | 1475.85
Palouse Wind&10 | Palouse Wind | Palouse_Wind | Average | 2025 | 10 | 26912 | 1855.35
Palouse Wind&11 | Palouse Wind | Palouse_Wind | Average | 2025 | 11 | 32692 | 2253.82
Palouse Wind&12 | Palouse Wind | Palouse_Wind | Average | 2025 | 12 | 30275 | 2087.16
Columbia Basin&1 | Columbia Basin | PEC 66 | Average | 2025 | 1 |  | 0
Columbia Basin&2 | Columbia Basin | PEC 66 | Average | 2025 | 2 |  | 0
Columbia Basin&3 | Columbia Basin | PEC 66 | Average | 2025 | 3 |  | 0
Columbia Basin&4 | Columbia Basin | PEC 66 | Average | 2025 | 4 | 17 | 0.75
Columbia Basin&5 | Columbia Basin | PEC 66 | Average | 2025 | 5 | 207 | 8.94
Columbia Basin&6 | Columbia Basin | PEC 66 | Average | 2025 | 6 | 729 | 31.48
Columbia Basin&7 | Columbia Basin | PEC 66 | Average | 2025 | 7 | 762 | 32.92
Columbia Basin&8 | Columbia Basin | PEC 66 | Average | 2025 | 8 | 829 | 35.77
Columbia Basin&9 | Columbia Basin | PEC 66 | Average | 2025 | 9 | 828 | 35.73
Columbia Basin&10 | Columbia Basin | PEC 66 | Average | 2025 | 10 | 995 | 42.94
Columbia Basin&11 | Columbia Basin | PEC 66 | Average | 2025 | 11 |  | 0
Columbia Basin&12 | Columbia Basin | PEC 66 | Average | 2025 | 12 |  | 0
Small Power&1 | Small Power | PhillipsRanch | Average | 2025 | 1 |  | 0
Small Power&2 | Small Power | PhillipsRanch | Average | 2025 | 2 |  | 0
Small Power&3 | Small Power | PhillipsRanch | Average | 2025 | 3 |  | 0
Small Power&4 | Small Power | PhillipsRanch | Average | 2025 | 4 |  | 0
Small Power&5 | Small Power | PhillipsRanch | Average | 2025 | 5 | 4 | 0.07
Small Power&6 | Small Power | PhillipsRanch | Average | 2025 | 6 | 5 | 0.1
Small Power&7 | Small Power | PhillipsRanch | Average | 2025 | 7 | 10 | 0.2
Small Power&8 | Small Power | PhillipsRanch | Average | 2025 | 8 | 1 | 0.03
Small Power&9 | Small Power | PhillipsRanch | Average | 2025 | 9 | 2 | 0.04
Small Power&10 | Small Power | PhillipsRanch | Average | 2025 | 10 |  | 0
Small Power&11 | Small Power | PhillipsRanch | Average | 2025 | 11 |  | 0
Small Power&12 | Small Power | PhillipsRanch | Average | 2025 | 12 |  | 0
ST Market Sales&1 | ST Market Sales | PHY_327925 | Average | 2025 | 1 |  | 0
ST Market Sales&2 | ST Market Sales | PHY_327925 | Average | 2025 | 2 |  | 0
ST Market Sales&3 | ST Market Sales | PHY_327925 | Average | 2025 | 3 |  | 0
ST Market Sales&4 | ST Market Sales | PHY_327925 | Average | 2025 | 4 | -10400 | -442
ST Market Sales&5 | ST Market Sales | PHY_327925 | Average | 2025 | 5 | -10800 | -459
ST Market Sales&6 | ST Market Sales | PHY_327925 | Average | 2025 | 6 | -10000 | -425
ST Market Sales&7 | ST Market Sales | PHY_327925 | Average | 2025 | 7 |  | 0
ST Market Sales&8 | ST Market Sales | PHY_327925 | Average | 2025 | 8 |  | 0
ST Market Sales&9 | ST Market Sales | PHY_327925 | Average | 2025 | 9 |  | 0
ST Market Sales&10 | ST Market Sales | PHY_327925 | Average | 2025 | 10 |  | 0
ST Market Sales&11 | ST Market Sales | PHY_327925 | Average | 2025 | 11 |  | 0
ST Market Sales&12 | ST Market Sales | PHY_327925 | Average | 2025 | 12 |  | 0
ST Market Sales&1 | ST Market Sales | PHY_327984 | Average | 2025 | 1 | -10800 | -1433.7
ST Market Sales&2 | ST Market Sales | PHY_327984 | Average | 2025 | 2 |  | 0
ST Market Sales&3 | ST Market Sales | PHY_327984 | Average | 2025 | 3 |  | 0
ST Market Sales&4 | ST Market Sales | PHY_327984 | Average | 2025 | 4 |  | 0
ST Market Sales&5 | ST Market Sales | PHY_327984 | Average | 2025 | 5 |  | 0
ST Market Sales&6 | ST Market Sales | PHY_327984 | Average | 2025 | 6 |  | 0
ST Market Sales&7 | ST Market Sales | PHY_327984 | Average | 2025 | 7 |  | 0
ST Market Sales&8 | ST Market Sales | PHY_327984 | Average | 2025 | 8 |  | 0
ST Market Sales&9 | ST Market Sales | PHY_327984 | Average | 2025 | 9 |  | 0
ST Market Sales&10 | ST Market Sales | PHY_327984 | Average | 2025 | 10 |  | 0
ST Market Sales&11 | ST Market Sales | PHY_327984 | Average | 2025 | 11 |  | 0
ST Market Sales&12 | ST Market Sales | PHY_327984 | Average | 2025 | 12 |  | 0
ST Market Sales&1 | ST Market Sales | PHY_327985 | Average | 2025 | 1 | -7800 | -774.15
ST Market Sales&2 | ST Market Sales | PHY_327985 | Average | 2025 | 2 |  | 0
ST Market Sales&3 | ST Market Sales | PHY_327985 | Average | 2025 | 3 |  | 0
ST Market Sales&4 | ST Market Sales | PHY_327985 | Average | 2025 | 4 |  | 0
ST Market Sales&5 | ST Market Sales | PHY_327985 | Average | 2025 | 5 |  | 0
ST Market Sales&6 | ST Market Sales | PHY_327985 | Average | 2025 | 6 |  | 0
ST Market Sales&7 | ST Market Sales | PHY_327985 | Average | 2025 | 7 |  | 0
ST Market Sales&8 | ST Market Sales | PHY_327985 | Average | 2025 | 8 |  | 0
ST Market Sales&9 | ST Market Sales | PHY_327985 | Average | 2025 | 9 |  | 0
ST Market Sales&10 | ST Market Sales | PHY_327985 | Average | 2025 | 10 |  | 0
ST Market Sales&11 | ST Market Sales | PHY_327985 | Average | 2025 | 11 |  | 0
ST Market Sales&12 | ST Market Sales | PHY_327985 | Average | 2025 | 12 |  | 0
ST Market Sales&1 | ST Market Sales | PHY_327986H | Average | 2025 | 1 |  | 0
ST Market Sales&2 | ST Market Sales | PHY_327986H | Average | 2025 | 2 | -19200 | -2097.6
ST Market Sales&3 | ST Market Sales | PHY_327986H | Average | 2025 | 3 |  | 0
ST Market Sales&4 | ST Market Sales | PHY_327986H | Average | 2025 | 4 |  | 0
ST Market Sales&5 | ST Market Sales | PHY_327986H | Average | 2025 | 5 |  | 0
ST Market Sales&6 | ST Market Sales | PHY_327986H | Average | 2025 | 6 |  | 0
ST Market Sales&7 | ST Market Sales | PHY_327986H | Average | 2025 | 7 |  | 0
ST Market Sales&8 | ST Market Sales | PHY_327986H | Average | 2025 | 8 |  | 0
ST Market Sales&9 | ST Market Sales | PHY_327986H | Average | 2025 | 9 |  | 0
ST Market Sales&10 | ST Market Sales | PHY_327986H | Average | 2025 | 10 |  | 0
ST Market Sales&11 | ST Market Sales | PHY_327986H | Average | 2025 | 11 |  | 0
ST Market Sales&12 | ST Market Sales | PHY_327986H | Average | 2025 | 12 |  | 0
ST Market Sales&1 | ST Market Sales | PHY_327986L | Average | 2025 | 1 |  | 0
ST Market Sales&2 | ST Market Sales | PHY_327986L | Average | 2025 | 2 | -14400 | -1278
ST Market Sales&3 | ST Market Sales | PHY_327986L | Average | 2025 | 3 |  | 0
ST Market Sales&4 | ST Market Sales | PHY_327986L | Average | 2025 | 4 |  | 0
ST Market Sales&5 | ST Market Sales | PHY_327986L | Average | 2025 | 5 |  | 0
ST Market Sales&6 | ST Market Sales | PHY_327986L | Average | 2025 | 6 |  | 0
ST Market Sales&7 | ST Market Sales | PHY_327986L | Average | 2025 | 7 |  | 0
ST Market Sales&8 | ST Market Sales | PHY_327986L | Average | 2025 | 8 |  | 0
ST Market Sales&9 | ST Market Sales | PHY_327986L | Average | 2025 | 9 |  | 0
ST Market Sales&10 | ST Market Sales | PHY_327986L | Average | 2025 | 10 |  | 0
ST Market Sales&11 | ST Market Sales | PHY_327986L | Average | 2025 | 11 |  | 0
ST Market Sales&12 | ST Market Sales | PHY_327986L | Average | 2025 | 12 |  | 0
ST Market Sales&1 | ST Market Sales | PHY_327987H | Average | 2025 | 1 |  | 0
ST Market Sales&2 | ST Market Sales | PHY_327987H | Average | 2025 | 2 |  | 0
ST Market Sales&3 | ST Market Sales | PHY_327987H | Average | 2025 | 3 | -41600 | -2662.4
ST Market Sales&4 | ST Market Sales | PHY_327987H | Average | 2025 | 4 |  | 0
ST Market Sales&5 | ST Market Sales | PHY_327987H | Average | 2025 | 5 |  | 0
ST Market Sales&6 | ST Market Sales | PHY_327987H | Average | 2025 | 6 |  | 0
ST Market Sales&7 | ST Market Sales | PHY_327987H | Average | 2025 | 7 |  | 0
ST Market Sales&8 | ST Market Sales | PHY_327987H | Average | 2025 | 8 |  | 0
ST Market Sales&9 | ST Market Sales | PHY_327987H | Average | 2025 | 9 |  | 0
ST Market Sales&10 | ST Market Sales | PHY_327987H | Average | 2025 | 10 |  | 0
ST Market Sales&11 | ST Market Sales | PHY_327987H | Average | 2025 | 11 |  | 0
ST Market Sales&12 | ST Market Sales | PHY_327987H | Average | 2025 | 12 |  | 0
ST Market Sales&1 | ST Market Sales | PHY_327987L | Average | 2025 | 1 |  | 0
ST Market Sales&2 | ST Market Sales | PHY_327987L | Average | 2025 | 2 |  | 0
ST Market Sales&3 | ST Market Sales | PHY_327987L | Average | 2025 | 3 | -32800 | -1771.2
ST Market Sales&4 | ST Market Sales | PHY_327987L | Average | 2025 | 4 |  | 0
ST Market Sales&5 | ST Market Sales | PHY_327987L | Average | 2025 | 5 |  | 0
ST Market Sales&6 | ST Market Sales | PHY_327987L | Average | 2025 | 6 |  | 0
ST Market Sales&7 | ST Market Sales | PHY_327987L | Average | 2025 | 7 |  | 0
ST Market Sales&8 | ST Market Sales | PHY_327987L | Average | 2025 | 8 |  | 0
ST Market Sales&9 | ST Market Sales | PHY_327987L | Average | 2025 | 9 |  | 0
ST Market Sales&10 | ST Market Sales | PHY_327987L | Average | 2025 | 10 |  | 0
ST Market Sales&11 | ST Market Sales | PHY_327987L | Average | 2025 | 11 |  | 0
ST Market Sales&12 | ST Market Sales | PHY_327987L | Average | 2025 | 12 |  | 0
ST Market Sales&1 | ST Market Sales | PHY_327988 | Average | 2025 | 1 |  | 0
ST Market Sales&2 | ST Market Sales | PHY_327988 | Average | 2025 | 2 |  | 0
ST Market Sales&3 | ST Market Sales | PHY_327988 | Average | 2025 | 3 |  | 0
ST Market Sales&4 | ST Market Sales | PHY_327988 | Average | 2025 | 4 | -7600 | -402.8
ST Market Sales&5 | ST Market Sales | PHY_327988 | Average | 2025 | 5 |  | 0
ST Market Sales&6 | ST Market Sales | PHY_327988 | Average | 2025 | 6 |  | 0
ST Market Sales&7 | ST Market Sales | PHY_327988 | Average | 2025 | 7 |  | 0
ST Market Sales&8 | ST Market Sales | PHY_327988 | Average | 2025 | 8 |  | 0
ST Market Sales&9 | ST Market Sales | PHY_327988 | Average | 2025 | 9 |  | 0
ST Market Sales&10 | ST Market Sales | PHY_327988 | Average | 2025 | 10 |  | 0
ST Market Sales&11 | ST Market Sales | PHY_327988 | Average | 2025 | 11 |  | 0
ST Market Sales&12 | ST Market Sales | PHY_327988 | Average | 2025 | 12 |  | 0
ST Market Sales&1 | ST Market Sales | PHY_327989H | Average | 2025 | 1 |  | 0
ST Market Sales&2 | ST Market Sales | PHY_327989H | Average | 2025 | 2 |  | 0
ST Market Sales&3 | ST Market Sales | PHY_327989H | Average | 2025 | 3 |  | 0
ST Market Sales&4 | ST Market Sales | PHY_327989H | Average | 2025 | 4 |  | 0
ST Market Sales&5 | ST Market Sales | PHY_327989H | Average | 2025 | 5 | -21600 | -799.2
ST Market Sales&6 | ST Market Sales | PHY_327989H | Average | 2025 | 6 |  | 0
ST Market Sales&7 | ST Market Sales | PHY_327989H | Average | 2025 | 7 |  | 0
ST Market Sales&8 | ST Market Sales | PHY_327989H | Average | 2025 | 8 |  | 0
ST Market Sales&9 | ST Market Sales | PHY_327989H | Average | 2025 | 9 |  | 0
ST Market Sales&10 | ST Market Sales | PHY_327989H | Average | 2025 | 10 |  | 0
ST Market Sales&11 | ST Market Sales | PHY_327989H | Average | 2025 | 11 |  | 0
ST Market Sales&12 | ST Market Sales | PHY_327989H | Average | 2025 | 12 |  | 0
ST Market Sales&1 | ST Market Sales | PHY_327989L | Average | 2025 | 1 |  | 0
ST Market Sales&2 | ST Market Sales | PHY_327989L | Average | 2025 | 2 |  | 0
ST Market Sales&3 | ST Market Sales | PHY_327989L | Average | 2025 | 3 |  | 0
ST Market Sales&4 | ST Market Sales | PHY_327989L | Average | 2025 | 4 |  | 0
ST Market Sales&5 | ST Market Sales | PHY_327989L | Average | 2025 | 5 | -15600 | -491.4
ST Market Sales&6 | ST Market Sales | PHY_327989L | Average | 2025 | 6 |  | 0
ST Market Sales&7 | ST Market Sales | PHY_327989L | Average | 2025 | 7 |  | 0
ST Market Sales&8 | ST Market Sales | PHY_327989L | Average | 2025 | 8 |  | 0
ST Market Sales&9 | ST Market Sales | PHY_327989L | Average | 2025 | 9 |  | 0
ST Market Sales&10 | ST Market Sales | PHY_327989L | Average | 2025 | 10 |  | 0
ST Market Sales&11 | ST Market Sales | PHY_327989L | Average | 2025 | 11 |  | 0
ST Market Sales&12 | ST Market Sales | PHY_327989L | Average | 2025 | 12 |  | 0
ST Market Sales&1 | ST Market Sales | PHY_327990 | Average | 2025 | 1 |  | 0
ST Market Sales&2 | ST Market Sales | PHY_327990 | Average | 2025 | 2 |  | 0
ST Market Sales&3 | ST Market Sales | PHY_327990 | Average | 2025 | 3 |  | 0
ST Market Sales&4 | ST Market Sales | PHY_327990 | Average | 2025 | 4 |  | 0
ST Market Sales&5 | ST Market Sales | PHY_327990 | Average | 2025 | 5 |  | 0
ST Market Sales&6 | ST Market Sales | PHY_327990 | Average | 2025 | 6 | -20000 | -880
ST Market Sales&7 | ST Market Sales | PHY_327990 | Average | 2025 | 7 |  | 0
ST Market Sales&8 | ST Market Sales | PHY_327990 | Average | 2025 | 8 |  | 0
ST Market Sales&9 | ST Market Sales | PHY_327990 | Average | 2025 | 9 |  | 0
ST Market Sales&10 | ST Market Sales | PHY_327990 | Average | 2025 | 10 |  | 0
ST Market Sales&11 | ST Market Sales | PHY_327990 | Average | 2025 | 11 |  | 0
ST Market Sales&12 | ST Market Sales | PHY_327990 | Average | 2025 | 12 |  | 0
ST Market Sales&1 | ST Market Sales | PHY_327991H | Average | 2025 | 1 |  | 0
ST Market Sales&2 | ST Market Sales | PHY_327991H | Average | 2025 | 2 |  | 0
ST Market Sales&3 | ST Market Sales | PHY_327991H | Average | 2025 | 3 |  | 0
ST Market Sales&4 | ST Market Sales | PHY_327991H | Average | 2025 | 4 |  | 0
ST Market Sales&5 | ST Market Sales | PHY_327991H | Average | 2025 | 5 |  | 0
ST Market Sales&6 | ST Market Sales | PHY_327991H | Average | 2025 | 6 |  | 0
ST Market Sales&7 | ST Market Sales | PHY_327991H | Average | 2025 | 7 |  | 0
ST Market Sales&8 | ST Market Sales | PHY_327991H | Average | 2025 | 8 |  | 0
ST Market Sales&9 | ST Market Sales | PHY_327991H | Average | 2025 | 9 |  | 0
ST Market Sales&10 | ST Market Sales | PHY_327991H | Average | 2025 | 10 | -32400 | -2624.4
ST Market Sales&11 | ST Market Sales | PHY_327991H | Average | 2025 | 11 |  | 0
ST Market Sales&12 | ST Market Sales | PHY_327991H | Average | 2025 | 12 |  | 0
ST Market Sales&1 | ST Market Sales | PHY_327991L | Average | 2025 | 1 |  | 0
ST Market Sales&2 | ST Market Sales | PHY_327991L | Average | 2025 | 2 |  | 0
ST Market Sales&3 | ST Market Sales | PHY_327991L | Average | 2025 | 3 |  | 0
ST Market Sales&4 | ST Market Sales | PHY_327991L | Average | 2025 | 4 |  | 0
ST Market Sales&5 | ST Market Sales | PHY_327991L | Average | 2025 | 5 |  | 0
ST Market Sales&6 | ST Market Sales | PHY_327991L | Average | 2025 | 6 |  | 0
ST Market Sales&7 | ST Market Sales | PHY_327991L | Average | 2025 | 7 |  | 0
ST Market Sales&8 | ST Market Sales | PHY_327991L | Average | 2025 | 8 |  | 0
ST Market Sales&9 | ST Market Sales | PHY_327991L | Average | 2025 | 9 |  | 0
ST Market Sales&10 | ST Market Sales | PHY_327991L | Average | 2025 | 10 | -15600 | -1076.4
ST Market Sales&11 | ST Market Sales | PHY_327991L | Average | 2025 | 11 |  | 0
ST Market Sales&12 | ST Market Sales | PHY_327991L | Average | 2025 | 12 |  | 0
ST Market Sales&1 | ST Market Sales | PHY_327992H | Average | 2025 | 1 |  | 0
ST Market Sales&2 | ST Market Sales | PHY_327992H | Average | 2025 | 2 |  | 0
ST Market Sales&3 | ST Market Sales | PHY_327992H | Average | 2025 | 3 |  | 0
ST Market Sales&4 | ST Market Sales | PHY_327992H | Average | 2025 | 4 |  | 0
ST Market Sales&5 | ST Market Sales | PHY_327992H | Average | 2025 | 5 |  | 0
ST Market Sales&6 | ST Market Sales | PHY_327992H | Average | 2025 | 6 |  | 0
ST Market Sales&7 | ST Market Sales | PHY_327992H | Average | 2025 | 7 |  | 0
ST Market Sales&8 | ST Market Sales | PHY_327992H | Average | 2025 | 8 |  | 0
ST Market Sales&9 | ST Market Sales | PHY_327992H | Average | 2025 | 9 |  | 0
ST Market Sales&10 | ST Market Sales | PHY_327992H | Average | 2025 | 10 |  | 0
ST Market Sales&11 | ST Market Sales | PHY_327992H | Average | 2025 | 11 | -20000 | -1880
ST Market Sales&12 | ST Market Sales | PHY_327992H | Average | 2025 | 12 |  | 0
ST Market Sales&1 | ST Market Sales | PHY_327992L | Average | 2025 | 1 |  | 0
ST Market Sales&2 | ST Market Sales | PHY_327992L | Average | 2025 | 2 |  | 0
ST Market Sales&3 | ST Market Sales | PHY_327992L | Average | 2025 | 3 |  | 0
ST Market Sales&4 | ST Market Sales | PHY_327992L | Average | 2025 | 4 |  | 0
ST Market Sales&5 | ST Market Sales | PHY_327992L | Average | 2025 | 5 |  | 0
ST Market Sales&6 | ST Market Sales | PHY_327992L | Average | 2025 | 6 |  | 0
ST Market Sales&7 | ST Market Sales | PHY_327992L | Average | 2025 | 7 |  | 0
ST Market Sales&8 | ST Market Sales | PHY_327992L | Average | 2025 | 8 |  | 0
ST Market Sales&9 | ST Market Sales | PHY_327992L | Average | 2025 | 9 |  | 0
ST Market Sales&10 | ST Market Sales | PHY_327992L | Average | 2025 | 10 |  | 0
ST Market Sales&11 | ST Market Sales | PHY_327992L | Average | 2025 | 11 | -16000 | -1316
ST Market Sales&12 | ST Market Sales | PHY_327992L | Average | 2025 | 12 |  | 0
ST Market Sales&1 | ST Market Sales | PHY_328510 | Average | 2025 | 1 | -10800 | -1034.1
ST Market Sales&2 | ST Market Sales | PHY_328510 | Average | 2025 | 2 | -9600 | -919.2
ST Market Sales&3 | ST Market Sales | PHY_328510 | Average | 2025 | 3 | -10400 | -995.8
ST Market Sales&4 | ST Market Sales | PHY_328510 | Average | 2025 | 4 |  | 0
ST Market Sales&5 | ST Market Sales | PHY_328510 | Average | 2025 | 5 |  | 0
ST Market Sales&6 | ST Market Sales | PHY_328510 | Average | 2025 | 6 |  | 0
ST Market Sales&7 | ST Market Sales | PHY_328510 | Average | 2025 | 7 |  | 0
ST Market Sales&8 | ST Market Sales | PHY_328510 | Average | 2025 | 8 |  | 0
ST Market Sales&9 | ST Market Sales | PHY_328510 | Average | 2025 | 9 |  | 0
ST Market Sales&10 | ST Market Sales | PHY_328510 | Average | 2025 | 10 |  | 0
ST Market Sales&11 | ST Market Sales | PHY_328510 | Average | 2025 | 11 |  | 0
ST Market Sales&12 | ST Market Sales | PHY_328510 | Average | 2025 | 12 |  | 0
Post Falls&1 | Post Falls | Post_Falls_1-6 | Average | 2025 | 1 | 7280 | 0
Post Falls&2 | Post Falls | Post_Falls_1-6 | Average | 2025 | 2 | 8343 | 0
Post Falls&3 | Post Falls | Post_Falls_1-6 | Average | 2025 | 3 | 10246 | 0
Post Falls&4 | Post Falls | Post_Falls_1-6 | Average | 2025 | 4 | 9765 | 0
Post Falls&5 | Post Falls | Post_Falls_1-6 | Average | 2025 | 5 | 10288 | 0
Post Falls&6 | Post Falls | Post_Falls_1-6 | Average | 2025 | 6 | 9817 | 0
Post Falls&7 | Post Falls | Post_Falls_1-6 | Average | 2025 | 7 | 4403 | 0
Post Falls&8 | Post Falls | Post_Falls_1-6 | Average | 2025 | 8 | 1277 | 0
Post Falls&9 | Post Falls | Post_Falls_1-6 | Average | 2025 | 9 | 3550 | 0
Post Falls&10 | Post Falls | Post_Falls_1-6 | Average | 2025 | 10 | 4977 | 0
Post Falls&11 | Post Falls | Post_Falls_1-6 | Average | 2025 | 11 | 6584 | 0
Post Falls&12 | Post Falls | Post_Falls_1-6 | Average | 2025 | 12 | 7296 | 0
ST Market Purchases&1 | ST Market Purchases | Pre-Schedule Purchases | Average | 2025 | 1 | 3775 | 171.47
ST Market Purchases&2 | ST Market Purchases | Pre-Schedule Purchases | Average | 2025 | 2 | 27125 | 1429.25
ST Market Purchases&3 | ST Market Purchases | Pre-Schedule Purchases | Average | 2025 | 3 | 856 | 19.21
ST Market Purchases&4 | ST Market Purchases | Pre-Schedule Purchases | Average | 2025 | 4 |  | 0
ST Market Purchases&5 | ST Market Purchases | Pre-Schedule Purchases | Average | 2025 | 5 | 1173 | -2.4
ST Market Purchases&6 | ST Market Purchases | Pre-Schedule Purchases | Average | 2025 | 6 |  | 0
ST Market Purchases&7 | ST Market Purchases | Pre-Schedule Purchases | Average | 2025 | 7 | 25 | 0
ST Market Purchases&8 | ST Market Purchases | Pre-Schedule Purchases | Average | 2025 | 8 |  | 0
ST Market Purchases&9 | ST Market Purchases | Pre-Schedule Purchases | Average | 2025 | 9 |  | 0
ST Market Purchases&10 | ST Market Purchases | Pre-Schedule Purchases | Average | 2025 | 10 | 91 | 4.12
ST Market Purchases&11 | ST Market Purchases | Pre-Schedule Purchases | Average | 2025 | 11 | 53 | 2.34
ST Market Purchases&12 | ST Market Purchases | Pre-Schedule Purchases | Average | 2025 | 12 | 36272 | 2016.27
ST Market Sales&1 | ST Market Sales | Pre-Schedule Sales | Average | 2025 | 1 | -230041 | -26929.91
ST Market Sales&2 | ST Market Sales | Pre-Schedule Sales | Average | 2025 | 2 | -122140 | -12441.37
ST Market Sales&3 | ST Market Sales | Pre-Schedule Sales | Average | 2025 | 3 | -218804 | -12374.42
ST Market Sales&4 | ST Market Sales | Pre-Schedule Sales | Average | 2025 | 4 | -444734 | -21506.14
ST Market Sales&5 | ST Market Sales | Pre-Schedule Sales | Average | 2025 | 5 | -393928 | -13838.6
ST Market Sales&6 | ST Market Sales | Pre-Schedule Sales | Average | 2025 | 6 | -518301 | -20233.77
ST Market Sales&7 | ST Market Sales | Pre-Schedule Sales | Average | 2025 | 7 | -444601 | -37594.43
ST Market Sales&8 | ST Market Sales | Pre-Schedule Sales | Average | 2025 | 8 | -316342 | -32972.5
ST Market Sales&9 | ST Market Sales | Pre-Schedule Sales | Average | 2025 | 9 | -369992 | -33976.86
ST Market Sales&10 | ST Market Sales | Pre-Schedule Sales | Average | 2025 | 10 | -213309 | -15249.29
ST Market Sales&11 | ST Market Sales | Pre-Schedule Sales | Average | 2025 | 11 | -222377 | -18747
ST Market Sales&12 | ST Market Sales | Pre-Schedule Sales | Average | 2025 | 12 | -173749 | -21449.67
Priest Rapids&1 | Priest Rapids | Priest_Rapids | Average | 2025 | 1 | 16562 | 1355.58
Priest Rapids&2 | Priest Rapids | Priest_Rapids | Average | 2025 | 2 | 12582 | 1355.58
Priest Rapids&3 | Priest Rapids | Priest_Rapids | Average | 2025 | 3 | 12918 | 1355.58
Priest Rapids&4 | Priest Rapids | Priest_Rapids | Average | 2025 | 4 | 14565 | 1355.58
Priest Rapids&5 | Priest Rapids | Priest_Rapids | Average | 2025 | 5 | 17602 | 1355.58
Priest Rapids&6 | Priest Rapids | Priest_Rapids | Average | 2025 | 6 | 16694 | 1355.58
Priest Rapids&7 | Priest Rapids | Priest_Rapids | Average | 2025 | 7 | 15807 | 1355.58
Priest Rapids&8 | Priest Rapids | Priest_Rapids | Average | 2025 | 8 | 11818 | 1355.58
Priest Rapids&9 | Priest Rapids | Priest_Rapids | Average | 2025 | 9 | 9549 | 1355.58
Priest Rapids&10 | Priest Rapids | Priest_Rapids | Average | 2025 | 10 | 9921 | 1355.58
Priest Rapids&11 | Priest Rapids | Priest_Rapids | Average | 2025 | 11 | 12501 | 1355.58
Priest Rapids&12 | Priest Rapids | Priest_Rapids | Average | 2025 | 12 | 14227 | 1355.58
Columbia Basin&1 | Columbia Basin | Quincy Chute | Average | 2025 | 1 |  | 0
Columbia Basin&2 | Columbia Basin | Quincy Chute | Average | 2025 | 2 |  | 0
Columbia Basin&3 | Columbia Basin | Quincy Chute | Average | 2025 | 3 |  | 0
Columbia Basin&4 | Columbia Basin | Quincy Chute | Average | 2025 | 4 |  | 0
Columbia Basin&5 | Columbia Basin | Quincy Chute | Average | 2025 | 5 |  | 0
Columbia Basin&6 | Columbia Basin | Quincy Chute | Average | 2025 | 6 |  | 0
Columbia Basin&7 | Columbia Basin | Quincy Chute | Average | 2025 | 7 |  | 0
Columbia Basin&8 | Columbia Basin | Quincy Chute | Average | 2025 | 8 |  | 0
Columbia Basin&9 | Columbia Basin | Quincy Chute | Average | 2025 | 9 |  | 0
Columbia Basin&10 | Columbia Basin | Quincy Chute | Average | 2025 | 10 | 1266 | 54.65
Columbia Basin&11 | Columbia Basin | Quincy Chute | Average | 2025 | 11 |  | 0
Columbia Basin&12 | Columbia Basin | Quincy Chute | Average | 2025 | 12 |  | 0
Rathdrum&1 | Rathdrum | Rathdrum_1 | Average | 2025 | 1 | 51280 | 3972.23
Rathdrum&2 | Rathdrum | Rathdrum_1 | Average | 2025 | 2 | 33854 | 1750.25
Rathdrum&3 | Rathdrum | Rathdrum_1 | Average | 2025 | 3 | 44244 | 1718.43
Rathdrum&4 | Rathdrum | Rathdrum_1 | Average | 2025 | 4 | 35541 | 1125.49
Rathdrum&5 | Rathdrum | Rathdrum_1 | Average | 2025 | 5 | 18363 | 551.86
Rathdrum&6 | Rathdrum | Rathdrum_1 | Average | 2025 | 6 | 17187 | 553.33
Rathdrum&7 | Rathdrum | Rathdrum_1 | Average | 2025 | 7 | 37873 | 1632.82
Rathdrum&8 | Rathdrum | Rathdrum_1 | Average | 2025 | 8 | 48950 | 2084.48
Rathdrum&9 | Rathdrum | Rathdrum_1 | Average | 2025 | 9 | 50300 | 2085.5
Rathdrum&10 | Rathdrum | Rathdrum_1 | Average | 2025 | 10 | 45620 | 1686.89
Rathdrum&11 | Rathdrum | Rathdrum_1 | Average | 2025 | 11 | 48905 | 2751.62
Rathdrum&12 | Rathdrum | Rathdrum_1 | Average | 2025 | 12 | 37568 | 2501.29
Rathdrum&1 | Rathdrum | Rathdrum_2 | Average | 2025 | 1 | 51715 | 4005.88
Rathdrum&2 | Rathdrum | Rathdrum_2 | Average | 2025 | 2 | 33854 | 1750.25
Rathdrum&3 | Rathdrum | Rathdrum_2 | Average | 2025 | 3 | 44244 | 1718.42
Rathdrum&4 | Rathdrum | Rathdrum_2 | Average | 2025 | 4 |  | 0
Rathdrum&5 | Rathdrum | Rathdrum_2 | Average | 2025 | 5 |  | 0
Rathdrum&6 | Rathdrum | Rathdrum_2 | Average | 2025 | 6 |  | 0
Rathdrum&7 | Rathdrum | Rathdrum_2 | Average | 2025 | 7 |  | 0
Rathdrum&8 | Rathdrum | Rathdrum_2 | Average | 2025 | 8 | 48876 | 2082.53
Rathdrum&9 | Rathdrum | Rathdrum_2 | Average | 2025 | 9 | 50270 | 2084.24
Rathdrum&10 | Rathdrum | Rathdrum_2 | Average | 2025 | 10 | 48226 | 1783.06
Rathdrum&11 | Rathdrum | Rathdrum_2 | Average | 2025 | 11 | 45993 | 2588.05
Rathdrum&12 | Rathdrum | Rathdrum_2 | Average | 2025 | 12 | 40977 | 2727.21
Rattlesnake Flats&1 | Rattlesnake Flats | Rattlesnake_Flats | Average | 2025 | 1 | 24341 | 732.66
Rattlesnake Flats&2 | Rattlesnake Flats | Rattlesnake_Flats | Average | 2025 | 2 | 38213 | 1150.2
Rattlesnake Flats&3 | Rattlesnake Flats | Rattlesnake_Flats | Average | 2025 | 3 | 37936 | 1141.86
Rattlesnake Flats&4 | Rattlesnake Flats | Rattlesnake_Flats | Average | 2025 | 4 | 40172 | 1209.18
Rattlesnake Flats&5 | Rattlesnake Flats | Rattlesnake_Flats | Average | 2025 | 5 | 34919 | 1051.07
Rattlesnake Flats&6 | Rattlesnake Flats | Rattlesnake_Flats | Average | 2025 | 6 | 31290 | 941.82
Rattlesnake Flats&7 | Rattlesnake Flats | Rattlesnake_Flats | Average | 2025 | 7 | 21324 | 641.85
Rattlesnake Flats&8 | Rattlesnake Flats | Rattlesnake_Flats | Average | 2025 | 8 | 27628 | 831.59
Rattlesnake Flats&9 | Rattlesnake Flats | Rattlesnake_Flats | Average | 2025 | 9 | 29320 | 882.53
Rattlesnake Flats&10 | Rattlesnake Flats | Rattlesnake_Flats | Average | 2025 | 10 | 32818 | 987.83
Rattlesnake Flats&11 | Rattlesnake Flats | Rattlesnake_Flats | Average | 2025 | 11 | 37368 | 1124.78
Rattlesnake Flats&12 | Rattlesnake Flats | Rattlesnake_Flats | Average | 2025 | 12 | 27741 | 834.99
Resource Total&1 | Resource Total | Resource Total | Average | 2025 | 1 | 960062 | 31365.15
Resource Total&2 | Resource Total | Resource Total | Average | 2025 | 2 | 779370 | 18592.16
Resource Total&3 | Resource Total | Resource Total | Average | 2025 | 3 | 891944 | 15421.49
Resource Total&4 | Resource Total | Resource Total | Average | 2025 | 4 | 878430 | 9133.42
Resource Total&5 | Resource Total | Resource Total | Average | 2025 | 5 | 833422 | 4405.95
Resource Total&6 | Resource Total | Resource Total | Average | 2025 | 6 | 920996 | 6630.38
Resource Total&7 | Resource Total | Resource Total | Average | 2025 | 7 | 948522 | 13358.32
Resource Total&8 | Resource Total | Resource Total | Average | 2025 | 8 | 839906 | 17268.63
Resource Total&9 | Resource Total | Resource Total | Average | 2025 | 9 | 829448 | 16673.35
Resource Total&10 | Resource Total | Resource Total | Average | 2025 | 10 | 779184 | 13792.62
Resource Total&11 | Resource Total | Resource Total | Average | 2025 | 11 | 871506 | 21700.36
Resource Total&12 | Resource Total | Resource Total | Average | 2025 | 12 | 879133 | 23409.68
Chelan PUD&1 | Chelan PUD | Rock_Island | Average | 2025 | 1 | 29581 | 911.73
Chelan PUD&2 | Chelan PUD | Rock_Island | Average | 2025 | 2 | 23493 | 911.73
Chelan PUD&3 | Chelan PUD | Rock_Island | Average | 2025 | 3 | 24522 | 911.73
Chelan PUD&4 | Chelan PUD | Rock_Island | Average | 2025 | 4 | 29077 | 911.73
Chelan PUD&5 | Chelan PUD | Rock_Island | Average | 2025 | 5 | 35943 | 911.73
Chelan PUD&6 | Chelan PUD | Rock_Island | Average | 2025 | 6 | 32119 | 911.73
Chelan PUD&7 | Chelan PUD | Rock_Island | Average | 2025 | 7 | 28577 | 911.73
Chelan PUD&8 | Chelan PUD | Rock_Island | Average | 2025 | 8 | 25527 | 911.73
Chelan PUD&9 | Chelan PUD | Rock_Island | Average | 2025 | 9 | 19282 | 911.73
Chelan PUD&10 | Chelan PUD | Rock_Island | Average | 2025 | 10 | 20267 | 911.73
Chelan PUD&11 | Chelan PUD | Rock_Island | Average | 2025 | 11 | 23911 | 911.73
Chelan PUD&12 | Chelan PUD | Rock_Island | Average | 2025 | 12 | 26159 | 911.73
Chelan PUD&1 | Chelan PUD | Rocky_Reach | Average | 2025 | 1 | 56432 | 2272.99
Chelan PUD&2 | Chelan PUD | Rocky_Reach | Average | 2025 | 2 | 42706 | 2272.99
Chelan PUD&3 | Chelan PUD | Rocky_Reach | Average | 2025 | 3 | 44082 | 2272.99
Chelan PUD&4 | Chelan PUD | Rocky_Reach | Average | 2025 | 4 | 57060 | 2272.99
Chelan PUD&5 | Chelan PUD | Rocky_Reach | Average | 2025 | 5 | 76186 | 2272.99
Chelan PUD&6 | Chelan PUD | Rocky_Reach | Average | 2025 | 6 | 69444 | 2272.99
Chelan PUD&7 | Chelan PUD | Rocky_Reach | Average | 2025 | 7 | 60078 | 2272.99
Chelan PUD&8 | Chelan PUD | Rocky_Reach | Average | 2025 | 8 | 51150 | 2272.99
Chelan PUD&9 | Chelan PUD | Rocky_Reach | Average | 2025 | 9 | 33984 | 2272.99
Chelan PUD&10 | Chelan PUD | Rocky_Reach | Average | 2025 | 10 | 35154 | 2272.99
Chelan PUD&11 | Chelan PUD | Rocky_Reach | Average | 2025 | 11 | 43524 | 2272.99
Chelan PUD&12 | Chelan PUD | Rocky_Reach | Average | 2025 | 12 | 48434 | 2272.99
Columbia Basin&1 | Columbia Basin | Russell D Smith | Average | 2025 | 1 |  | 0
Columbia Basin&2 | Columbia Basin | Russell D Smith | Average | 2025 | 2 |  | 0
Columbia Basin&3 | Columbia Basin | Russell D Smith | Average | 2025 | 3 |  | 0
Columbia Basin&4 | Columbia Basin | Russell D Smith | Average | 2025 | 4 | 575 | 24.84
Columbia Basin&5 | Columbia Basin | Russell D Smith | Average | 2025 | 5 | 1983 | 85.62
Columbia Basin&6 | Columbia Basin | Russell D Smith | Average | 2025 | 6 | 2561 | 110.54
Columbia Basin&7 | Columbia Basin | Russell D Smith | Average | 2025 | 7 | 3095 | 133.62
Columbia Basin&8 | Columbia Basin | Russell D Smith | Average | 2025 | 8 | 2768 | 119.51
Columbia Basin&9 | Columbia Basin | Russell D Smith | Average | 2025 | 9 | 1177 | 50.81
Columbia Basin&10 | Columbia Basin | Russell D Smith | Average | 2025 | 10 | 844 | 36.44
Columbia Basin&11 | Columbia Basin | Russell D Smith | Average | 2025 | 11 |  | 0
Columbia Basin&12 | Columbia Basin | Russell D Smith | Average | 2025 | 12 |  | 0
Small Power&1 | Small Power | Sheep_Creek | Average | 2025 | 1 | 450 | 24.26
Small Power&2 | Small Power | Sheep_Creek | Average | 2025 | 2 | 413 | 22.31
Small Power&3 | Small Power | Sheep_Creek | Average | 2025 | 3 | 818 | 29.3
Small Power&4 | Small Power | Sheep_Creek | Average | 2025 | 4 | 1161 | 41.44
Small Power&5 | Small Power | Sheep_Creek | Average | 2025 | 5 | 1183 | 42.22
Small Power&6 | Small Power | Sheep_Creek | Average | 2025 | 6 | 1128 | 40.26
Small Power&7 | Small Power | Sheep_Creek | Average | 2025 | 7 | 707 | 37.89
Small Power&8 | Small Power | Sheep_Creek | Average | 2025 | 8 | 242 | 13.23
Small Power&9 | Small Power | Sheep_Creek | Average | 2025 | 9 | 181 | 10.04
Small Power&10 | Small Power | Sheep_Creek | Average | 2025 | 10 | 242 | 13.23
Small Power&11 | Small Power | Sheep_Creek | Average | 2025 | 11 | 381 | 20.61
Small Power&12 | Small Power | Sheep_Creek | Average | 2025 | 12 | 382 | 20.68
Adams Nielson Solar&1 | Adams Nielson Solar | Solar_Select | Average | 2025 | 1 | -984 | -43.13
Adams Nielson Solar&2 | Adams Nielson Solar | Solar_Select | Average | 2025 | 2 | -2221 | -97.29
Adams Nielson Solar&3 | Adams Nielson Solar | Solar_Select | Average | 2025 | 3 | -3751 | -164.32
Adams Nielson Solar&4 | Adams Nielson Solar | Solar_Select | Average | 2025 | 4 | -4580 | -200.65
Adams Nielson Solar&5 | Adams Nielson Solar | Solar_Select | Average | 2025 | 5 | -5461 | -239.25
Adams Nielson Solar&6 | Adams Nielson Solar | Solar_Select | Average | 2025 | 6 | -5612 | -245.86
Adams Nielson Solar&7 | Adams Nielson Solar | Solar_Select | Average | 2025 | 7 | -6278 | -275.02
Adams Nielson Solar&8 | Adams Nielson Solar | Solar_Select | Average | 2025 | 8 | -5641 | -247.13
Adams Nielson Solar&9 | Adams Nielson Solar | Solar_Select | Average | 2025 | 9 | -3962 | -173.58
Adams Nielson Solar&10 | Adams Nielson Solar | Solar_Select | Average | 2025 | 10 | -3248 | -142.28
Adams Nielson Solar&11 | Adams Nielson Solar | Solar_Select | Average | 2025 | 11 | -1740 | -76.23
Adams Nielson Solar&12 | Adams Nielson Solar | Solar_Select | Average | 2025 | 12 | -684 | -29.95
Spokane Waste-to-Energy&1 | Spokane Waste-to-Energy | Spokane_Waste-to-Energy | Average | 2025 | 1 | 10471 | 556.43
Spokane Waste-to-Energy&2 | Spokane Waste-to-Energy | Spokane_Waste-to-Energy | Average | 2025 | 2 | 9915 | 526.9
Spokane Waste-to-Energy&3 | Spokane Waste-to-Energy | Spokane_Waste-to-Energy | Average | 2025 | 3 | 11315 | 467.67
Spokane Waste-to-Energy&4 | Spokane Waste-to-Energy | Spokane_Waste-to-Energy | Average | 2025 | 4 | 10950 | 452.58
Spokane Waste-to-Energy&5 | Spokane Waste-to-Energy | Spokane_Waste-to-Energy | Average | 2025 | 5 | 8276 | 342.03
Spokane Waste-to-Energy&6 | Spokane Waste-to-Energy | Spokane_Waste-to-Energy | Average | 2025 | 6 | 11114 | 459.34
Spokane Waste-to-Energy&7 | Spokane Waste-to-Energy | Spokane_Waste-to-Energy | Average | 2025 | 7 | 10302 | 547.46
Spokane Waste-to-Energy&8 | Spokane Waste-to-Energy | Spokane_Waste-to-Energy | Average | 2025 | 8 | 9796 | 520.53
Spokane Waste-to-Energy&9 | Spokane Waste-to-Energy | Spokane_Waste-to-Energy | Average | 2025 | 9 | 10133 | 538.48
Spokane Waste-to-Energy&10 | Spokane Waste-to-Energy | Spokane_Waste-to-Energy | Average | 2025 | 10 | 10302 | 547.46
Spokane Waste-to-Energy&11 | Spokane Waste-to-Energy | Spokane_Waste-to-Energy | Average | 2025 | 11 | 6211 | 330.04
Spokane Waste-to-Energy&12 | Spokane Waste-to-Energy | Spokane_Waste-to-Energy | Average | 2025 | 12 | 10471 | 556.43
Stimson Lumber&1 | Stimson Lumber | Stimson_Lumber | Average | 2025 | 1 | 2934 | 169.31
Stimson Lumber&2 | Stimson Lumber | Stimson_Lumber | Average | 2025 | 2 | 2300 | 132.69
Stimson Lumber&3 | Stimson Lumber | Stimson_Lumber | Average | 2025 | 3 | 2675 | 120.07
Stimson Lumber&4 | Stimson Lumber | Stimson_Lumber | Average | 2025 | 4 | 1837 | 82.46
Stimson Lumber&5 | Stimson Lumber | Stimson_Lumber | Average | 2025 | 5 | 3107 | 139.44
Stimson Lumber&6 | Stimson Lumber | Stimson_Lumber | Average | 2025 | 6 | 3341 | 149.94
Stimson Lumber&7 | Stimson Lumber | Stimson_Lumber | Average | 2025 | 7 | 3021 | 174.29
Stimson Lumber&8 | Stimson Lumber | Stimson_Lumber | Average | 2025 | 8 | 2373 | 136.94
Stimson Lumber&9 | Stimson Lumber | Stimson_Lumber | Average | 2025 | 9 | 2297 | 132.53
Stimson Lumber&10 | Stimson Lumber | Stimson_Lumber | Average | 2025 | 10 | 2589 | 149.39
Stimson Lumber&11 | Stimson Lumber | Stimson_Lumber | Average | 2025 | 11 | 2213 | 127.71
Stimson Lumber&12 | Stimson Lumber | Stimson_Lumber | Average | 2025 | 12 | 2417 | 139.43
Columbia Basin&1 | Columbia Basin | Summer Falls | Average | 2025 | 1 |  | 0
Columbia Basin&2 | Columbia Basin | Summer Falls | Average | 2025 | 2 |  | 0
Columbia Basin&3 | Columbia Basin | Summer Falls | Average | 2025 | 3 | 5805 | 250.59
Columbia Basin&4 | Columbia Basin | Summer Falls | Average | 2025 | 4 | 44669 | 1928.35
Columbia Basin&5 | Columbia Basin | Summer Falls | Average | 2025 | 5 | 65180 | 2813.84
Columbia Basin&6 | Columbia Basin | Summer Falls | Average | 2025 | 6 | 61724 | 2664.63
Columbia Basin&7 | Columbia Basin | Summer Falls | Average | 2025 | 7 | 64271 | 2774.59
Columbia Basin&8 | Columbia Basin | Summer Falls | Average | 2025 | 8 | 57208 | 2469.65
Columbia Basin&9 | Columbia Basin | Summer Falls | Average | 2025 | 9 | 41556 | 1793.95
Columbia Basin&10 | Columbia Basin | Summer Falls | Average | 2025 | 10 | 21890 | 944.99
Columbia Basin&11 | Columbia Basin | Summer Falls | Average | 2025 | 11 |  | 0
Columbia Basin&12 | Columbia Basin | Summer Falls | Average | 2025 | 12 |  | 0
Total&1 | Total | Total | Average | 2025 | 1 | 916843 | 13756.73
Total&2 | Total | Total | Average | 2025 | 2 | 825608 | 15704.99
Total&3 | Total | Total | Average | 2025 | 3 | 800387 | 10858.27
Total&4 | Total | Total | Average | 2025 | 4 | 702116 | 2403.02
Total&5 | Total | Total | Average | 2025 | 5 | 711771 | 4474.47
Total&6 | Total | Total | Average | 2025 | 6 | 711011 | 1057.14
Total&7 | Total | Total | Average | 2025 | 7 | 805475 | -6568.03
Total&8 | Total | Total | Average | 2025 | 8 | 801636 | 1523.03
Total&9 | Total | Total | Average | 2025 | 9 | 681386 | -1411.87
Total&10 | Total | Total | Average | 2025 | 10 | 727799 | 9048.91
Total&11 | Total | Total | Average | 2025 | 11 | 806521 | 12260.25
Total&12 | Total | Total | Average | 2025 | 12 | 933249 | 16000.44
Total Contract Purchases&1 | Total Contract Purchases | Total Contract Purchases | Average | 2025 | 1 | 248559 | 14593.97
Total Contract Purchases&2 | Total Contract Purchases | Total Contract Purchases | Average | 2025 | 2 | 237015 | 15309.55
Total Contract Purchases&3 | Total Contract Purchases | Total Contract Purchases | Average | 2025 | 3 | 230923 | 14250.08
Total Contract Purchases&4 | Total Contract Purchases | Total Contract Purchases | Average | 2025 | 4 | 302069 | 16165.26
Total Contract Purchases&5 | Total Contract Purchases | Total Contract Purchases | Average | 2025 | 5 | 342845 | 16198.43
Total Contract Purchases&6 | Total Contract Purchases | Total Contract Purchases | Average | 2025 | 6 | 323830 | 15908.74
Total Contract Purchases&7 | Total Contract Purchases | Total Contract Purchases | Average | 2025 | 7 | 284193 | 15384.49
Total Contract Purchases&8 | Total Contract Purchases | Total Contract Purchases | Average | 2025 | 8 | 264233 | 15306.01
Total Contract Purchases&9 | Total Contract Purchases | Total Contract Purchases | Average | 2025 | 9 | 220317 | 14738.28
Total Contract Purchases&10 | Total Contract Purchases | Total Contract Purchases | Average | 2025 | 10 | 225446 | 14862.41
Total Contract Purchases&11 | Total Contract Purchases | Total Contract Purchases | Average | 2025 | 11 | 219271 | 13988.99
Total Contract Purchases&12 | Total Contract Purchases | Total Contract Purchases | Average | 2025 | 12 | 255534 | 15714.07
Total Contract Sales&1 | Total Contract Sales | Total Contract Sales | Average | 2025 | 1 | -271640 | -30293.22
Total Contract Sales&2 | Total Contract Sales | Total Contract Sales | Average | 2025 | 2 | -177697 | -16988.61
Total Contract Sales&3 | Total Contract Sales | Total Contract Sales | Average | 2025 | 3 | -318592 | -18526.71
Total Contract Sales&4 | Total Contract Sales | Total Contract Sales | Average | 2025 | 4 | -478270 | -22889.06
Total Contract Sales&5 | Total Contract Sales | Total Contract Sales | Average | 2025 | 5 | -459357 | -16236.48
Total Contract Sales&6 | Total Contract Sales | Total Contract Sales | Average | 2025 | 6 | -565769 | -22221.31
Total Contract Sales&7 | Total Contract Sales | Total Contract Sales | Average | 2025 | 7 | -463367 | -38280.29
Total Contract Sales&8 | Total Contract Sales | Total Contract Sales | Average | 2025 | 8 | -334069 | -33566.94
Total Contract Sales&9 | Total Contract Sales | Total Contract Sales | Average | 2025 | 9 | -385652 | -34462.57
Total Contract Sales&10 | Total Contract Sales | Total Contract Sales | Average | 2025 | 10 | -276029 | -19535.59
Total Contract Sales&11 | Total Contract Sales | Total Contract Sales | Average | 2025 | 11 | -270899 | -22242.03
Total Contract Sales&12 | Total Contract Sales | Total Contract Sales | Average | 2025 | 12 | -185804 | -21301.44
Upper Falls&1 | Upper Falls | Upper_Falls | Average | 2025 | 1 | 6463 | 0
Upper Falls&2 | Upper Falls | Upper_Falls | Average | 2025 | 2 | 5837 | 0
Upper Falls&3 | Upper Falls | Upper_Falls | Average | 2025 | 3 | 6440 | 0
Upper Falls&4 | Upper Falls | Upper_Falls | Average | 2025 | 4 | 5930 | 0
Upper Falls&5 | Upper Falls | Upper_Falls | Average | 2025 | 5 | 6035 | 0
Upper Falls&6 | Upper Falls | Upper_Falls | Average | 2025 | 6 | 6167 | 0
Upper Falls&7 | Upper Falls | Upper_Falls | Average | 2025 | 7 | 4495 | 0
Upper Falls&8 | Upper Falls | Upper_Falls | Average | 2025 | 8 | 1115 | 0
Upper Falls&9 | Upper Falls | Upper_Falls | Average | 2025 | 9 | 3950 | 0
Upper Falls&10 | Upper Falls | Upper_Falls | Average | 2025 | 10 | 5798 | 0
Upper Falls&11 | Upper Falls | Upper_Falls | Average | 2025 | 11 | 6463 | 0
Upper Falls&12 | Upper Falls | Upper_Falls | Average | 2025 | 12 | 6632 | 0
Upriver&1 | Upriver | Upriver | Average | 2025 | 1 | 7552 | 451.66
Upriver&2 | Upriver | Upriver | Average | 2025 | 2 | 6723 | 402.12
Upriver&3 | Upriver | Upriver | Average | 2025 | 3 | 8091 | 376.39
Upriver&4 | Upriver | Upriver | Average | 2025 | 4 | 8978 | 417.68
Upriver&5 | Upriver | Upriver | Average | 2025 | 5 | 8415 | 391.45
Upriver&6 | Upriver | Upriver | Average | 2025 | 6 | 7517 | 349.68
Upriver&7 | Upriver | Upriver | Average | 2025 | 7 | 2913 | 174.21
Upriver&8 | Upriver | Upriver | Average | 2025 | 8 | 971 | 58.07
Upriver&9 | Upriver | Upriver | Average | 2025 | 9 | 1357 | 81.17
Upriver&10 | Upriver | Upriver | Average | 2025 | 10 | 3021 | 180.66
Upriver&11 | Upriver | Upriver | Average | 2025 | 11 | 4594 | 274.74
Upriver&12 | Upriver | Upriver | Average | 2025 | 12 | 5502 | 329.07
Upriver&1 | Upriver | Upriver_Pump_Load | Average | 2025 | 1 | -1384 | 0
Upriver&2 | Upriver | Upriver_Pump_Load | Average | 2025 | 2 | -1189 | 0
Upriver&3 | Upriver | Upriver_Pump_Load | Average | 2025 | 3 | -1295 | 0
Upriver&4 | Upriver | Upriver_Pump_Load | Average | 2025 | 4 | -1346 | 0
Upriver&5 | Upriver | Upriver_Pump_Load | Average | 2025 | 5 | -1748 | 0
Upriver&6 | Upriver | Upriver_Pump_Load | Average | 2025 | 6 | -2232 | 0
Upriver&7 | Upriver | Upriver_Pump_Load | Average | 2025 | 7 | -2485 | 0
Upriver&8 | Upriver | Upriver_Pump_Load | Average | 2025 | 8 | -2061 | 0
Upriver&9 | Upriver | Upriver_Pump_Load | Average | 2025 | 9 | -1922 | 0
Upriver&10 | Upriver | Upriver_Pump_Load | Average | 2025 | 10 | -1555 | 0
Upriver&11 | Upriver | Upriver_Pump_Load | Average | 2025 | 11 | -1238 | 0
Upriver&12 | Upriver | Upriver_Pump_Load | Average | 2025 | 12 | -1324 | 0
Priest Rapids&1 | Priest Rapids | Wanapum | Average | 2025 | 1 | 15732 | 1244.58
Priest Rapids&2 | Priest Rapids | Wanapum | Average | 2025 | 2 | 11568 | 1244.58
Priest Rapids&3 | Priest Rapids | Wanapum | Average | 2025 | 3 | 11642 | 1244.58
Priest Rapids&4 | Priest Rapids | Wanapum | Average | 2025 | 4 | 14720 | 1244.58
Priest Rapids&5 | Priest Rapids | Wanapum | Average | 2025 | 5 | 17862 | 1244.58
Priest Rapids&6 | Priest Rapids | Wanapum | Average | 2025 | 6 | 17303 | 1244.58
Priest Rapids&7 | Priest Rapids | Wanapum | Average | 2025 | 7 | 16382 | 1244.58
Priest Rapids&8 | Priest Rapids | Wanapum | Average | 2025 | 8 | 12692 | 1244.58
Priest Rapids&9 | Priest Rapids | Wanapum | Average | 2025 | 9 | 8284 | 1244.58
Priest Rapids&10 | Priest Rapids | Wanapum | Average | 2025 | 10 | 8479 | 1244.58
Priest Rapids&11 | Priest Rapids | Wanapum | Average | 2025 | 11 | 11214 | 1244.58
Priest Rapids&12 | Priest Rapids | Wanapum | Average | 2025 | 12 | 13078 | 1244.58
Wells&1 | Wells | Wells_Purchase | Average | 2025 | 1 | 1290 | 111.52
Wells&2 | Wells | Wells_Purchase | Average | 2025 | 2 | 973 | 105.08
Wells&3 | Wells | Wells_Purchase | Average | 2025 | 3 | 3789 | 130.57
Wells&4 | Wells | Wells_Purchase | Average | 2025 | 4 | 6895 | 142.98
Wells&5 | Wells | Wells_Purchase | Average | 2025 | 5 | 9049 | 160.98
Wells&6 | Wells | Wells_Purchase | Average | 2025 | 6 | 8603 | 157.25
Wells&7 | Wells | Wells_Purchase | Average | 2025 | 7 | 7750 | 242.67
Wells&8 | Wells | Wells_Purchase | Average | 2025 | 8 | 6468 | 216.63
Wells&9 | Wells | Wells_Purchase | Average | 2025 | 9 | 2974 | 120.85
Wells&10 | Wells | Wells_Purchase | Average | 2025 | 10 | 3032 | 121.54
Wells&11 | Wells | Wells_Purchase | Average | 2025 | 11 | 3875 | 131.61
Wells&12 | Wells | Wells_Purchase | Average | 2025 | 12 | 1127 | 108.23
#N/A | #N/A
#N/A | #N/A
#N/A | #N/A
#N/A | #N/A
#N/A | #N/A
#N/A | #N/A
#N/A | #N/A
#N/A | #N/A
#N/A | #N/A
#N/A | #N/A
#N/A | #N/A
#N/A | #N/A
#N/A | #N/A
#N/A | #N/A
#N/A | #N/A
#N/A | #N/A
#N/A | #N/A
#N/A | #N/A
#N/A | #N/A
#N/A | #N/A
#N/A | #N/A
#N/A | #N/A
#N/A | #N/A
#N/A | #N/A
#N/A | #N/A
#N/A | #N/A
#N/A | #N/A
#N/A | #N/A
#N/A | #N/A
#N/A | #N/A
#N/A | #N/A
#N/A | #N/A
#N/A | #N/A
#N/A | #N/A
#N/A | #N/A
#N/A | #N/A
#N/A | #N/A
#N/A | #N/A
#N/A | #N/A
#N/A | #N/A
#N/A | #N/A
#N/A | #N/A
#N/A | #N/A
#N/A | #N/A
#N/A | #N/A
#N/A | #N/A
#N/A | #N/A
#N/A | #N/A
#N/A | #N/A
#N/A | #N/A
#N/A | #N/A
#N/A | #N/A
#N/A | #N/A
#N/A | #N/A
#N/A | #N/A
#N/A | #N/A
#N/A | #N/A
#N/A | #N/A
#N/A | #N/A
#N/A | #N/A
#N/A | #N/A
#N/A | #N/A
#N/A | #N/A
#N/A | #N/A
#N/A | #N/A
#N/A | #N/A
#N/A | #N/A
#N/A | #N/A
#N/A | #N/A
#N/A | #N/A
#N/A | #N/A
#N/A | #N/A
#N/A | #N/A
#N/A | #N/A
#N/A | #N/A
#N/A | #N/A
#N/A | #N/A
#N/A | #N/A
#N/A | #N/A
#N/A | #N/A
#N/A | #N/A
#N/A | #N/A
#N/A | #N/A
#N/A | #N/A
#N/A | #N/A
#N/A | #N/A
#N/A | #N/A
#N/A | #N/A
#N/A | #N/A
#N/A | #N/A
#N/A | #N/A
#N/A | #N/A
#N/A | #N/A
#N/A | #N/A
#N/A | #N/A
#N/A | #N/A
#N/A | #N/A
#N/A | #N/A
#N/A | #N/A
#N/A | #N/A
#N/A | #N/A
#N/A | #N/A
#N/A | #N/A
#N/A | #N/A
#N/A | #N/A
#N/A | #N/A
#N/A | #N/A
#N/A | #N/A
#N/A | #N/A
#N/A | #N/A
#N/A | #N/A
#N/A | #N/A
#N/A | #N/A
#N/A | #N/A
#N/A | #N/A
#N/A | #N/A
#N/A | #N/A
#N/A | #N/A
#N/A | #N/A
#N/A | #N/A
#N/A | #N/A
#N/A | #N/A
#N/A | #N/A
#N/A | #N/A
#N/A | #N/A
#N/A | #N/A
#N/A | #N/A
#N/A | #N/A
#N/A | #N/A
#N/A | #N/A
#N/A | #N/A
#N/A | #N/A
#N/A | #N/A
#N/A | #N/A
#N/A | #N/A
#N/A | #N/A
#N/A | #N/A
#N/A | #N/A
#N/A | #N/A
#N/A | #N/A
#N/A | #N/A
#N/A | #N/A
#N/A | #N/A
#N/A | #N/A
#N/A | #N/A
#N/A | #N/A
#N/A | #N/A
#N/A | #N/A
#N/A | #N/A
#N/A | #N/A
#N/A | #N/A
#N/A | #N/A
#N/A | #N/A
#N/A | #N/A
#N/A | #N/A
#N/A | #N/A
#N/A | #N/A
#N/A | #N/A
#N/A | #N/A
#N/A | #N/A
#N/A | #N/A
#N/A | #N/A
#N/A | #N/A
#N/A | #N/A
#N/A | #N/A
#N/A | #N/A
#N/A | #N/A
#N/A | #N/A
#N/A | #N/A
#N/A | #N/A
#N/A | #N/A
#N/A | #N/A
#N/A | #N/A
#N/A | #N/A
#N/A | #N/A
#N/A | #N/A
#N/A | #N/A
#N/A | #N/A
#N/A | #N/A
#N/A | #N/A
#N/A | #N/A
#N/A | #N/A
#N/A | #N/A
#N/A | #N/A
#N/A | #N/A
#N/A | #N/A
#N/A | #N/A
#N/A | #N/A
#N/A | #N/A
#N/A | #N/A
#N/A | #N/A
#N/A | #N/A
#N/A | #N/A
#N/A | #N/A
#N/A | #N/A
#N/A | #N/A
#N/A | #N/A
#N/A | #N/A
#N/A | #N/A
#N/A | #N/A
#N/A | #N/A
#N/A | #N/A
#N/A | #N/A
#N/A | #N/A
#N/A | #N/A
#N/A | #N/A
#N/A | #N/A
#N/A | #N/A
#N/A | #N/A
#N/A | #N/A
#N/A | #N/A
#N/A | #N/A
#N/A | #N/A
#N/A | #N/A
#N/A | #N/A
#N/A | #N/A
#N/A | #N/A
#N/A | #N/A
#N/A | #N/A
#N/A | #N/A
#N/A | #N/A
#N/A | #N/A
#N/A | #N/A
#N/A | #N/A
#N/A | #N/A
#N/A | #N/A
#N/A | #N/A
#N/A | #N/A
#N/A | #N/A
#N/A | #N/A
#N/A | #N/A
#N/A | #N/A
#N/A | #N/A
#N/A | #N/A
#N/A | #N/A
#N/A | #N/A
#N/A | #N/A
#N/A | #N/A
#N/A | #N/A
#N/A | #N/A
#N/A | #N/A
#N/A | #N/A
#N/A | #N/A
#N/A | #N/A
#N/A | #N/A
#N/A | #N/A
#N/A | #N/A
#N/A | #N/A
#N/A | #N/A
#N/A | #N/A
#N/A | #N/A
#N/A | #N/A
#N/A | #N/A
#N/A | #N/A
#N/A | #N/A
#N/A | #N/A
#N/A | #N/A
#N/A | #N/A
#N/A | #N/A
#N/A | #N/A
#N/A | #N/A
#N/A | #N/A
#N/A | #N/A
#N/A | #N/A
#N/A | #N/A
#N/A | #N/A
#N/A | #N/A
#N/A | #N/A
#N/A | #N/A
#N/A | #N/A
#N/A | #N/A
#N/A | #N/A
#N/A | #N/A
#N/A | #N/A
#N/A | #N/A
#N/A | #N/A
#N/A | #N/A
#N/A | #N/A
#N/A | #N/A
#N/A | #N/A
#N/A | #N/A
#N/A | #N/A
#N/A | #N/A
#N/A | #N/A
#N/A | #N/A
#N/A | #N/A
#N/A | #N/A
#N/A | #N/A
#N/A | #N/A
#N/A | #N/A
#N/A | #N/A
#N/A | #N/A
#N/A | #N/A
#N/A | #N/A
#N/A | #N/A
#N/A | #N/A
#N/A | #N/A
#N/A | #N/A
#N/A | #N/A
#N/A | #N/A
#N/A | #N/A
#N/A | #N/A
#N/A | #N/A
#N/A | #N/A
#N/A | #N/A
#N/A | #N/A
#N/A | #N/A
#N/A | #N/A
#N/A | #N/A
#N/A | #N/A
#N/A | #N/A
#N/A | #N/A
#N/A | #N/A
#N/A | #N/A
#N/A | #N/A
#N/A | #N/A
#N/A | #N/A
#N/A | #N/A
#N/A | #N/A
#N/A | #N/A
#N/A | #N/A
#N/A | #N/A
#N/A | #N/A
#N/A | #N/A
#N/A | #N/A
#N/A | #N/A
#N/A | #N/A
#N/A | #N/A
#N/A | #N/A
#N/A | #N/A
#N/A | #N/A
#N/A | #N/A
#N/A | #N/A
#N/A | #N/A
#N/A | #N/A
#N/A | #N/A
#N/A | #N/A
#N/A | #N/A
#N/A | #N/A
#N/A | #N/A
#N/A | #N/A
#N/A | #N/A
#N/A | #N/A
#N/A | #N/A
#N/A | #N/A
#N/A | #N/A
#N/A | #N/A
#N/A | #N/A
#N/A | #N/A
#N/A | #N/A
#N/A | #N/A
#N/A | #N/A
#N/A | #N/A
#N/A | #N/A
#N/A | #N/A
#N/A | #N/A
#N/A | #N/A
#N/A | #N/A
#N/A | #N/A
#N/A | #N/A
#N/A | #N/A
#N/A | #N/A
#N/A | #N/A
#N/A | #N/A
#N/A | #N/A
#N/A | #N/A
#N/A | #N/A
#N/A | #N/A
#N/A | #N/A
#N/A | #N/A
#N/A | #N/A
#N/A | #N/A
#N/A | #N/A
#N/A | #N/A
#N/A | #N/A
#N/A | #N/A
#N/A | #N/A
#N/A | #N/A
#N/A | #N/A
#N/A | #N/A
#N/A | #N/A
#N/A | #N/A
#N/A | #N/A
#N/A | #N/A
#N/A | #N/A
#N/A | #N/A
#N/A | #N/A
#N/A | #N/A
#N/A | #N/A
#N/A | #N/A
#N/A | #N/A
#N/A | #N/A
#N/A | #N/A
#N/A | #N/A
#N/A | #N/A
#N/A | #N/A
#N/A | #N/A
#N/A | #N/A
#N/A | #N/A
#N/A | #N/A
#N/A | #N/A
#N/A | #N/A
#N/A | #N/A
#N/A | #N/A
#N/A | #N/A
#N/A | #N/A
#N/A | #N/A
#N/A | #N/A
#N/A | #N/A
#N/A | #N/A
#N/A | #N/A
#N/A | #N/A
#N/A | #N/A
#N/A | #N/A
#N/A | #N/A
#N/A | #N/A
#N/A | #N/A
#N/A | #N/A
#N/A | #N/A
#N/A | #N/A
#N/A | #N/A
#N/A | #N/A
#N/A | #N/A
#N/A | #N/A
#N/A | #N/A
#N/A | #N/A
#N/A | #N/A
#N/A | #N/A
#N/A | #N/A
#N/A | #N/A
#N/A | #N/A
#N/A | #N/A
#N/A | #N/A
#N/A | #N/A
#N/A | #N/A
#N/A | #N/A
#N/A | #N/A
#N/A | #N/A
#N/A | #N/A
#N/A | #N/A
#N/A | #N/A
#N/A | #N/A
#N/A | #N/A
#N/A | #N/A
#N/A | #N/A
#N/A | #N/A
#N/A | #N/A
#N/A | #N/A
#N/A | #N/A
#N/A | #N/A
#N/A | #N/A
#N/A | #N/A
#N/A | #N/A
#N/A | #N/A
#N/A | #N/A
#N/A | #N/A
#N/A | #N/A
#N/A | #N/A
#N/A | #N/A
#N/A | #N/A
#N/A | #N/A
#N/A | #N/A
#N/A | #N/A
#N/A | #N/A
#N/A | #N/A
#N/A | #N/A
#N/A | #N/A
#N/A | #N/A
#N/A | #N/A
#N/A | #N/A
#N/A | #N/A
#N/A | #N/A
#N/A | #N/A
#N/A | #N/A
#N/A | #N/A
#N/A | #N/A
#N/A | #N/A
#N/A | #N/A
#N/A | #N/A
#N/A | #N/A
#N/A | #N/A
#N/A | #N/A
#N/A | #N/A
#N/A | #N/A
#N/A | #N/A
#N/A | #N/A
#N/A | #N/A
#N/A | #N/A
#N/A | #N/A
#N/A | #N/A
#N/A | #N/A
#N/A | #N/A
#N/A | #N/A
#N/A | #N/A
#N/A | #N/A
#N/A | #N/A
#N/A | #N/A
#N/A | #N/A
#N/A | #N/A
#N/A | #N/A
#N/A | #N/A
#N/A | #N/A
#N/A | #N/A
#N/A | #N/A
#N/A | #N/A
#N/A | #N/A
#N/A | #N/A
#N/A | #N/A
#N/A | #N/A
#N/A | #N/A
#N/A | #N/A
#N/A | #N/A
#N/A | #N/A
#N/A | #N/A
#N/A | #N/A
#N/A | #N/A
#N/A | #N/A
#N/A | #N/A
#N/A | #N/A
#N/A | #N/A
#N/A | #N/A
#N/A | #N/A
#N/A | #N/A
#N/A | #N/A
#N/A | #N/A
#N/A | #N/A
#N/A | #N/A
#N/A | #N/A
#N/A | #N/A
#N/A | #N/A
#N/A | #N/A
#N/A | #N/A
#N/A | #N/A
#N/A | #N/A
#N/A | #N/A
#N/A | #N/A
#N/A | #N/A
#N/A | #N/A
#N/A | #N/A
#N/A | #N/A
#N/A | #N/A
#N/A | #N/A
#N/A | #N/A
#N/A | #N/A
#N/A | #N/A
#N/A | #N/A
#N/A | #N/A
#N/A | #N/A
#N/A | #N/A
#N/A | #N/A
#N/A | #N/A
#N/A | #N/A
#N/A | #N/A
#N/A | #N/A
#N/A | #N/A
#N/A | #N/A
#N/A | #N/A
#N/A | #N/A
#N/A | #N/A
#N/A | #N/A
#N/A | #N/A
#N/A | #N/A
#N/A | #N/A
#N/A | #N/A
#N/A | #N/A
#N/A | #N/A
#N/A | #N/A
#N/A | #N/A
#N/A | #N/A
#N/A | #N/A
#N/A | #N/A
#N/A | #N/A
#N/A | #N/A
#N/A | #N/A
#N/A | #N/A
#N/A | #N/A
#N/A | #N/A
#N/A | #N/A
#N/A | #N/A
#N/A | #N/A
#N/A | #N/A
#N/A | #N/A
#N/A | #N/A
#N/A | #N/A
#N/A | #N/A
#N/A | #N/A
#N/A | #N/A
#N/A | #N/A
#N/A | #N/A
#N/A | #N/A
#N/A | #N/A
#N/A | #N/A
#N/A | #N/A
#N/A | #N/A
#N/A | #N/A
#N/A | #N/A
#N/A | #N/A
#N/A | #N/A
#N/A | #N/A
#N/A | #N/A
#N/A | #N/A
#N/A | #N/A
#N/A | #N/A
#N/A | #N/A
#N/A | #N/A
#N/A | #N/A
#N/A | #N/A
#N/A | #N/A
#N/A | #N/A
#N/A | #N/A
#N/A | #N/A
#N/A | #N/A
#N/A | #N/A
#N/A | #N/A
#N/A | #N/A
#N/A | #N/A
#N/A | #N/A
#N/A | #N/A
#N/A | #N/A
#N/A | #N/A
#N/A | #N/A
#N/A | #N/A
#N/A | #N/A
#N/A | #N/A
#N/A | #N/A
#N/A | #N/A
#N/A | #N/A
#N/A | #N/A
#N/A | #N/A
#N/A | #N/A
#N/A | #N/A
#N/A | #N/A
#N/A | #N/A
#N/A | #N/A
#N/A | #N/A
#N/A | #N/A
#N/A | #N/A
#N/A | #N/A
#N/A | #N/A
#N/A | #N/A
#N/A | #N/A
#N/A | #N/A
#N/A | #N/A
#N/A | #N/A
#N/A | #N/A
#N/A | #N/A
#N/A | #N/A
#N/A | #N/A
#N/A | #N/A
#N/A | #N/A
#N/A | #N/A
#N/A | #N/A
#N/A | #N/A
#N/A | #N/A
#N/A | #N/A
#N/A | #N/A
#N/A | #N/A
#N/A | #N/A
#N/A | #N/A
#N/A | #N/A
#N/A | #N/A
#N/A | #N/A
#N/A | #N/A
#N/A | #N/A
#N/A | #N/A
#N/A | #N/A
#N/A | #N/A
#N/A | #N/A
#N/A | #N/A
#N/A | #N/A
#N/A | #N/A
#N/A | #N/A
#N/A | #N/A
#N/A | #N/A
#N/A | #N/A
#N/A | #N/A
#N/A | #N/A
#N/A | #N/A
#N/A | #N/A
#N/A | #N/A
#N/A | #N/A
#N/A | #N/A
#N/A | #N/A
#N/A | #N/A
#N/A | #N/A
#N/A | #N/A
#N/A | #N/A
#N/A | #N/A
#N/A | #N/A
#N/A | #N/A
#N/A | #N/A
#N/A | #N/A
#N/A | #N/A
#N/A | #N/A
#N/A | #N/A
#N/A | #N/A
#N/A | #N/A
#N/A | #N/A
#N/A | #N/A
#N/A | #N/A
#N/A | #N/A
#N/A | #N/A
#N/A | #N/A
#N/A | #N/A
#N/A | #N/A
#N/A | #N/A
#N/A | #N/A
#N/A | #N/A
#N/A | #N/A
#N/A | #N/A
#N/A | #N/A
#N/A | #N/A
#N/A | #N/A
#N/A | #N/A
#N/A | #N/A
#N/A | #N/A
#N/A | #N/A
#N/A | #N/A
#N/A | #N/A
#N/A | #N/A
#N/A | #N/A
#N/A | #N/A
#N/A | #N/A
#N/A | #N/A
#N/A | #N/A
#N/A | #N/A
#N/A | #N/A
#N/A | #N/A
#N/A | #N/A
#N/A | #N/A
#N/A | #N/A
#N/A | #N/A
#N/A | #N/A
#N/A | #N/A
#N/A | #N/A
#N/A | #N/A
#N/A | #N/A
#N/A | #N/A
#N/A | #N/A
#N/A | #N/A
#N/A | #N/A
#N/A | #N/A
#N/A | #N/A
#N/A | #N/A
#N/A | #N/A
#N/A | #N/A
#N/A | #N/A
#N/A | #N/A
#N/A | #N/A
#N/A | #N/A
#N/A | #N/A
#N/A | #N/A
#N/A | #N/A
#N/A | #N/A
#N/A | #N/A
#N/A | #N/A
#N/A | #N/A
#N/A | #N/A
#N/A | #N/A
#N/A | #N/A
#N/A | #N/A
#N/A | #N/A
#N/A | #N/A
#N/A | #N/A
#N/A | #N/A
#N/A | #N/A
#N/A | #N/A
#N/A | #N/A
#N/A | #N/A
#N/A | #N/A
#N/A | #N/A
#N/A | #N/A
#N/A | #N/A
#N/A | #N/A
#N/A | #N/A
#N/A | #N/A
#N/A | #N/A
#N/A | #N/A
#N/A | #N/A
#N/A | #N/A
#N/A | #N/A
#N/A | #N/A
#N/A | #N/A
#N/A | #N/A
#N/A | #N/A
#N/A | #N/A
#N/A | #N/A
#N/A | #N/A
#N/A | #N/A
#N/A | #N/A
#N/A | #N/A
#N/A | #N/A
#N/A | #N/A
#N/A | #N/A
#N/A | #N/A
#N/A | #N/A
#N/A | #N/A
#N/A | #N/A
#N/A | #N/A
#N/A | #N/A
#N/A | #N/A
#N/A | #N/A
#N/A | #N/A
#N/A | #N/A
#N/A | #N/A
#N/A | #N/A
#N/A | #N/A
#N/A | #N/A
#N/A | #N/A
#N/A | #N/A
#N/A | #N/A
#N/A | #N/A
#N/A | #N/A
#N/A | #N/A
#N/A | #N/A
#N/A | #N/A
#N/A | #N/A
#N/A | #N/A
#N/A | #N/A
#N/A | #N/A
#N/A | #N/A
#N/A | #N/A
#N/A | #N/A
#N/A | #N/A
#N/A | #N/A
#N/A | #N/A
#N/A | #N/A
#N/A | #N/A
#N/A | #N/A
#N/A | #N/A
#N/A | #N/A
#N/A | #N/A
#N/A | #N/A
#N/A | #N/A
#N/A | #N/A
#N/A | #N/A
#N/A | #N/A
#N/A | #N/A
#N/A | #N/A
#N/A | #N/A
#N/A | #N/A
#N/A | #N/A
#N/A | #N/A
#N/A | #N/A
#N/A | #N/A
#N/A | #N/A
#N/A | #N/A
#N/A | #N/A
#N/A | #N/A
#N/A | #N/A
#N/A | #N/A
#N/A | #N/A
#N/A | #N/A
#N/A | #N/A
#N/A | #N/A
#N/A | #N/A
#N/A | #N/A
#N/A | #N/A
#N/A | #N/A
#N/A | #N/A
#N/A | #N/A
#N/A | #N/A
#N/A | #N/A
#N/A | #N/A
#N/A | #N/A
#N/A | #N/A
#N/A | #N/A
#N/A | #N/A
#N/A | #N/A
#N/A | #N/A
#N/A | #N/A
#N/A | #N/A
#N/A | #N/A
#N/A | #N/A
#N/A | #N/A
#N/A | #N/A
#N/A | #N/A
#N/A | #N/A
#N/A | #N/A
#N/A | #N/A
#N/A | #N/A
#N/A | #N/A
#N/A | #N/A
#N/A | #N/A
#N/A | #N/A
#N/A | #N/A
#N/A | #N/A
#N/A | #N/A
#N/A | #N/A
#N/A | #N/A
#N/A | #N/A
#N/A | #N/A
#N/A | #N/A
#N/A | #N/A
#N/A | #N/A
#N/A | #N/A
#N/A | #N/A
#N/A | #N/A
#N/A | #N/A
#N/A | #N/A
#N/A | #N/A
#N/A | #N/A
#N/A | #N/A
#N/A | #N/A
#N/A | #N/A
#N/A | #N/A
#N/A | #N/A
#N/A | #N/A
#N/A | #N/A
#N/A | #N/A
#N/A | #N/A
#N/A | #N/A
#N/A | #N/A
#N/A | #N/A
#N/A | #N/A
#N/A | #N/A
#N/A | #N/A
#N/A | #N/A
#N/A | #N/A
#N/A | #N/A
#N/A | #N/A
#N/A | #N/A
#N/A | #N/A
#N/A | #N/A
#N/A | #N/A
#N/A | #N/A
#N/A | #N/A
#N/A | #N/A
#N/A | #N/A
#N/A | #N/A
#N/A | #N/A
#N/A | #N/A
#N/A | #N/A
#N/A | #N/A
#N/A | #N/A
#N/A | #N/A
#N/A | #N/A
#N/A | #N/A
#N/A | #N/A
#N/A | #N/A
#N/A | #N/A
#N/A | #N/A
#N/A | #N/A
#N/A | #N/A
#N/A | #N/A
#N/A | #N/A
#N/A | #N/A
#N/A | #N/A
#N/A | #N/A
#N/A | #N/A
#N/A | #N/A
#N/A | #N/A
#N/A | #N/A
#N/A | #N/A
#N/A | #N/A
#N/A | #N/A
#N/A | #N/A
#N/A | #N/A
#N/A | #N/A
#N/A | #N/A
#N/A | #N/A
#N/A | #N/A
#N/A | #N/A
#N/A | #N/A
#N/A | #N/A
#N/A | #N/A
#N/A | #N/A
#N/A | #N/A
#N/A | #N/A
#N/A | #N/A
#N/A | #N/A
#N/A | #N/A
#N/A | #N/A
#N/A | #N/A
#N/A | #N/A
#N/A | #N/A
#N/A | #N/A
#N/A | #N/A
#N/A | #N/A
#N/A | #N/A
#N/A | #N/A
#N/A | #N/A
#N/A | #N/A
#N/A | #N/A
#N/A | #N/A
#N/A | #N/A
#N/A | #N/A
#N/A | #N/A
#N/A | #N/A
#N/A | #N/A
#N/A | #N/A
#N/A | #N/A
#N/A | #N/A
#N/A | #N/A
#N/A | #N/A
#N/A | #N/A
#N/A | #N/A
#N/A | #N/A
#N/A | #N/A
#N/A | #N/A
#N/A | #N/A
#N/A | #N/A
#N/A | #N/A
#N/A | #N/A
#N/A | #N/A
#N/A | #N/A
#N/A | #N/A
#N/A | #N/A
#N/A | #N/A
#N/A | #N/A
#N/A | #N/A
#N/A | #N/A
#N/A | #N/A
#N/A | #N/A
#N/A | #N/A
#N/A | #N/A
#N/A | #N/A
#N/A | #N/A
#N/A | #N/A
#N/A | #N/A
#N/A | #N/A
#N/A | #N/A
#N/A | #N/A
#N/A | #N/A
#N/A | #N/A
#N/A | #N/A
#N/A | #N/A
#N/A | #N/A
#N/A | #N/A
#N/A | #N/A
#N/A | #N/A
#N/A | #N/A
#N/A | #N/A
#N/A | #N/A
#N/A | #N/A
#N/A | #N/A
#N/A | #N/A
#N/A | #N/A
#N/A | #N/A
#N/A | #N/A
#N/A | #N/A
#N/A | #N/A
#N/A | #N/A
#N/A | #N/A
#N/A | #N/A
#N/A | #N/A
#N/A | #N/A
#N/A | #N/A
#N/A | #N/A
#N/A | #N/A
#N/A | #N/A
#N/A | #N/A
#N/A | #N/A
#N/A | #N/A
#N/A | #N/A
#N/A | #N/A
#N/A | #N/A
#N/A | #N/A
#N/A | #N/A
#N/A | #N/A
#N/A | #N/A
#N/A | #N/A
#N/A | #N/A
#N/A | #N/A
#N/A | #N/A
#N/A | #N/A
#N/A | #N/A
#N/A | #N/A
#N/A | #N/A
#N/A | #N/A
#N/A | #N/A
#N/A | #N/A
#N/A | #N/A
#N/A | #N/A
#N/A | #N/A
#N/A | #N/A
#N/A | #N/A
#N/A | #N/A
#N/A | #N/A
#N/A | #N/A
#N/A | #N/A
#N/A | #N/A
#N/A | #N/A
#N/A | #N/A
#N/A | #N/A
#N/A | #N/A
#N/A | #N/A
#N/A | #N/A
#N/A | #N/A
#N/A | #N/A
#N/A | #N/A
#N/A | #N/A
#N/A | #N/A
#N/A | #N/A
#N/A | #N/A
#N/A | #N/A
#N/A | #N/A
#N/A | #N/A
#N/A | #N/A
#N/A | #N/A
#N/A | #N/A
#N/A | #N/A
#N/A | #N/A
#N/A | #N/A
#N/A | #N/A
#N/A | #N/A
#N/A | #N/A
#N/A | #N/A
#N/A | #N/A
#N/A | #N/A
#N/A | #N/A
#N/A | #N/A
#N/A | #N/A
#N/A | #N/A
#N/A | #N/A
#N/A | #N/A
#N/A | #N/A
#N/A | #N/A
#N/A | #N/A
#N/A | #N/A
#N/A | #N/A
#N/A | #N/A
#N/A | #N/A
#N/A | #N/A
#N/A | #N/A
#N/A | #N/A
#N/A | #N/A
#N/A | #N/A
#N/A | #N/A
#N/A | #N/A
#N/A | #N/A
#N/A | #N/A
#N/A | #N/A
#N/A | #N/A
#N/A | #N/A
#N/A | #N/A
#N/A | #N/A
#N/A | #N/A
#N/A | #N/A
#N/A | #N/A
#N/A | #N/A
#N/A | #N/A
#N/A | #N/A
#N/A | #N/A
#N/A | #N/A
#N/A | #N/A
#N/A | #N/A
#N/A | #N/A
#N/A | #N/A
#N/A | #N/A
#N/A | #N/A
#N/A | #N/A
#N/A | #N/A
#N/A | #N/A
#N/A | #N/A
#N/A | #N/A
#N/A | #N/A
#N/A | #N/A
#N/A | #N/A
#N/A | #N/A
#N/A | #N/A
#N/A | #N/A
#N/A | #N/A
#N/A | #N/A
#N/A | #N/A
#N/A | #N/A
#N/A | #N/A
#N/A | #N/A
#N/A | #N/A
#N/A | #N/A
#N/A | #N/A
#N/A | #N/A
#N/A | #N/A
#N/A | #N/A
#N/A | #N/A
#N/A | #N/A
#N/A | #N/A
#N/A | #N/A
#N/A | #N/A
#N/A | #N/A
#N/A | #N/A
#N/A | #N/A
#N/A | #N/A
#N/A | #N/A
#N/A | #N/A
#N/A | #N/A
#N/A | #N/A
#N/A | #N/A
#N/A | #N/A
#N/A | #N/A
#N/A | #N/A
#N/A | #N/A
#N/A | #N/A
#N/A | #N/A
#N/A | #N/A
#N/A | #N/A
#N/A | #N/A
#N/A | #N/A
#N/A | #N/A
#N/A | #N/A
#N/A | #N/A
#N/A | #N/A
#N/A | #N/A
#N/A | #N/A
#N/A | #N/A
#N/A | #N/A
#N/A | #N/A
#N/A | #N/A
#N/A | #N/A
#N/A | #N/A
#N/A | #N/A
#N/A | #N/A
#N/A | #N/A
#N/A | #N/A
#N/A | #N/A
#N/A | #N/A
#N/A | #N/A
#N/A | #N/A
#N/A | #N/A
#N/A | #N/A
#N/A | #N/A
#N/A | #N/A
#N/A | #N/A
#N/A | #N/A
#N/A | #N/A
#N/A | #N/A
#N/A | #N/A
#N/A | #N/A
#N/A | #N/A
#N/A | #N/A
#N/A | #N/A
#N/A | #N/A
#N/A | #N/A
#N/A | #N/A
#N/A | #N/A
#N/A | #N/A
#N/A | #N/A
#N/A | #N/A
#N/A | #N/A
#N/A | #N/A
#N/A | #N/A
#N/A | #N/A
#N/A | #N/A
#N/A | #N/A
#N/A | #N/A
#N/A | #N/A
#N/A | #N/A
#N/A | #N/A
#N/A | #N/A
#N/A | #N/A
#N/A | #N/A
#N/A | #N/A
#N/A | #N/A
#N/A | #N/A
#N/A | #N/A
#N/A | #N/A
#N/A | #N/A
#N/A | #N/A
#N/A | #N/A
#N/A | #N/A
#N/A | #N/A
#N/A | #N/A
#N/A | #N/A
#N/A | #N/A
#N/A | #N/A
#N/A | #N/A
#N/A | #N/A
#N/A | #N/A
#N/A | #N/A
#N/A | #N/A
#N/A | #N/A
#N/A | #N/A
#N/A | #N/A
#N/A | #N/A
#N/A | #N/A
#N/A | #N/A
#N/A | #N/A
#N/A | #N/A
#N/A | #N/A
#N/A | #N/A
#N/A | #N/A
#N/A | #N/A
#N/A | #N/A
#N/A | #N/A
#N/A | #N/A
#N/A | #N/A
#N/A | #N/A
#N/A | #N/A
#N/A | #N/A
#N/A | #N/A
#N/A | #N/A
#N/A | #N/A
#N/A | #N/A
#N/A | #N/A
#N/A | #N/A
#N/A | #N/A
#N/A | #N/A
#N/A | #N/A
#N/A | #N/A
#N/A | #N/A
#N/A | #N/A
#N/A | #N/A
#N/A | #N/A
#N/A | #N/A
#N/A | #N/A
#N/A | #N/A
#N/A | #N/A
#N/A | #N/A
#N/A | #N/A
#N/A | #N/A
#N/A | #N/A
#N/A | #N/A
#N/A | #N/A
#N/A | #N/A
#N/A | #N/A
#N/A | #N/A
#N/A | #N/A
#N/A | #N/A
#N/A | #N/A
#N/A | #N/A
#N/A | #N/A
#N/A | #N/A
#N/A | #N/A
#N/A | #N/A
#N/A | #N/A
#N/A | #N/A
#N/A | #N/A
#N/A | #N/A
#N/A | #N/A
#N/A | #N/A
#N/A | #N/A
#N/A | #N/A
#N/A | #N/A
#N/A | #N/A
#N/A | #N/A
#N/A | #N/A
#N/A | #N/A
#N/A | #N/A
#N/A | #N/A
#N/A | #N/A
#N/A | #N/A
#N/A | #N/A
#N/A | #N/A
#N/A | #N/A
#N/A | #N/A
#N/A | #N/A
#N/A | #N/A
#N/A | #N/A
#N/A | #N/A
#N/A | #N/A
#N/A | #N/A
#N/A | #N/A
#N/A | #N/A
#N/A | #N/A
#N/A | #N/A
#N/A | #N/A
#N/A | #N/A
#N/A | #N/A
#N/A | #N/A
#N/A | #N/A
#N/A | #N/A
#N/A | #N/A
#N/A | #N/A
#N/A | #N/A
#N/A | #N/A
#N/A | #N/A
#N/A | #N/A
#N/A | #N/A
#N/A | #N/A
#N/A | #N/A
#N/A | #N/A
#N/A | #N/A
#N/A | #N/A
#N/A | #N/A
#N/A | #N/A
#N/A | #N/A
#N/A | #N/A
#N/A | #N/A
#N/A | #N/A
#N/A | #N/A
#N/A | #N/A
#N/A | #N/A
#N/A | #N/A
#N/A | #N/A
#N/A | #N/A
#N/A | #N/A
#N/A | #N/A
#N/A | #N/A
#N/A | #N/A
#N/A | #N/A
#N/A | #N/A
#N/A | #N/A
#N/A | #N/A
#N/A | #N/A
#N/A | #N/A
#N/A | #N/A
#N/A | #N/A
#N/A | #N/A
#N/A | #N/A
#N/A | #N/A
#N/A | #N/A
#N/A | #N/A
#N/A | #N/A
#N/A | #N/A
#N/A | #N/A
#N/A | #N/A
#N/A | #N/A
#N/A | #N/A
#N/A | #N/A
#N/A | #N/A
#N/A | #N/A
#N/A | #N/A
#N/A | #N/A
#N/A | #N/A
#N/A | #N/A
#N/A | #N/A
#N/A | #N/A
#N/A | #N/A
#N/A | #N/A
#N/A | #N/A
#N/A | #N/A
#N/A | #N/A
#N/A | #N/A
#N/A | #N/A
#N/A | #N/A
#N/A | #N/A
#N/A | #N/A
#N/A | #N/A
#N/A | #N/A
#N/A | #N/A
#N/A | #N/A
#N/A | #N/A
#N/A | #N/A
#N/A | #N/A
#N/A | #N/A
#N/A | #N/A
#N/A | #N/A
#N/A | #N/A
#N/A | #N/A
#N/A | #N/A
#N/A | #N/A
#N/A | #N/A
#N/A | #N/A
#N/A | #N/A
#N/A | #N/A
#N/A | #N/A
#N/A | #N/A
#N/A | #N/A
#N/A | #N/A
#N/A | #N/A
#N/A | #N/A
#N/A | #N/A
#N/A | #N/A
#N/A | #N/A
#N/A | #N/A
#N/A | #N/A
#N/A | #N/A
#N/A | #N/A
#N/A | #N/A
#N/A | #N/A
#N/A | #N/A
#N/A | #N/A
#N/A | #N/A
#N/A | #N/A
#N/A | #N/A
#N/A | #N/A
#N/A | #N/A
#N/A | #N/A
#N/A | #N/A
#N/A | #N/A
#N/A | #N/A
#N/A | #N/A
#N/A | #N/A
#N/A | #N/A
#N/A | #N/A
#N/A | #N/A
#N/A | #N/A
#N/A | #N/A
#N/A | #N/A
#N/A | #N/A
#N/A | #N/A
#N/A | #N/A
#N/A | #N/A
#N/A | #N/A
#N/A | #N/A
#N/A | #N/A
#N/A | #N/A
#N/A | #N/A
#N/A | #N/A
#N/A | #N/A
#N/A | #N/A
#N/A | #N/A
#N/A | #N/A
#N/A | #N/A
#N/A | #N/A
#N/A | #N/A
#N/A | #N/A
#N/A | #N/A
#N/A | #N/A
#N/A | #N/A
#N/A | #N/A
#N/A | #N/A
#N/A | #N/A
#N/A | #N/A
#N/A | #N/A
#N/A | #N/A
#N/A | #N/A
#N/A | #N/A
#N/A | #N/A
#N/A | #N/A
#N/A | #N/A
#N/A | #N/A
#N/A | #N/A
#N/A | #N/A
#N/A | #N/A
#N/A | #N/A
#N/A | #N/A
#N/A | #N/A
#N/A | #N/A
#N/A | #N/A
#N/A | #N/A
#N/A | #N/A
#N/A | #N/A
#N/A | #N/A
#N/A | #N/A
#N/A | #N/A
#N/A | #N/A
#N/A | #N/A
#N/A | #N/A
#N/A | #N/A
#N/A | #N/A
#N/A | #N/A
#N/A | #N/A
#N/A | #N/A
#N/A | #N/A
#N/A | #N/A
#N/A | #N/A
#N/A | #N/A
#N/A | #N/A
#N/A | #N/A
#N/A | #N/A
#N/A | #N/A
#N/A | #N/A
#N/A | #N/A
#N/A | #N/A
#N/A | #N/A
#N/A | #N/A
#N/A | #N/A
#N/A | #N/A
#N/A | #N/A
#N/A | #N/A
#N/A | #N/A
#N/A | #N/A
#N/A | #N/A
#N/A | #N/A
#N/A | #N/A
#N/A | #N/A
#N/A | #N/A
#N/A | #N/A
#N/A | #N/A
#N/A | #N/A
#N/A | #N/A
#N/A | #N/A
#N/A | #N/A
#N/A | #N/A
#N/A | #N/A
#N/A | #N/A
#N/A | #N/A
#N/A | #N/A
#N/A | #N/A
#N/A | #N/A
#N/A | #N/A
#N/A | #N/A
#N/A | #N/A
#N/A | #N/A
#N/A | #N/A
#N/A | #N/A
#N/A | #N/A
#N/A | #N/A
#N/A | #N/A
#N/A | #N/A
#N/A | #N/A
#N/A | #N/A
#N/A | #N/A
#N/A | #N/A
#N/A | #N/A
#N/A | #N/A
#N/A | #N/A
#N/A | #N/A
#N/A | #N/A
#N/A | #N/A
#N/A | #N/A
#N/A | #N/A
#N/A | #N/A
#N/A | #N/A
#N/A | #N/A
#N/A | #N/A
#N/A | #N/A
#N/A | #N/A
#N/A | #N/A
#N/A | #N/A
#N/A | #N/A
#N/A | #N/A
#N/A | #N/A
#N/A | #N/A
#N/A | #N/A
#N/A | #N/A
#N/A | #N/A
#N/A | #N/A
#N/A | #N/A
#N/A | #N/A
#N/A | #N/A
#N/A | #N/A
#N/A | #N/A
#N/A | #N/A
#N/A | #N/A
#N/A | #N/A
#N/A | #N/A
#N/A | #N/A
#N/A | #N/A
#N/A | #N/A
#N/A | #N/A
#N/A | #N/A
#N/A | #N/A
#N/A | #N/A
#N/A | #N/A
#N/A | #N/A
#N/A | #N/A
#N/A | #N/A
#N/A | #N/A
#N/A | #N/A
#N/A | #N/A
#N/A | #N/A
#N/A | #N/A
#N/A | #N/A
#N/A | #N/A
#N/A | #N/A
#N/A | #N/A
#N/A | #N/A
#N/A | #N/A
#N/A | #N/A
#N/A | #N/A
#N/A | #N/A
#N/A | #N/A
#N/A | #N/A
#N/A | #N/A
#N/A | #N/A
#N/A | #N/A
#N/A | #N/A
#N/A | #N/A
#N/A | #N/A
#N/A | #N/A
#N/A | #N/A
#N/A | #N/A
#N/A | #N/A
#N/A | #N/A
#N/A | #N/A
#N/A | #N/A
#N/A | #N/A
#N/A | #N/A
#N/A | #N/A
#N/A | #N/A
#N/A | #N/A
#N/A | #N/A
#N/A | #N/A
#N/A | #N/A
#N/A | #N/A
#N/A | #N/A
#N/A | #N/A
#N/A | #N/A
#N/A | #N/A
#N/A | #N/A
#N/A | #N/A
#N/A | #N/A
#N/A | #N/A
#N/A | #N/A
#N/A | #N/A
#N/A | #N/A
#N/A | #N/A
#N/A | #N/A
#N/A | #N/A
#N/A | #N/A
#N/A | #N/A
#N/A | #N/A
#N/A | #N/A
#N/A | #N/A
#N/A | #N/A
#N/A | #N/A
#N/A | #N/A
#N/A | #N/A
#N/A | #N/A
#N/A | #N/A
#N/A | #N/A
#N/A | #N/A
#N/A | #N/A
#N/A | #N/A
#N/A | #N/A
#N/A | #N/A
#N/A | #N/A
#N/A | #N/A
#N/A | #N/A
#N/A | #N/A
#N/A | #N/A
#N/A | #N/A
#N/A | #N/A
#N/A | #N/A
#N/A | #N/A
#N/A | #N/A
#N/A | #N/A
#N/A | #N/A
#N/A | #N/A
#N/A | #N/A
#N/A | #N/A
#N/A | #N/A
#N/A | #N/A
#N/A | #N/A
#N/A | #N/A
#N/A | #N/A
#N/A | #N/A
#N/A | #N/A
#N/A | #N/A
#N/A | #N/A
#N/A | #N/A
#N/A | #N/A
#N/A | #N/A
#N/A | #N/A
#N/A | #N/A
#N/A | #N/A
#N/A | #N/A
#N/A | #N/A
#N/A | #N/A
#N/A | #N/A
#N/A | #N/A
#N/A | #N/A
#N/A | #N/A
#N/A | #N/A
#N/A | #N/A
#N/A | #N/A
#N/A | #N/A
#N/A | #N/A
#N/A | #N/A
#N/A | #N/A
#N/A | #N/A
#N/A | #N/A
#N/A | #N/A
#N/A | #N/A
#N/A | #N/A
#N/A | #N/A
#N/A | #N/A
#N/A | #N/A
#N/A | #N/A
#N/A | #N/A
#N/A | #N/A
#N/A | #N/A
#N/A | #N/A
#N/A | #N/A
#N/A | #N/A
#N/A | #N/A
#N/A | #N/A
#N/A | #N/A
#N/A | #N/A
#N/A | #N/A
#N/A | #N/A
#N/A | #N/A
#N/A | #N/A
#N/A | #N/A
#N/A | #N/A
#N/A | #N/A
#N/A | #N/A
#N/A | #N/A
#N/A | #N/A
#N/A | #N/A
#N/A | #N/A
#N/A | #N/A
#N/A | #N/A
#N/A | #N/A
#N/A | #N/A
#N/A | #N/A
#N/A | #N/A
#N/A | #N/A
#N/A | #N/A
#N/A | #N/A
#N/A | #N/A
#N/A | #N/A
#N/A | #N/A
#N/A | #N/A
#N/A | #N/A
#N/A | #N/A
#N/A | #N/A
#N/A | #N/A
#N/A | #N/A
#N/A | #N/A
#N/A | #N/A
#N/A | #N/A
#N/A | #N/A
#N/A | #N/A
#N/A | #N/A
#N/A | #N/A
#N/A | #N/A
#N/A | #N/A
#N/A | #N/A
#N/A | #N/A
#N/A | #N/A
#N/A | #N/A
#N/A | #N/A
#N/A | #N/A
#N/A | #N/A
#N/A | #N/A
#N/A | #N/A
#N/A | #N/A
#N/A | #N/A
#N/A | #N/A
#N/A | #N/A
#N/A | #N/A
#N/A | #N/A
#N/A | #N/A
#N/A | #N/A
#N/A | #N/A
#N/A | #N/A
#N/A | #N/A
#N/A | #N/A
#N/A | #N/A
#N/A | #N/A
#N/A | #N/A
#N/A | #N/A
#N/A | #N/A
#N/A | #N/A
#N/A | #N/A
#N/A | #N/A
#N/A | #N/A
#N/A | #N/A
#N/A | #N/A
#N/A | #N/A
#N/A | #N/A
#N/A | #N/A
#N/A | #N/A
#N/A | #N/A
#N/A | #N/A
#N/A | #N/A
#N/A | #N/A
#N/A | #N/A
#N/A | #N/A
#N/A | #N/A
#N/A | #N/A
#N/A | #N/A
#N/A | #N/A
#N/A | #N/A
#N/A | #N/A
#N/A | #N/A
#N/A | #N/A
#N/A | #N/A
#N/A | #N/A
#N/A | #N/A
#N/A | #N/A
#N/A | #N/A
#N/A | #N/A
#N/A | #N/A
#N/A | #N/A
#N/A | #N/A
#N/A | #N/A
#N/A | #N/A
#N/A | #N/A
#N/A | #N/A
#N/A | #N/A
#N/A | #N/A
#N/A | #N/A
#N/A | #N/A
#N/A | #N/A
#N/A | #N/A
#N/A | #N/A
#N/A | #N/A
#N/A | #N/A
#N/A | #N/A
#N/A | #N/A
#N/A | #N/A
#N/A | #N/A
#N/A | #N/A
#N/A | #N/A
#N/A | #N/A
#N/A | #N/A
#N/A | #N/A
#N/A | #N/A
#N/A | #N/A
#N/A | #N/A
#N/A | #N/A
#N/A | #N/A
#N/A | #N/A
#N/A | #N/A
#N/A | #N/A
#N/A | #N/A
#N/A | #N/A
#N/A | #N/A
#N/A | #N/A
#N/A | #N/A
#N/A | #N/A
#N/A | #N/A
#N/A | #N/A
#N/A | #N/A
#N/A | #N/A
#N/A | #N/A
#N/A | #N/A
#N/A | #N/A
#N/A | #N/A
#N/A | #N/A
#N/A | #N/A
#N/A | #N/A
#N/A | #N/A
#N/A | #N/A
#N/A | #N/A
#N/A | #N/A
#N/A | #N/A
#N/A | #N/A
#N/A | #N/A
#N/A | #N/A
#N/A | #N/A
#N/A | #N/A
#N/A | #N/A
#N/A | #N/A
#N/A | #N/A
#N/A | #N/A
#N/A | #N/A
#N/A | #N/A
#N/A | #N/A
#N/A | #N/A
#N/A | #N/A
#N/A | #N/A
#N/A | #N/A
#N/A | #N/A
#N/A | #N/A
#N/A | #N/A
#N/A | #N/A
#N/A | #N/A
#N/A | #N/A
#N/A | #N/A
#N/A | #N/A
#N/A | #N/A
#N/A | #N/A
#N/A | #N/A
#N/A | #N/A
#N/A | #N/A
#N/A | #N/A
#N/A | #N/A
#N/A | #N/A
#N/A | #N/A
#N/A | #N/A
#N/A | #N/A
#N/A | #N/A
#N/A | #N/A
#N/A | #N/A
#N/A | #N/A
#N/A | #N/A
#N/A | #N/A
#N/A | #N/A
#N/A | #N/A
#N/A | #N/A
#N/A | #N/A
#N/A | #N/A
#N/A | #N/A
#N/A | #N/A
#N/A | #N/A
#N/A | #N/A
#N/A | #N/A
#N/A | #N/A
#N/A | #N/A
#N/A | #N/A
#N/A | #N/A
#N/A | #N/A
#N/A | #N/A
#N/A | #N/A
#N/A | #N/A
#N/A | #N/A
#N/A | #N/A
#N/A | #N/A
#N/A | #N/A
#N/A | #N/A
#N/A | #N/A
#N/A | #N/A
#N/A | #N/A
#N/A | #N/A
#N/A | #N/A
#N/A | #N/A
#N/A | #N/A
#N/A | #N/A
#N/A | #N/A
#N/A | #N/A
#N/A | #N/A
#N/A | #N/A
#N/A | #N/A
#N/A | #N/A
#N/A | #N/A
#N/A | #N/A
#N/A | #N/A
#N/A | #N/A
#N/A | #N/A
#N/A | #N/A
#N/A | #N/A
#N/A | #N/A
#N/A | #N/A
#N/A | #N/A
#N/A | #N/A
#N/A | #N/A
#N/A | #N/A
#N/A | #N/A
#N/A | #N/A
#N/A | #N/A
#N/A | #N/A
#N/A | #N/A
#N/A | #N/A
#N/A | #N/A
#N/A | #N/A
#N/A | #N/A
#N/A | #N/A
#N/A | #N/A
#N/A | #N/A
#N/A | #N/A
#N/A | #N/A
#N/A | #N/A
#N/A | #N/A
#N/A | #N/A
#N/A | #N/A
#N/A | #N/A
#N/A | #N/A
#N/A | #N/A
#N/A | #N/A
#N/A | #N/A
#N/A | #N/A
#N/A | #N/A
#N/A | #N/A
#N/A | #N/A
#N/A | #N/A
#N/A | #N/A
#N/A | #N/A
#N/A | #N/A
#N/A | #N/A
#N/A | #N/A
#N/A | #N/A
#N/A | #N/A
#N/A | #N/A
#N/A | #N/A
#N/A | #N/A
#N/A | #N/A
#N/A | #N/A
#N/A | #N/A
#N/A | #N/A
#N/A | #N/A
#N/A | #N/A
#N/A | #N/A
#N/A | #N/A
#N/A | #N/A
#N/A | #N/A
#N/A | #N/A
#N/A | #N/A
#N/A | #N/A
#N/A | #N/A
#N/A | #N/A
#N/A | #N/A
#N/A | #N/A
#N/A | #N/A
#N/A | #N/A
#N/A | #N/A
#N/A | #N/A
#N/A | #N/A
#N/A | #N/A
#N/A | #N/A
#N/A | #N/A
#N/A | #N/A
#N/A | #N/A
#N/A | #N/A
#N/A | #N/A
#N/A | #N/A
#N/A | #N/A
#N/A | #N/A
#N/A | #N/A
#N/A | #N/A
#N/A | #N/A
#N/A | #N/A
#N/A | #N/A
#N/A | #N/A
#N/A | #N/A
#N/A | #N/A
#N/A | #N/A
#N/A | #N/A
#N/A | #N/A
#N/A | #N/A
#N/A | #N/A
#N/A | #N/A
#N/A | #N/A
#N/A | #N/A
#N/A | #N/A
#N/A | #N/A
#N/A | #N/A
#N/A | #N/A
#N/A | #N/A
#N/A | #N/A
#N/A | #N/A
#N/A | #N/A
#N/A | #N/A
#N/A | #N/A
#N/A | #N/A
#N/A | #N/A
#N/A | #N/A
#N/A | #N/A
#N/A | #N/A
#N/A | #N/A
#N/A | #N/A
#N/A | #N/A
#N/A | #N/A
#N/A | #N/A
#N/A | #N/A
#N/A | #N/A
#N/A | #N/A
#N/A | #N/A
#N/A | #N/A
#N/A | #N/A
#N/A | #N/A
#N/A | #N/A
#N/A | #N/A
#N/A | #N/A
#N/A | #N/A
#N/A | #N/A
#N/A | #N/A
#N/A | #N/A
#N/A | #N/A
#N/A | #N/A
#N/A | #N/A
#N/A | #N/A
#N/A | #N/A
#N/A | #N/A
#N/A | #N/A
#N/A | #N/A
#N/A | #N/A
#N/A | #N/A
#N/A | #N/A
#N/A | #N/A
#N/A | #N/A
#N/A | #N/A
#N/A | #N/A
#N/A | #N/A
#N/A | #N/A
#N/A | #N/A
#N/A | #N/A
#N/A | #N/A
#N/A | #N/A
#N/A | #N/A
#N/A | #N/A
#N/A | #N/A
#N/A | #N/A
#N/A | #N/A
#N/A | #N/A
#N/A | #N/A
#N/A | #N/A
#N/A | #N/A
#N/A | #N/A
#N/A | #N/A
#N/A | #N/A
#N/A | #N/A
#N/A | #N/A
#N/A | #N/A
#N/A | #N/A
#N/A | #N/A
#N/A | #N/A
#N/A | #N/A
#N/A | #N/A
#N/A | #N/A
#N/A | #N/A
#N/A | #N/A
#N/A | #N/A
#N/A | #N/A
#N/A | #N/A
#N/A | #N/A
#N/A | #N/A
#N/A | #N/A
#N/A | #N/A
#N/A | #N/A
#N/A | #N/A
#N/A | #N/A
#N/A | #N/A
#N/A | #N/A
#N/A | #N/A
#N/A | #N/A
#N/A | #N/A
#N/A | #N/A
#N/A | #N/A
#N/A | #N/A
#N/A | #N/A
#N/A | #N/A
#N/A | #N/A
#N/A | #N/A
#N/A | #N/A
#N/A | #N/A
#N/A | #N/A
#N/A | #N/A
#N/A | #N/A
#N/A | #N/A
#N/A | #N/A
#N/A | #N/A
#N/A | #N/A
#N/A | #N/A
#N/A | #N/A
#N/A | #N/A
#N/A | #N/A
#N/A | #N/A
#N/A | #N/A
#N/A | #N/A
#N/A | #N/A
#N/A | #N/A
#N/A | #N/A
#N/A | #N/A
#N/A | #N/A
#N/A | #N/A
#N/A | #N/A
#N/A | #N/A
#N/A | #N/A
#N/A | #N/A
#N/A | #N/A
#N/A | #N/A
#N/A | #N/A
#N/A | #N/A
#N/A | #N/A
#N/A | #N/A
#N/A | #N/A
#N/A | #N/A
#N/A | #N/A
#N/A | #N/A
#N/A | #N/A
#N/A | #N/A
#N/A | #N/A
#N/A | #N/A
#N/A | #N/A
#N/A | #N/A
#N/A | #N/A
#N/A | #N/A
#N/A | #N/A
#N/A | #N/A
#N/A | #N/A
#N/A | #N/A
#N/A | #N/A
#N/A | #N/A
#N/A | #N/A
#N/A | #N/A
#N/A | #N/A
#N/A | #N/A
#N/A | #N/A
#N/A | #N/A
#N/A | #N/A
#N/A | #N/A
#N/A | #N/A
#N/A | #N/A
#N/A | #N/A
#N/A | #N/A
#N/A | #N/A
#N/A | #N/A
#N/A | #N/A
#N/A | #N/A
#N/A | #N/A
#N/A | #N/A
#N/A | #N/A
#N/A | #N/A
#N/A | #N/A
#N/A | #N/A
#N/A | #N/A
#N/A | #N/A
#N/A | #N/A
#N/A | #N/A
#N/A | #N/A
#N/A | #N/A
#N/A | #N/A
#N/A | #N/A
#N/A | #N/A
#N/A | #N/A
#N/A | #N/A
#N/A | #N/A
#N/A | #N/A
#N/A | #N/A
#N/A | #N/A
#N/A | #N/A
#N/A | #N/A
#N/A | #N/A
#N/A | #N/A
#N/A | #N/A
#N/A | #N/A
#N/A | #N/A
#N/A | #N/A
#N/A | #N/A
#N/A | #N/A
#N/A | #N/A
#N/A | #N/A
#N/A | #N/A
#N/A | #N/A
#N/A | #N/A
#N/A | #N/A
#N/A | #N/A
#N/A | #N/A
#N/A | #N/A
#N/A | #N/A
#N/A | #N/A
#N/A | #N/A
#N/A | #N/A
#N/A | #N/A
#N/A | #N/A
#N/A | #N/A
#N/A | #N/A
#N/A | #N/A
#N/A | #N/A
#N/A | #N/A
#N/A | #N/A
#N/A | #N/A
#N/A | #N/A
#N/A | #N/A
#N/A | #N/A
#N/A | #N/A
#N/A | #N/A
#N/A | #N/A
#N/A | #N/A
#N/A | #N/A
#N/A | #N/A
#N/A | #N/A
#N/A | #N/A
#N/A | #N/A
#N/A | #N/A
#N/A | #N/A
#N/A | #N/A
#N/A | #N/A
#N/A | #N/A
#N/A | #N/A
#N/A | #N/A
#N/A | #N/A
#N/A | #N/A
#N/A | #N/A
#N/A | #N/A
#N/A | #N/A
#N/A | #N/A
#N/A | #N/A
#N/A | #N/A
#N/A | #N/A
#N/A | #N/A
#N/A | #N/A
#N/A | #N/A
#N/A | #N/A
#N/A | #N/A
#N/A | #N/A
#N/A | #N/A
#N/A | #N/A
#N/A | #N/A
#N/A | #N/A
#N/A | #N/A
#N/A | #N/A
#N/A | #N/A
#N/A | #N/A
#N/A | #N/A
#N/A | #N/A
#N/A | #N/A
#N/A | #N/A
#N/A | #N/A
#N/A | #N/A
#N/A | #N/A
#N/A | #N/A
#N/A | #N/A
#N/A | #N/A
#N/A | #N/A
#N/A | #N/A
#N/A | #N/A
#N/A | #N/A
#N/A | #N/A
#N/A | #N/A
#N/A | #N/A
#N/A | #N/A
#N/A | #N/A
#N/A | #N/A
#N/A | #N/A
#N/A | #N/A
#N/A | #N/A
#N/A | #N/A
#N/A | #N/A
#N/A | #N/A
#N/A | #N/A
#N/A | #N/A
#N/A | #N/A
#N/A | #N/A
#N/A | #N/A
#N/A | #N/A
#N/A | #N/A
#N/A | #N/A
#N/A | #N/A
#N/A | #N/A
#N/A | #N/A
#N/A | #N/A
#N/A | #N/A
#N/A | #N/A
#N/A | #N/A
#N/A | #N/A
#N/A | #N/A
#N/A | #N/A
#N/A | #N/A
#N/A | #N/A
#N/A | #N/A
#N/A | #N/A
#N/A | #N/A
#N/A | #N/A
#N/A | #N/A
#N/A | #N/A
#N/A | #N/A
#N/A | #N/A
#N/A | #N/A
#N/A | #N/A
#N/A | #N/A
#N/A | #N/A
#N/A | #N/A
#N/A | #N/A
#N/A | #N/A
#N/A | #N/A
#N/A | #N/A
#N/A | #N/A
#N/A | #N/A
#N/A | #N/A
#N/A | #N/A
#N/A | #N/A
#N/A | #N/A
#N/A | #N/A
#N/A | #N/A
#N/A | #N/A
#N/A | #N/A
#N/A | #N/A
#N/A | #N/A
#N/A | #N/A
#N/A | #N/A
#N/A | #N/A
#N/A | #N/A
#N/A | #N/A
#N/A | #N/A
#N/A | #N/A
#N/A | #N/A
#N/A | #N/A
#N/A | #N/A
#N/A | #N/A
#N/A | #N/A
#N/A | #N/A
#N/A | #N/A
#N/A | #N/A
#N/A | #N/A
#N/A | #N/A
#N/A | #N/A
#N/A | #N/A
#N/A | #N/A
#N/A | #N/A
#N/A | #N/A
#N/A | #N/A
#N/A | #N/A
#N/A | #N/A
#N/A | #N/A
#N/A | #N/A
#N/A | #N/A
#N/A | #N/A
#N/A | #N/A
#N/A | #N/A
#N/A | #N/A
#N/A | #N/A
#N/A | #N/A
#N/A | #N/A
#N/A | #N/A
#N/A | #N/A
#N/A | #N/A
#N/A | #N/A
#N/A | #N/A
#N/A | #N/A
#N/A | #N/A
#N/A | #N/A
#N/A | #N/A
#N/A | #N/A
#N/A | #N/A
#N/A | #N/A
#N/A | #N/A
#N/A | #N/A
#N/A | #N/A
#N/A | #N/A
#N/A | #N/A
#N/A | #N/A
#N/A | #N/A
#N/A | #N/A
#N/A | #N/A
#N/A | #N/A
#N/A | #N/A
#N/A | #N/A
#N/A | #N/A
#N/A | #N/A
#N/A | #N/A
#N/A | #N/A
#N/A | #N/A
#N/A | #N/A
#N/A | #N/A
#N/A | #N/A
#N/A | #N/A
#N/A | #N/A
#N/A | #N/A
#N/A | #N/A
#N/A | #N/A
#N/A | #N/A
#N/A | #N/A
#N/A | #N/A
#N/A | #N/A
#N/A | #N/A
#N/A | #N/A
#N/A | #N/A
#N/A | #N/A
#N/A | #N/A
#N/A | #N/A
#N/A | #N/A
#N/A | #N/A
#N/A | #N/A
#N/A | #N/A
#N/A | #N/A
#N/A | #N/A
#N/A | #N/A
#N/A | #N/A
#N/A | #N/A
#N/A | #N/A
#N/A | #N/A
#N/A | #N/A
#N/A | #N/A
#N/A | #N/A
#N/A | #N/A
#N/A | #N/A
#N/A | #N/A
#N/A | #N/A
#N/A | #N/A
#N/A | #N/A
#N/A | #N/A
#N/A | #N/A
#N/A | #N/A
#N/A | #N/A
#N/A | #N/A
#N/A | #N/A
#N/A | #N/A
#N/A | #N/A
#N/A | #N/A
#N/A | #N/A
#N/A | #N/A
#N/A | #N/A
#N/A | #N/A
#N/A | #N/A
#N/A | #N/A
#N/A | #N/A
#N/A | #N/A
#N/A | #N/A
#N/A | #N/A
#N/A | #N/A
#N/A | #N/A
#N/A | #N/A
#N/A | #N/A
#N/A | #N/A
#N/A | #N/A
#N/A | #N/A
#N/A | #N/A
#N/A | #N/A
#N/A | #N/A
#N/A | #N/A
#N/A | #N/A
#N/A | #N/A
#N/A | #N/A
#N/A | #N/A
#N/A | #N/A
#N/A | #N/A
#N/A | #N/A
#N/A | #N/A
#N/A | #N/A
#N/A | #N/A
#N/A | #N/A
#N/A | #N/A
#N/A | #N/A
#N/A | #N/A
#N/A | #N/A
#N/A | #N/A
#N/A | #N/A
#N/A | #N/A
#N/A | #N/A
#N/A | #N/A
#N/A | #N/A
#N/A | #N/A
#N/A | #N/A
#N/A | #N/A
#N/A | #N/A
#N/A | #N/A
#N/A | #N/A
#N/A | #N/A
#N/A | #N/A
#N/A | #N/A
#N/A | #N/A
#N/A | #N/A
#N/A | #N/A
#N/A | #N/A
#N/A | #N/A
#N/A | #N/A
#N/A | #N/A
#N/A | #N/A
#N/A | #N/A
#N/A | #N/A
#N/A | #N/A
#N/A | #N/A
#N/A | #N/A
#N/A | #N/A
#N/A | #N/A
#N/A | #N/A
#N/A | #N/A
#N/A | #N/A
#N/A | #N/A
#N/A | #N/A
#N/A | #N/A
#N/A | #N/A
#N/A | #N/A
#N/A | #N/A
#N/A | #N/A
#N/A | #N/A
#N/A | #N/A
#N/A | #N/A
#N/A | #N/A
#N/A | #N/A
#N/A | #N/A
#N/A | #N/A
#N/A | #N/A
#N/A | #N/A
#N/A | #N/A
#N/A | #N/A
#N/A | #N/A
#N/A | #N/A
#N/A | #N/A
#N/A | #N/A
#N/A | #N/A
#N/A | #N/A
#N/A | #N/A
#N/A | #N/A
#N/A | #N/A
#N/A | #N/A
#N/A | #N/A
#N/A | #N/A
#N/A | #N/A
#N/A | #N/A
#N/A | #N/A
#N/A | #N/A
#N/A | #N/A
#N/A | #N/A
#N/A | #N/A
#N/A | #N/A
#N/A | #N/A
#N/A | #N/A
#N/A | #N/A
#N/A | #N/A
#N/A | #N/A
#N/A | #N/A
#N/A | #N/A
#N/A | #N/A
#N/A | #N/A
#N/A | #N/A
#N/A | #N/A
#N/A | #N/A
#N/A | #N/A
#N/A | #N/A
#N/A | #N/A
#N/A | #N/A
#N/A | #N/A
#N/A | #N/A
#N/A | #N/A
#N/A | #N/A
#N/A | #N/A
#N/A | #N/A
#N/A | #N/A
#N/A | #N/A
#N/A | #N/A
#N/A | #N/A
#N/A | #N/A
#N/A | #N/A
#N/A | #N/A
#N/A | #N/A
#N/A | #N/A
#N/A | #N/A
#N/A | #N/A
#N/A | #N/A
#N/A | #N/A
#N/A | #N/A
#N/A | #N/A
#N/A | #N/A
#N/A | #N/A
#N/A | #N/A
#N/A | #N/A
#N/A | #N/A
#N/A | #N/A
#N/A | #N/A
#N/A | #N/A
#N/A | #N/A
#N/A | #N/A
#N/A | #N/A
#N/A | #N/A
#N/A | #N/A
#N/A | #N/A
#N/A | #N/A
#N/A | #N/A
#N/A | #N/A
#N/A | #N/A
#N/A | #N/A
#N/A | #N/A
#N/A | #N/A
#N/A | #N/A
#N/A | #N/A
#N/A | #N/A
#N/A | #N/A
#N/A | #N/A
#N/A | #N/A
#N/A | #N/A
#N/A | #N/A
#N/A | #N/A
#N/A | #N/A
#N/A | #N/A
#N/A | #N/A
#N/A | #N/A
#N/A | #N/A
#N/A | #N/A
#N/A | #N/A
#N/A | #N/A
#N/A | #N/A
#N/A | #N/A
#N/A | #N/A
#N/A | #N/A
#N/A | #N/A
#N/A | #N/A
#N/A | #N/A
#N/A | #N/A
#N/A | #N/A
#N/A | #N/A
#N/A | #N/A
#N/A | #N/A
#N/A | #N/A
#N/A | #N/A
#N/A | #N/A
#N/A | #N/A
#N/A | #N/A
#N/A | #N/A
#N/A | #N/A
#N/A | #N/A
#N/A | #N/A
#N/A | #N/A
#N/A | #N/A
#N/A | #N/A
#N/A | #N/A
#N/A | #N/A
#N/A | #N/A
#N/A | #N/A
#N/A | #N/A
#N/A | #N/A
#N/A | #N/A
#N/A | #N/A
#N/A | #N/A
#N/A | #N/A
#N/A | #N/A
#N/A | #N/A
#N/A | #N/A
#N/A | #N/A
#N/A | #N/A
#N/A | #N/A
#N/A | #N/A
#N/A | #N/A
#N/A | #N/A
#N/A | #N/A
#N/A | #N/A
#N/A | #N/A
#N/A | #N/A
#N/A | #N/A
#N/A | #N/A
#N/A | #N/A
#N/A | #N/A
#N/A | #N/A
#N/A | #N/A
#N/A | #N/A
#N/A | #N/A
#N/A | #N/A
#N/A | #N/A
#N/A | #N/A
#N/A | #N/A
#N/A | #N/A
#N/A | #N/A
#N/A | #N/A
#N/A | #N/A
#N/A | #N/A
#N/A | #N/A
#N/A | #N/A
#N/A | #N/A
#N/A | #N/A
#N/A | #N/A
#N/A | #N/A
#N/A | #N/A
#N/A | #N/A
#N/A | #N/A
#N/A | #N/A
#N/A | #N/A
#N/A | #N/A
#N/A | #N/A
#N/A | #N/A
#N/A | #N/A
#N/A | #N/A
#N/A | #N/A
#N/A | #N/A
#N/A | #N/A
#N/A | #N/A
#N/A | #N/A
#N/A | #N/A
#N/A | #N/A
#N/A | #N/A
#N/A | #N/A
#N/A | #N/A
#N/A | #N/A
#N/A | #N/A
#N/A | #N/A
#N/A | #N/A
#N/A | #N/A
#N/A | #N/A
#N/A | #N/A
#N/A | #N/A
#N/A | #N/A
#N/A | #N/A
#N/A | #N/A
#N/A | #N/A
#N/A | #N/A
#N/A | #N/A
#N/A | #N/A
#N/A | #N/A
#N/A | #N/A
#N/A | #N/A
#N/A | #N/A
#N/A | #N/A
#N/A | #N/A
#N/A | #N/A
#N/A | #N/A
#N/A | #N/A
#N/A | #N/A
#N/A | #N/A
#N/A | #N/A
#N/A | #N/A
#N/A | #N/A
#N/A | #N/A
#N/A | #N/A
#N/A | #N/A
#N/A | #N/A
#N/A | #N/A
#N/A | #N/A
#N/A | #N/A
#N/A | #N/A
#N/A | #N/A
#N/A | #N/A
#N/A | #N/A
#N/A | #N/A
#N/A | #N/A
#N/A | #N/A
#N/A | #N/A
#N/A | #N/A
#N/A | #N/A
#N/A | #N/A
#N/A | #N/A
#N/A | #N/A
#N/A | #N/A
#N/A | #N/A
#N/A | #N/A
#N/A | #N/A
#N/A | #N/A
#N/A | #N/A
#N/A | #N/A
#N/A | #N/A
#N/A | #N/A
#N/A | #N/A
#N/A | #N/A
#N/A | #N/A
#N/A | #N/A
#N/A | #N/A
#N/A | #N/A
#N/A | #N/A
#N/A | #N/A
#N/A | #N/A
#N/A | #N/A
#N/A | #N/A
#N/A | #N/A
#N/A | #N/A
#N/A | #N/A
#N/A | #N/A
#N/A | #N/A
#N/A | #N/A
#N/A | #N/A
#N/A | #N/A
#N/A | #N/A
#N/A | #N/A
#N/A | #N/A
#N/A | #N/A
#N/A | #N/A
#N/A | #N/A
#N/A | #N/A
#N/A | #N/A
#N/A | #N/A
#N/A | #N/A
#N/A | #N/A
#N/A | #N/A
#N/A | #N/A
#N/A | #N/A
#N/A | #N/A
#N/A | #N/A
#N/A | #N/A
#N/A | #N/A
#N/A | #N/A
#N/A | #N/A
#N/A | #N/A
#N/A | #N/A
#N/A | #N/A
#N/A | #N/A
#N/A | #N/A
#N/A | #N/A
#N/A | #N/A
#N/A | #N/A
#N/A | #N/A
#N/A | #N/A
#N/A | #N/A
#N/A | #N/A
#N/A | #N/A
#N/A | #N/A
#N/A | #N/A
#N/A | #N/A
#N/A | #N/A
#N/A | #N/A
#N/A | #N/A
#N/A | #N/A
#N/A | #N/A
#N/A | #N/A
#N/A | #N/A
#N/A | #N/A
#N/A | #N/A
#N/A | #N/A
#N/A | #N/A
#N/A | #N/A
#N/A | #N/A
#N/A | #N/A
#N/A | #N/A
#N/A | #N/A
#N/A | #N/A
#N/A | #N/A
#N/A | #N/A
#N/A | #N/A
#N/A | #N/A
#N/A | #N/A
#N/A | #N/A
#N/A | #N/A
#N/A | #N/A
#N/A | #N/A
#N/A | #N/A
#N/A | #N/A
#N/A | #N/A
#N/A | #N/A
#N/A | #N/A
#N/A | #N/A
#N/A | #N/A
#N/A | #N/A
#N/A | #N/A
#N/A | #N/A
#N/A | #N/A
#N/A | #N/A
#N/A | #N/A
#N/A | #N/A
#N/A | #N/A
#N/A | #N/A
#N/A | #N/A
#N/A | #N/A
#N/A | #N/A
#N/A | #N/A
#N/A | #N/A
#N/A | #N/A
#N/A | #N/A
#N/A | #N/A
#N/A | #N/A
#N/A | #N/A
#N/A | #N/A
#N/A | #N/A
#N/A | #N/A
#N/A | #N/A
#N/A | #N/A
#N/A | #N/A
#N/A | #N/A
#N/A | #N/A
#N/A | #N/A
#N/A | #N/A
#N/A | #N/A
#N/A | #N/A
#N/A | #N/A
#N/A | #N/A
#N/A | #N/A
#N/A | #N/A
#N/A | #N/A
#N/A | #N/A
#N/A | #N/A
#N/A | #N/A
#N/A | #N/A
#N/A | #N/A
#N/A | #N/A
#N/A | #N/A
#N/A | #N/A
#N/A | #N/A
#N/A | #N/A
#N/A | #N/A
#N/A | #N/A
#N/A | #N/A
#N/A | #N/A
#N/A | #N/A
#N/A | #N/A
#N/A | #N/A
#N/A | #N/A
#N/A | #N/A
#N/A | #N/A
#N/A | #N/A
#N/A | #N/A
#N/A | #N/A
#N/A | #N/A
#N/A | #N/A
#N/A | #N/A
#N/A | #N/A
#N/A | #N/A
#N/A | #N/A
#N/A | #N/A
#N/A | #N/A
#N/A | #N/A
#N/A | #N/A
#N/A | #N/A
#N/A | #N/A
#N/A | #N/A
#N/A | #N/A
#N/A | #N/A
#N/A | #N/A
#N/A | #N/A
#N/A | #N/A
#N/A | #N/A
#N/A | #N/A
#N/A | #N/A
#N/A | #N/A
#N/A | #N/A
#N/A | #N/A
#N/A | #N/A
#N/A | #N/A
#N/A | #N/A
#N/A | #N/A
#N/A | #N/A
#N/A | #N/A
#N/A | #N/A
#N/A | #N/A
#N/A | #N/A
#N/A | #N/A
#N/A | #N/A
#N/A | #N/A
#N/A | #N/A
#N/A | #N/A
#N/A | #N/A
#N/A | #N/A
#N/A | #N/A
#N/A | #N/A
#N/A | #N/A
#N/A | #N/A
#N/A | #N/A
#N/A | #N/A
#N/A | #N/A
#N/A | #N/A
#N/A | #N/A
#N/A | #N/A
#N/A | #N/A
#N/A | #N/A
#N/A | #N/A
#N/A | #N/A
#N/A | #N/A
#N/A | #N/A
#N/A | #N/A
#N/A | #N/A
#N/A | #N/A
#N/A | #N/A
#N/A | #N/A
#N/A | #N/A
#N/A | #N/A
#N/A | #N/A
#N/A | #N/A
#N/A | #N/A
#N/A | #N/A
#N/A | #N/A
#N/A | #N/A
#N/A | #N/A
#N/A | #N/A
#N/A | #N/A
#N/A | #N/A
#N/A | #N/A
#N/A | #N/A
#N/A | #N/A
#N/A | #N/A
#N/A | #N/A
#N/A | #N/A
#N/A | #N/A
#N/A | #N/A
#N/A | #N/A
#N/A | #N/A
#N/A | #N/A
#N/A | #N/A
#N/A | #N/A
#N/A | #N/A
#N/A | #N/A
#N/A | #N/A
#N/A | #N/A
#N/A | #N/A
#N/A | #N/A
#N/A | #N/A
#N/A | #N/A
#N/A | #N/A
#N/A | #N/A
#N/A | #N/A
#N/A | #N/A
#N/A | #N/A
#N/A | #N/A
#N/A | #N/A
#N/A | #N/A
#N/A | #N/A
#N/A | #N/A
#N/A | #N/A
#N/A | #N/A
#N/A | #N/A
#N/A | #N/A
#N/A | #N/A
#N/A | #N/A
#N/A | #N/A
#N/A | #N/A
#N/A | #N/A
#N/A | #N/A
#N/A | #N/A
#N/A | #N/A
#N/A | #N/A
#N/A | #N/A
#N/A | #N/A
#N/A | #N/A
#N/A | #N/A
#N/A | #N/A
#N/A | #N/A
#N/A | #N/A
#N/A | #N/A
#N/A | #N/A
#N/A | #N/A
#N/A | #N/A
#N/A | #N/A
#N/A | #N/A
#N/A | #N/A
#N/A | #N/A
#N/A | #N/A
#N/A | #N/A
#N/A | #N/A
#N/A | #N/A
#N/A | #N/A
#N/A | #N/A
#N/A | #N/A
#N/A | #N/A
#N/A | #N/A
#N/A | #N/A
#N/A | #N/A
#N/A | #N/A
#N/A | #N/A
#N/A | #N/A
#N/A | #N/A
#N/A | #N/A
#N/A | #N/A
#N/A | #N/A
#N/A | #N/A
#N/A | #N/A
#N/A | #N/A
#N/A | #N/A
#N/A | #N/A
#N/A | #N/A
#N/A | #N/A
#N/A | #N/A
#N/A | #N/A
#N/A | #N/A
#N/A | #N/A
#N/A | #N/A
#N/A | #N/A
#N/A | #N/A
#N/A | #N/A
#N/A | #N/A
#N/A | #N/A
#N/A | #N/A
#N/A | #N/A
#N/A | #N/A
#N/A | #N/A
#N/A | #N/A
#N/A | #N/A
#N/A | #N/A
#N/A | #N/A
#N/A | #N/A
#N/A | #N/A
#N/A | #N/A
#N/A | #N/A
#N/A | #N/A
#N/A | #N/A
#N/A | #N/A
#N/A | #N/A
#N/A | #N/A
#N/A | #N/A
#N/A | #N/A
#N/A | #N/A
#N/A | #N/A
#N/A | #N/A
#N/A | #N/A
#N/A | #N/A
#N/A | #N/A
#N/A | #N/A
#N/A | #N/A
#N/A | #N/A
#N/A | #N/A
#N/A | #N/A
#N/A | #N/A
#N/A | #N/A
#N/A | #N/A
#N/A | #N/A
#N/A | #N/A
#N/A | #N/A
#N/A | #N/A
#N/A | #N/A
#N/A | #N/A
#N/A | #N/A
#N/A | #N/A
#N/A | #N/A
#N/A | #N/A
#N/A | #N/A
#N/A | #N/A
#N/A | #N/A
#N/A | #N/A
#N/A | #N/A
#N/A | #N/A
#N/A | #N/A
#N/A | #N/A
#N/A | #N/A
#N/A | #N/A
#N/A | #N/A
#N/A | #N/A
#N/A | #N/A
#N/A | #N/A
#N/A | #N/A
#N/A | #N/A
#N/A | #N/A
#N/A | #N/A
#N/A | #N/A
#N/A | #N/A
#N/A | #N/A
#N/A | #N/A
#N/A | #N/A
#N/A | #N/A
#N/A | #N/A
#N/A | #N/A
#N/A | #N/A
#N/A | #N/A
#N/A | #N/A
#N/A | #N/A
#N/A | #N/A
#N/A | #N/A
#N/A | #N/A
#N/A | #N/A
#N/A | #N/A
#N/A | #N/A
#N/A | #N/A
#N/A | #N/A
#N/A | #N/A
#N/A | #N/A
#N/A | #N/A
#N/A | #N/A
#N/A | #N/A
#N/A | #N/A
#N/A | #N/A
#N/A | #N/A
#N/A | #N/A
#N/A | #N/A
#N/A | #N/A
#N/A | #N/A
#N/A | #N/A
#N/A | #N/A
#N/A | #N/A
#N/A | #N/A
#N/A | #N/A
#N/A | #N/A
#N/A | #N/A
#N/A | #N/A
#N/A | #N/A
#N/A | #N/A
#N/A | #N/A
#N/A | #N/A
#N/A | #N/A
#N/A | #N/A
#N/A | #N/A
#N/A | #N/A
#N/A | #N/A
#N/A | #N/A
#N/A | #N/A
#N/A | #N/A
#N/A | #N/A
#N/A | #N/A
#N/A | #N/A
#N/A | #N/A
#N/A | #N/A
#N/A | #N/A
#N/A | #N/A
#N/A | #N/A
#N/A | #N/A
#N/A | #N/A
#N/A | #N/A
#N/A | #N/A
#N/A | #N/A
#N/A | #N/A
#N/A | #N/A
#N/A | #N/A
#N/A | #N/A
#N/A | #N/A
#N/A | #N/A
#N/A | #N/A
#N/A | #N/A
#N/A | #N/A
#N/A | #N/A
#N/A | #N/A
#N/A | #N/A
#N/A | #N/A
#N/A | #N/A
#N/A | #N/A
#N/A | #N/A
#N/A | #N/A
#N/A | #N/A
#N/A | #N/A
#N/A | #N/A
#N/A | #N/A
#N/A | #N/A
#N/A | #N/A
#N/A | #N/A
#N/A | #N/A
#N/A | #N/A
#N/A | #N/A
#N/A | #N/A
#N/A | #N/A
#N/A | #N/A
#N/A | #N/A
#N/A | #N/A
#N/A | #N/A
#N/A | #N/A
#N/A | #N/A
#N/A | #N/A
#N/A | #N/A
#N/A | #N/A
#N/A | #N/A
#N/A | #N/A
#N/A | #N/A
#N/A | #N/A
#N/A | #N/A
#N/A | #N/A
#N/A | #N/A
#N/A | #N/A
#N/A | #N/A
#N/A | #N/A
#N/A | #N/A
#N/A | #N/A
#N/A | #N/A
#N/A | #N/A
#N/A | #N/A
#N/A | #N/A
#N/A | #N/A
#N/A | #N/A
#N/A | #N/A
#N/A | #N/A
#N/A | #N/A
#N/A | #N/A
#N/A | #N/A
#N/A | #N/A
#N/A | #N/A
#N/A | #N/A
#N/A | #N/A
#N/A | #N/A
#N/A | #N/A
#N/A | #N/A
#N/A | #N/A
#N/A | #N/A
#N/A | #N/A
#N/A | #N/A
#N/A | #N/A
#N/A | #N/A
#N/A | #N/A
#N/A | #N/A
#N/A | #N/A
#N/A | #N/A
#N/A | #N/A
#N/A | #N/A
#N/A | #N/A
#N/A | #N/A
#N/A | #N/A
#N/A | #N/A
#N/A | #N/A
#N/A | #N/A
#N/A | #N/A
#N/A | #N/A
#N/A | #N/A
#N/A | #N/A
#N/A | #N/A
#N/A | #N/A
#N/A | #N/A
#N/A | #N/A
#N/A | #N/A
#N/A | #N/A
#N/A | #N/A
#N/A | #N/A
#N/A | #N/A
#N/A | #N/A
#N/A | #N/A
#N/A | #N/A
#N/A | #N/A
#N/A | #N/A
#N/A | #N/A
#N/A | #N/A
#N/A | #N/A
#N/A | #N/A
#N/A | #N/A
#N/A | #N/A
#N/A | #N/A
#N/A | #N/A
#N/A | #N/A
#N/A | #N/A
#N/A | #N/A
#N/A | #N/A
#N/A | #N/A
#N/A | #N/A
#N/A | #N/A
#N/A | #N/A
#N/A | #N/A
#N/A | #N/A
#N/A | #N/A
#N/A | #N/A
#N/A | #N/A
#N/A | #N/A
#N/A | #N/A
#N/A | #N/A
#N/A | #N/A
#N/A | #N/A
#N/A | #N/A
#N/A | #N/A
#N/A | #N/A
#N/A | #N/A
#N/A | #N/A
#N/A | #N/A
#N/A | #N/A
#N/A | #N/A
#N/A | #N/A
#N/A | #N/A
#N/A | #N/A
#N/A | #N/A
#N/A | #N/A
#N/A | #N/A
#N/A | #N/A
#N/A | #N/A
#N/A | #N/A
#N/A | #N/A
#N/A | #N/A
#N/A | #N/A
#N/A | #N/A
#N/A | #N/A
#N/A | #N/A
#N/A | #N/A
#N/A | #N/A
#N/A | #N/A
#N/A | #N/A
#N/A | #N/A
#N/A | #N/A
#N/A | #N/A
#N/A | #N/A
#N/A | #N/A
#N/A | #N/A
#N/A | #N/A
#N/A | #N/A
#N/A | #N/A
#N/A | #N/A
#N/A | #N/A
#N/A | #N/A
#N/A | #N/A
#N/A | #N/A
#N/A | #N/A
#N/A | #N/A
#N/A | #N/A
#N/A | #N/A
#N/A | #N/A
#N/A | #N/A
#N/A | #N/A
#N/A | #N/A
#N/A | #N/A
#N/A | #N/A
#N/A | #N/A
#N/A | #N/A
#N/A | #N/A
#N/A | #N/A
#N/A | #N/A
#N/A | #N/A
#N/A | #N/A
#N/A | #N/A
#N/A | #N/A
#N/A | #N/A
#N/A | #N/A
#N/A | #N/A
#N/A | #N/A
#N/A | #N/A
#N/A | #N/A
#N/A | #N/A
#N/A | #N/A
#N/A | #N/A
#N/A | #N/A
#N/A | #N/A
#N/A | #N/A
#N/A | #N/A
#N/A | #N/A
#N/A | #N/A
#N/A | #N/A
#N/A | #N/A
#N/A | #N/A
#N/A | #N/A
#N/A | #N/A
#N/A | #N/A
#N/A | #N/A
#N/A | #N/A
#N/A | #N/A
#N/A | #N/A
#N/A | #N/A
#N/A | #N/A
#N/A | #N/A
#N/A | #N/A
#N/A | #N/A
#N/A | #N/A
#N/A | #N/A
#N/A | #N/A
#N/A | #N/A
#N/A | #N/A
#N/A | #N/A
#N/A | #N/A
#N/A | #N/A
#N/A | #N/A
#N/A | #N/A
#N/A | #N/A
#N/A | #N/A
#N/A | #N/A
#N/A | #N/A
#N/A | #N/A
#N/A | #N/A
#N/A | #N/A
#N/A | #N/A
#N/A | #N/A
#N/A | #N/A
#N/A | #N/A
#N/A | #N/A
#N/A | #N/A
#N/A | #N/A
#N/A | #N/A
#N/A | #N/A
#N/A | #N/A
#N/A | #N/A
#N/A | #N/A
#N/A | #N/A
#N/A | #N/A
#N/A | #N/A
#N/A | #N/A
#N/A | #N/A
#N/A | #N/A
#N/A | #N/A
#N/A | #N/A
#N/A | #N/A
#N/A | #N/A
#N/A | #N/A
#N/A | #N/A
#N/A | #N/A
#N/A | #N/A
#N/A | #N/A
#N/A | #N/A
#N/A | #N/A
#N/A | #N/A
#N/A | #N/A
#N/A | #N/A
#N/A | #N/A
#N/A | #N/A
#N/A | #N/A
#N/A | #N/A
#N/A | #N/A
#N/A | #N/A
#N/A | #N/A
#N/A | #N/A
#N/A | #N/A
#N/A | #N/A
#N/A | #N/A
#N/A | #N/A
#N/A | #N/A
#N/A | #N/A
#N/A | #N/A
#N/A | #N/A
#N/A | #N/A
#N/A | #N/A
#N/A | #N/A
#N/A | #N/A
#N/A | #N/A
#N/A | #N/A
#N/A | #N/A
#N/A | #N/A
#N/A | #N/A
#N/A | #N/A
#N/A | #N/A
#N/A | #N/A
#N/A | #N/A
#N/A | #N/A
#N/A | #N/A
#N/A | #N/A
#N/A | #N/A
#N/A | #N/A
#N/A | #N/A
#N/A | #N/A
#N/A | #N/A
#N/A | #N/A
#N/A | #N/A
#N/A | #N/A
#N/A | #N/A
#N/A | #N/A
#N/A | #N/A
#N/A | #N/A
#N/A | #N/A
#N/A | #N/A
#N/A | #N/A
#N/A | #N/A
#N/A | #N/A
#N/A | #N/A
#N/A | #N/A
#N/A | #N/A
#N/A | #N/A
#N/A | #N/A
#N/A | #N/A
#N/A | #N/A
#N/A | #N/A
#N/A | #N/A
#N/A | #N/A
#N/A | #N/A
#N/A | #N/A
#N/A | #N/A
#N/A | #N/A
#N/A | #N/A
#N/A | #N/A
#N/A | #N/A
#N/A | #N/A
#N/A | #N/A
#N/A | #N/A
#N/A | #N/A
#N/A | #N/A
#N/A | #N/A
#N/A | #N/A
#N/A | #N/A
#N/A | #N/A
#N/A | #N/A
#N/A | #N/A
#N/A | #N/A
#N/A | #N/A
#N/A | #N/A
#N/A | #N/A
#N/A | #N/A
#N/A | #N/A
#N/A | #N/A
#N/A | #N/A
#N/A | #N/A
#N/A | #N/A
#N/A | #N/A
#N/A | #N/A
#N/A | #N/A
#N/A | #N/A
#N/A | #N/A
#N/A | #N/A
#N/A | #N/A
#N/A | #N/A
#N/A | #N/A
#N/A | #N/A
#N/A | #N/A
#N/A | #N/A
#N/A | #N/A
#N/A | #N/A
#N/A | #N/A
#N/A | #N/A
#N/A | #N/A
#N/A | #N/A
#N/A | #N/A
#N/A | #N/A
#N/A | #N/A
#N/A | #N/A
#N/A | #N/A
#N/A | #N/A
#N/A | #N/A
#N/A | #N/A
#N/A | #N/A
#N/A | #N/A
#N/A | #N/A
#N/A | #N/A
#N/A | #N/A
#N/A | #N/A
#N/A | #N/A
#N/A | #N/A
#N/A | #N/A
#N/A | #N/A
#N/A | #N/A
#N/A | #N/A
#N/A | #N/A
#N/A | #N/A
#N/A | #N/A
#N/A | #N/A
#N/A | #N/A
#N/A | #N/A
#N/A | #N/A
#N/A | #N/A
#N/A | #N/A
#N/A | #N/A
#N/A | #N/A
#N/A | #N/A
#N/A | #N/A
#N/A | #N/A
#N/A | #N/A
#N/A | #N/A
#N/A | #N/A
#N/A | #N/A
#N/A | #N/A
#N/A | #N/A
#N/A | #N/A
#N/A | #N/A
#N/A | #N/A
#N/A | #N/A
#N/A | #N/A
#N/A | #N/A
#N/A | #N/A
#N/A | #N/A
#N/A | #N/A
#N/A | #N/A
#N/A | #N/A
#N/A | #N/A
#N/A | #N/A
#N/A | #N/A
#N/A | #N/A
#N/A | #N/A
#N/A | #N/A
#N/A | #N/A
#N/A | #N/A
#N/A | #N/A
#N/A | #N/A
#N/A | #N/A
#N/A | #N/A
#N/A | #N/A
#N/A | #N/A
#N/A | #N/A
#N/A | #N/A
#N/A | #N/A
#N/A | #N/A
#N/A | #N/A
#N/A | #N/A
#N/A | #N/A
#N/A | #N/A
#N/A | #N/A
#N/A | #N/A
#N/A | #N/A
#N/A | #N/A
#N/A | #N/A
#N/A | #N/A
#N/A | #N/A
#N/A | #N/A
#N/A | #N/A
#N/A | #N/A
#N/A | #N/A
#N/A | #N/A
#N/A | #N/A
#N/A | #N/A
#N/A | #N/A
#N/A | #N/A
#N/A | #N/A
#N/A | #N/A
#N/A | #N/A
#N/A | #N/A
#N/A | #N/A
#N/A | #N/A
#N/A | #N/A
#N/A | #N/A
#N/A | #N/A
#N/A | #N/A
#N/A | #N/A
#N/A | #N/A
#N/A | #N/A
#N/A | #N/A
#N/A | #N/A
#N/A | #N/A
#N/A | #N/A
#N/A | #N/A
#N/A | #N/A
#N/A | #N/A
#N/A | #N/A
#N/A | #N/A
#N/A | #N/A
#N/A | #N/A
#N/A | #N/A
#N/A | #N/A
#N/A | #N/A
#N/A | #N/A
#N/A | #N/A
#N/A | #N/A
#N/A | #N/A
#N/A | #N/A
#N/A | #N/A
#N/A | #N/A
#N/A | #N/A
#N/A | #N/A
#N/A | #N/A
#N/A | #N/A
#N/A | #N/A
#N/A | #N/A
#N/A | #N/A
#N/A | #N/A
#N/A | #N/A
#N/A | #N/A
#N/A | #N/A
#N/A | #N/A
#N/A | #N/A
#N/A | #N/A
#N/A | #N/A
#N/A | #N/A
#N/A | #N/A
#N/A | #N/A
#N/A | #N/A
#N/A | #N/A
#N/A | #N/A
#N/A | #N/A
#N/A | #N/A
#N/A | #N/A
#N/A | #N/A
#N/A | #N/A
#N/A | #N/A
#N/A | #N/A
#N/A | #N/A
#N/A | #N/A
#N/A | #N/A
#N/A | #N/A
#N/A | #N/A
#N/A | #N/A
#N/A | #N/A
#N/A | #N/A
#N/A | #N/A
#N/A | #N/A
#N/A | #N/A
#N/A | #N/A
#N/A | #N/A
#N/A | #N/A
#N/A | #N/A
#N/A | #N/A
#N/A | #N/A
#N/A | #N/A
#N/A | #N/A
#N/A | #N/A
#N/A | #N/A
#N/A | #N/A
#N/A | #N/A
#N/A | #N/A
#N/A | #N/A
#N/A | #N/A
#N/A | #N/A
#N/A | #N/A
#N/A | #N/A
#N/A | #N/A
#N/A | #N/A
#N/A | #N/A
#N/A | #N/A
#N/A | #N/A
#N/A | #N/A
#N/A | #N/A
#N/A | #N/A
#N/A | #N/A
#N/A | #N/A
#N/A | #N/A
#N/A | #N/A
#N/A | #N/A
#N/A | #N/A
#N/A | #N/A
#N/A | #N/A
#N/A | #N/A
#N/A | #N/A
#N/A | #N/A
#N/A | #N/A
#N/A | #N/A
#N/A | #N/A
#N/A | #N/A
#N/A | #N/A
#N/A | #N/A
#N/A | #N/A
#N/A | #N/A
#N/A | #N/A
#N/A | #N/A
#N/A | #N/A
#N/A | #N/A
#N/A | #N/A
#N/A | #N/A
#N/A | #N/A
#N/A | #N/A
#N/A | #N/A
#N/A | #N/A
#N/A | #N/A
#N/A | #N/A
#N/A | #N/A
#N/A | #N/A
#N/A | #N/A
#N/A | #N/A
#N/A | #N/A
#N/A | #N/A
#N/A | #N/A
#N/A | #N/A
#N/A | #N/A
#N/A | #N/A
#N/A | #N/A
#N/A | #N/A
#N/A | #N/A
#N/A | #N/A
#N/A | #N/A
#N/A | #N/A
#N/A | #N/A
#N/A | #N/A
#N/A | #N/A
#N/A | #N/A
#N/A | #N/A
#N/A | #N/A
#N/A | #N/A
#N/A | #N/A
#N/A | #N/A
#N/A | #N/A
#N/A | #N/A
#N/A | #N/A
#N/A | #N/A
#N/A | #N/A
#N/A | #N/A
#N/A | #N/A
#N/A | #N/A
#N/A | #N/A
#N/A | #N/A
#N/A | #N/A
#N/A | #N/A
#N/A | #N/A
#N/A | #N/A
#N/A | #N/A
#N/A | #N/A
#N/A | #N/A
#N/A | #N/A
#N/A | #N/A
#N/A | #N/A
#N/A | #N/A
#N/A | #N/A
#N/A | #N/A
#N/A | #N/A
#N/A | #N/A
#N/A | #N/A
#N/A | #N/A
#N/A | #N/A
#N/A | #N/A
#N/A | #N/A
#N/A | #N/A
#N/A | #N/A
#N/A | #N/A
#N/A | #N/A
#N/A | #N/A
#N/A | #N/A
#N/A | #N/A
#N/A | #N/A
#N/A | #N/A
#N/A | #N/A
#N/A | #N/A
#N/A | #N/A
#N/A | #N/A
#N/A | #N/A
#N/A | #N/A
#N/A | #N/A
#N/A | #N/A
#N/A | #N/A
#N/A | #N/A
#N/A | #N/A
#N/A | #N/A
#N/A | #N/A
#N/A | #N/A
#N/A | #N/A
#N/A | #N/A
#N/A | #N/A
#N/A | #N/A
#N/A | #N/A
#N/A | #N/A
#N/A | #N/A
#N/A | #N/A
#N/A | #N/A
#N/A | #N/A
#N/A | #N/A
#N/A | #N/A
#N/A | #N/A
#N/A | #N/A
#N/A | #N/A
#N/A | #N/A
#N/A | #N/A
#N/A | #N/A
#N/A | #N/A
#N/A | #N/A
#N/A | #N/A
#N/A | #N/A
#N/A | #N/A
#N/A | #N/A
#N/A | #N/A
#N/A | #N/A
#N/A | #N/A
#N/A | #N/A
#N/A | #N/A
#N/A | #N/A
#N/A | #N/A
#N/A | #N/A
#N/A | #N/A
#N/A | #N/A
#N/A | #N/A
#N/A | #N/A
#N/A | #N/A
#N/A | #N/A
#N/A | #N/A
#N/A | #N/A
#N/A | #N/A
#N/A | #N/A
#N/A | #N/A
#N/A | #N/A
#N/A | #N/A
#N/A | #N/A
#N/A | #N/A
#N/A | #N/A
#N/A | #N/A
#N/A | #N/A
#N/A | #N/A
#N/A | #N/A
#N/A | #N/A
#N/A | #N/A
#N/A | #N/A
#N/A | #N/A
#N/A | #N/A
#N/A | #N/A
#N/A | #N/A
#N/A | #N/A
#N/A | #N/A
#N/A | #N/A
#N/A | #N/A
#N/A | #N/A
#N/A | #N/A
#N/A | #N/A
#N/A | #N/A
#N/A | #N/A
#N/A | #N/A
#N/A | #N/A
#N/A | #N/A
#N/A | #N/A
#N/A | #N/A
#N/A | #N/A
#N/A | #N/A
#N/A | #N/A
#N/A | #N/A
#N/A | #N/A
#N/A | #N/A
#N/A | #N/A
#N/A | #N/A
#N/A | #N/A
#N/A | #N/A
#N/A | #N/A
#N/A | #N/A
#N/A | #N/A
#N/A | #N/A
#N/A | #N/A
#N/A | #N/A
#N/A | #N/A
#N/A | #N/A
#N/A | #N/A
#N/A | #N/A
#N/A | #N/A
#N/A | #N/A
#N/A | #N/A
#N/A | #N/A
#N/A | #N/A
#N/A | #N/A
#N/A | #N/A
#N/A | #N/A
#N/A | #N/A
#N/A | #N/A
#N/A | #N/A
#N/A | #N/A
#N/A | #N/A
#N/A | #N/A
#N/A | #N/A
#N/A | #N/A
#N/A | #N/A
#N/A | #N/A
#N/A | #N/A
#N/A | #N/A
#N/A | #N/A
#N/A | #N/A
#N/A | #N/A
#N/A | #N/A
#N/A | #N/A
#N/A | #N/A
#N/A | #N/A
#N/A | #N/A
#N/A | #N/A
#N/A | #N/A
#N/A | #N/A
#N/A | #N/A
#N/A | #N/A
#N/A | #N/A
#N/A | #N/A
#N/A | #N/A
#N/A | #N/A
#N/A | #N/A
#N/A | #N/A
#N/A | #N/A
#N/A | #N/A
#N/A | #N/A
#N/A | #N/A
#N/A | #N/A
#N/A | #N/A
#N/A | #N/A
#N/A | #N/A
#N/A | #N/A
#N/A | #N/A
#N/A | #N/A
#N/A | #N/A
#N/A | #N/A
#N/A | #N/A
#N/A | #N/A
#N/A | #N/A
#N/A | #N/A
#N/A | #N/A
#N/A | #N/A
#N/A | #N/A
#N/A | #N/A
#N/A | #N/A
#N/A | #N/A
#N/A | #N/A
#N/A | #N/A
#N/A | #N/A
#N/A | #N/A
#N/A | #N/A
#N/A | #N/A
#N/A | #N/A
#N/A | #N/A
#N/A | #N/A
#N/A | #N/A
#N/A | #N/A
#N/A | #N/A
#N/A | #N/A
#N/A | #N/A
#N/A | #N/A
#N/A | #N/A
#N/A | #N/A
#N/A | #N/A
#N/A | #N/A
#N/A | #N/A
#N/A | #N/A
#N/A | #N/A
#N/A | #N/A
#N/A | #N/A
#N/A | #N/A
#N/A | #N/A
#N/A | #N/A
#N/A | #N/A
#N/A | #N/A
#N/A | #N/A
#N/A | #N/A
#N/A | #N/A
#N/A | #N/A
#N/A | #N/A
#N/A | #N/A
#N/A | #N/A
#N/A | #N/A
#N/A | #N/A
#N/A | #N/A
#N/A | #N/A
#N/A | #N/A
#N/A | #N/A
#N/A | #N/A
#N/A | #N/A
#N/A | #N/A
#N/A | #N/A
#N/A | #N/A
#N/A | #N/A
#N/A | #N/A
#N/A | #N/A
#N/A | #N/A
#N/A | #N/A
#N/A | #N/A
#N/A | #N/A
#N/A | #N/A
#N/A | #N/A
#N/A | #N/A
#N/A | #N/A
#N/A | #N/A
#N/A | #N/A
#N/A | #N/A
#N/A | #N/A
#N/A | #N/A
#N/A | #N/A
#N/A | #N/A
#N/A | #N/A
#N/A | #N/A
#N/A | #N/A
#N/A | #N/A
#N/A | #N/A
#N/A | #N/A
#N/A | #N/A
#N/A | #N/A
#N/A | #N/A
#N/A | #N/A
#N/A | #N/A
#N/A | #N/A
#N/A | #N/A
#N/A | #N/A
#N/A | #N/A
#N/A | #N/A
#N/A | #N/A
#N/A | #N/A
#N/A | #N/A
#N/A | #N/A
#N/A | #N/A
#N/A | #N/A
#N/A | #N/A
#N/A | #N/A
#N/A | #N/A
#N/A | #N/A
#N/A | #N/A
#N/A | #N/A
#N/A | #N/A
#N/A | #N/A
#N/A | #N/A
#N/A | #N/A
#N/A | #N/A
#N/A | #N/A
#N/A | #N/A
#N/A | #N/A
#N/A | #N/A
#N/A | #N/A
#N/A | #N/A
#N/A | #N/A
#N/A | #N/A
#N/A | #N/A
#N/A | #N/A
#N/A | #N/A
#N/A | #N/A
#N/A | #N/A
#N/A | #N/A
#N/A | #N/A
#N/A | #N/A
#N/A | #N/A
#N/A | #N/A
#N/A | #N/A
#N/A | #N/A
#N/A | #N/A
#N/A | #N/A
#N/A | #N/A
#N/A | #N/A
#N/A | #N/A
#N/A | #N/A
#N/A | #N/A
#N/A | #N/A
#N/A | #N/A
#N/A | #N/A
#N/A | #N/A
#N/A | #N/A
#N/A | #N/A
#N/A | #N/A
#N/A | #N/A
#N/A | #N/A
#N/A | #N/A
#N/A | #N/A
#N/A | #N/A
#N/A | #N/A
#N/A | #N/A
#N/A | #N/A
#N/A | #N/A
#N/A | #N/A
#N/A | #N/A
#N/A | #N/A
#N/A | #N/A
#N/A | #N/A
#N/A | #N/A
#N/A | #N/A
#N/A | #N/A
#N/A | #N/A
#N/A | #N/A
#N/A | #N/A
#N/A | #N/A
#N/A | #N/A
#N/A | #N/A
#N/A | #N/A
#N/A | #N/A
#N/A | #N/A
#N/A | #N/A
#N/A | #N/A
#N/A | #N/A
#N/A | #N/A
#N/A | #N/A
#N/A | #N/A
#N/A | #N/A
#N/A | #N/A
#N/A | #N/A
#N/A | #N/A
#N/A | #N/A
#N/A | #N/A
#N/A | #N/A
#N/A | #N/A
#N/A | #N/A
#N/A | #N/A
#N/A | #N/A
#N/A | #N/A
#N/A | #N/A
#N/A | #N/A
#N/A | #N/A
#N/A | #N/A
#N/A | #N/A
#N/A | #N/A
#N/A | #N/A
#N/A | #N/A
#N/A | #N/A
#N/A | #N/A
#N/A | #N/A
#N/A | #N/A
#N/A | #N/A
#N/A | #N/A
#N/A | #N/A
#N/A | #N/A
#N/A | #N/A
#N/A | #N/A
#N/A | #N/A
#N/A | #N/A
#N/A | #N/A
#N/A | #N/A
#N/A | #N/A
#N/A | #N/A
#N/A | #N/A
#N/A | #N/A
#N/A | #N/A
#N/A | #N/A
#N/A | #N/A
#N/A | #N/A
#N/A | #N/A
#N/A | #N/A
#N/A | #N/A
#N/A | #N/A
#N/A | #N/A
#N/A | #N/A
#N/A | #N/A
#N/A | #N/A
#N/A | #N/A
#N/A | #N/A
#N/A | #N/A
#N/A | #N/A
#N/A | #N/A
#N/A | #N/A
#N/A | #N/A
#N/A | #N/A
#N/A | #N/A
#N/A | #N/A
#N/A | #N/A
#N/A | #N/A
#N/A | #N/A
#N/A | #N/A
#N/A | #N/A
#N/A | #N/A
#N/A | #N/A
#N/A | #N/A
#N/A | #N/A
#N/A | #N/A
#N/A | #N/A
#N/A | #N/A
#N/A | #N/A
#N/A | #N/A
#N/A | #N/A
#N/A | #N/A
#N/A | #N/A
#N/A | #N/A
#N/A | #N/A
#N/A | #N/A
#N/A | #N/A
#N/A | #N/A
#N/A | #N/A
#N/A | #N/A
#N/A | #N/A
#N/A | #N/A
#N/A | #N/A
#N/A | #N/A
#N/A | #N/A
#N/A | #N/A
#N/A | #N/A
#N/A | #N/A
#N/A | #N/A
#N/A | #N/A
#N/A | #N/A
#N/A | #N/A
#N/A | #N/A
#N/A | #N/A
#N/A | #N/A
#N/A | #N/A
#N/A | #N/A
#N/A | #N/A
#N/A | #N/A
#N/A | #N/A
#N/A | #N/A
#N/A | #N/A
#N/A | #N/A
#N/A | #N/A
#N/A | #N/A
#N/A | #N/A
#N/A | #N/A
#N/A | #N/A
#N/A | #N/A
#N/A | #N/A
#N/A | #N/A
#N/A | #N/A
#N/A | #N/A
#N/A | #N/A
#N/A | #N/A
#N/A | #N/A
#N/A | #N/A
#N/A | #N/A
#N/A | #N/A
#N/A | #N/A
#N/A | #N/A
#N/A | #N/A
#N/A | #N/A
#N/A | #N/A
#N/A | #N/A
#N/A | #N/A
#N/A | #N/A
#N/A | #N/A
#N/A | #N/A
#N/A | #N/A
#N/A | #N/A
#N/A | #N/A
#N/A | #N/A
#N/A | #N/A
#N/A | #N/A
#N/A | #N/A
#N/A | #N/A
#N/A | #N/A
#N/A | #N/A
#N/A | #N/A
#N/A | #N/A
#N/A | #N/A
#N/A | #N/A
#N/A | #N/A
#N/A | #N/A
#N/A | #N/A
#N/A | #N/A
#N/A | #N/A
#N/A | #N/A
#N/A | #N/A
#N/A | #N/A
#N/A | #N/A
#N/A | #N/A
#N/A | #N/A
#N/A | #N/A
#N/A | #N/A
#N/A | #N/A
#N/A | #N/A
#N/A | #N/A
#N/A | #N/A
#N/A | #N/A
#N/A | #N/A
#N/A | #N/A
#N/A | #N/A
#N/A | #N/A
#N/A | #N/A
#N/A | #N/A
#N/A | #N/A
#N/A | #N/A
#N/A | #N/A
#N/A | #N/A
#N/A | #N/A
#N/A | #N/A
#N/A | #N/A
#N/A | #N/A
#N/A | #N/A
#N/A | #N/A
#N/A | #N/A
#N/A | #N/A
#N/A | #N/A
#N/A | #N/A
#N/A | #N/A
#N/A | #N/A
#N/A | #N/A
#N/A | #N/A
#N/A | #N/A
#N/A | #N/A
#N/A | #N/A
#N/A | #N/A
#N/A | #N/A
#N/A | #N/A
#N/A | #N/A
#N/A | #N/A
#N/A | #N/A
#N/A | #N/A
#N/A | #N/A
#N/A | #N/A
#N/A | #N/A
#N/A | #N/A
#N/A | #N/A
#N/A | #N/A
#N/A | #N/A
#N/A | #N/A
#N/A | #N/A
#N/A | #N/A
#N/A | #N/A
#N/A | #N/A
#N/A | #N/A
#N/A | #N/A
#N/A | #N/A
#N/A | #N/A
#N/A | #N/A
#N/A | #N/A
#N/A | #N/A
#N/A | #N/A
#N/A | #N/A
#N/A | #N/A
#N/A | #N/A
#N/A | #N/A
#N/A | #N/A
#N/A | #N/A
#N/A | #N/A
#N/A | #N/A
#N/A | #N/A
#N/A | #N/A
#N/A | #N/A
#N/A | #N/A
#N/A | #N/A
#N/A | #N/A
#N/A | #N/A
#N/A | #N/A
#N/A | #N/A
#N/A | #N/A
#N/A | #N/A
#N/A | #N/A
#N/A | #N/A
#N/A | #N/A
#N/A | #N/A
#N/A | #N/A
#N/A | #N/A
#N/A | #N/A
#N/A | #N/A
#N/A | #N/A
#N/A | #N/A
#N/A | #N/A
#N/A | #N/A
#N/A | #N/A
#N/A | #N/A
#N/A | #N/A
#N/A | #N/A
#N/A | #N/A
#N/A | #N/A
#N/A | #N/A
#N/A | #N/A
#N/A | #N/A
#N/A | #N/A
#N/A | #N/A
#N/A | #N/A
#N/A | #N/A
#N/A | #N/A
#N/A | #N/A
#N/A | #N/A
#N/A | #N/A
#N/A | #N/A
#N/A | #N/A
#N/A | #N/A
#N/A | #N/A
#N/A | #N/A
#N/A | #N/A
#N/A | #N/A
#N/A | #N/A
#N/A | #N/A
#N/A | #N/A
#N/A | #N/A
#N/A | #N/A
#N/A | #N/A
#N/A | #N/A
#N/A | #N/A
#N/A | #N/A
#N/A | #N/A
#N/A | #N/A
#N/A | #N/A
#N/A | #N/A
#N/A | #N/A
#N/A | #N/A
#N/A | #N/A
#N/A | #N/A
#N/A | #N/A
#N/A | #N/A
#N/A | #N/A
#N/A | #N/A
#N/A | #N/A
#N/A | #N/A
#N/A | #N/A
#N/A | #N/A
#N/A | #N/A
#N/A | #N/A
#N/A | #N/A
#N/A | #N/A
#N/A | #N/A
#N/A | #N/A
#N/A | #N/A
#N/A | #N/A
#N/A | #N/A
#N/A | #N/A
#N/A | #N/A
#N/A | #N/A
#N/A | #N/A
#N/A | #N/A
#N/A | #N/A
#N/A | #N/A
#N/A | #N/A
#N/A | #N/A
#N/A | #N/A
#N/A | #N/A
#N/A | #N/A
#N/A | #N/A
#N/A | #N/A
#N/A | #N/A
#N/A | #N/A
#N/A | #N/A
#N/A | #N/A
#N/A | #N/A
#N/A | #N/A
#N/A | #N/A
#N/A | #N/A
#N/A | #N/A
#N/A | #N/A
#N/A | #N/A
#N/A | #N/A
#N/A | #N/A
#N/A | #N/A
#N/A | #N/A
#N/A | #N/A
#N/A | #N/A
#N/A | #N/A
#N/A | #N/A
#N/A | #N/A
#N/A | #N/A
#N/A | #N/A
#N/A | #N/A
#N/A | #N/A
#N/A | #N/A
#N/A | #N/A
#N/A | #N/A
#N/A | #N/A
#N/A | #N/A
#N/A | #N/A
#N/A | #N/A
#N/A | #N/A
#N/A | #N/A
#N/A | #N/A
#N/A | #N/A
#N/A | #N/A
#N/A | #N/A
#N/A | #N/A
#N/A | #N/A
#N/A | #N/A
#N/A | #N/A
#N/A | #N/A
#N/A | #N/A
#N/A | #N/A
#N/A | #N/A
#N/A | #N/A
#N/A | #N/A
#N/A | #N/A
#N/A | #N/A
#N/A | #N/A
#N/A | #N/A
#N/A | #N/A
#N/A | #N/A
#N/A | #N/A
#N/A | #N/A
#N/A | #N/A
#N/A | #N/A
#N/A | #N/A
#N/A | #N/A
#N/A | #N/A
#N/A | #N/A
#N/A | #N/A
#N/A | #N/A
#N/A | #N/A
#N/A | #N/A
#N/A | #N/A
#N/A | #N/A
#N/A | #N/A
#N/A | #N/A
#N/A | #N/A
#N/A | #N/A
#N/A | #N/A
#N/A | #N/A
#N/A | #N/A
#N/A | #N/A
#N/A | #N/A
#N/A | #N/A
#N/A | #N/A
#N/A | #N/A
#N/A | #N/A
#N/A | #N/A
#N/A | #N/A
#N/A | #N/A
#N/A | #N/A
#N/A | #N/A
#N/A | #N/A
#N/A | #N/A
#N/A | #N/A
#N/A | #N/A
#N/A | #N/A
#N/A | #N/A
#N/A | #N/A
#N/A | #N/A
#N/A | #N/A
#N/A | #N/A
#N/A | #N/A
#N/A | #N/A
#N/A | #N/A
#N/A | #N/A
#N/A | #N/A
#N/A | #N/A
#N/A | #N/A
#N/A | #N/A
#N/A | #N/A
#N/A | #N/A
#N/A | #N/A
#N/A | #N/A
#N/A | #N/A
#N/A | #N/A
#N/A | #N/A
#N/A | #N/A
#N/A | #N/A
#N/A | #N/A
#N/A | #N/A
#N/A | #N/A
#N/A | #N/A
#N/A | #N/A
#N/A | #N/A
#N/A | #N/A
#N/A | #N/A
#N/A | #N/A
#N/A | #N/A
#N/A | #N/A
#N/A | #N/A
#N/A | #N/A
#N/A | #N/A
#N/A | #N/A
#N/A | #N/A
#N/A | #N/A
#N/A | #N/A
#N/A | #N/A
#N/A | #N/A
#N/A | #N/A
#N/A | #N/A
#N/A | #N/A
#N/A | #N/A
#N/A | #N/A
#N/A | #N/A
#N/A | #N/A
#N/A | #N/A
#N/A | #N/A
#N/A | #N/A
#N/A | #N/A
#N/A | #N/A
#N/A | #N/A
#N/A | #N/A
#N/A | #N/A
#N/A | #N/A
#N/A | #N/A
#N/A | #N/A
#N/A | #N/A
#N/A | #N/A
#N/A | #N/A
#N/A | #N/A
#N/A | #N/A
#N/A | #N/A
#N/A | #N/A
#N/A | #N/A
#N/A | #N/A
#N/A | #N/A
#N/A | #N/A
#N/A | #N/A
#N/A | #N/A
#N/A | #N/A
#N/A | #N/A
#N/A | #N/A
#N/A | #N/A
#N/A | #N/A
#N/A | #N/A
#N/A | #N/A
#N/A | #N/A
#N/A | #N/A
#N/A | #N/A
#N/A | #N/A
#N/A | #N/A
#N/A | #N/A
#N/A | #N/A
#N/A | #N/A
#N/A | #N/A
#N/A | #N/A
#N/A | #N/A
#N/A | #N/A
#N/A | #N/A
#N/A | #N/A
#N/A | #N/A
#N/A | #N/A
#N/A | #N/A
#N/A | #N/A
#N/A | #N/A
#N/A | #N/A
#N/A | #N/A
#N/A | #N/A
#N/A | #N/A
#N/A | #N/A
#N/A | #N/A
#N/A | #N/A
#N/A | #N/A
#N/A | #N/A
#N/A | #N/A
#N/A | #N/A
#N/A | #N/A
#N/A | #N/A
#N/A | #N/A
#N/A | #N/A
#N/A | #N/A
#N/A | #N/A
#N/A | #N/A
#N/A | #N/A
#N/A | #N/A
#N/A | #N/A
#N/A | #N/A
#N/A | #N/A
#N/A | #N/A
#N/A | #N/A
#N/A | #N/A
#N/A | #N/A
#N/A | #N/A
#N/A | #N/A
#N/A | #N/A
#N/A | #N/A
#N/A | #N/A
#N/A | #N/A
#N/A | #N/A
#N/A | #N/A
#N/A | #N/A
#N/A | #N/A
#N/A | #N/A
#N/A | #N/A
#N/A | #N/A
#N/A | #N/A
#N/A | #N/A
#N/A | #N/A
#N/A | #N/A
#N/A | #N/A
#N/A | #N/A
#N/A | #N/A
#N/A | #N/A
#N/A | #N/A
#N/A | #N/A
#N/A | #N/A
#N/A | #N/A
#N/A | #N/A
#N/A | #N/A
#N/A | #N/A
#N/A | #N/A
#N/A | #N/A
#N/A | #N/A
#N/A | #N/A
#N/A | #N/A
#N/A | #N/A
#N/A | #N/A
#N/A | #N/A
#N/A | #N/A
#N/A | #N/A
#N/A | #N/A
#N/A | #N/A
#N/A | #N/A
#N/A | #N/A
#N/A | #N/A
#N/A | #N/A
#N/A | #N/A
#N/A | #N/A
#N/A | #N/A
#N/A | #N/A
#N/A | #N/A
#N/A | #N/A
#N/A | #N/A
#N/A | #N/A
#N/A | #N/A
#N/A | #N/A
#N/A | #N/A
#N/A | #N/A
#N/A | #N/A
#N/A | #N/A
#N/A | #N/A
#N/A | #N/A
#N/A | #N/A
#N/A | #N/A
#N/A | #N/A
#N/A | #N/A
#N/A | #N/A
#N/A | #N/A
#N/A | #N/A
#N/A | #N/A
#N/A | #N/A
#N/A | #N/A
#N/A | #N/A
#N/A | #N/A
#N/A | #N/A
#N/A | #N/A
#N/A | #N/A
#N/A | #N/A
#N/A | #N/A
#N/A | #N/A
#N/A | #N/A
#N/A | #N/A
#N/A | #N/A
#N/A | #N/A
#N/A | #N/A
#N/A | #N/A
#N/A | #N/A
#N/A | #N/A
#N/A | #N/A
#N/A | #N/A
#N/A | #N/A
#N/A | #N/A
#N/A | #N/A
#N/A | #N/A
#N/A | #N/A
#N/A | #N/A
#N/A | #N/A
#N/A | #N/A
#N/A | #N/A
#N/A | #N/A
#N/A | #N/A
#N/A | #N/A
#N/A | #N/A
#N/A | #N/A
#N/A | #N/A
#N/A | #N/A
#N/A | #N/A
#N/A | #N/A
#N/A | #N/A
#N/A | #N/A
#N/A | #N/A
#N/A | #N/A
#N/A | #N/A
#N/A | #N/A
#N/A | #N/A
#N/A | #N/A
#N/A | #N/A
#N/A | #N/A
#N/A | #N/A
#N/A | #N/A
#N/A | #N/A
#N/A | #N/A
#N/A | #N/A
#N/A | #N/A
#N/A | #N/A
#N/A | #N/A
#N/A | #N/A
#N/A | #N/A
#N/A | #N/A
#N/A | #N/A
#N/A | #N/A
#N/A | #N/A
#N/A | #N/A
#N/A | #N/A
#N/A | #N/A
#N/A | #N/A
#N/A | #N/A
#N/A | #N/A
#N/A | #N/A
#N/A | #N/A
#N/A | #N/A
#N/A | #N/A
#N/A | #N/A
#N/A | #N/A
#N/A | #N/A
#N/A | #N/A
#N/A | #N/A
#N/A | #N/A
#N/A | #N/A
#N/A | #N/A
#N/A | #N/A
#N/A | #N/A
#N/A | #N/A
#N/A | #N/A
#N/A | #N/A
#N/A | #N/A
#N/A | #N/A
#N/A | #N/A
#N/A | #N/A
#N/A | #N/A
#N/A | #N/A
#N/A | #N/A
#N/A | #N/A
#N/A | #N/A
#N/A | #N/A
#N/A | #N/A
#N/A | #N/A
#N/A | #N/A
#N/A | #N/A
#N/A | #N/A
#N/A | #N/A
#N/A | #N/A
#N/A | #N/A
#N/A | #N/A
#N/A | #N/A
#N/A | #N/A
#N/A | #N/A
#N/A | #N/A
#N/A | #N/A
#N/A | #N/A
#N/A | #N/A
#N/A | #N/A
#N/A | #N/A
#N/A | #N/A
#N/A | #N/A
#N/A | #N/A
#N/A | #N/A
#N/A | #N/A
#N/A | #N/A
#N/A | #N/A
#N/A | #N/A
#N/A | #N/A
#N/A | #N/A
#N/A | #N/A
#N/A | #N/A
#N/A | #N/A
#N/A | #N/A
#N/A | #N/A
#N/A | #N/A
#N/A | #N/A
#N/A | #N/A
#N/A | #N/A
#N/A | #N/A
#N/A | #N/A
#N/A | #N/A
#N/A | #N/A
#N/A | #N/A
#N/A | #N/A
#N/A | #N/A
#N/A | #N/A
#N/A | #N/A
#N/A | #N/A
#N/A | #N/A
#N/A | #N/A
#N/A | #N/A
#N/A | #N/A
#N/A | #N/A
#N/A | #N/A
#N/A | #N/A
#N/A | #N/A
#N/A | #N/A
#N/A | #N/A
#N/A | #N/A
#N/A | #N/A
#N/A | #N/A
#N/A | #N/A
#N/A | #N/A
#N/A | #N/A
#N/A | #N/A
#N/A | #N/A
#N/A | #N/A
#N/A | #N/A
#N/A | #N/A
#N/A | #N/A
#N/A | #N/A
#N/A | #N/A
#N/A | #N/A
#N/A | #N/A
#N/A | #N/A
#N/A | #N/A
#N/A | #N/A
#N/A | #N/A
#N/A | #N/A
#N/A | #N/A
#N/A | #N/A
#N/A | #N/A
#N/A | #N/A
#N/A | #N/A
#N/A | #N/A
#N/A | #N/A
#N/A | #N/A
#N/A | #N/A
#N/A | #N/A
#N/A | #N/A
#N/A | #N/A
#N/A | #N/A
#N/A | #N/A
#N/A | #N/A
#N/A | #N/A
#N/A | #N/A
#N/A | #N/A
#N/A | #N/A
#N/A | #N/A
#N/A | #N/A
#N/A | #N/A
#N/A | #N/A
#N/A | #N/A
#N/A | #N/A
#N/A | #N/A
#N/A | #N/A
#N/A | #N/A
#N/A | #N/A
#N/A | #N/A
#N/A | #N/A
#N/A | #N/A
#N/A | #N/A
#N/A | #N/A
#N/A | #N/A
#N/A | #N/A
#N/A | #N/A
#N/A | #N/A
#N/A | #N/A
#N/A | #N/A
#N/A | #N/A
#N/A | #N/A
#N/A | #N/A
#N/A | #N/A
#N/A | #N/A
#N/A | #N/A
#N/A | #N/A
#N/A | #N/A
#N/A | #N/A
#N/A | #N/A
#N/A | #N/A
#N/A | #N/A
#N/A | #N/A
#N/A | #N/A
#N/A | #N/A
#N/A | #N/A
#N/A | #N/A
#N/A | #N/A
#N/A | #N/A
#N/A | #N/A
#N/A | #N/A
#N/A | #N/A
#N/A | #N/A
#N/A | #N/A
#N/A | #N/A
#N/A | #N/A
#N/A | #N/A
#N/A | #N/A
#N/A | #N/A
#N/A | #N/A
#N/A | #N/A
#N/A | #N/A
#N/A | #N/A
#N/A | #N/A
#N/A | #N/A
#N/A | #N/A
#N/A | #N/A
#N/A | #N/A
#N/A | #N/A
#N/A | #N/A
#N/A | #N/A
#N/A | #N/A
#N/A | #N/A
#N/A | #N/A
#N/A | #N/A
#N/A | #N/A
#N/A | #N/A
#N/A | #N/A
#N/A | #N/A
#N/A | #N/A
#N/A | #N/A
#N/A | #N/A
#N/A | #N/A
#N/A | #N/A
#N/A | #N/A
#N/A | #N/A
#N/A | #N/A
#N/A | #N/A
#N/A | #N/A
#N/A | #N/A
#N/A | #N/A
#N/A | #N/A
#N/A | #N/A
#N/A | #N/A
#N/A | #N/A
#N/A | #N/A
#N/A | #N/A
#N/A | #N/A
#N/A | #N/A
#N/A | #N/A
#N/A | #N/A
#N/A | #N/A
#N/A | #N/A
#N/A | #N/A
#N/A | #N/A
#N/A | #N/A
#N/A | #N/A
#N/A | #N/A
#N/A | #N/A
#N/A | #N/A
#N/A | #N/A
#N/A | #N/A
#N/A | #N/A
#N/A | #N/A
#N/A | #N/A
#N/A | #N/A
#N/A | #N/A
#N/A | #N/A
#N/A | #N/A
#N/A | #N/A
#N/A | #N/A
#N/A | #N/A
#N/A | #N/A
#N/A | #N/A
#N/A | #N/A
#N/A | #N/A
#N/A | #N/A
#N/A | #N/A
#N/A | #N/A
#N/A | #N/A
#N/A | #N/A
#N/A | #N/A
#N/A | #N/A
#N/A | #N/A
#N/A | #N/A
#N/A | #N/A
#N/A | #N/A
#N/A | #N/A
#N/A | #N/A
#N/A | #N/A
#N/A | #N/A
#N/A | #N/A
#N/A | #N/A
#N/A | #N/A
#N/A | #N/A
#N/A | #N/A
#N/A | #N/A
#N/A | #N/A
#N/A | #N/A
#N/A | #N/A
#N/A | #N/A
#N/A | #N/A
#N/A | #N/A
#N/A | #N/A
#N/A | #N/A
#N/A | #N/A
#N/A | #N/A
#N/A | #N/A
#N/A | #N/A
#N/A | #N/A
#N/A | #N/A
#N/A | #N/A
#N/A | #N/A
#N/A | #N/A
#N/A | #N/A
#N/A | #N/A
#N/A | #N/A
#N/A | #N/A
#N/A | #N/A
#N/A | #N/A
#N/A | #N/A
#N/A | #N/A
#N/A | #N/A
#N/A | #N/A
#N/A | #N/A
#N/A | #N/A
#N/A | #N/A
#N/A | #N/A
#N/A | #N/A
#N/A | #N/A
#N/A | #N/A
#N/A | #N/A
#N/A | #N/A
#N/A | #N/A
#N/A | #N/A
#N/A | #N/A
#N/A | #N/A
#N/A | #N/A
#N/A | #N/A
#N/A | #N/A
#N/A | #N/A
#N/A | #N/A
#N/A | #N/A
#N/A | #N/A
#N/A | #N/A
#N/A | #N/A
#N/A | #N/A
#N/A | #N/A
#N/A | #N/A
#N/A | #N/A
#N/A | #N/A
#N/A | #N/A
#N/A | #N/A
#N/A | #N/A
#N/A | #N/A
#N/A | #N/A
#N/A | #N/A
#N/A | #N/A
#N/A | #N/A
#N/A | #N/A
#N/A | #N/A
#N/A | #N/A
#N/A | #N/A
#N/A | #N/A
#N/A | #N/A
#N/A | #N/A
#N/A | #N/A
#N/A | #N/A
#N/A | #N/A
#N/A | #N/A
#N/A | #N/A
#N/A | #N/A
#N/A | #N/A
#N/A | #N/A
#N/A | #N/A
#N/A | #N/A
#N/A | #N/A
#N/A | #N/A
#N/A | #N/A
#N/A | #N/A
#N/A | #N/A
#N/A | #N/A
#N/A | #N/A
#N/A | #N/A
#N/A | #N/A
#N/A | #N/A
#N/A | #N/A
#N/A | #N/A
#N/A | #N/A
#N/A | #N/A
#N/A | #N/A
#N/A | #N/A
#N/A | #N/A
#N/A | #N/A
#N/A | #N/A
#N/A | #N/A
#N/A | #N/A
#N/A | #N/A
#N/A | #N/A
#N/A | #N/A
#N/A | #N/A
#N/A | #N/A
#N/A | #N/A
#N/A | #N/A
#N/A | #N/A
#N/A | #N/A
#N/A | #N/A
#N/A | #N/A
#N/A | #N/A
#N/A | #N/A
#N/A | #N/A
#N/A | #N/A
#N/A | #N/A
#N/A | #N/A
#N/A | #N/A
#N/A | #N/A
#N/A | #N/A
#N/A | #N/A
#N/A | #N/A
#N/A | #N/A
#N/A | #N/A
#N/A | #N/A
#N/A | #N/A
#N/A | #N/A
#N/A | #N/A
#N/A | #N/A
#N/A | #N/A
#N/A | #N/A
#N/A | #N/A
#N/A | #N/A
#N/A | #N/A
#N/A | #N/A
#N/A | #N/A
#N/A | #N/A
#N/A | #N/A
#N/A | #N/A
#N/A | #N/A
#N/A | #N/A
#N/A | #N/A
#N/A | #N/A
#N/A | #N/A
#N/A | #N/A
#N/A | #N/A
#N/A | #N/A
#N/A | #N/A
#N/A | #N/A
#N/A | #N/A
#N/A | #N/A
#N/A | #N/A
#N/A | #N/A
#N/A | #N/A
#N/A | #N/A
#N/A | #N/A
#N/A | #N/A
#N/A | #N/A
#N/A | #N/A
#N/A | #N/A
#N/A | #N/A
#N/A | #N/A
#N/A | #N/A
#N/A | #N/A
#N/A | #N/A
#N/A | #N/A
#N/A | #N/A
#N/A | #N/A
#N/A | #N/A
#N/A | #N/A
#N/A | #N/A
#N/A | #N/A
#N/A | #N/A
#N/A | #N/A
#N/A | #N/A
#N/A | #N/A
#N/A | #N/A
#N/A | #N/A
#N/A | #N/A
#N/A | #N/A
#N/A | #N/A
#N/A | #N/A
#N/A | #N/A
#N/A | #N/A
#N/A | #N/A
#N/A | #N/A
#N/A | #N/A
#N/A | #N/A
#N/A | #N/A
#N/A | #N/A
#N/A | #N/A
#N/A | #N/A
#N/A | #N/A
#N/A | #N/A
#N/A | #N/A
#N/A | #N/A
#N/A | #N/A
#N/A | #N/A
#N/A | #N/A
#N/A | #N/A
#N/A | #N/A
#N/A | #N/A
#N/A | #N/A
#N/A | #N/A
#N/A | #N/A
#N/A | #N/A
#N/A | #N/A
#N/A | #N/A
#N/A | #N/A
#N/A | #N/A
#N/A | #N/A
#N/A | #N/A
#N/A | #N/A
#N/A | #N/A
#N/A | #N/A
#N/A | #N/A
#N/A | #N/A
#N/A | #N/A
#N/A | #N/A
#N/A | #N/A
#N/A | #N/A
#N/A | #N/A
#N/A | #N/A
#N/A | #N/A
#N/A | #N/A
#N/A | #N/A
#N/A | #N/A
#N/A | #N/A
#N/A | #N/A
#N/A | #N/A
#N/A | #N/A
#N/A | #N/A
#N/A | #N/A
#N/A | #N/A
#N/A | #N/A
#N/A | #N/A
#N/A | #N/A
#N/A | #N/A
#N/A | #N/A
#N/A | #N/A
#N/A | #N/A
#N/A | #N/A
#N/A | #N/A
#N/A | #N/A
#N/A | #N/A
#N/A | #N/A
#N/A | #N/A
#N/A | #N/A
#N/A | #N/A
#N/A | #N/A
#N/A | #N/A
#N/A | #N/A
#N/A | #N/A
#N/A | #N/A
#N/A | #N/A
#N/A | #N/A
#N/A | #N/A
#N/A | #N/A
#N/A | #N/A
#N/A | #N/A
#N/A | #N/A
#N/A | #N/A
#N/A | #N/A
#N/A | #N/A
#N/A | #N/A
#N/A | #N/A
#N/A | #N/A
#N/A | #N/A
#N/A | #N/A
#N/A | #N/A
#N/A | #N/A
#N/A | #N/A
#N/A | #N/A
#N/A | #N/A
#N/A | #N/A
#N/A | #N/A
#N/A | #N/A
#N/A | #N/A
#N/A | #N/A
#N/A | #N/A
#N/A | #N/A
#N/A | #N/A
#N/A | #N/A
#N/A | #N/A
#N/A | #N/A
#N/A | #N/A
#N/A | #N/A
#N/A | #N/A
#N/A | #N/A
#N/A | #N/A
#N/A | #N/A
#N/A | #N/A
#N/A | #N/A
#N/A | #N/A
#N/A | #N/A
#N/A | #N/A
#N/A | #N/A
#N/A | #N/A
#N/A | #N/A
#N/A | #N/A
#N/A | #N/A
#N/A | #N/A
#N/A | #N/A
#N/A | #N/A
#N/A | #N/A
#N/A | #N/A
#N/A | #N/A
#N/A | #N/A
#N/A | #N/A
#N/A | #N/A
#N/A | #N/A
#N/A | #N/A
#N/A | #N/A
#N/A | #N/A
#N/A | #N/A
#N/A | #N/A
#N/A | #N/A
#N/A | #N/A
#N/A | #N/A
#N/A | #N/A
#N/A | #N/A
#N/A | #N/A
#N/A | #N/A
#N/A | #N/A
#N/A | #N/A
#N/A | #N/A
#N/A | #N/A
#N/A | #N/A
#N/A | #N/A
#N/A | #N/A
#N/A | #N/A
#N/A | #N/A
#N/A | #N/A
#N/A | #N/A
#N/A | #N/A
#N/A | #N/A
#N/A | #N/A
#N/A | #N/A
#N/A | #N/A
#N/A | #N/A
#N/A | #N/A
#N/A | #N/A
#N/A | #N/A
#N/A | #N/A
#N/A | #N/A
#N/A | #N/A
#N/A | #N/A
#N/A | #N/A
#N/A | #N/A
#N/A | #N/A
#N/A | #N/A
#N/A | #N/A
#N/A | #N/A
#N/A | #N/A
#N/A | #N/A
#N/A | #N/A
#N/A | #N/A
#N/A | #N/A
#N/A | #N/A
#N/A | #N/A
#N/A | #N/A
#N/A | #N/A
#N/A | #N/A
#N/A | #N/A
#N/A | #N/A
#N/A | #N/A
#N/A | #N/A
#N/A | #N/A
#N/A | #N/A
#N/A | #N/A
#N/A | #N/A
#N/A | #N/A
#N/A | #N/A
#N/A | #N/A
#N/A | #N/A
#N/A | #N/A
#N/A | #N/A
#N/A | #N/A
#N/A | #N/A
#N/A | #N/A
#N/A | #N/A
#N/A | #N/A
#N/A | #N/A
#N/A | #N/A
#N/A | #N/A
#N/A | #N/A
#N/A | #N/A
#N/A | #N/A
#N/A | #N/A
#N/A | #N/A
#N/A | #N/A
#N/A | #N/A
#N/A | #N/A
#N/A | #N/A
#N/A | #N/A
#N/A | #N/A
#N/A | #N/A
#N/A | #N/A
#N/A | #N/A
#N/A | #N/A
#N/A | #N/A
#N/A | #N/A
#N/A | #N/A
#N/A | #N/A
#N/A | #N/A
#N/A | #N/A
#N/A | #N/A
#N/A | #N/A
#N/A | #N/A
#N/A | #N/A
#N/A | #N/A
#N/A | #N/A
#N/A | #N/A
#N/A | #N/A
#N/A | #N/A
#N/A | #N/A
#N/A | #N/A
#N/A | #N/A
#N/A | #N/A
#N/A | #N/A
#N/A | #N/A
#N/A | #N/A
#N/A | #N/A
#N/A | #N/A
#N/A | #N/A
#N/A | #N/A
#N/A | #N/A
#N/A | #N/A
#N/A | #N/A
#N/A | #N/A
#N/A | #N/A
#N/A | #N/A
#N/A | #N/A
#N/A | #N/A
#N/A | #N/A
#N/A | #N/A
#N/A | #N/A
#N/A | #N/A
#N/A | #N/A
#N/A | #N/A
#N/A | #N/A
#N/A | #N/A
#N/A | #N/A
#N/A | #N/A
#N/A | #N/A
#N/A | #N/A
#N/A | #N/A
#N/A | #N/A
#N/A | #N/A
#N/A | #N/A
#N/A | #N/A
#N/A | #N/A
#N/A | #N/A
#N/A | #N/A
#N/A | #N/A
#N/A | #N/A
#N/A | #N/A
#N/A | #N/A
#N/A | #N/A
#N/A | #N/A
#N/A | #N/A
#N/A | #N/A
#N/A | #N/A
#N/A | #N/A
#N/A | #N/A
#N/A | #N/A
#N/A | #N/A
#N/A | #N/A
#N/A | #N/A
#N/A | #N/A
#N/A | #N/A
#N/A | #N/A
#N/A | #N/A
#N/A | #N/A
#N/A | #N/A
#N/A | #N/A
#N/A | #N/A
#N/A | #N/A
#N/A | #N/A
#N/A | #N/A
#N/A | #N/A
#N/A | #N/A
#N/A | #N/A
#N/A | #N/A
#N/A | #N/A
#N/A | #N/A
#N/A | #N/A
#N/A | #N/A
#N/A | #N/A
#N/A | #N/A
#N/A | #N/A
#N/A | #N/A
#N/A | #N/A
#N/A | #N/A
#N/A | #N/A
#N/A | #N/A
#N/A | #N/A
#N/A | #N/A
#N/A | #N/A
#N/A | #N/A
#N/A | #N/A
#N/A | #N/A
#N/A | #N/A
#N/A | #N/A
#N/A | #N/A
#N/A | #N/A
#N/A | #N/A
#N/A | #N/A
#N/A | #N/A
#N/A | #N/A
#N/A | #N/A
#N/A | #N/A
#N/A | #N/A
#N/A | #N/A
#N/A | #N/A
#N/A | #N/A
#N/A | #N/A
#N/A | #N/A
#N/A | #N/A
#N/A | #N/A
#N/A | #N/A
#N/A | #N/A
#N/A | #N/A
#N/A | #N/A
#N/A | #N/A
#N/A | #N/A
#N/A | #N/A
#N/A | #N/A
#N/A | #N/A
#N/A | #N/A
#N/A | #N/A
#N/A | #N/A
#N/A | #N/A
#N/A | #N/A
#N/A | #N/A
#N/A | #N/A
#N/A | #N/A
#N/A | #N/A
#N/A | #N/A
#N/A | #N/A
#N/A | #N/A
#N/A | #N/A
#N/A | #N/A
#N/A | #N/A
#N/A | #N/A
#N/A | #N/A
#N/A | #N/A
#N/A | #N/A
#N/A | #N/A
#N/A | #N/A
#N/A | #N/A
#N/A | #N/A
#N/A | #N/A
#N/A | #N/A
#N/A | #N/A
#N/A | #N/A
#N/A | #N/A
#N/A | #N/A
#N/A | #N/A
#N/A | #N/A
#N/A | #N/A
#N/A | #N/A
#N/A | #N/A
#N/A | #N/A
#N/A | #N/A
#N/A | #N/A
#N/A | #N/A
#N/A | #N/A
#N/A | #N/A
#N/A | #N/A
#N/A | #N/A
#N/A | #N/A
#N/A | #N/A
#N/A | #N/A
#N/A | #N/A
#N/A | #N/A
#N/A | #N/A
#N/A | #N/A
#N/A | #N/A
#N/A | #N/A
#N/A | #N/A
#N/A | #N/A
#N/A | #N/A
#N/A | #N/A
#N/A | #N/A
#N/A | #N/A
#N/A | #N/A
#N/A | #N/A
#N/A | #N/A
#N/A | #N/A
#N/A | #N/A
#N/A | #N/A
#N/A | #N/A
#N/A | #N/A
#N/A | #N/A
#N/A | #N/A
#N/A | #N/A
#N/A | #N/A
#N/A | #N/A
#N/A | #N/A
#N/A | #N/A
#N/A | #N/A
#N/A | #N/A
#N/A | #N/A
#N/A | #N/A
#N/A | #N/A
#N/A | #N/A
#N/A | #N/A
#N/A | #N/A
#N/A | #N/A
#N/A | #N/A
#N/A | #N/A
#N/A | #N/A
#N/A | #N/A
#N/A | #N/A
#N/A | #N/A
#N/A | #N/A
#N/A | #N/A
#N/A | #N/A
#N/A | #N/A
#N/A | #N/A
#N/A | #N/A
#N/A | #N/A
#N/A | #N/A
#N/A | #N/A
#N/A | #N/A
#N/A | #N/A
#N/A | #N/A
#N/A | #N/A
#N/A | #N/A
#N/A | #N/A
#N/A | #N/A
#N/A | #N/A
#N/A | #N/A
#N/A | #N/A
#N/A | #N/A
#N/A | #N/A
#N/A | #N/A
#N/A | #N/A
#N/A | #N/A
#N/A | #N/A
#N/A | #N/A
#N/A | #N/A
#N/A | #N/A
#N/A | #N/A
#N/A | #N/A
#N/A | #N/A
#N/A | #N/A
#N/A | #N/A
#N/A | #N/A
#N/A | #N/A
#N/A | #N/A
#N/A | #N/A
#N/A | #N/A
#N/A | #N/A
#N/A | #N/A
#N/A | #N/A
#N/A | #N/A
#N/A | #N/A
#N/A | #N/A
#N/A | #N/A
#N/A | #N/A
#N/A | #N/A
#N/A | #N/A
#N/A | #N/A
#N/A | #N/A
#N/A | #N/A
#N/A | #N/A
#N/A | #N/A
#N/A | #N/A
#N/A | #N/A
#N/A | #N/A
#N/A | #N/A
#N/A | #N/A
#N/A | #N/A
#N/A | #N/A
#N/A | #N/A
#N/A | #N/A
#N/A | #N/A
#N/A | #N/A
#N/A | #N/A
#N/A | #N/A
#N/A | #N/A
#N/A | #N/A
#N/A | #N/A
#N/A | #N/A
#N/A | #N/A
#N/A | #N/A
#N/A | #N/A
#N/A | #N/A
#N/A | #N/A
#N/A | #N/A
#N/A | #N/A
#N/A | #N/A
#N/A | #N/A
#N/A | #N/A
#N/A | #N/A
#N/A | #N/A
#N/A | #N/A
#N/A | #N/A
#N/A | #N/A
#N/A | #N/A
#N/A | #N/A
#N/A | #N/A
#N/A | #N/A
#N/A | #N/A
#N/A | #N/A
#N/A | #N/A
#N/A | #N/A
#N/A | #N/A
#N/A | #N/A
#N/A | #N/A
#N/A | #N/A
#N/A | #N/A
#N/A | #N/A
#N/A | #N/A
#N/A | #N/A
#N/A | #N/A
#N/A | #N/A
#N/A | #N/A
#N/A | #N/A
#N/A | #N/A
#N/A | #N/A
#N/A | #N/A
#N/A | #N/A
#N/A | #N/A
#N/A | #N/A
#N/A | #N/A
#N/A | #N/A
#N/A | #N/A
#N/A | #N/A
#N/A | #N/A
#N/A | #N/A
#N/A | #N/A
#N/A | #N/A
#N/A | #N/A
#N/A | #N/A
#N/A | #N/A
#N/A | #N/A
#N/A | #N/A
#N/A | #N/A
#N/A | #N/A
#N/A | #N/A
#N/A | #N/A
#N/A | #N/A
#N/A | #N/A
#N/A | #N/A
#N/A | #N/A
#N/A | #N/A
#N/A | #N/A
#N/A | #N/A
#N/A | #N/A
#N/A | #N/A
#N/A | #N/A
#N/A | #N/A
#N/A | #N/A
#N/A | #N/A
#N/A | #N/A
#N/A | #N/A
#N/A | #N/A
#N/A | #N/A
#N/A | #N/A
#N/A | #N/A
#N/A | #N/A
#N/A | #N/A
#N/A | #N/A
#N/A | #N/A
#N/A | #N/A
#N/A | #N/A
#N/A | #N/A
#N/A | #N/A
#N/A | #N/A
#N/A | #N/A
#N/A | #N/A
#N/A | #N/A
#N/A | #N/A
#N/A | #N/A
#N/A | #N/A
#N/A | #N/A
#N/A | #N/A
#N/A | #N/A
#N/A | #N/A
#N/A | #N/A
#N/A | #N/A
#N/A | #N/A
#N/A | #N/A
#N/A | #N/A
#N/A | #N/A
#N/A | #N/A
#N/A | #N/A
#N/A | #N/A
#N/A | #N/A
#N/A | #N/A
#N/A | #N/A
#N/A | #N/A
#N/A | #N/A
#N/A | #N/A
#N/A | #N/A
#N/A | #N/A
#N/A | #N/A
#N/A | #N/A
#N/A | #N/A
#N/A | #N/A
#N/A | #N/A
#N/A | #N/A
#N/A | #N/A
#N/A | #N/A
#N/A | #N/A
#N/A | #N/A
#N/A | #N/A
#N/A | #N/A
#N/A | #N/A
#N/A | #N/A
#N/A | #N/A
#N/A | #N/A
#N/A | #N/A
#N/A | #N/A
#N/A | #N/A
#N/A | #N/A
#N/A | #N/A
#N/A | #N/A
#N/A | #N/A
#N/A | #N/A
#N/A | #N/A
#N/A | #N/A
#N/A | #N/A
#N/A | #N/A
#N/A | #N/A
#N/A | #N/A
#N/A | #N/A
#N/A | #N/A
#N/A | #N/A
#N/A | #N/A
#N/A | #N/A
#N/A | #N/A
#N/A | #N/A
#N/A | #N/A
#N/A | #N/A
#N/A | #N/A
#N/A | #N/A
#N/A | #N/A
#N/A | #N/A
#N/A | #N/A
#N/A | #N/A
#N/A | #N/A
#N/A | #N/A
#N/A | #N/A
#N/A | #N/A
#N/A | #N/A
#N/A | #N/A
#N/A | #N/A
#N/A | #N/A
#N/A | #N/A
#N/A | #N/A
#N/A | #N/A
#N/A | #N/A
#N/A | #N/A
#N/A | #N/A
#N/A | #N/A
#N/A | #N/A
#N/A | #N/A
#N/A | #N/A
#N/A | #N/A
#N/A | #N/A
#N/A | #N/A
#N/A | #N/A
#N/A | #N/A
#N/A | #N/A
#N/A | #N/A
#N/A | #N/A
#N/A | #N/A
#N/A | #N/A
#N/A | #N/A
#N/A | #N/A
#N/A | #N/A
#N/A | #N/A
#N/A | #N/A
#N/A | #N/A
#N/A | #N/A
#N/A | #N/A
#N/A | #N/A
#N/A | #N/A
#N/A | #N/A
#N/A | #N/A
#N/A | #N/A
#N/A | #N/A
#N/A | #N/A
#N/A | #N/A
#N/A | #N/A
#N/A | #N/A
#N/A | #N/A
#N/A | #N/A
#N/A | #N/A
#N/A | #N/A
#N/A | #N/A
#N/A | #N/A
#N/A | #N/A
#N/A | #N/A
#N/A | #N/A
#N/A | #N/A
#N/A | #N/A
#N/A | #N/A
#N/A | #N/A
#N/A | #N/A
#N/A | #N/A
#N/A | #N/A
#N/A | #N/A
#N/A | #N/A
#N/A | #N/A
#N/A | #N/A
#N/A | #N/A
#N/A | #N/A
#N/A | #N/A
#N/A | #N/A
#N/A | #N/A
#N/A | #N/A
#N/A | #N/A
#N/A | #N/A
#N/A | #N/A
#N/A | #N/A
#N/A | #N/A
#N/A | #N/A
#N/A | #N/A
#N/A | #N/A
#N/A | #N/A
#N/A | #N/A
#N/A | #N/A
#N/A | #N/A
#N/A | #N/A
#N/A | #N/A
#N/A | #N/A
#N/A | #N/A
#N/A | #N/A
#N/A | #N/A
#N/A | #N/A
#N/A | #N/A
#N/A | #N/A
#N/A | #N/A
#N/A | #N/A
#N/A | #N/A
#N/A | #N/A
#N/A | #N/A
#N/A | #N/A
#N/A | #N/A
#N/A | #N/A
#N/A | #N/A
#N/A | #N/A
#N/A | #N/A
#N/A | #N/A
#N/A | #N/A
#N/A | #N/A
#N/A | #N/A
#N/A | #N/A
#N/A | #N/A
#N/A | #N/A
#N/A | #N/A
#N/A | #N/A
#N/A | #N/A
#N/A | #N/A
#N/A | #N/A
#N/A | #N/A
#N/A | #N/A
#N/A | #N/A
#N/A | #N/A
#N/A | #N/A
#N/A | #N/A
#N/A | #N/A
#N/A | #N/A
#N/A | #N/A
#N/A | #N/A
#N/A | #N/A
#N/A | #N/A
#N/A | #N/A
#N/A | #N/A
#N/A | #N/A
#N/A | #N/A
#N/A | #N/A
#N/A | #N/A
#N/A | #N/A
#N/A | #N/A
#N/A | #N/A
#N/A | #N/A
#N/A | #N/A
#N/A | #N/A
#N/A | #N/A
#N/A | #N/A
#N/A | #N/A
#N/A | #N/A
#N/A | #N/A
#N/A | #N/A
#N/A | #N/A
#N/A | #N/A
#N/A | #N/A
#N/A | #N/A
#N/A | #N/A
#N/A | #N/A
#N/A | #N/A
#N/A | #N/A
#N/A | #N/A
#N/A | #N/A
#N/A | #N/A
#N/A | #N/A
#N/A | #N/A
#N/A | #N/A
#N/A | #N/A
#N/A | #N/A
#N/A | #N/A
#N/A | #N/A
#N/A | #N/A
#N/A | #N/A
#N/A | #N/A
#N/A | #N/A
#N/A | #N/A
#N/A | #N/A
#N/A | #N/A
#N/A | #N/A
#N/A | #N/A
#N/A | #N/A
#N/A | #N/A
#N/A | #N/A
#N/A | #N/A
#N/A | #N/A
#N/A | #N/A
#N/A | #N/A
#N/A | #N/A
#N/A | #N/A
#N/A | #N/A
#N/A | #N/A
#N/A | #N/A
#N/A | #N/A
#N/A | #N/A
#N/A | #N/A
#N/A | #N/A
#N/A | #N/A
#N/A | #N/A
#N/A | #N/A
#N/A | #N/A
#N/A | #N/A
#N/A | #N/A
#N/A | #N/A
#N/A | #N/A
#N/A | #N/A
#N/A | #N/A
#N/A | #N/A
#N/A | #N/A
#N/A | #N/A
#N/A | #N/A
#N/A | #N/A
#N/A | #N/A
#N/A | #N/A
#N/A | #N/A
#N/A | #N/A
#N/A | #N/A
#N/A | #N/A
#N/A | #N/A
#N/A | #N/A
#N/A | #N/A
#N/A | #N/A
#N/A | #N/A
#N/A | #N/A
#N/A | #N/A
#N/A | #N/A
#N/A | #N/A
#N/A | #N/A
#N/A | #N/A
#N/A | #N/A
#N/A | #N/A
#N/A | #N/A
#N/A | #N/A
#N/A | #N/A
#N/A | #N/A
#N/A | #N/A
#N/A | #N/A
#N/A | #N/A
#N/A | #N/A
#N/A | #N/A
#N/A | #N/A
#N/A | #N/A
#N/A | #N/A
#N/A | #N/A
#N/A | #N/A
#N/A | #N/A
#N/A | #N/A
#N/A | #N/A
#N/A | #N/A
#N/A | #N/A
#N/A | #N/A
#N/A | #N/A
#N/A | #N/A
#N/A | #N/A
#N/A | #N/A
#N/A | #N/A
#N/A | #N/A
#N/A | #N/A
#N/A | #N/A
#N/A | #N/A
#N/A | #N/A
#N/A | #N/A
#N/A | #N/A
#N/A | #N/A
#N/A | #N/A
#N/A | #N/A
#N/A | #N/A
#N/A | #N/A
#N/A | #N/A
#N/A | #N/A
#N/A | #N/A
#N/A | #N/A
#N/A | #N/A
#N/A | #N/A
#N/A | #N/A
#N/A | #N/A
#N/A | #N/A
#N/A | #N/A
#N/A | #N/A
#N/A | #N/A
#N/A | #N/A
#N/A | #N/A
#N/A | #N/A
#N/A | #N/A
#N/A | #N/A
#N/A | #N/A
#N/A | #N/A
#N/A | #N/A
#N/A | #N/A
#N/A | #N/A
#N/A | #N/A
#N/A | #N/A
#N/A | #N/A
#N/A | #N/A
#N/A | #N/A
#N/A | #N/A
#N/A | #N/A
#N/A | #N/A
#N/A | #N/A
#N/A | #N/A
#N/A | #N/A
#N/A | #N/A
#N/A | #N/A
#N/A | #N/A
#N/A | #N/A
#N/A | #N/A
#N/A | #N/A
#N/A | #N/A
#N/A | #N/A
#N/A | #N/A
#N/A | #N/A
#N/A | #N/A
#N/A | #N/A
#N/A | #N/A
#N/A | #N/A
#N/A | #N/A
#N/A | #N/A
101508

## Conf Aurora Fuel Output
Run these 3 queries from
Quick View Manager
Copy all and paste in cell C20,
M20 and AI20
|  |  | $/dth | $/dth |  |  |  | daily dekatherms | [18 empty] | daily dekatherms
Year | Month | Name¦ | Malin | AECO | Year | Month | Name¦ | Rathdrum_2 | Rathdrum_1 | Northeast_B | Northeast_A | Lancaster_DB | Lancaster | Kettle_Falls_CT_CCCTMode | Coyote_Springs_2_DB | Coyote_Springs_2 | Boulder_Park_6 | Boulder_Park_5 | Boulder_Park_4 | Boulder_Park_3 | Boulder_Park_2 | Boulder_Park_1 | Year | Month | Name¦ | Rathdrum_2 | Rathdrum_1 | Northeast_B | Northeast_A | Lancaster_DB | Lancaster | Kettle_Falls_CT_CCCTMode | Coyote_Springs_2_DB | Coyote_Springs_2 | Boulder_Park_6 | Boulder_Park_5 | Boulder_Park_4 | Boulder_Park_3 | Boulder_Park_2 | Boulder_Park_1
|  | Time_Period¦ | Name | Name |  |  | Time_Period¦ | Name | Name | Name | Name | Name | Name | Name | Name | Name | Name | Name | Name | Name | Name | Name |  |  | Time_Period¦ | Name | Name | Name | Name | Name | Name | Name | Name | Name | Name | Name | Name | Name | Name | Name
2025 | 1 | 2025_01_01 | 10.59 | 3.57 | 2025 | 1 | 2025_01_01 | 19582.46 | 19418.76 | 0 | 0 | 3479.302 | 41425.35 | 1570.6 | 2690.543 | 45645.59 | 766.8398 | 766.8398 | 766.8398 | 766.8398 | 766.8398 | 766.8398 | 2025 | 1 | 2025_01_01 | 0 | 0 | 0 | 0 | 0 | 1509.7 | 0 | 0 | 0 | 0 | 0 | 0 | 0 | 0 | 0
2025 | 1 | 2025_01_02 | 8.19 | 2.76 | 2025 | 1 | 2025_01_02 | 20873.01 | 20697.13 | 0 | 0 | 0 | 42042.68 | 1492.07 | 0 | 46615.04 | 766.8398 | 766.8398 | 766.8398 | 766.8398 | 766.8398 | 766.8398 | 2025 | 1 | 2025_01_02 | 124.16 | 124.16 | 0 | 0 | 0 | 1509.7 | 0 | 0 | 1772.58 | 0 | 0 | 0 | 0 | 0 | 0
2025 | 1 | 2025_01_03 | 6.15 | 2.07 | 2025 | 1 | 2025_01_03 | 21816.05 | 21632.8 | 0 | 0 | 0 | 42042.68 | 1884.72 | 2148.287 | 46615.04 | 836.5525 | 836.5525 | 836.5525 | 836.5525 | 836.5525 | 836.5525 | 2025 | 1 | 2025_01_03 | 124.16 | 124.16 | 0 | 0 | 0 | 0 | 0 | 0 | 0 | 0 | 0 | 0 | 0 | 0 | 0
2025 | 1 | 2025_01_04 | 6.15 | 2.07 | 2025 | 1 | 2025_01_04 | 21776.03 | 21592.89 | 0 | 0 | 0 | 42042.68 | 1884.72 | 2158.867 | 46615.04 | 836.5525 | 836.5525 | 836.5525 | 836.5525 | 836.5525 | 836.5525 | 2025 | 1 | 2025_01_04 | 0 | 0 | 0 | 0 | 0 | 0 | 0 | 0 | 0 | 0 | 0 | 0 | 0 | 0 | 0
2025 | 1 | 2025_01_05 | 6.05 | 2.04 | 2025 | 1 | 2025_01_05 | 21659.67 | 21477.9 | 0 | 0 | 0 | 42042.68 | 1884.72 | 0 | 46615.04 | 836.5525 | 836.5525 | 836.5525 | 836.5525 | 836.5525 | 836.5525 | 2025 | 1 | 2025_01_05 | 0 | 0 | 0 | 0 | 0 | 0 | 0 | 0 | 0 | 0 | 0 | 0 | 0 | 0 | 0
2025 | 1 | 2025_01_06 | 6.05 | 2.04 | 2025 | 1 | 2025_01_06 | 21816.05 | 21632.8 | 0 | 0 | 3339.431 | 42042.68 | 1884.72 | 2403.375 | 46615.04 | 836.5525 | 836.5525 | 836.5525 | 836.5525 | 836.5525 | 836.5525 | 2025 | 1 | 2025_01_06 | 0 | 0 | 0 | 0 | 0 | 0 | 0 | 0 | 0 | 0 | 0 | 0 | 0 | 0 | 0
2025 | 1 | 2025_01_07 | 6.05 | 2.04 | 2025 | 1 | 2025_01_07 | 21755.54 | 21572.62 | 0 | 0 | 3339.431 | 42042.68 | 1884.72 | 2021.916 | 46615.04 | 836.5525 | 836.5525 | 836.5525 | 836.5525 | 836.5525 | 836.5525 | 2025 | 1 | 2025_01_07 | 0 | 0 | 0 | 0 | 0 | 0 | 0 | 0 | 0 | 0 | 0 | 0 | 0 | 0 | 0
2025 | 1 | 2025_01_08 | 9.11 | 3.07 | 2025 | 1 | 2025_01_08 | 20052.87 | 19884.13 | 0 | 0 | 0 | 42042.68 | 1492.07 | 0 | 46615.04 | 662.2708 | 662.2708 | 662.2708 | 662.2708 | 662.2708 | 662.2708 | 2025 | 1 | 2025_01_08 | 0 | 0 | 0 | 0 | 0 | 0 | 0 | 0 | 0 | 0 | 0 | 0 | 0 | 0 | 0
2025 | 1 | 2025_01_09 | 7.17 | 2.42 | 2025 | 1 | 2025_01_09 | 21419.35 | 21238.95 | 0 | 0 | 0 | 42042.68 | 1884.72 | 2244.092 | 46615.04 | 836.5525 | 836.5525 | 836.5525 | 836.5525 | 836.5525 | 836.5525 | 2025 | 1 | 2025_01_09 | 124.16 | 124.16 | 0 | 0 | 0 | 0 | 0 | 0 | 0 | 0 | 0 | 0 | 0 | 0 | 0
2025 | 1 | 2025_01_10 | 6.39 | 2.15 | 2025 | 1 | 2025_01_10 | 21708.58 | 21525.89 | 0 | 0 | 0 | 42042.68 | 1884.72 | 2021.33 | 46615.04 | 836.5525 | 836.5525 | 836.5525 | 836.5525 | 836.5525 | 836.5525 | 2025 | 1 | 2025_01_10 | 124.16 | 124.16 | 0 | 0 | 0 | 0 | 0 | 0 | 0 | 0 | 0 | 0 | 0 | 0 | 0
2025 | 1 | 2025_01_11 | 6.63 | 2.23 | 2025 | 1 | 2025_01_11 | 21722.13 | 21539.34 | 0 | 0 | 0 | 42042.68 | 1884.72 | 2159.453 | 46615.04 | 836.5525 | 836.5525 | 836.5525 | 836.5525 | 836.5525 | 836.5525 | 2025 | 1 | 2025_01_11 | 0 | 0 | 0 | 0 | 0 | 0 | 0 | 0 | 0 | 0 | 0 | 0 | 0 | 0 | 0
2025 | 1 | 2025_01_12 | 6.63 | 2.23 | 2025 | 1 | 2025_01_12 | 21113.43 | 20935.34 | 0 | 0 | 0 | 42042.68 | 1884.72 | 1990.176 | 46615.04 | 836.5525 | 836.5525 | 836.5525 | 836.5525 | 836.5525 | 836.5525 | 2025 | 1 | 2025_01_12 | 0 | 0 | 0 | 0 | 0 | 0 | 0 | 0 | 0 | 0 | 0 | 0 | 0 | 0 | 0
2025 | 1 | 2025_01_13 | 6.63 | 2.23 | 2025 | 1 | 2025_01_13 | 21536.62 | 21355.96 | 0 | 0 | 3549.238 | 42042.68 | 1570.6 | 2021.916 | 46615.04 | 697.1271 | 697.1271 | 697.1271 | 697.1271 | 697.1271 | 697.1271 | 2025 | 1 | 2025_01_13 | 0 | 0 | 0 | 0 | 0 | 0 | 0 | 0 | 0 | 0 | 0 | 0 | 0 | 0 | 0
2025 | 1 | 2025_01_14 | 7.32 | 2.47 | 2025 | 1 | 2025_01_14 | 21675.18 | 21492.62 | 0 | 0 | 3549.238 | 42042.68 | 1884.72 | 3041.092 | 46615.04 | 836.5525 | 836.5525 | 836.5525 | 836.5525 | 836.5525 | 836.5525 | 2025 | 1 | 2025_01_14 | 0 | 0 | 0 | 0 | 0 | 0 | 0 | 0 | 0 | 0 | 0 | 0 | 0 | 0 | 0
2025 | 1 | 2025_01_15 | 7.15 | 2.41 | 2025 | 1 | 2025_01_15 | 21769.09 | 21586.07 | 0 | 0 | 0 | 42042.68 | 1884.72 | 3041.092 | 46615.04 | 836.5525 | 836.5525 | 836.5525 | 836.5525 | 836.5525 | 836.5525 | 2025 | 1 | 2025_01_15 | 0 | 0 | 0 | 0 | 0 | 0 | 0 | 0 | 0 | 0 | 0 | 0 | 0 | 0 | 0
2025 | 1 | 2025_01_16 | 6.57 | 2.22 | 2025 | 1 | 2025_01_16 | 21816.05 | 21632.8 | 0 | 0 | 3339.431 | 42042.68 | 1884.72 | 0 | 46615.04 | 836.5525 | 836.5525 | 836.5525 | 836.5525 | 836.5525 | 836.5525 | 2025 | 1 | 2025_01_16 | 0 | 0 | 0 | 0 | 0 | 0 | 0 | 0 | 0 | 0 | 0 | 0 | 0 | 0 | 0
2025 | 1 | 2025_01_17 | 8.65 | 2.92 | 2025 | 1 | 2025_01_17 | 21038.38 | 20861.08 | 0 | 0 | 0 | 42042.68 | 1884.72 | 2201.772 | 46615.04 | 836.5525 | 836.5525 | 836.5525 | 836.5525 | 836.5525 | 836.5525 | 2025 | 1 | 2025_01_17 | 0 | 0 | 0 | 0 | 0 | 0 | 0 | 0 | 0 | 0 | 0 | 0 | 0 | 0 | 0
2025 | 1 | 2025_01_18 | 6.27 | 2.11 | 2025 | 1 | 2025_01_18 | 21735.63 | 21552.83 | 0 | 0 | 0 | 42042.68 | 1727.66 | 0 | 46615.04 | 766.8398 | 766.8398 | 766.8398 | 766.8398 | 766.8398 | 766.8398 | 2025 | 1 | 2025_01_18 | 0 | 0 | 0 | 0 | 0 | 0 | 0 | 0 | 0 | 0 | 0 | 0 | 0 | 0 | 0
2025 | 1 | 2025_01_19 | 6.27 | 2.11 | 2025 | 1 | 2025_01_19 | 21142.07 | 20963.37 | 0 | 0 | 0 | 42042.68 | 1099.42 | 1957.851 | 46615.04 | 697.1271 | 697.1271 | 697.1271 | 697.1271 | 697.1271 | 697.1271 | 2025 | 1 | 2025_01_19 | 0 | 0 | 0 | 0 | 0 | 0 | 0 | 0 | 0 | 0 | 0 | 0 | 0 | 0 | 0
2025 | 1 | 2025_01_20 | 6.27 | 2.11 | 2025 | 1 | 2025_01_20 | 21707.61 | 21525.26 | 0 | 0 | 3339.431 | 42042.68 | 1884.72 | 2148.873 | 46615.04 | 836.5525 | 836.5525 | 836.5525 | 836.5525 | 836.5525 | 836.5525 | 2025 | 1 | 2025_01_20 | 0 | 0 | 0 | 0 | 0 | 0 | 0 | 0 | 0 | 0 | 0 | 0 | 0 | 0 | 0
2025 | 1 | 2025_01_21 | 6.27 | 2.11 | 2025 | 1 | 2025_01_21 | 21755.54 | 21572.62 | 0 | 0 | 3339.431 | 42042.68 | 1884.72 | 2021.916 | 46615.04 | 836.5525 | 836.5525 | 836.5525 | 836.5525 | 836.5525 | 836.5525 | 2025 | 1 | 2025_01_21 | 0 | 0 | 0 | 0 | 0 | 0 | 0 | 0 | 0 | 0 | 0 | 0 | 0 | 0 | 0
2025 | 1 | 2025_01_22 | 8.7 | 2.93 | 2025 | 1 | 2025_01_22 | 21030.38 | 20853.62 | 0 | 0 | 0 | 42042.68 | 1570.6 | 2021.916 | 46615.04 | 836.5525 | 836.5525 | 836.5525 | 836.5525 | 836.5525 | 836.5525 | 2025 | 1 | 2025_01_22 | 124.16 | 124.16 | 0 | 0 | 0 | 0 | 0 | 0 | 0 | 0 | 0 | 0 | 0 | 0 | 0
2025 | 1 | 2025_01_23 | 7.67 | 2.58 | 2025 | 1 | 2025_01_23 | 15304.96 | 15176.44 | 0 | 0 | 2937.3 | 42032.41 | 1335.01 | 1417.695 | 45286.46 | 627.4144 | 627.4144 | 627.4144 | 627.4144 | 627.4144 | 627.4144 | 2025 | 1 | 2025_01_23 | 0 | 0 | 0 | 0 | 0 | 0 | 0 | 0 | 0 | 0 | 0 | 0 | 0 | 0 | 0
2025 | 1 | 2025_01_24 | 6.12 | 2.06 | 2025 | 1 | 2025_01_24 | 0 | 0 | 0 | 0 | 0 | 41459.56 | 0 | 846.9707 | 43169.21 | 0 | 0 | 0 | 0 | 0 | 0 | 2025 | 1 | 2025_01_24 | 0 | 0 | 0 | 0 | 0 | 0 | 0 | 0 | 0 | 0 | 0 | 0 | 0 | 0 | 0
2025 | 1 | 2025_01_25 | 5.86 | 1.98 | 2025 | 1 | 2025_01_25 | 0 | 0 | 0 | 0 | 0 | 41935.71 | 0 | 1555.818 | 46369.2 | 0 | 0 | 0 | 0 | 0 | 0 | 2025 | 1 | 2025_01_25 | 0 | 0 | 0 | 0 | 0 | 0 | 0 | 0 | 0 | 0 | 0 | 0 | 0 | 0 | 0
2025 | 1 | 2025_01_26 | 5.86 | 1.98 | 2025 | 1 | 2025_01_26 | 7248.696 | 7187.983 | 0 | 0 | 0 | 41990.93 | 628.2401 | 1830.893 | 46520.15 | 278.8508 | 278.8508 | 278.8508 | 278.8508 | 278.8508 | 278.8508 | 2025 | 1 | 2025_01_26 | 124.16 | 124.16 | 0 | 0 | 0 | 0 | 0 | 0 | 0 | 0 | 0 | 0 | 0 | 0 | 0
2025 | 1 | 2025_01_27 | 5.86 | 1.98 | 2025 | 1 | 2025_01_27 | 21816.05 | 21632.8 | 0 | 0 | 3549.238 | 42042.68 | 1884.72 | 2148.873 | 46615.04 | 836.5525 | 836.5525 | 836.5525 | 836.5525 | 836.5525 | 836.5525 | 2025 | 1 | 2025_01_27 | 0 | 0 | 0 | 0 | 0 | 0 | 0 | 0 | 0 | 0 | 0 | 0 | 0 | 0 | 0
2025 | 1 | 2025_01_28 | 6.3 | 2.12 | 2025 | 1 | 2025_01_28 | 21384.87 | 21204.34 | 0 | 0 | 3269.495 | 42042.68 | 1884.72 | 1979.596 | 46615.04 | 836.5525 | 836.5525 | 836.5525 | 836.5525 | 836.5525 | 836.5525 | 2025 | 1 | 2025_01_28 | 0 | 0 | 0 | 0 | 0 | 0 | 0 | 0 | 0 | 0 | 0 | 0 | 0 | 0 | 0
2025 | 1 | 2025_01_29 | 7.38 | 2.49 | 2025 | 1 | 2025_01_29 | 20871.74 | 20696.92 | 0 | 0 | 3164.591 | 42042.68 | 1649.13 | 2945.874 | 46589.16 | 801.6962 | 801.6962 | 801.6962 | 801.6962 | 801.6962 | 801.6962 | 2025 | 1 | 2025_01_29 | 0 | 0 | 0 | 0 | 0 | 0 | 0 | 0 | 0 | 0 | 0 | 0 | 0 | 0 | 0
2025 | 1 | 2025_01_30 | 6.28 | 2.12 | 2025 | 1 | 2025_01_30 | 21002.02 | 20825.48 | 0 | 0 | 0 | 42042.68 | 1570.6 | 127.5436 | 46615.04 | 592.558 | 592.558 | 592.558 | 592.558 | 592.558 | 592.558 | 2025 | 1 | 2025_01_30 | 124.16 | 124.16 | 0 | 0 | 0 | 0 | 0 | 0 | 0 | 0 | 0 | 0 | 0 | 0 | 0
2025 | 1 | 2025_01_31 | 3 | 1.01 | 2025 | 1 | 2025_01_31 | 21776.03 | 21593.01 | 0 | 0 | 3549.238 | 42042.68 | 1806.19 | 2530.918 | 46615.04 | 766.8398 | 766.8398 | 766.8398 | 766.8398 | 766.8398 | 766.8398 | 2025 | 1 | 2025_01_31 | 124.16 | 124.16 | 0 | 0 | 0 | 0 | 0 | 0 | 0 | 0 | 0 | 0 | 0 | 0 | 0
2025 | 2 | 2025_02_01 | 9.5 | 3.83 | 2025 | 2 | 2025_02_01 | 0 | 0 | 0 | 0 | 0 | 0 | 0 | 0 | 39522.86 | 0 | 0 | 0 | 0 | 0 | 0 | 2025 | 2 | 2025_02_01 | 0 | 0 | 0 | 0 | 0 | 0 | 0 | 0 | 0 | 0 | 0 | 0 | 0 | 0 | 0
2025 | 2 | 2025_02_02 | 9.5 | 3.83 | 2025 | 2 | 2025_02_02 | 0 | 0 | 0 | 0 | 0 | 0 | 0 | 0 | 9209.391 | 0 | 0 | 0 | 0 | 0 | 0 | 2025 | 2 | 2025_02_02 | 0 | 0 | 0 | 0 | 0 | 0 | 0 | 0 | 1772.58 | 0 | 0 | 0 | 0 | 0 | 0
2025 | 2 | 2025_02_03 | 9.5 | 3.83 | 2025 | 2 | 2025_02_03 | 0 | 0 | 0 | 0 | 0 | 11728.92 | 0 | 0 | 13588.84 | 0 | 0 | 0 | 0 | 0 | 0 | 2025 | 2 | 2025_02_03 | 0 | 0 | 0 | 0 | 0 | 0 | 0 | 0 | 0 | 0 | 0 | 0 | 0 | 0 | 0
2025 | 2 | 2025_02_04 | 6.66 | 2.69 | 2025 | 2 | 2025_02_04 | 0 | 0 | 0 | 0 | 2027.343 | 41471.12 | 0 | 1660.619 | 44461.55 | 0 | 0 | 0 | 0 | 0 | 0 | 2025 | 2 | 2025_02_04 | 0 | 0 | 0 | 0 | 0 | 1509.7 | 0 | 0 | 1772.58 | 0 | 0 | 0 | 0 | 0 | 0
2025 | 2 | 2025_02_05 | 9.07 | 3.66 | 2025 | 2 | 2025_02_05 | 0 | 0 | 0 | 0 | 1048.626 | 39826.7 | 0 | 676.8708 | 36652.52 | 0 | 0 | 0 | 0 | 0 | 0 | 2025 | 2 | 2025_02_05 | 0 | 0 | 0 | 0 | 0 | 0 | 0 | 0 | 0 | 0 | 0 | 0 | 0 | 0 | 0
2025 | 2 | 2025_02_06 | 10.91 | 4.4 | 2025 | 2 | 2025_02_06 | 0 | 0 | 0 | 0 | 0 | 37595.3 | 0 | 137.4608 | 36875.18 | 0 | 0 | 0 | 0 | 0 | 0 | 2025 | 2 | 2025_02_06 | 0 | 0 | 0 | 0 | 0 | 0 | 0 | 0 | 0 | 0 | 0 | 0 | 0 | 0 | 0
2025 | 2 | 2025_02_07 | 3.73 | 1.51 | 2025 | 2 | 2025_02_07 | 21464.26 | 21464.28 | 0 | 0 | 3425.51 | 41748.84 | 1888.031 | 2961.733 | 45183.39 | 836.5525 | 820.9926 | 815.6387 | 788.1998 | 770.1302 | 781.0891 | 2025 | 2 | 2025_02_07 | 124.16 | 124.16 | 0 | 0 | 0 | 1509.7 | 0 | 0 | 1772.58 | 0 | 0 | 0 | 0 | 0 | 0
2025 | 2 | 2025_02_08 | 3.16 | 1.28 | 2025 | 2 | 2025_02_08 | 21515.58 | 21515.58 | 0 | 0 | 3582.804 | 41591.12 | 1888.031 | 1924.591 | 45397.45 | 836.5525 | 820.9926 | 815.6387 | 788.1998 | 770.1302 | 781.0891 | 2025 | 2 | 2025_02_08 | 0 | 0 | 0 | 0 | 0 | 0 | 0 | 0 | 0 | 0 | 0 | 0 | 0 | 0 | 0
2025 | 2 | 2025_02_09 | 3.16 | 1.28 | 2025 | 2 | 2025_02_09 | 21520.38 | 21520.39 | 0 | 0 | 3180.831 | 41618.55 | 1888.031 | 2951.16 | 45397.46 | 836.5525 | 820.9926 | 815.6387 | 788.1998 | 770.1302 | 781.0891 | 2025 | 2 | 2025_02_09 | 0 | 0 | 0 | 0 | 0 | 0 | 0 | 0 | 0 | 0 | 0 | 0 | 0 | 0 | 0
2025 | 2 | 2025_02_10 | 3.16 | 1.28 | 2025 | 2 | 2025_02_10 | 21417.39 | 21417.41 | 0 | 0 | 0 | 41752.27 | 1888.031 | 2961.733 | 45573.66 | 836.5525 | 820.9926 | 815.6387 | 788.1998 | 770.1302 | 781.0891 | 2025 | 2 | 2025_02_10 | 0 | 0 | 0 | 0 | 0 | 0 | 0 | 0 | 0 | 0 | 0 | 0 | 0 | 0 | 0
2025 | 2 | 2025_02_11 | 3.09 | 1.25 | 2025 | 2 | 2025_02_11 | 21616.8 | 21616.8 | 0 | 0 | 3355.602 | 41765.98 | 1888.031 | 2538.485 | 45616.64 | 836.5525 | 820.9926 | 815.6387 | 788.1998 | 770.1302 | 781.0891 | 2025 | 2 | 2025_02_11 | 0 | 0 | 0 | 0 | 0 | 0 | 0 | 0 | 0 | 0 | 0 | 0 | 0 | 0 | 0
2025 | 2 | 2025_02_12 | 3.25 | 1.31 | 2025 | 2 | 2025_02_12 | 21602.77 | 21602.77 | 0 | 0 | 0 | 41765.98 | 1888.031 | 2030.319 | 45616.64 | 836.5525 | 820.9926 | 815.6387 | 788.1998 | 770.1302 | 781.0891 | 2025 | 2 | 2025_02_12 | 0 | 0 | 0 | 0 | 0 | 0 | 0 | 0 | 0 | 0 | 0 | 0 | 0 | 0 | 0
2025 | 2 | 2025_02_13 | 4.05 | 1.63 | 2025 | 2 | 2025_02_13 | 21582.18 | 21582.18 | 0 | 0 | 0 | 41765.98 | 1888.031 | 2379.39 | 45616.64 | 836.5525 | 820.9926 | 815.6387 | 788.1998 | 770.1302 | 781.0891 | 2025 | 2 | 2025_02_13 | 0 | 0 | 0 | 0 | 0 | 0 | 0 | 0 | 0 | 0 | 0 | 0 | 0 | 0 | 0
2025 | 2 | 2025_02_14 | 4.13 | 1.67 | 2025 | 2 | 2025_02_14 | 21445.81 | 21445.83 | 0 | 0 | 0 | 41759.12 | 1730.695 | 1945.569 | 45573.66 | 766.8398 | 752.5766 | 747.6688 | 722.5165 | 705.9528 | 715.9984 | 2025 | 2 | 2025_02_14 | 0 | 0 | 0 | 0 | 0 | 0 | 0 | 0 | 0 | 0 | 0 | 0 | 0 | 0 | 0
2025 | 2 | 2025_02_15 | 4.32 | 1.74 | 2025 | 2 | 2025_02_15 | 8948.408 | 8948.413 | 0 | 0 | 0 | 41426.55 | 0 | 0 | 45075.13 | 174.2818 | 171.0401 | 169.9247 | 164.2083 | 160.4438 | 162.7269 | 2025 | 2 | 2025_02_15 | 124.16 | 124.16 | 0 | 0 | 0 | 0 | 0 | 0 | 0 | 0 | 0 | 0 | 0 | 0 | 0
2025 | 2 | 2025_02_16 | 4.32 | 1.74 | 2025 | 2 | 2025_02_16 | 0 | 0 | 0 | 0 | 0 | 13931.03 | 0 | 1099.91 | 41401.5 | 0 | 0 | 0 | 0 | 0 | 0 | 2025 | 2 | 2025_02_16 | 0 | 0 | 0 | 0 | 0 | 0 | 0 | 0 | 0 | 0 | 0 | 0 | 0 | 0 | 0
2025 | 2 | 2025_02_17 | 4.32 | 1.74 | 2025 | 2 | 2025_02_17 | 4460.37 | 4460.37 | 0 | 0 | 2918.675 | 32404.33 | 393.3398 | 1850.581 | 45247.05 | 174.2818 | 171.0401 | 169.9247 | 164.2083 | 160.4438 | 162.7269 | 2025 | 2 | 2025_02_17 | 124.16 | 124.16 | 0 | 0 | 0 | 0 | 0 | 0 | 0 | 0 | 0 | 0 | 0 | 0 | 0
2025 | 2 | 2025_02_18 | 4.86 | 1.96 | 2025 | 2 | 2025_02_18 | 7179.086 | 7179.086 | 0 | 0 | 0 | 41573.98 | 629.3438 | 2559.938 | 45234.16 | 278.8508 | 273.6642 | 271.8796 | 262.7333 | 256.7101 | 260.363 | 2025 | 2 | 2025_02_18 | 124.16 | 124.16 | 0 | 0 | 0 | 0 | 0 | 0 | 0 | 0 | 0 | 0 | 0 | 0 | 0
2025 | 2 | 2025_02_19 | 4.07 | 1.64 | 2025 | 2 | 2025_02_19 | 21661.54 | 21661.54 | 0 | 0 | 3565.327 | 41765.98 | 1888.031 | 3046.316 | 45616.64 | 836.5525 | 820.9926 | 815.6387 | 788.1998 | 770.1302 | 781.0891 | 2025 | 2 | 2025_02_19 | 0 | 0 | 0 | 0 | 0 | 0 | 0 | 0 | 0 | 0 | 0 | 0 | 0 | 0 | 0
2025 | 2 | 2025_02_20 | 5.62 | 2.27 | 2025 | 2 | 2025_02_20 | 21605.43 | 21605.44 | 0 | 0 | 0 | 41765.98 | 1888.031 | 3046.316 | 45616.64 | 836.5525 | 820.9926 | 815.6387 | 788.1998 | 770.1302 | 781.0891 | 2025 | 2 | 2025_02_20 | 0 | 0 | 0 | 0 | 0 | 0 | 0 | 0 | 0 | 0 | 0 | 0 | 0 | 0 | 0
2025 | 2 | 2025_02_21 | 5.61 | 2.26 | 2025 | 2 | 2025_02_21 | 21687.83 | 21687.83 | 0 | 0 | 3565.327 | 41765.98 | 1888.031 | 2538.485 | 45616.64 | 836.5525 | 820.9926 | 815.6387 | 788.1998 | 770.1302 | 781.0891 | 2025 | 2 | 2025_02_21 | 0 | 0 | 0 | 0 | 0 | 0 | 0 | 0 | 0 | 0 | 0 | 0 | 0 | 0 | 0
2025 | 2 | 2025_02_22 | 4.82 | 1.95 | 2025 | 2 | 2025_02_22 | 21540.09 | 21540.09 | 0 | 0 | 0 | 41635.7 | 1888.031 | 2442.995 | 45431.83 | 836.5525 | 820.9926 | 815.6387 | 788.1998 | 770.1302 | 781.0891 | 2025 | 2 | 2025_02_22 | 0 | 0 | 0 | 0 | 0 | 0 | 0 | 0 | 0 | 0 | 0 | 0 | 0 | 0 | 0
2025 | 2 | 2025_02_23 | 4.82 | 1.95 | 2025 | 2 | 2025_02_23 | 21160.97 | 21160.98 | 0 | 0 | 0 | 41539.69 | 1888.031 | 2813.714 | 45332.98 | 697.1271 | 684.1605 | 679.6989 | 656.8331 | 641.7752 | 650.9076 | 2025 | 2 | 2025_02_23 | 124.16 | 124.16 | 0 | 0 | 0 | 0 | 0 | 0 | 0 | 0 | 0 | 0 | 0 | 0 | 0
2025 | 2 | 2025_02_24 | 4.82 | 1.95 | 2025 | 2 | 2025_02_24 | 21687.83 | 21687.83 | 0 | 0 | 3775.052 | 41765.98 | 1888.031 | 3046.316 | 45616.64 | 836.5525 | 820.9926 | 815.6387 | 788.1998 | 770.1302 | 781.0891 | 2025 | 2 | 2025_02_24 | 0 | 0 | 0 | 0 | 0 | 0 | 0 | 0 | 0 | 0 | 0 | 0 | 0 | 0 | 0
2025 | 2 | 2025_02_25 | 4.82 | 1.95 | 2025 | 2 | 2025_02_25 | 21602.77 | 21602.77 | 0 | 0 | 3547.85 | 41765.98 | 1888.031 | 3046.316 | 45616.64 | 836.5525 | 820.9926 | 815.6387 | 788.1998 | 770.1302 | 781.0891 | 2025 | 2 | 2025_02_25 | 0 | 0 | 0 | 0 | 0 | 0 | 0 | 0 | 0 | 0 | 0 | 0 | 0 | 0 | 0
2025 | 2 | 2025_02_26 | 5.51 | 2.22 | 2025 | 2 | 2025_02_26 | 21382.24 | 21382.26 | 0 | 0 | 0 | 41741.98 | 1888.031 | 2951.16 | 45556.47 | 836.5525 | 820.9926 | 815.6387 | 788.1998 | 770.1302 | 781.0891 | 2025 | 2 | 2025_02_26 | 0 | 0 | 0 | 0 | 0 | 0 | 0 | 0 | 0 | 0 | 0 | 0 | 0 | 0 | 0
2025 | 2 | 2025_02_27 | 6.89 | 2.78 | 2025 | 2 | 2025_02_27 | 21310.91 | 21310.95 | 0 | 0 | 3617.759 | 41731.7 | 1888.031 | 1935.164 | 45556.47 | 836.5525 | 820.9926 | 815.6387 | 788.1998 | 770.1302 | 781.0891 | 2025 | 2 | 2025_02_27 | 124.16 | 124.16 | 0 | 0 | 0 | 0 | 0 | 0 | 0 | 0 | 0 | 0 | 0 | 0 | 0
2025 | 2 | 2025_02_28 | 10.94 | 4.42 | 2025 | 2 | 2025_02_28 | 7102.711 | 7102.716 | 0 | 0 | 2429.316 | 41136.45 | 944.0156 | 2210.895 | 44211.75 | 418.2762 | 410.4963 | 407.8194 | 394.0999 | 385.0651 | 390.5446 | 2025 | 2 | 2025_02_28 | 0 | 0 | 0 | 0 | 0 | 0 | 0 | 0 | 0 | 0 | 0 | 0 | 0 | 0 | 0
2025 | 3 | 2025_03_01 | 6.34 | 3.81 | 2025 | 3 | 2025_03_01 | 12501.13 | 12501.2 | 0 | 0 | 0 | 40843.3 | 316.1822 | 0 | 35637.76 | 194.0802 | 222.4951 | 228.6298 | 236.5213 | 244.4406 | 242.6281 | 2025 | 3 | 2025_03_01 | 124.16 | 124.16 | 0 | 0 | 0 | 0 | 0 | 0 | 0 | 0 | 0 | 0 | 0 | 0 | 0
2025 | 3 | 2025_03_02 | 6.34 | 3.81 | 2025 | 3 | 2025_03_02 | 12324.67 | 12324.77 | 0 | 0 | 0 | 40931.16 | 316.1822 | 0 | 35862.62 | 242.6002 | 278.1189 | 285.7873 | 295.6516 | 305.5508 | 303.2852 | 2025 | 3 | 2025_03_02 | 124.16 | 124.16 | 0 | 0 | 0 | 0 | 0 | 0 | 0 | 0 | 0 | 0 | 0 | 0 | 0
2025 | 3 | 2025_03_03 | 6.34 | 3.81 | 2025 | 3 | 2025_03_03 | 17928.05 | 17928.14 | 0 | 0 | 0 | 41228.97 | 869.5011 | 0 | 36313.43 | 339.6403 | 389.3664 | 400.1021 | 413.9122 | 427.7711 | 424.5992 | 2025 | 3 | 2025_03_03 | 124.16 | 124.16 | 0 | 0 | 0 | 0 | 0 | 0 | 0 | 0 | 0 | 0 | 0 | 0 | 0
2025 | 3 | 2025_03_04 | 3.97 | 2.39 | 2025 | 3 | 2025_03_04 | 21077.44 | 21077.46 | 0 | 0 | 0 | 41279.77 | 1897.093 | 0 | 36495.59 | 582.2405 | 667.4852 | 685.8894 | 709.5638 | 733.322 | 727.8843 | 2025 | 3 | 2025_03_04 | 124.16 | 124.16 | 0 | 0 | 0 | 0 | 0 | 0 | 0 | 0 | 0 | 0 | 0 | 0 | 0
2025 | 3 | 2025_03_05 | 4.66 | 2.8 | 2025 | 3 | 2025_03_05 | 20704.48 | 20704.52 | 0 | 0 | 0 | 41279.77 | 1897.093 | 0 | 36495.59 | 582.2405 | 667.4852 | 685.8894 | 709.5638 | 733.322 | 727.8843 | 2025 | 3 | 2025_03_05 | 0 | 0 | 0 | 0 | 0 | 0 | 0 | 0 | 0 | 0 | 0 | 0 | 0 | 0 | 0
2025 | 3 | 2025_03_06 | 6.27 | 3.77 | 2025 | 3 | 2025_03_06 | 16540.7 | 16540.72 | 0 | 0 | 0 | 41093.5 | 395.2278 | 0 | 36088.92 | 291.1203 | 333.7426 | 342.9447 | 354.7819 | 366.661 | 363.9422 | 2025 | 3 | 2025_03_06 | 0 | 0 | 0 | 0 | 0 | 0 | 0 | 0 | 0 | 0 | 0 | 0 | 0 | 0 | 0
2025 | 3 | 2025_03_07 | 6.22 | 3.74 | 2025 | 3 | 2025_03_07 | 0 | 0 | 0 | 0 | 0 | 40313.82 | 0 | 0 | 33762.52 | 0 | 0 | 0 | 0 | 0 | 0 | 2025 | 3 | 2025_03_07 | 0 | 0 | 0 | 0 | 0 | 0 | 0 | 0 | 0 | 0 | 0 | 0 | 0 | 0 | 0
2025 | 3 | 2025_03_08 | 3.98 | 2.39 | 2025 | 3 | 2025_03_08 | 15553.81 | 15553.9 | 0 | 0 | 0 | 41060.05 | 553.3188 | 0 | 36179.96 | 266.8603 | 305.9308 | 314.366 | 325.2168 | 336.1059 | 333.6136 | 2025 | 3 | 2025_03_08 | 124.16 | 124.16 | 0 | 0 | 0 | 0 | 0 | 0 | 0 | 0 | 0 | 0 | 0 | 0 | 0
2025 | 3 | 2025_03_09 | 3.98 | 2.39 | 2025 | 3 | 2025_03_09 | 20319.23 | 20319.33 | 0 | 0 | 0 | 41103.83 | 1897.093 | 0 | 36261.66 | 460.9404 | 528.4258 | 542.9958 | 561.738 | 580.5465 | 576.2418 | 2025 | 3 | 2025_03_09 | 124.16 | 124.16 | 0 | 0 | 0 | 0 | 0 | 0 | 0 | 0 | 0 | 0 | 0 | 0 | 0
2025 | 3 | 2025_03_10 | 3.98 | 2.39 | 2025 | 3 | 2025_03_10 | 19056.26 | 19056.32 | 0 | 0 | 0 | 41276.39 | 711.41 | 0 | 36444.75 | 242.6002 | 278.1189 | 285.7873 | 295.6516 | 305.5508 | 303.2852 | 2025 | 3 | 2025_03_10 | 0 | 0 | 0 | 0 | 0 | 0 | 0 | 0 | 0 | 0 | 0 | 0 | 0 | 0 | 0
2025 | 3 | 2025_03_11 | 5.39 | 3.24 | 2025 | 3 | 2025_03_11 | 10887.14 | 10887.2 | 0 | 0 | 0 | 41242.52 | 0 | 0 | 36389.69 | 242.6002 | 278.1189 | 285.7873 | 295.6516 | 305.5508 | 303.2852 | 2025 | 3 | 2025_03_11 | 124.16 | 124.16 | 0 | 0 | 0 | 0 | 0 | 0 | 0 | 0 | 0 | 0 | 0 | 0 | 0
2025 | 3 | 2025_03_12 | 4.43 | 2.66 | 2025 | 3 | 2025_03_12 | 12909.95 | 12910.02 | 0 | 0 | 0 | 41198.49 | 395.2278 | 0 | 36219.18 | 218.3402 | 250.307 | 257.2085 | 266.0865 | 274.9957 | 272.9566 | 2025 | 3 | 2025_03_12 | 124.16 | 124.16 | 0 | 0 | 0 | 0 | 0 | 0 | 0 | 0 | 0 | 0 | 0 | 0 | 0
2025 | 3 | 2025_03_13 | 4.23 | 2.54 | 2025 | 3 | 2025_03_13 | 12803.57 | 12803.61 | 0 | 0 | 0 | 40659.25 | 474.2733 | 0 | 35325.98 | 145.5601 | 166.8713 | 171.4724 | 177.391 | 183.3305 | 181.9711 | 2025 | 3 | 2025_03_13 | 0 | 0 | 0 | 0 | 0 | 0 | 0 | 0 | 0 | 0 | 0 | 0 | 0 | 0 | 0
2025 | 3 | 2025_03_14 | 3.22 | 1.93 | 2025 | 3 | 2025_03_14 | 20235.42 | 20235.47 | 0 | 0 | 0 | 40468.82 | 1106.638 | 0 | 35413.95 | 266.8603 | 305.9308 | 314.366 | 325.2168 | 336.1059 | 333.6136 | 2025 | 3 | 2025_03_14 | 124.16 | 124.16 | 0 | 0 | 0 | 0 | 0 | 0 | 0 | 0 | 0 | 0 | 0 | 0 | 0
2025 | 3 | 2025_03_15 | 2.82 | 1.7 | 2025 | 3 | 2025_03_15 | 13168.21 | 13168.24 | 0 | 0 | 0 | 41056.3 | 948.5466 | 0 | 36118.34 | 218.3402 | 250.307 | 257.2085 | 266.0865 | 274.9957 | 272.9566 | 2025 | 3 | 2025_03_15 | 124.16 | 124.16 | 0 | 0 | 0 | 0 | 0 | 0 | 0 | 0 | 0 | 0 | 0 | 0 | 0
2025 | 3 | 2025_03_16 | 2.82 | 1.7 | 2025 | 3 | 2025_03_16 | 6813.994 | 6814.008 | 0 | 0 | 0 | 41032.76 | 79.0456 | 0 | 35964.27 | 24.26 | 27.8119 | 28.5787 | 29.5652 | 30.5551 | 30.3285 | 2025 | 3 | 2025_03_16 | 124.16 | 124.16 | 0 | 0 | 0 | 0 | 0 | 0 | 0 | 0 | 0 | 0 | 0 | 0 | 0
2025 | 3 | 2025_03_17 | 2.82 | 1.7 | 2025 | 3 | 2025_03_17 | 19937.78 | 19937.82 | 0 | 0 | 0 | 41059.64 | 1027.592 | 0 | 35865.59 | 266.8603 | 305.9308 | 314.366 | 325.2168 | 336.1059 | 333.6136 | 2025 | 3 | 2025_03_17 | 248.32 | 124.16 | 0 | 0 | 0 | 0 | 0 | 0 | 0 | 0 | 0 | 0 | 0 | 0 | 0
2025 | 3 | 2025_03_18 | 3.08 | 1.85 | 2025 | 3 | 2025_03_18 | 20998.88 | 20998.9 | 0 | 0 | 0 | 41279.77 | 1739.002 | 0 | 36499.82 | 533.7205 | 611.8615 | 628.7319 | 650.4335 | 672.2118 | 667.2273 | 2025 | 3 | 2025_03_18 | 0 | 124.16 | 0 | 0 | 0 | 0 | 0 | 0 | 0 | 0 | 0 | 0 | 0 | 0 | 0
2025 | 3 | 2025_03_19 | 3.22 | 1.94 | 2025 | 3 | 2025_03_19 | 20894.44 | 20894.47 | 0 | 0 | 0 | 41279.77 | 1739.002 | 0 | 36499.82 | 509.4605 | 584.0496 | 600.1533 | 620.8683 | 641.6567 | 636.8988 | 2025 | 3 | 2025_03_19 | 0 | 0 | 0 | 0 | 0 | 0 | 0 | 0 | 0 | 0 | 0 | 0 | 0 | 0 | 0
2025 | 3 | 2025_03_20 | 3.39 | 2.04 | 2025 | 3 | 2025_03_20 | 9742.001 | 9742.035 | 0 | 0 | 0 | 40666.78 | 0 | 0 | 35350.36 | 0 | 0 | 0 | 0 | 0 | 0 | 2025 | 3 | 2025_03_20 | 0 | 0 | 0 | 0 | 0 | 0 | 0 | 0 | 0 | 0 | 0 | 0 | 0 | 0 | 0
2025 | 3 | 2025_03_21 | 2.43 | 1.46 | 2025 | 3 | 2025_03_21 | 19966.77 | 19966.79 | 0 | 0 | 0 | 41093.5 | 790.4556 | 0 | 36152.45 | 145.5601 | 166.8713 | 171.4724 | 177.391 | 183.3305 | 181.9711 | 2025 | 3 | 2025_03_21 | 124.16 | 124.16 | 0 | 0 | 0 | 0 | 0 | 0 | 0 | 0 | 0 | 0 | 0 | 0 | 0
2025 | 3 | 2025_03_22 | 2.11 | 1.27 | 2025 | 3 | 2025_03_22 | 21111.47 | 21111.47 | 0 | 0 | 0 | 41185 | 1659.957 | 0 | 36351.34 | 460.9404 | 528.4258 | 542.9958 | 561.738 | 580.5465 | 576.2418 | 2025 | 3 | 2025_03_22 | 0 | 0 | 0 | 0 | 0 | 0 | 0 | 0 | 0 | 0 | 0 | 0 | 0 | 0 | 0
2025 | 3 | 2025_03_23 | 2.11 | 1.27 | 2025 | 3 | 2025_03_23 | 12003.35 | 12003.38 | 0 | 0 | 0 | 41056.32 | 79.0456 | 0 | 35982.07 | 0 | 0 | 0 | 0 | 0 | 0 | 2025 | 3 | 2025_03_23 | 0 | 0 | 0 | 0 | 0 | 0 | 0 | 0 | 0 | 0 | 0 | 0 | 0 | 0 | 0
2025 | 3 | 2025_03_24 | 2.11 | 1.27 | 2025 | 3 | 2025_03_24 | 21160.01 | 21160.01 | 0 | 0 | 0 | 41279.77 | 1897.093 | 0 | 36495.59 | 436.6804 | 500.614 | 514.4171 | 532.1729 | 549.9915 | 545.9133 | 2025 | 3 | 2025_03_24 | 0 | 124.16 | 0 | 0 | 0 | 0 | 0 | 0 | 0 | 0 | 0 | 0 | 0 | 0 | 0
2025 | 3 | 2025_03_25 | 2.46 | 1.48 | 2025 | 3 | 2025_03_25 | 21207.91 | 21207.91 | 0 | 0 | 0 | 41279.77 | 1897.093 | 0 | 36499.82 | 436.6804 | 500.614 | 514.4171 | 532.1729 | 549.9915 | 545.9133 | 2025 | 3 | 2025_03_25 | 0 | 0 | 0 | 0 | 0 | 0 | 0 | 0 | 0 | 0 | 0 | 0 | 0 | 0 | 0
2025 | 3 | 2025_03_26 | 2.26 | 1.36 | 2025 | 3 | 2025_03_26 | 21359.15 | 21359.15 | 0 | 0 | 0 | 41279.77 | 1897.093 | 0 | 36499.82 | 582.2405 | 667.4852 | 685.8894 | 709.5638 | 733.322 | 727.8843 | 2025 | 3 | 2025_03_26 | 0 | 0 | 0 | 0 | 0 | 0 | 0 | 0 | 0 | 0 | 0 | 0 | 0 | 0 | 0
2025 | 3 | 2025_03_27 | 1.92 | 1.16 | 2025 | 3 | 2025_03_27 | 21054.44 | 21054.44 | 0 | 0 | 0 | 41276.39 | 1897.093 | 0 | 36457.46 | 460.9404 | 528.4258 | 542.9958 | 561.738 | 580.5465 | 576.2418 | 2025 | 3 | 2025_03_27 | 0 | 0 | 0 | 0 | 0 | 0 | 0 | 0 | 0 | 0 | 0 | 0 | 0 | 0 | 0
2025 | 3 | 2025_03_28 | 1.56 | 0.94 | 2025 | 3 | 2025_03_28 | 21346.23 | 21346.23 | 0 | 0 | 0 | 41279.77 | 1897.093 | 0 | 36499.82 | 582.2405 | 667.4852 | 685.8894 | 709.5638 | 733.322 | 727.8843 | 2025 | 3 | 2025_03_28 | 0 | 0 | 0 | 0 | 0 | 0 | 0 | 0 | 0 | 0 | 0 | 0 | 0 | 0 | 0
2025 | 3 | 2025_03_29 | 2.17 | 1.3 | 2025 | 3 | 2025_03_29 | 11300.78 | 11300.79 | 0 | 0 | 0 | 40380.58 | 79.0456 | 0 | 35087.8 | 0 | 0 | 0 | 0 | 0 | 0 | 2025 | 3 | 2025_03_29 | 0 | 0 | 0 | 0 | 0 | 0 | 0 | 0 | 0 | 0 | 0 | 0 | 0 | 0 | 0
2025 | 3 | 2025_03_30 | 2.17 | 1.3 | 2025 | 3 | 2025_03_30 | 20651.24 | 20651.25 | 0 | 0 | 0 | 41157.9 | 553.3188 | 0 | 36300.22 | 169.8202 | 194.6832 | 200.0511 | 206.9561 | 213.8856 | 212.2996 | 2025 | 3 | 2025_03_30 | 124.16 | 124.16 | 0 | 0 | 0 | 0 | 0 | 0 | 0 | 0 | 0 | 0 | 0 | 0 | 0
2025 | 3 | 2025_03_31 | 2.17 | 1.3 | 2025 | 3 | 2025_03_31 | 21352.69 | 21352.69 | 0 | 0 | 0 | 41279.77 | 1897.093 | 0 | 36499.82 | 460.9404 | 528.4258 | 542.9958 | 561.738 | 580.5465 | 576.2418 | 2025 | 3 | 2025_03_31 | 0 | 0 | 0 | 0 | 0 | 0 | 0 | 0 | 0 | 0 | 0 | 0 | 0 | 0 | 0
2025 | 4 | 2025_04_01 | 3.53 | 2.57 | 2025 | 4 | 2025_04_01 | 0 | 18458.51 | 0 | 0 | 0 | 35408.03 | 1591.803 | 0 | 31568.84 | 451.5153 | 448.8941 | 409.5761 | 383.1968 | 445.3248 | 442.0344 | 2025 | 4 | 2025_04_01 | 124.16 | 124.16 | 0 | 0 | 0 | 0 | 0 | 0 | 0 | 0 | 0 | 0 | 0 | 0 | 0
2025 | 4 | 2025_04_02 | 3.4 | 2.47 | 2025 | 4 | 2025_04_02 | 0 | 19650.44 | 0 | 0 | 0 | 35408.03 | 1910.163 | 0 | 31568.84 | 677.2729 | 673.3411 | 614.3642 | 574.7952 | 667.9872 | 663.0515 | 2025 | 4 | 2025_04_02 | 0 | 0 | 0 | 0 | 0 | 0 | 0 | 0 | 0 | 0 | 0 | 0 | 0 | 0 | 0
2025 | 4 | 2025_04_03 | 3.65 | 2.65 | 2025 | 4 | 2025_04_03 | 0 | 18699.6 | 0 | 0 | 0 | 35408.03 | 1910.163 | 0 | 31568.84 | 507.9547 | 505.0058 | 460.7731 | 431.0964 | 500.9904 | 497.2886 | 2025 | 4 | 2025_04_03 | 124.16 | 124.16 | 0 | 0 | 0 | 0 | 0 | 0 | 0 | 0 | 0 | 0 | 0 | 0 | 0
2025 | 4 | 2025_04_04 | 3.67 | 2.67 | 2025 | 4 | 2025_04_04 | 0 | 6547.862 | 0 | 0 | 0 | 33996.68 | 557.131 | 0 | 28912.72 | 197.5379 | 196.3912 | 179.1895 | 167.6486 | 194.8296 | 193.39 | 2025 | 4 | 2025_04_04 | 0 | 0 | 0 | 0 | 0 | 0 | 0 | 0 | 0 | 0 | 0 | 0 | 0 | 0 | 0
2025 | 4 | 2025_04_05 | 3.46 | 2.52 | 2025 | 4 | 2025_04_05 | 0 | 6007.795 | 0 | 0 | 0 | 35182.43 | 557.131 | 0 | 30863.27 | 56.4394 | 56.1118 | 51.197 | 47.8996 | 55.6656 | 55.2543 | 2025 | 4 | 2025_04_05 | 0 | 0 | 0 | 0 | 0 | 0 | 0 | 0 | 0 | 0 | 0 | 0 | 0 | 0 | 0
2025 | 4 | 2025_04_06 | 3.46 | 2.52 | 2025 | 4 | 2025_04_06 | 0 | 10244.01 | 0 | 0 | 0 | 35152.57 | 477.5409 | 0 | 30977.62 | 169.3182 | 168.3353 | 153.591 | 143.6988 | 166.9968 | 165.7629 | 2025 | 4 | 2025_04_06 | 248.32 | 0 | 0 | 0 | 0 | 0 | 0 | 0 | 0 | 0 | 0 | 0 | 0 | 0 | 0
2025 | 4 | 2025_04_07 | 3.46 | 2.52 | 2025 | 4 | 2025_04_07 | 0 | 18507.9 | 0 | 0 | 0 | 35408.03 | 1034.672 | 0 | 31568.84 | 338.6365 | 336.6706 | 307.1821 | 287.3976 | 333.9936 | 331.5258 | 2025 | 4 | 2025_04_07 | 124.16 | 124.16 | 0 | 0 | 0 | 0 | 0 | 0 | 0 | 0 | 0 | 0 | 0 | 0 | 0
2025 | 4 | 2025_04_08 | 3.95 | 2.87 | 2025 | 4 | 2025_04_08 | 0 | 5100.507 | 0 | 0 | 0 | 31469.24 | 0 | 0 | 25816.07 | 0 | 0 | 0 | 0 | 0 | 0 | 2025 | 4 | 2025_04_08 | 0 | 0 | 0 | 0 | 0 | 0 | 0 | 0 | 0 | 0 | 0 | 0 | 0 | 0 | 0
2025 | 4 | 2025_04_09 | 3.74 | 2.72 | 2025 | 4 | 2025_04_09 | 0 | 7671.686 | 0 | 0 | 0 | 33162.31 | 557.131 | 0 | 28511.38 | 141.0985 | 140.2794 | 127.9925 | 119.749 | 139.164 | 138.1357 | 2025 | 4 | 2025_04_09 | 124.16 | 124.16 | 0 | 0 | 0 | 0 | 0 | 0 | 0 | 0 | 0 | 0 | 0 | 0 | 0
2025 | 4 | 2025_04_10 | 3.75 | 2.73 | 2025 | 4 | 2025_04_10 | 0 | 7916.996 | 0 | 0 | 0 | 35408.03 | 159.1803 | 0 | 31548.13 | 0 | 0 | 0 | 0 | 0 | 0 | 2025 | 4 | 2025_04_10 | 0 | 0 | 0 | 0 | 0 | 0 | 0 | 0 | 0 | 0 | 0 | 0 | 0 | 0 | 0
2025 | 4 | 2025_04_11 | 2.73 | 1.99 | 2025 | 4 | 2025_04_11 | 0 | 18646.36 | 0 | 0 | 0 | 35408.03 | 1353.032 | 0 | 31568.84 | 451.5153 | 448.8941 | 409.5761 | 383.1968 | 445.3248 | 442.0344 | 2025 | 4 | 2025_04_11 | 248.32 | 124.16 | 0 | 0 | 0 | 0 | 0 | 0 | 0 | 0 | 0 | 0 | 0 | 0 | 0
2025 | 4 | 2025_04_12 | 2.73 | 1.99 | 2025 | 4 | 2025_04_12 | 0 | 19205.07 | 0 | 0 | 0 | 35398.07 | 1910.163 | 0 | 31543.99 | 395.0759 | 392.7823 | 358.3791 | 335.2972 | 389.6592 | 386.7801 | 2025 | 4 | 2025_04_12 | 124.16 | 124.16 | 0 | 0 | 0 | 0 | 0 | 0 | 0 | 0 | 0 | 0 | 0 | 0 | 0
2025 | 4 | 2025_04_13 | 2.73 | 1.99 | 2025 | 4 | 2025_04_13 | 0 | 18265.85 | 0 | 0 | 0 | 34887.96 | 875.4916 | 0 | 30822.31 | 338.6365 | 336.6706 | 307.1821 | 287.3976 | 333.9936 | 331.5258 | 2025 | 4 | 2025_04_13 | 124.16 | 0 | 0 | 0 | 0 | 0 | 0 | 0 | 0 | 0 | 0 | 0 | 0 | 0 | 0
2025 | 4 | 2025_04_14 | 2.73 | 1.99 | 2025 | 4 | 2025_04_14 | 0 | 19858.65 | 0 | 0 | 0 | 35408.03 | 1591.803 | 0 | 31568.84 | 564.3941 | 561.1176 | 511.9702 | 478.996 | 556.656 | 552.543 | 2025 | 4 | 2025_04_14 | 124.16 | 124.16 | 0 | 0 | 0 | 0 | 0 | 0 | 0 | 0 | 0 | 0 | 0 | 0 | 0
2025 | 4 | 2025_04_15 | 2.95 | 2.14 | 2025 | 4 | 2025_04_15 | 0 | 19471.5 | 0 | 0 | 0 | 35408.03 | 1910.163 | 0 | 31568.84 | 564.3941 | 561.1176 | 511.9702 | 478.996 | 556.656 | 552.543 | 2025 | 4 | 2025_04_15 | 124.16 | 0 | 0 | 0 | 0 | 0 | 0 | 0 | 0 | 0 | 0 | 0 | 0 | 0 | 0
2025 | 4 | 2025_04_16 | 2.79 | 2.03 | 2025 | 4 | 2025_04_16 | 0 | 19911.24 | 0 | 0 | 0 | 35408.03 | 1910.163 | 0 | 31568.84 | 677.2729 | 673.3411 | 614.3642 | 574.7952 | 667.9872 | 663.0515 | 2025 | 4 | 2025_04_16 | 0 | 0 | 0 | 0 | 0 | 0 | 0 | 0 | 0 | 0 | 0 | 0 | 0 | 0 | 0
2025 | 4 | 2025_04_17 | 2.87 | 2.09 | 2025 | 4 | 2025_04_17 | 0 | 19917.55 | 0 | 0 | 0 | 35408.03 | 1910.163 | 0 | 31568.84 | 677.2729 | 673.3411 | 614.3642 | 574.7952 | 667.9872 | 663.0515 | 2025 | 4 | 2025_04_17 | 0 | 0 | 0 | 0 | 0 | 0 | 0 | 0 | 0 | 0 | 0 | 0 | 0 | 0 | 0
2025 | 4 | 2025_04_18 | 2.35 | 1.71 | 2025 | 4 | 2025_04_18 | 0 | 19917.55 | 0 | 0 | 0 | 35408.03 | 1910.163 | 0 | 31568.84 | 677.2729 | 673.3411 | 614.3642 | 574.7952 | 667.9872 | 663.0515 | 2025 | 4 | 2025_04_18 | 0 | 0 | 0 | 0 | 0 | 0 | 0 | 0 | 0 | 0 | 0 | 0 | 0 | 0 | 0
2025 | 4 | 2025_04_19 | 2.02 | 1.47 | 2025 | 4 | 2025_04_19 | 0 | 19876.61 | 0 | 0 | 0 | 35408.03 | 1910.163 | 0 | 31568.84 | 677.2729 | 673.3411 | 614.3642 | 574.7952 | 667.9872 | 663.0515 | 2025 | 4 | 2025_04_19 | 0 | 0 | 0 | 0 | 0 | 0 | 0 | 0 | 0 | 0 | 0 | 0 | 0 | 0 | 0
2025 | 4 | 2025_04_20 | 2.02 | 1.47 | 2025 | 4 | 2025_04_20 | 0 | 18032.34 | 0 | 0 | 0 | 35354.95 | 716.3113 | 0 | 31407.33 | 253.9773 | 252.5029 | 230.3866 | 215.5482 | 250.4952 | 248.6443 | 2025 | 4 | 2025_04_20 | 0 | 0 | 0 | 0 | 0 | 0 | 0 | 0 | 0 | 0 | 0 | 0 | 0 | 0 | 0
2025 | 4 | 2025_04_21 | 2.02 | 1.47 | 2025 | 4 | 2025_04_21 | 0 | 9093.647 | 0 | 0 | 0 | 35398.07 | 477.5409 | 0 | 31452.88 | 112.8788 | 112.2235 | 102.394 | 95.7992 | 111.3312 | 110.5086 | 2025 | 4 | 2025_04_21 | 124.16 | 0 | 0 | 0 | 0 | 0 | 0 | 0 | 0 | 0 | 0 | 0 | 0 | 0 | 0
2025 | 4 | 2025_04_22 | 2 | 1.45 | 2025 | 4 | 2025_04_22 | 0 | 19911.12 | 0 | 0 | 0 | 35408.03 | 1591.803 | 0 | 31568.84 | 564.3941 | 561.1176 | 511.9702 | 478.996 | 556.656 | 552.543 | 2025 | 4 | 2025_04_22 | 124.16 | 124.16 | 0 | 0 | 0 | 0 | 0 | 0 | 0 | 0 | 0 | 0 | 0 | 0 | 0
2025 | 4 | 2025_04_23 | 1.81 | 1.32 | 2025 | 4 | 2025_04_23 | 0 | 19917.55 | 0 | 0 | 0 | 35408.03 | 1910.163 | 0 | 31568.84 | 677.2729 | 673.3411 | 614.3642 | 574.7952 | 667.9872 | 663.0515 | 2025 | 4 | 2025_04_23 | 0 | 0 | 0 | 0 | 0 | 0 | 0 | 0 | 0 | 0 | 0 | 0 | 0 | 0 | 0
2025 | 4 | 2025_04_24 | 2.31 | 1.68 | 2025 | 4 | 2025_04_24 | 0 | 18335.57 | 0 | 0 | 0 | 35408.03 | 1193.852 | 0 | 31568.84 | 225.7576 | 224.447 | 204.7881 | 191.5984 | 222.6624 | 221.0172 | 2025 | 4 | 2025_04_24 | 0 | 0 | 0 | 0 | 0 | 0 | 0 | 0 | 0 | 0 | 0 | 0 | 0 | 0 | 0
2025 | 4 | 2025_04_25 | 2.21 | 1.6 | 2025 | 4 | 2025_04_25 | 0 | 18172.48 | 0 | 0 | 0 | 35408.03 | 1193.852 | 0 | 31564.7 | 282.1971 | 280.5588 | 255.9851 | 239.498 | 278.328 | 276.2715 | 2025 | 4 | 2025_04_25 | 124.16 | 0 | 0 | 0 | 0 | 0 | 0 | 0 | 0 | 0 | 0 | 0 | 0 | 0 | 0
2025 | 4 | 2025_04_26 | 1.86 | 1.36 | 2025 | 4 | 2025_04_26 | 0 | 13176.89 | 0 | 0 | 0 | 35381.48 | 875.4916 | 0 | 31452.88 | 253.9773 | 252.5029 | 230.3866 | 215.5482 | 250.4952 | 248.6443 | 2025 | 4 | 2025_04_26 | 124.16 | 0 | 0 | 0 | 0 | 0 | 0 | 0 | 0 | 0 | 0 | 0 | 0 | 0 | 0
2025 | 4 | 2025_04_27 | 1.86 | 1.36 | 2025 | 4 | 2025_04_27 | 0 | 3051.759 | 0 | 0 | 0 | 9470.296 | 0 | 0 | 24582.46 | 0 | 0 | 0 | 0 | 0 | 0 | 2025 | 4 | 2025_04_27 | 0 | 0 | 0 | 0 | 0 | 0 | 0 | 0 | 0 | 0 | 0 | 0 | 0 | 0 | 0
2025 | 4 | 2025_04_28 | 1.86 | 1.36 | 2025 | 4 | 2025_04_28 | 0 | 4208.594 | 0 | 0 | 0 | 35181.74 | 0 | 0 | 31012.93 | 0 | 0 | 0 | 0 | 0 | 0 | 2025 | 4 | 2025_04_28 | 124.16 | 0 | 0 | 0 | 0 | 1509.7 | 0 | 0 | 0 | 0 | 0 | 0 | 0 | 0 | 0
2025 | 4 | 2025_04_29 | 1.82 | 1.32 | 2025 | 4 | 2025_04_29 | 0 | 0 | 0 | 0 | 0 | 34353.32 | 0 | 0 | 28685.26 | 0 | 0 | 0 | 0 | 0 | 0 | 2025 | 4 | 2025_04_29 | 124.16 | 0 | 0 | 0 | 0 | 0 | 0 | 0 | 0 | 0 | 0 | 0 | 0 | 0 | 0
2025 | 4 | 2025_04_30 | 1.71 | 1.24 | 2025 | 4 | 2025_04_30 | 0 | 0 | 0 | 0 | 0 | 11844.97 | 0 | 0 | 26208.02 | 0 | 0 | 0 | 0 | 0 | 0 | 2025 | 4 | 2025_04_30 | 0 | 0 | 0 | 0 | 0 | 0 | 0 | 0 | 0 | 0 | 0 | 0 | 0 | 0 | 0
2025 | 5 | 2025_05_01 | 3.72 | 2.76 | 2025 | 5 | 2025_05_01 | 0 | 0 | 0 | 0 | 0 | 0 | 0 | 0 | 6934.243 | 0 | 0 | 0 | 0 | 0 | 0 | 2025 | 5 | 2025_05_01 | 0 | 0 | 0 | 0 | 0 | 0 | 0 | 0 | 0 | 0 | 0 | 0 | 0 | 0 | 0
2025 | 5 | 2025_05_02 | 2.89 | 2.15 | 2025 | 5 | 2025_05_02 | 0 | 1671.492 | 0 | 0 | 0 | 10424.17 | 0 | 0 | 7216.507 | 0 | 0 | 0 | 0 | 0 | 0 | 2025 | 5 | 2025_05_02 | 0 | 0 | 0 | 0 | 0 | 1509.7 | 0 | 0 | 0 | 0 | 0 | 0 | 0 | 0 | 0
2025 | 5 | 2025_05_03 | 2.89 | 2.15 | 2025 | 5 | 2025_05_03 | 0 | 2547.341 | 0 | 0 | 0 | 11894.13 | 0 | 0 | 7770.183 | 0 | 0 | 0 | 0 | 0 | 0 | 2025 | 5 | 2025_05_03 | 124.16 | 124.16 | 0 | 0 | 0 | 0 | 0 | 0 | 0 | 0 | 0 | 0 | 0 | 0 | 0
2025 | 5 | 2025_05_04 | 2.89 | 2.15 | 2025 | 5 | 2025_05_04 | 0 | 0 | 0 | 0 | 0 | 5870.578 | 0 | 0 | 7219.931 | 0 | 0 | 0 | 0 | 0 | 0 | 2025 | 5 | 2025_05_04 | 0 | 0 | 0 | 0 | 0 | 0 | 0 | 0 | 0 | 0 | 0 | 0 | 0 | 0 | 0
2025 | 5 | 2025_05_05 | 2.94 | 2.18 | 2025 | 5 | 2025_05_05 | 0 | 7066.044 | 0 | 0 | 0 | 35594.12 | 384.6614 | 0 | 9411.041 | 170.6219 | 161.6289 | 170.6219 | 155.8253 | 155.3025 | 162.8489 | 2025 | 5 | 2025_05_05 | 124.16 | 124.16 | 0 | 0 | 0 | 1509.7 | 0 | 0 | 0 | 0 | 0 | 0 | 0 | 0 | 0
2025 | 5 | 2025_05_06 | 2.71 | 2.02 | 2025 | 5 | 2025_05_06 | 0 | 5192.791 | 0 | 0 | 0 | 33055.21 | 76.9323 | 0 | 8652.732 | 136.4975 | 129.3031 | 136.4975 | 124.6603 | 124.242 | 130.2791 | 2025 | 5 | 2025_05_06 | 0 | 124.16 | 0 | 0 | 0 | 0 | 0 | 0 | 0 | 0 | 0 | 0 | 0 | 0 | 0
2025 | 5 | 2025_05_07 | 2.64 | 1.96 | 2025 | 5 | 2025_05_07 | 0 | 5107.232 | 0 | 0 | 0 | 18285.78 | 461.5937 | 0 | 8574.005 | 204.7462 | 193.9547 | 204.7462 | 186.9904 | 186.363 | 195.4187 | 2025 | 5 | 2025_05_07 | 124.16 | 0 | 0 | 0 | 0 | 0 | 0 | 0 | 0 | 0 | 0 | 0 | 0 | 0 | 0
2025 | 5 | 2025_05_08 | 2.17 | 1.61 | 2025 | 5 | 2025_05_08 | 0 | 9767.527 | 0 | 0 | 0 | 35098.22 | 923.1874 | 0 | 9427.59 | 409.4925 | 387.9094 | 409.4925 | 373.9808 | 372.726 | 390.8373 | 2025 | 5 | 2025_05_08 | 124.16 | 0 | 0 | 0 | 0 | 0 | 0 | 0 | 0 | 0 | 0 | 0 | 0 | 0 | 0
2025 | 5 | 2025_05_09 | 2.1 | 1.56 | 2025 | 5 | 2025_05_09 | 0 | 11612.13 | 0 | 0 | 0 | 34394.33 | 1000.12 | 0 | 9139.934 | 375.3681 | 355.5836 | 375.3681 | 342.8157 | 341.6655 | 358.2675 | 2025 | 5 | 2025_05_09 | 0 | 0 | 0 | 0 | 0 | 0 | 0 | 0 | 0 | 0 | 0 | 0 | 0 | 0 | 0
2025 | 5 | 2025_05_10 | 2.07 | 1.54 | 2025 | 5 | 2025_05_10 | 0 | 2553.616 | 0 | 0 | 0 | 4710.138 | 0 | 0 | 8230.359 | 0 | 0 | 0 | 0 | 0 | 0 | 2025 | 5 | 2025_05_10 | 0 | 0 | 0 | 0 | 0 | 0 | 0 | 0 | 0 | 0 | 0 | 0 | 0 | 0 | 0
2025 | 5 | 2025_05_11 | 2.07 | 1.54 | 2025 | 5 | 2025_05_11 | 0 | 4954.859 | 0 | 0 | 0 | 12048.31 | 384.6614 | 0 | 7772.082 | 170.6219 | 161.6289 | 170.6219 | 155.8253 | 155.3025 | 162.8489 | 2025 | 5 | 2025_05_11 | 124.16 | 124.16 | 0 | 0 | 0 | 0 | 0 | 0 | 0 | 0 | 0 | 0 | 0 | 0 | 0
2025 | 5 | 2025_05_12 | 2.07 | 1.54 | 2025 | 5 | 2025_05_12 | 0 | 7633.055 | 0 | 0 | 0 | 31473.9 | 461.5937 | 0 | 8756.096 | 204.7462 | 193.9547 | 204.7462 | 186.9904 | 186.363 | 195.4187 | 2025 | 5 | 2025_05_12 | 124.16 | 124.16 | 0 | 0 | 0 | 1509.7 | 0 | 0 | 0 | 0 | 0 | 0 | 0 | 0 | 0
2025 | 5 | 2025_05_13 | 2.77 | 2.06 | 2025 | 5 | 2025_05_13 | 0 | 7208.695 | 0 | 0 | 0 | 16662.33 | 615.4583 | 0 | 8488.675 | 272.995 | 258.6063 | 272.995 | 249.3205 | 248.484 | 260.5582 | 2025 | 5 | 2025_05_13 | 124.16 | 124.16 | 0 | 0 | 0 | 1509.7 | 0 | 0 | 0 | 0 | 0 | 0 | 0 | 0 | 0
2025 | 5 | 2025_05_14 | 2.46 | 1.83 | 2025 | 5 | 2025_05_14 | 0 | 8929.199 | 0 | 0 | 0 | 34670.01 | 769.3229 | 0 | 9107.88 | 341.2437 | 323.2578 | 341.2437 | 311.6507 | 310.605 | 325.6978 | 2025 | 5 | 2025_05_14 | 248.32 | 248.32 | 0 | 0 | 0 | 1509.7 | 0 | 0 | 0 | 0 | 0 | 0 | 0 | 0 | 0
2025 | 5 | 2025_05_15 | 2.27 | 1.69 | 2025 | 5 | 2025_05_15 | 0 | 6445.777 | 0 | 0 | 0 | 33190.48 | 769.3229 | 0 | 9779.228 | 341.2437 | 323.2578 | 341.2437 | 311.6507 | 310.605 | 325.6978 | 2025 | 5 | 2025_05_15 | 0 | 0 | 0 | 0 | 0 | 0 | 0 | 0 | 0 | 0 | 0 | 0 | 0 | 0 | 0
2025 | 5 | 2025_05_16 | 2.24 | 1.66 | 2025 | 5 | 2025_05_16 | 0 | 3024.318 | 0 | 0 | 0 | 0 | 0 | 0 | 7809.734 | 136.4975 | 129.3031 | 136.4975 | 124.6603 | 124.242 | 130.2791 | 2025 | 5 | 2025_05_16 | 124.16 | 124.16 | 0 | 0 | 0 | 0 | 0 | 0 | 0 | 0 | 0 | 0 | 0 | 0 | 0
2025 | 5 | 2025_05_17 | 2.23 | 1.66 | 2025 | 5 | 2025_05_17 | 0 | 4002.271 | 0 | 0 | 0 | 0 | 307.7292 | 0 | 8293.669 | 136.4975 | 129.3031 | 136.4975 | 124.6603 | 124.242 | 130.2791 | 2025 | 5 | 2025_05_17 | 0 | 0 | 0 | 0 | 0 | 0 | 0 | 0 | 0 | 0 | 0 | 0 | 0 | 0 | 0
2025 | 5 | 2025_05_18 | 2.23 | 1.66 | 2025 | 5 | 2025_05_18 | 0 | 0 | 0 | 0 | 0 | 0 | 0 | 0 | 6819.209 | 0 | 0 | 0 | 0 | 0 | 0 | 2025 | 5 | 2025_05_18 | 0 | 0 | 0 | 0 | 0 | 0 | 0 | 0 | 0 | 0 | 0 | 0 | 0 | 0 | 0
2025 | 5 | 2025_05_19 | 2.23 | 1.66 | 2025 | 5 | 2025_05_19 | 0 | 2892.612 | 0 | 0 | 0 | 0 | 0 | 0 | 7249.367 | 0 | 0 | 0 | 0 | 0 | 0 | 2025 | 5 | 2025_05_19 | 0 | 0 | 0 | 0 | 0 | 0 | 0 | 0 | 0 | 0 | 0 | 0 | 0 | 0 | 0
2025 | 5 | 2025_05_20 | 2.81 | 2.09 | 2025 | 5 | 2025_05_20 | 0 | 3722.85 | 0 | 0 | 0 | 12048.33 | 0 | 0 | 8127.593 | 0 | 0 | 0 | 0 | 0 | 0 | 2025 | 5 | 2025_05_20 | 124.16 | 0 | 0 | 0 | 0 | 1509.7 | 0 | 0 | 0 | 0 | 0 | 0 | 0 | 0 | 0
2025 | 5 | 2025_05_21 | 3.16 | 2.35 | 2025 | 5 | 2025_05_21 | 0 | 6612.13 | 0 | 0 | 0 | 32862.99 | 615.4583 | 0 | 8165.704 | 272.995 | 258.6063 | 272.995 | 249.3205 | 248.484 | 260.5582 | 2025 | 5 | 2025_05_21 | 124.16 | 124.16 | 0 | 0 | 0 | 0 | 0 | 0 | 0 | 0 | 0 | 0 | 0 | 0 | 0
2025 | 5 | 2025_05_22 | 2.75 | 2.05 | 2025 | 5 | 2025_05_22 | 0 | 18450.88 | 0 | 0 | 0 | 37271.47 | 1230.917 | 0 | 10246.27 | 511.8656 | 484.8867 | 511.8656 | 467.476 | 465.9075 | 488.5467 | 2025 | 5 | 2025_05_22 | 0 | 0 | 0 | 0 | 0 | 0 | 0 | 0 | 0 | 0 | 0 | 0 | 0 | 0 | 0
2025 | 5 | 2025_05_23 | 2.64 | 1.96 | 2025 | 5 | 2025_05_23 | 0 | 13159.85 | 0 | 0 | 0 | 36105.2 | 1077.052 | 0 | 9802.022 | 477.7412 | 452.561 | 477.7412 | 436.3109 | 434.847 | 455.9769 | 2025 | 5 | 2025_05_23 | 124.16 | 0 | 0 | 0 | 0 | 0 | 0 | 0 | 0 | 0 | 0 | 0 | 0 | 0 | 0
2025 | 5 | 2025_05_24 | 2.76 | 2.05 | 2025 | 5 | 2025_05_24 | 0 | 851.2054 | 0 | 0 | 0 | 6280.184 | 76.9323 | 0 | 8371.611 | 34.1244 | 32.3258 | 34.1244 | 31.1651 | 31.0605 | 32.5698 | 2025 | 5 | 2025_05_24 | 124.16 | 124.16 | 0 | 0 | 0 | 0 | 0 | 0 | 0 | 0 | 0 | 0 | 0 | 0 | 0
2025 | 5 | 2025_05_25 | 2.76 | 2.05 | 2025 | 5 | 2025_05_25 | 0 | 3670.105 | 0 | 0 | 0 | 19760.9 | 0 | 0 | 8656.198 | 0 | 0 | 0 | 0 | 0 | 0 | 2025 | 5 | 2025_05_25 | 0 | 0 | 0 | 0 | 0 | 0 | 0 | 0 | 0 | 0 | 0 | 0 | 0 | 0 | 0
2025 | 5 | 2025_05_26 | 2.76 | 2.05 | 2025 | 5 | 2025_05_26 | 0 | 4169.897 | 0 | 0 | 0 | 35183.58 | 0 | 0 | 9388.386 | 0 | 0 | 0 | 0 | 0 | 0 | 2025 | 5 | 2025_05_26 | 124.16 | 0 | 0 | 0 | 0 | 1509.7 | 0 | 0 | 0 | 0 | 0 | 0 | 0 | 0 | 0
2025 | 5 | 2025_05_27 | 2.64 | 1.96 | 2025 | 5 | 2025_05_27 | 0 | 6700.526 | 0 | 0 | 0 | 33617.73 | 153.8646 | 0 | 8839.302 | 68.2487 | 64.6516 | 68.2487 | 62.3301 | 62.121 | 65.1396 | 2025 | 5 | 2025_05_27 | 0 | 0 | 0 | 0 | 0 | 0 | 0 | 0 | 0 | 0 | 0 | 0 | 0 | 0 | 0
2025 | 5 | 2025_05_28 | 2.57 | 1.91 | 2025 | 5 | 2025_05_28 | 0 | 10925.86 | 0 | 0 | 0 | 36924.03 | 1000.12 | 0 | 10081.18 | 443.6168 | 420.2352 | 443.6168 | 405.1459 | 403.7865 | 423.4071 | 2025 | 5 | 2025_05_28 | 124.16 | 124.16 | 0 | 0 | 0 | 0 | 0 | 0 | 0 | 0 | 0 | 0 | 0 | 0 | 0
2025 | 5 | 2025_05_29 | 2.63 | 1.95 | 2025 | 5 | 2025_05_29 | 0 | 19186.37 | 0 | 0 | 0 | 37271.47 | 1846.375 | 0 | 10246.27 | 545.9899 | 517.2125 | 545.9899 | 498.6411 | 496.968 | 521.1165 | 2025 | 5 | 2025_05_29 | 0 | 0 | 0 | 0 | 0 | 0 | 0 | 0 | 0 | 0 | 0 | 0 | 0 | 0 | 0
2025 | 5 | 2025_05_30 | 2.31 | 1.72 | 2025 | 5 | 2025_05_30 | 0 | 19350.09 | 0 | 0 | 0 | 37271.47 | 1307.849 | 0 | 10246.27 | 511.8656 | 484.8867 | 511.8656 | 467.476 | 465.9075 | 488.5467 | 2025 | 5 | 2025_05_30 | 124.16 | 124.16 | 0 | 0 | 0 | 0 | 0 | 0 | 0 | 0 | 0 | 0 | 0 | 0 | 0
2025 | 5 | 2025_05_31 | 2.07 | 1.54 | 2025 | 5 | 2025_05_31 | 0 | 19937.18 | 0 | 0 | 0 | 37252.19 | 1846.375 | 0 | 10222.13 | 648.363 | 614.1899 | 648.363 | 592.1363 | 590.1495 | 618.8258 | 2025 | 5 | 2025_05_31 | 124.16 | 124.16 | 0 | 0 | 0 | 0 | 0 | 0 | 0 | 0 | 0 | 0 | 0 | 0 | 0
2025 | 6 | 2025_06_01 | 2.28 | 1.56 | 2025 | 6 | 2025_06_01 | 0 | 10571.92 | 0 | 0 | 0 | 22549.8 | 1134.797 | 0 | 28634.13 | 313.7072 | 313.5817 | 313.5504 | 312.2014 | 313.519 | 313.519 | 2025 | 6 | 2025_06_01 | 0 | 0 | 0 | 0 | 0 | 1509.7 | 0 | 0 | 0 | 0 | 0 | 0 | 0 | 0 | 0
2025 | 6 | 2025_06_02 | 2.28 | 1.56 | 2025 | 6 | 2025_06_02 | 0 | 11836.02 | 0 | 0 | 0 | 22777.29 | 1945.366 | 0 | 29602.37 | 697.1271 | 696.8483 | 696.7786 | 693.7809 | 696.7088 | 696.7088 | 2025 | 6 | 2025_06_02 | 124.16 | 124.16 | 0 | 0 | 0 | 0 | 0 | 0 | 0 | 0 | 0 | 0 | 0 | 0 | 0
2025 | 6 | 2025_06_03 | 2.28 | 1.56 | 2025 | 6 | 2025_06_03 | 0 | 11796.96 | 0 | 0 | 0 | 22777.29 | 1945.366 | 0 | 29602.37 | 836.5525 | 836.2179 | 836.1342 | 832.537 | 836.0506 | 836.0506 | 2025 | 6 | 2025_06_03 | 124.16 | 124.16 | 0 | 0 | 0 | 0 | 0 | 0 | 0 | 0 | 0 | 0 | 0 | 0 | 0
2025 | 6 | 2025_06_04 | 2.7 | 1.85 | 2025 | 6 | 2025_06_04 | 0 | 11483.04 | 0 | 0 | 0 | 22777.29 | 1864.309 | 0 | 29602.37 | 801.6962 | 801.3755 | 801.2953 | 797.848 | 801.2151 | 801.2151 | 2025 | 6 | 2025_06_04 | 124.16 | 124.16 | 0 | 0 | 0 | 0 | 0 | 0 | 0 | 0 | 0 | 0 | 0 | 0 | 0
2025 | 6 | 2025_06_05 | 2.81 | 1.93 | 2025 | 6 | 2025_06_05 | 0 | 10717.46 | 0 | 0 | 0 | 22777.29 | 1377.967 | 0 | 29602.37 | 592.558 | 592.321 | 592.2618 | 589.7137 | 592.2025 | 592.2025 | 2025 | 6 | 2025_06_05 | 124.16 | 124.16 | 0 | 0 | 0 | 0 | 0 | 0 | 0 | 0 | 0 | 0 | 0 | 0 | 0
2025 | 6 | 2025_06_06 | 2.47 | 1.69 | 2025 | 6 | 2025_06_06 | 0 | 10191.95 | 0 | 0 | 0 | 22777.29 | 1945.366 | 0 | 29590.64 | 487.989 | 487.7938 | 487.745 | 485.6466 | 487.6962 | 487.6962 | 2025 | 6 | 2025_06_06 | 124.16 | 124.16 | 0 | 0 | 0 | 0 | 0 | 0 | 0 | 0 | 0 | 0 | 0 | 0 | 0
2025 | 6 | 2025_06_07 | 2.32 | 1.59 | 2025 | 6 | 2025_06_07 | 0 | 9723.798 | 0 | 0 | 0 | 22652.88 | 486.3415 | 0 | 29246.37 | 139.4254 | 139.3696 | 139.3557 | 138.7562 | 139.3418 | 139.3418 | 2025 | 6 | 2025_06_07 | 124.16 | 0 | 0 | 0 | 0 | 0 | 0 | 0 | 0 | 0 | 0 | 0 | 0 | 0 | 0
2025 | 6 | 2025_06_08 | 2.32 | 1.59 | 2025 | 6 | 2025_06_08 | 0 | 9557.049 | 0 | 0 | 0 | 22642.66 | 0 | 0 | 28892.86 | 0 | 0 | 0 | 0 | 0 | 0 | 2025 | 6 | 2025_06_08 | 0 | 0 | 0 | 0 | 0 | 1509.7 | 0 | 0 | 0 | 0 | 0 | 0 | 0 | 0 | 0
2025 | 6 | 2025_06_09 | 2.32 | 1.59 | 2025 | 6 | 2025_06_09 | 0 | 10127.62 | 0 | 0 | 0 | 22777.29 | 1377.967 | 0 | 29602.37 | 383.4199 | 383.2665 | 383.2282 | 381.5795 | 383.1898 | 383.1898 | 2025 | 6 | 2025_06_09 | 124.16 | 0 | 0 | 0 | 0 | 0 | 0 | 0 | 0 | 0 | 0 | 0 | 0 | 0 | 0
2025 | 6 | 2025_06_10 | 3.33 | 2.29 | 2025 | 6 | 2025_06_10 | 0 | 0 | 0 | 0 | 0 | 15833.45 | 0 | 0 | 21869.24 | 0 | 0 | 0 | 0 | 0 | 0 | 2025 | 6 | 2025_06_10 | 0 | 0 | 0 | 0 | 0 | 0 | 0 | 0 | 0 | 0 | 0 | 0 | 0 | 0 | 0
2025 | 6 | 2025_06_11 | 3.3 | 2.27 | 2025 | 6 | 2025_06_11 | 0 | 0 | 0 | 0 | 0 | 0 | 0 | 0 | 19103.62 | 0 | 0 | 0 | 0 | 0 | 0 | 2025 | 6 | 2025_06_11 | 0 | 0 | 0 | 0 | 0 | 0 | 0 | 0 | 0 | 0 | 0 | 0 | 0 | 0 | 0
2025 | 6 | 2025_06_12 | 3.33 | 2.29 | 2025 | 6 | 2025_06_12 | 0 | 4441.814 | 0 | 0 | 0 | 19818.44 | 729.5122 | 0 | 25974.47 | 278.8508 | 278.7393 | 278.7114 | 277.5124 | 278.6835 | 278.6835 | 2025 | 6 | 2025_06_12 | 0 | 0 | 0 | 0 | 0 | 1509.7 | 0 | 0 | 1772.58 | 0 | 0 | 0 | 0 | 0 | 0
2025 | 6 | 2025_06_13 | 3.02 | 2.07 | 2025 | 6 | 2025_06_13 | 0 | 6113.812 | 0 | 0 | 0 | 21169.73 | 1134.797 | 0 | 26225.58 | 139.4254 | 139.3696 | 139.3557 | 138.7562 | 139.3418 | 139.3418 | 2025 | 6 | 2025_06_13 | 124.16 | 0 | 0 | 0 | 0 | 0 | 0 | 0 | 0 | 0 | 0 | 0 | 0 | 0 | 0
2025 | 6 | 2025_06_14 | 2.61 | 1.79 | 2025 | 6 | 2025_06_14 | 0 | 0 | 0 | 0 | 0 | 20516.98 | 0 | 0 | 23981.97 | 0 | 0 | 0 | 0 | 0 | 0 | 2025 | 6 | 2025_06_14 | 0 | 0 | 0 | 0 | 0 | 1509.7 | 0 | 0 | 0 | 0 | 0 | 0 | 0 | 0 | 0
2025 | 6 | 2025_06_15 | 2.61 | 1.79 | 2025 | 6 | 2025_06_15 | 0 | 0 | 0 | 0 | 0 | 4782.699 | 0 | 0 | 21517.41 | 0 | 0 | 0 | 0 | 0 | 0 | 2025 | 6 | 2025_06_15 | 0 | 0 | 0 | 0 | 0 | 1509.7 | 0 | 0 | 1772.58 | 0 | 0 | 0 | 0 | 0 | 0
2025 | 6 | 2025_06_16 | 2.61 | 1.79 | 2025 | 6 | 2025_06_16 | 0 | 0 | 0 | 0 | 0 | 0 | 0 | 0 | 19103.62 | 0 | 0 | 0 | 0 | 0 | 0 | 2025 | 6 | 2025_06_16 | 124.16 | 0 | 0 | 0 | 0 | 0 | 0 | 0 | 0 | 0 | 0 | 0 | 0 | 0 | 0
2025 | 6 | 2025_06_17 | 3.23 | 2.22 | 2025 | 6 | 2025_06_17 | 0 | 3363.275 | 0 | 0 | 0 | 14855.09 | 486.3415 | 0 | 22501.52 | 174.2818 | 174.2121 | 174.1946 | 173.4452 | 174.1772 | 174.1772 | 2025 | 6 | 2025_06_17 | 0 | 0 | 0 | 0 | 0 | 0 | 0 | 0 | 0 | 0 | 0 | 0 | 0 | 0 | 0
2025 | 6 | 2025_06_18 | 2.97 | 2.04 | 2025 | 6 | 2025_06_18 | 0 | 10423.67 | 0 | 0 | 0 | 22777.29 | 1621.138 | 0 | 29602.37 | 487.989 | 487.7938 | 487.745 | 485.6466 | 487.6962 | 487.6962 | 2025 | 6 | 2025_06_18 | 124.16 | 124.16 | 0 | 0 | 0 | 1509.7 | 0 | 0 | 1772.58 | 0 | 0 | 0 | 0 | 0 | 0
2025 | 6 | 2025_06_19 | 2.87 | 1.97 | 2025 | 6 | 2025_06_19 | 0 | 9320.71 | 0 | 0 | 0 | 22502.45 | 648.4553 | 0 | 28383.81 | 243.9945 | 243.8969 | 243.8725 | 242.8233 | 243.8481 | 243.8481 | 2025 | 6 | 2025_06_19 | 0 | 0 | 0 | 0 | 0 | 0 | 0 | 0 | 0 | 0 | 0 | 0 | 0 | 0 | 0
2025 | 6 | 2025_06_20 | 2.88 | 1.98 | 2025 | 6 | 2025_06_20 | 0 | 8926.3 | 0 | 0 | 0 | 22386.6 | 810.5691 | 0 | 28237.49 | 278.8508 | 278.7393 | 278.7114 | 277.5124 | 278.6835 | 278.6835 | 2025 | 6 | 2025_06_20 | 124.16 | 0 | 0 | 0 | 0 | 0 | 0 | 0 | 0 | 0 | 0 | 0 | 0 | 0 | 0
2025 | 6 | 2025_06_21 | 2.91 | 2 | 2025 | 6 | 2025_06_21 | 0 | 2911.635 | 0 | 0 | 0 | 21140.2 | 405.2845 | 0 | 25678.4 | 174.2818 | 174.2121 | 174.1946 | 173.4452 | 174.1772 | 174.1772 | 2025 | 6 | 2025_06_21 | 0 | 0 | 0 | 0 | 0 | 0 | 0 | 0 | 0 | 0 | 0 | 0 | 0 | 0 | 0
2025 | 6 | 2025_06_22 | 2.91 | 2 | 2025 | 6 | 2025_06_22 | 0 | 4794.376 | 0 | 0 | 0 | 21787.46 | 405.2845 | 0 | 27422.41 | 174.2818 | 174.2121 | 174.1946 | 173.4452 | 174.1772 | 174.1772 | 2025 | 6 | 2025_06_22 | 124.16 | 0 | 0 | 0 | 0 | 1509.7 | 0 | 0 | 0 | 0 | 0 | 0 | 0 | 0 | 0
2025 | 6 | 2025_06_23 | 2.91 | 2 | 2025 | 6 | 2025_06_23 | 0 | 9014.91 | 0 | 0 | 0 | 21557.61 | 405.2845 | 0 | 26932.49 | 174.2818 | 174.2121 | 174.1946 | 173.4452 | 174.1772 | 174.1772 | 2025 | 6 | 2025_06_23 | 0 | 0 | 0 | 0 | 0 | 1509.7 | 0 | 0 | 1772.58 | 0 | 0 | 0 | 0 | 0 | 0
2025 | 6 | 2025_06_24 | 2.91 | 2 | 2025 | 6 | 2025_06_24 | 0 | 9654.506 | 0 | 0 | 0 | 22767.92 | 891.626 | 0 | 29551.56 | 313.7072 | 313.5817 | 313.5504 | 312.2014 | 313.519 | 313.519 | 2025 | 6 | 2025_06_24 | 124.16 | 0 | 0 | 0 | 0 | 0 | 0 | 0 | 0 | 0 | 0 | 0 | 0 | 0 | 0
2025 | 6 | 2025_06_25 | 3.24 | 2.23 | 2025 | 6 | 2025_06_25 | 0 | 9580.244 | 0 | 0 | 0 | 22777.29 | 1540.081 | 0 | 29602.37 | 487.989 | 487.7938 | 487.745 | 485.6466 | 487.6962 | 487.6962 | 2025 | 6 | 2025_06_25 | 124.16 | 124.16 | 0 | 0 | 0 | 0 | 0 | 0 | 0 | 0 | 0 | 0 | 0 | 0 | 0
2025 | 6 | 2025_06_26 | 3.01 | 2.07 | 2025 | 6 | 2025_06_26 | 0 | 10729.86 | 0 | 0 | 0 | 22777.29 | 1945.366 | 0 | 29602.37 | 627.4144 | 627.1635 | 627.1007 | 624.4028 | 627.038 | 627.038 | 2025 | 6 | 2025_06_26 | 124.16 | 0 | 0 | 0 | 0 | 0 | 0 | 0 | 0 | 0 | 0 | 0 | 0 | 0 | 0
2025 | 6 | 2025_06_27 | 3.14 | 2.16 | 2025 | 6 | 2025_06_27 | 0 | 9654.962 | 0 | 0 | 0 | 22685.67 | 1377.967 | 0 | 28824.85 | 418.2762 | 418.1089 | 418.0671 | 416.2685 | 418.0253 | 418.0253 | 2025 | 6 | 2025_06_27 | 124.16 | 124.16 | 0 | 0 | 0 | 0 | 0 | 0 | 0 | 0 | 0 | 0 | 0 | 0 | 0
2025 | 6 | 2025_06_28 | 3 | 2.06 | 2025 | 6 | 2025_06_28 | 0 | 6808.13 | 0 | 0 | 0 | 22575.89 | 729.5122 | 0 | 28798.73 | 313.7072 | 313.5817 | 313.5504 | 312.2014 | 313.519 | 313.519 | 2025 | 6 | 2025_06_28 | 124.16 | 124.16 | 0 | 0 | 0 | 0 | 0 | 0 | 0 | 0 | 0 | 0 | 0 | 0 | 0
2025 | 6 | 2025_06_29 | 3 | 2.06 | 2025 | 6 | 2025_06_29 | 0 | 2469.659 | 0 | 0 | 0 | 20145.44 | 324.2276 | 0 | 24164.81 | 139.4254 | 139.3696 | 139.3557 | 138.7562 | 139.3418 | 139.3418 | 2025 | 6 | 2025_06_29 | 124.16 | 0 | 0 | 0 | 0 | 1509.7 | 0 | 0 | 0 | 0 | 0 | 0 | 0 | 0 | 0
2025 | 6 | 2025_06_30 | 3 | 2.06 | 2025 | 6 | 2025_06_30 | 0 | 0 | 0 | 0 | 0 | 0 | 0 | 0 | 0 | 0 | 0 | 0 | 0 | 0 | 0 | 2025 | 6 | 2025_06_30 | 0 | 0 | 0 | 0 | 0 | 0 | 0 | 0 | 0 | 0 | 0 | 0 | 0 | 0 | 0
2025 | 7 | 2025_07_01 | 1.53 | 0.86 | 2025 | 7 | 2025_07_01 | 0 | 14769.69 | 0 | 0 | 0 | 36148.52 | 1388.706 | 3525.246 | 40868.2 | 557.7017 | 555.3593 | 557.6459 | 557.6459 | 557.5344 | 557.7017 | 2025 | 7 | 2025_07_01 | 124.16 | 124.16 | 0 | 0 | 0 | 1509.7 | 0 | 0 | 1772.58 | 0 | 0 | 0 | 0 | 0 | 0
2025 | 7 | 2025_07_02 | 1.44 | 0.81 | 2025 | 7 | 2025_07_02 | 0 | 19363.33 | 0 | 0 | 0 | 36550.46 | 1960.526 | 2875.923 | 41617.1 | 836.5525 | 833.039 | 836.4689 | 836.4689 | 836.3016 | 836.5525 | 2025 | 7 | 2025_07_02 | 124.16 | 124.16 | 0 | 0 | 0 | 0 | 0 | 0 | 0 | 0 | 0 | 0 | 0 | 0 | 0
2025 | 7 | 2025_07_03 | 1.59 | 0.89 | 2025 | 7 | 2025_07_03 | 0 | 18990.9 | 0 | 0 | 0 | 36531.66 | 1960.526 | 2760.696 | 41519.87 | 697.1271 | 694.1992 | 697.0574 | 697.0574 | 696.918 | 697.1271 | 2025 | 7 | 2025_07_03 | 0 | 0 | 0 | 0 | 0 | 0 | 0 | 0 | 0 | 0 | 0 | 0 | 0 | 0 | 0
2025 | 7 | 2025_07_04 | 1.6 | 0.9 | 2025 | 7 | 2025_07_04 | 0 | 19260.19 | 0 | 0 | 0 | 36550.46 | 1960.526 | 2849.993 | 41605.21 | 627.4144 | 624.7792 | 627.3516 | 627.3516 | 627.2261 | 627.4144 | 2025 | 7 | 2025_07_04 | 0 | 0 | 0 | 0 | 0 | 0 | 0 | 0 | 0 | 0 | 0 | 0 | 0 | 0 | 0
2025 | 7 | 2025_07_05 | 2.99 | 1.68 | 2025 | 7 | 2025_07_05 | 0 | 10163.73 | 0 | 0 | 0 | 34630 | 1061.952 | 2457.055 | 39949.85 | 453.1326 | 451.2295 | 453.0873 | 453.0873 | 452.9967 | 453.1326 | 2025 | 7 | 2025_07_05 | 124.16 | 124.16 | 0 | 0 | 0 | 0 | 0 | 0 | 0 | 0 | 0 | 0 | 0 | 0 | 0
2025 | 7 | 2025_07_06 | 2.99 | 1.68 | 2025 | 7 | 2025_07_06 | 0 | 0 | 0 | 0 | 0 | 0 | 0 | 0 | 0 | 0 | 0 | 0 | 0 | 0 | 0 | 2025 | 7 | 2025_07_06 | 124.16 | 0 | 0 | 0 | 0 | 1509.7 | 0 | 0 | 0 | 0 | 0 | 0 | 0 | 0 | 0
2025 | 7 | 2025_07_07 | 2.99 | 1.68 | 2025 | 7 | 2025_07_07 | 0 | 7514.564 | 0 | 0 | 0 | 20016.93 | 735.1973 | 1662.355 | 24124.84 | 313.7072 | 312.3896 | 313.6758 | 313.6758 | 313.6131 | 313.7072 | 2025 | 7 | 2025_07_07 | 124.16 | 124.16 | 0 | 0 | 0 | 0 | 0 | 0 | 0 | 0 | 0 | 0 | 0 | 0 | 0
2025 | 7 | 2025_07_08 | 2.99 | 1.68 | 2025 | 7 | 2025_07_08 | 0 | 12089.92 | 0 | 0 | 0 | 36490.9 | 1143.64 | 2726.404 | 40223.59 | 453.1326 | 451.2295 | 453.0873 | 453.0873 | 452.9967 | 453.1326 | 2025 | 7 | 2025_07_08 | 124.16 | 124.16 | 0 | 0 | 0 | 1509.7 | 0 | 0 | 1772.58 | 0 | 0 | 0 | 0 | 0 | 0
2025 | 7 | 2025_07_09 | 3.02 | 1.7 | 2025 | 7 | 2025_07_09 | 0 | 15005.58 | 0 | 0 | 2935.004 | 34629.37 | 1225.329 | 2389.928 | 39985.29 | 522.8453 | 520.6494 | 522.793 | 522.793 | 522.6885 | 522.8453 | 2025 | 7 | 2025_07_09 | 0 | 0 | 0 | 0 | 0 | 0 | 0 | 0 | 0 | 0 | 0 | 0 | 0 | 0 | 0
2025 | 7 | 2025_07_10 | 2.99 | 1.68 | 2025 | 7 | 2025_07_10 | 0 | 8962.219 | 0 | 0 | 0 | 24326.93 | 816.8858 | 2145.665 | 34591.64 | 348.5635 | 347.0996 | 348.5287 | 348.5287 | 348.459 | 348.5635 | 2025 | 7 | 2025_07_10 | 124.16 | 124.16 | 0 | 0 | 0 | 0 | 0 | 0 | 0 | 0 | 0 | 0 | 0 | 0 | 0
2025 | 7 | 2025_07_11 | 3.23 | 1.81 | 2025 | 7 | 2025_07_11 | 0 | 9907.858 | 0 | 0 | 0 | 32718.11 | 1061.952 | 2366.3 | 34600.69 | 453.1326 | 451.2295 | 453.0873 | 453.0873 | 452.9967 | 453.1326 | 2025 | 7 | 2025_07_11 | 124.16 | 124.16 | 0 | 0 | 0 | 0 | 0 | 0 | 0 | 0 | 0 | 0 | 0 | 0 | 0
2025 | 7 | 2025_07_12 | 3.39 | 1.91 | 2025 | 7 | 2025_07_12 | 0 | 7415.7 | 0 | 0 | 0 | 33634.52 | 735.1973 | 2225.757 | 36340.47 | 278.8508 | 277.6797 | 278.823 | 278.823 | 278.7672 | 278.8508 | 2025 | 7 | 2025_07_12 | 124.16 | 0 | 0 | 0 | 0 | 0 | 0 | 0 | 0 | 0 | 0 | 0 | 0 | 0 | 0
2025 | 7 | 2025_07_13 | 3.39 | 1.91 | 2025 | 7 | 2025_07_13 | 0 | 0 | 0 | 0 | 0 | 24282.32 | 0 | 331.259 | 29445.28 | 0 | 0 | 0 | 0 | 0 | 0 | 2025 | 7 | 2025_07_13 | 124.16 | 0 | 0 | 0 | 0 | 1509.7 | 0 | 0 | 0 | 0 | 0 | 0 | 0 | 0 | 0
2025 | 7 | 2025_07_14 | 3.39 | 1.91 | 2025 | 7 | 2025_07_14 | 0 | 6321.368 | 0 | 0 | 0 | 23108.42 | 735.1973 | 1761.702 | 33585.5 | 278.8508 | 277.6797 | 278.823 | 278.823 | 278.7672 | 278.8508 | 2025 | 7 | 2025_07_14 | 0 | 0 | 0 | 0 | 0 | 1509.7 | 0 | 0 | 1772.58 | 0 | 0 | 0 | 0 | 0 | 0
2025 | 7 | 2025_07_15 | 3.73 | 2.1 | 2025 | 7 | 2025_07_15 | 0 | 10900.41 | 0 | 0 | 0 | 25018.37 | 1061.952 | 2523.337 | 36805.61 | 453.1326 | 451.2295 | 453.0873 | 453.0873 | 452.9967 | 453.1326 | 2025 | 7 | 2025_07_15 | 124.16 | 0 | 0 | 0 | 0 | 0 | 0 | 0 | 0 | 0 | 0 | 0 | 0 | 0 | 0
2025 | 7 | 2025_07_16 | 3.72 | 2.09 | 2025 | 7 | 2025_07_16 | 0 | 18760.91 | 0 | 0 | 0 | 36550.46 | 1960.526 | 2849.993 | 41609.17 | 836.5525 | 833.039 | 836.4689 | 836.4689 | 836.3016 | 836.5525 | 2025 | 7 | 2025_07_16 | 0 | 0 | 0 | 0 | 0 | 0 | 0 | 0 | 0 | 0 | 0 | 0 | 0 | 0 | 0
2025 | 7 | 2025_07_17 | 3.6 | 2.02 | 2025 | 7 | 2025_07_17 | 0 | 18994.14 | 0 | 0 | 0 | 36550.46 | 1960.526 | 2849.993 | 41617.1 | 836.5525 | 833.039 | 836.4689 | 836.4689 | 836.3016 | 836.5525 | 2025 | 7 | 2025_07_17 | 124.16 | 124.16 | 0 | 0 | 0 | 0 | 0 | 0 | 0 | 0 | 0 | 0 | 0 | 0 | 0
2025 | 7 | 2025_07_18 | 3.75 | 2.1 | 2025 | 7 | 2025_07_18 | 0 | 18599.48 | 0 | 0 | 0 | 36503.44 | 1878.837 | 2785.168 | 41533.88 | 766.8398 | 763.6191 | 766.7631 | 766.7631 | 766.6097 | 766.8398 | 2025 | 7 | 2025_07_18 | 0 | 0 | 0 | 0 | 0 | 0 | 0 | 0 | 0 | 0 | 0 | 0 | 0 | 0 | 0
2025 | 7 | 2025_07_19 | 3.81 | 2.14 | 2025 | 7 | 2025_07_19 | 0 | 11925.13 | 0 | 0 | 0 | 34938.26 | 1307.017 | 2743.128 | 38619.54 | 487.989 | 485.9394 | 487.9402 | 487.9402 | 487.8426 | 487.989 | 2025 | 7 | 2025_07_19 | 124.16 | 0 | 0 | 0 | 0 | 0 | 0 | 0 | 0 | 0 | 0 | 0 | 0 | 0 | 0
2025 | 7 | 2025_07_20 | 3.81 | 2.14 | 2025 | 7 | 2025_07_20 | 0 | 17473.73 | 0 | 0 | 0 | 36532.41 | 1960.526 | 2712.595 | 41570.83 | 766.8398 | 763.6191 | 766.7631 | 766.7631 | 766.6097 | 766.8398 | 2025 | 7 | 2025_07_20 | 124.16 | 124.16 | 0 | 0 | 0 | 0 | 0 | 0 | 0 | 0 | 0 | 0 | 0 | 0 | 0
2025 | 7 | 2025_07_21 | 3.81 | 2.14 | 2025 | 7 | 2025_07_21 | 0 | 18866.47 | 0 | 0 | 3319.349 | 36550.46 | 1960.526 | 2849.993 | 41609.17 | 836.5525 | 833.039 | 836.4689 | 836.4689 | 836.3016 | 836.5525 | 2025 | 7 | 2025_07_21 | 124.16 | 124.16 | 0 | 0 | 0 | 1509.7 | 0 | 0 | 1772.58 | 0 | 0 | 0 | 0 | 0 | 0
2025 | 7 | 2025_07_22 | 4.32 | 2.42 | 2025 | 7 | 2025_07_22 | 0 | 18685.22 | 0 | 0 | 3301.879 | 36550.46 | 1960.526 | 2837.028 | 41605.21 | 836.5525 | 833.039 | 836.4689 | 836.4689 | 836.3016 | 836.5525 | 2025 | 7 | 2025_07_22 | 0 | 0 | 0 | 0 | 0 | 0 | 0 | 0 | 0 | 0 | 0 | 0 | 0 | 0 | 0
2025 | 7 | 2025_07_23 | 4.27 | 2.4 | 2025 | 7 | 2025_07_23 | 0 | 19123.42 | 0 | 0 | 0 | 36550.46 | 1960.526 | 2875.923 | 41617.1 | 836.5525 | 833.039 | 836.4689 | 836.4689 | 836.3016 | 836.5525 | 2025 | 7 | 2025_07_23 | 0 | 0 | 0 | 0 | 0 | 0 | 0 | 0 | 0 | 0 | 0 | 0 | 0 | 0 | 0
2025 | 7 | 2025_07_24 | 4.32 | 2.43 | 2025 | 7 | 2025_07_24 | 0 | 19312.43 | 0 | 0 | 0 | 36550.46 | 1960.526 | 2875.923 | 41617.1 | 836.5525 | 833.039 | 836.4689 | 836.4689 | 836.3016 | 836.5525 | 2025 | 7 | 2025_07_24 | 124.16 | 124.16 | 0 | 0 | 0 | 0 | 0 | 0 | 0 | 0 | 0 | 0 | 0 | 0 | 0
2025 | 7 | 2025_07_25 | 4.61 | 2.59 | 2025 | 7 | 2025_07_25 | 0 | 19229.11 | 0 | 0 | 0 | 36550.46 | 1960.526 | 2862.958 | 41617.1 | 836.5525 | 833.039 | 836.4689 | 836.4689 | 836.3016 | 836.5525 | 2025 | 7 | 2025_07_25 | 0 | 0 | 0 | 0 | 0 | 0 | 0 | 0 | 0 | 0 | 0 | 0 | 0 | 0 | 0
2025 | 7 | 2025_07_26 | 4.76 | 2.67 | 2025 | 7 | 2025_07_26 | 0 | 19257.32 | 0 | 0 | 0 | 36541.82 | 1960.526 | 2847.692 | 41601.43 | 836.5525 | 833.039 | 836.4689 | 836.4689 | 836.3016 | 836.5525 | 2025 | 7 | 2025_07_26 | 0 | 0 | 0 | 0 | 0 | 0 | 0 | 0 | 0 | 0 | 0 | 0 | 0 | 0 | 0
2025 | 7 | 2025_07_27 | 4.76 | 2.67 | 2025 | 7 | 2025_07_27 | 0 | 18878.32 | 0 | 0 | 0 | 36538.68 | 1960.526 | 2832.425 | 41593.5 | 836.5525 | 833.039 | 836.4689 | 836.4689 | 836.3016 | 836.5525 | 2025 | 7 | 2025_07_27 | 0 | 124.16 | 0 | 0 | 0 | 0 | 0 | 0 | 0 | 0 | 0 | 0 | 0 | 0 | 0
2025 | 7 | 2025_07_28 | 4.76 | 2.67 | 2025 | 7 | 2025_07_28 | 0 | 19028.69 | 0 | 0 | 0 | 36541.06 | 1960.526 | 2811.098 | 41577.47 | 836.5525 | 833.039 | 836.4689 | 836.4689 | 836.3016 | 836.5525 | 2025 | 7 | 2025_07_28 | 124.16 | 124.16 | 0 | 0 | 0 | 1509.7 | 0 | 0 | 0 | 0 | 0 | 0 | 0 | 0 | 0
2025 | 7 | 2025_07_29 | 4.85 | 2.72 | 2025 | 7 | 2025_07_29 | 0 | 17951.04 | 0 | 0 | 3266.939 | 36484.63 | 1878.837 | 2798.133 | 41498.21 | 662.2708 | 659.4892 | 662.2045 | 662.2045 | 662.0721 | 662.2708 | 2025 | 7 | 2025_07_29 | 0 | 0 | 0 | 0 | 0 | 0 | 0 | 0 | 0 | 0 | 0 | 0 | 0 | 0 | 0
2025 | 7 | 2025_07_30 | 5.15 | 2.89 | 2025 | 7 | 2025_07_30 | 0 | 17901.47 | 0 | 0 | 0 | 36497.17 | 1633.772 | 2798.133 | 41549.73 | 731.9835 | 728.9091 | 731.9103 | 731.9103 | 731.7639 | 731.9835 | 2025 | 7 | 2025_07_30 | 124.16 | 124.16 | 0 | 0 | 0 | 0 | 0 | 0 | 0 | 0 | 0 | 0 | 0 | 0 | 0
2025 | 7 | 2025_07_31 | 4.82 | 2.71 | 2025 | 7 | 2025_07_31 | 0 | 17825.78 | 0 | 0 | 3092.236 | 36462.69 | 1960.526 | 4028.579 | 41506.14 | 766.8398 | 763.6191 | 766.7631 | 766.7631 | 766.6097 | 766.8398 | 2025 | 7 | 2025_07_31 | 124.16 | 124.16 | 0 | 0 | 0 | 0 | 0 | 0 | 0 | 0 | 0 | 0 | 0 | 0 | 0
2025 | 8 | 2025_08_01 | 3.52 | 1.96 | 2025 | 8 | 2025_08_01 | 19403.21 | 19432.35 | 0 | 0 | 0 | 37934.62 | 1960.876 | 2769.972 | 41752.8 | 661.1449 | 660.88 | 660.8137 | 661.1449 | 661.1449 | 660.6813 | 2025 | 8 | 2025_08_01 | 124.16 | 124.16 | 0 | 0 | 0 | 0 | 0 | 0 | 0 | 0 | 0 | 0 | 0 | 0 | 0
2025 | 8 | 2025_08_02 | 3.52 | 1.96 | 2025 | 8 | 2025_08_02 | 19393.46 | 19422.69 | 0 | 0 | 0 | 37922.5 | 1960.876 | 2711.166 | 41737.51 | 835.1304 | 834.7958 | 834.7121 | 835.1304 | 835.1304 | 834.5448 | 2025 | 8 | 2025_08_02 | 0 | 0 | 0 | 0 | 0 | 0 | 0 | 0 | 0 | 0 | 0 | 0 | 0 | 0 | 0
2025 | 8 | 2025_08_03 | 3.52 | 1.96 | 2025 | 8 | 2025_08_03 | 19294.11 | 19323.34 | 0 | 0 | 0 | 37919.48 | 1960.876 | 2711.166 | 41726.04 | 835.1304 | 834.7958 | 834.7121 | 835.1304 | 835.1304 | 834.5448 | 2025 | 8 | 2025_08_03 | 0 | 0 | 0 | 0 | 0 | 0 | 0 | 0 | 0 | 0 | 0 | 0 | 0 | 0 | 0
2025 | 8 | 2025_08_04 | 3.53 | 1.96 | 2025 | 8 | 2025_08_04 | 19440.21 | 19469.44 | 0 | 0 | 3354.29 | 37934.62 | 1960.876 | 2769.972 | 41752.8 | 835.1304 | 834.7958 | 834.7121 | 835.1304 | 835.1304 | 834.5448 | 2025 | 8 | 2025_08_04 | 124.16 | 124.16 | 0 | 0 | 0 | 0 | 0 | 0 | 0 | 0 | 0 | 0 | 0 | 0 | 0
2025 | 8 | 2025_08_05 | 3.46 | 1.93 | 2025 | 8 | 2025_08_05 | 19440.21 | 19469.44 | 0 | 0 | 3563.933 | 37934.62 | 1960.876 | 2769.972 | 41752.8 | 835.1304 | 834.7958 | 834.7121 | 835.1304 | 835.1304 | 834.5448 | 2025 | 8 | 2025_08_05 | 0 | 0 | 0 | 0 | 0 | 0 | 0 | 0 | 0 | 0 | 0 | 0 | 0 | 0 | 0
2025 | 8 | 2025_08_06 | 3.36 | 1.87 | 2025 | 8 | 2025_08_06 | 19440.21 | 19469.44 | 0 | 0 | 3354.29 | 37934.62 | 1960.876 | 4023.146 | 41752.8 | 835.1304 | 834.7958 | 834.7121 | 835.1304 | 835.1304 | 834.5448 | 2025 | 8 | 2025_08_06 | 0 | 0 | 0 | 0 | 0 | 0 | 0 | 0 | 0 | 0 | 0 | 0 | 0 | 0 | 0
2025 | 8 | 2025_08_07 | 3.34 | 1.86 | 2025 | 8 | 2025_08_07 | 19440.21 | 19469.44 | 0 | 0 | 3354.29 | 37934.62 | 1960.876 | 4023.146 | 41752.8 | 835.1304 | 834.7958 | 834.7121 | 835.1304 | 835.1304 | 834.5448 | 2025 | 8 | 2025_08_07 | 0 | 0 | 0 | 0 | 0 | 0 | 0 | 0 | 0 | 0 | 0 | 0 | 0 | 0 | 0
2025 | 8 | 2025_08_08 | 3.52 | 1.96 | 2025 | 8 | 2025_08_08 | 19440.21 | 19469.44 | 0 | 0 | 0 | 37934.62 | 1960.876 | 4023.146 | 41752.8 | 835.1304 | 834.7958 | 834.7121 | 835.1304 | 835.1304 | 834.5448 | 2025 | 8 | 2025_08_08 | 0 | 0 | 0 | 0 | 0 | 0 | 0 | 0 | 0 | 0 | 0 | 0 | 0 | 0 | 0
2025 | 8 | 2025_08_09 | 3.41 | 1.9 | 2025 | 8 | 2025_08_09 | 19321.2 | 19350.4 | 0 | 0 | 0 | 37922.5 | 1879.173 | 150.0562 | 41737.5 | 800.3333 | 800.0126 | 799.9324 | 800.3333 | 800.3333 | 799.7721 | 2025 | 8 | 2025_08_09 | 0 | 0 | 0 | 0 | 0 | 0 | 0 | 0 | 0 | 0 | 0 | 0 | 0 | 0 | 0
2025 | 8 | 2025_08_10 | 3.41 | 1.9 | 2025 | 8 | 2025_08_10 | 18017.13 | 18044.49 | 0 | 0 | 0 | 37910.39 | 898.7347 | 0 | 41718.39 | 313.1739 | 313.0484 | 313.017 | 313.1739 | 313.1739 | 312.9543 | 2025 | 8 | 2025_08_10 | 0 | 0 | 0 | 0 | 0 | 0 | 0 | 0 | 0 | 0 | 0 | 0 | 0 | 0 | 0
2025 | 8 | 2025_08_11 | 3.41 | 1.9 | 2025 | 8 | 2025_08_11 | 17047.74 | 17073.25 | 0 | 0 | 0 | 37934.62 | 817.0316 | 2887.584 | 40980.41 | 347.971 | 347.8316 | 347.7967 | 347.971 | 347.971 | 347.727 | 2025 | 8 | 2025_08_11 | 124.16 | 124.16 | 0 | 0 | 0 | 0 | 0 | 0 | 0 | 0 | 0 | 0 | 0 | 0 | 0
2025 | 8 | 2025_08_12 | 3.34 | 1.86 | 2025 | 8 | 2025_08_12 | 19440.21 | 19469.44 | 0 | 0 | 0 | 37934.62 | 1960.876 | 2769.972 | 41752.8 | 835.1304 | 834.7958 | 834.7121 | 835.1304 | 835.1304 | 834.5448 | 2025 | 8 | 2025_08_12 | 0 | 0 | 0 | 0 | 0 | 0 | 0 | 0 | 0 | 0 | 0 | 0 | 0 | 0 | 0
2025 | 8 | 2025_08_13 | 3.53 | 1.96 | 2025 | 8 | 2025_08_13 | 19440.21 | 19469.44 | 0 | 0 | 0 | 37934.62 | 1960.876 | 2769.972 | 41752.8 | 835.1304 | 834.7958 | 834.7121 | 835.1304 | 835.1304 | 834.5448 | 2025 | 8 | 2025_08_13 | 0 | 0 | 0 | 0 | 0 | 0 | 0 | 0 | 0 | 0 | 0 | 0 | 0 | 0 | 0
2025 | 8 | 2025_08_14 | 3.53 | 1.97 | 2025 | 8 | 2025_08_14 | 19440.21 | 19469.44 | 0 | 0 | 0 | 37934.62 | 1960.876 | 2769.972 | 41752.8 | 835.1304 | 834.7958 | 834.7121 | 835.1304 | 835.1304 | 834.5448 | 2025 | 8 | 2025_08_14 | 0 | 0 | 0 | 0 | 0 | 0 | 0 | 0 | 0 | 0 | 0 | 0 | 0 | 0 | 0
2025 | 8 | 2025_08_15 | 3.74 | 2.08 | 2025 | 8 | 2025_08_15 | 19440.21 | 19469.44 | 0 | 0 | 0 | 37934.62 | 1960.876 | 2769.972 | 41752.8 | 835.1304 | 834.7958 | 834.7121 | 835.1304 | 835.1304 | 834.5448 | 2025 | 8 | 2025_08_15 | 0 | 0 | 0 | 0 | 0 | 0 | 0 | 0 | 0 | 0 | 0 | 0 | 0 | 0 | 0
2025 | 8 | 2025_08_16 | 3.76 | 2.09 | 2025 | 8 | 2025_08_16 | 19393.46 | 19422.69 | 0 | 0 | 0 | 37922.5 | 1960.876 | 2711.166 | 41737.51 | 835.1304 | 834.7958 | 834.7121 | 835.1304 | 835.1304 | 834.5448 | 2025 | 8 | 2025_08_16 | 0 | 0 | 0 | 0 | 0 | 0 | 0 | 0 | 0 | 0 | 0 | 0 | 0 | 0 | 0
2025 | 8 | 2025_08_17 | 3.76 | 2.09 | 2025 | 8 | 2025_08_17 | 18740.41 | 18768.82 | 0 | 0 | 0 | 37913.42 | 1388.954 | 2696.464 | 41726.04 | 591.5507 | 591.3137 | 591.2544 | 591.5507 | 591.5507 | 591.1359 | 2025 | 8 | 2025_08_17 | 0 | 0 | 0 | 0 | 0 | 0 | 0 | 0 | 0 | 0 | 0 | 0 | 0 | 0 | 0
2025 | 8 | 2025_08_18 | 3.76 | 2.09 | 2025 | 8 | 2025_08_18 | 18317.02 | 18344.38 | 0 | 0 | 0 | 37934.62 | 1388.954 | 2769.972 | 41752.8 | 556.7536 | 556.5305 | 556.4747 | 556.7536 | 556.7536 | 556.3632 | 2025 | 8 | 2025_08_18 | 0 | 0 | 0 | 0 | 0 | 0 | 0 | 0 | 0 | 0 | 0 | 0 | 0 | 0 | 0
2025 | 8 | 2025_08_19 | 3.83 | 2.13 | 2025 | 8 | 2025_08_19 | 19440.21 | 19469.44 | 0 | 0 | 0 | 37934.62 | 1960.876 | 2769.972 | 41752.8 | 800.3333 | 800.0126 | 799.9324 | 800.3333 | 800.3333 | 799.7721 | 2025 | 8 | 2025_08_19 | 0 | 124.16 | 0 | 0 | 0 | 0 | 0 | 0 | 0 | 0 | 0 | 0 | 0 | 0 | 0
2025 | 8 | 2025_08_20 | 4.07 | 2.26 | 2025 | 8 | 2025_08_20 | 19403.83 | 19433.06 | 0 | 0 | 3354.29 | 37934.62 | 1960.876 | 2769.972 | 41752.8 | 730.7391 | 730.4463 | 730.3731 | 730.7391 | 730.7391 | 730.2267 | 2025 | 8 | 2025_08_20 | 0 | 0 | 0 | 0 | 0 | 0 | 0 | 0 | 0 | 0 | 0 | 0 | 0 | 0 | 0
2025 | 8 | 2025_08_21 | 3.81 | 2.12 | 2025 | 8 | 2025_08_21 | 19440.21 | 19469.44 | 0 | 0 | 0 | 37934.62 | 1960.876 | 2769.972 | 41752.8 | 835.1304 | 834.7958 | 834.7121 | 835.1304 | 835.1304 | 834.5448 | 2025 | 8 | 2025_08_21 | 0 | 0 | 0 | 0 | 0 | 0 | 0 | 0 | 0 | 0 | 0 | 0 | 0 | 0 | 0
2025 | 8 | 2025_08_22 | 3.74 | 2.08 | 2025 | 8 | 2025_08_22 | 19440.21 | 19469.44 | 0 | 0 | 0 | 37934.62 | 1960.876 | 2769.972 | 41752.8 | 835.1304 | 834.7958 | 834.7121 | 835.1304 | 835.1304 | 834.5448 | 2025 | 8 | 2025_08_22 | 0 | 0 | 0 | 0 | 0 | 0 | 0 | 0 | 0 | 0 | 0 | 0 | 0 | 0 | 0
2025 | 8 | 2025_08_23 | 3.57 | 1.98 | 2025 | 8 | 2025_08_23 | 19293.29 | 19322.43 | 0 | 0 | 0 | 37919.48 | 1960.876 | 2696.464 | 41729.86 | 800.3333 | 800.0126 | 799.9324 | 800.3333 | 800.3333 | 799.7721 | 2025 | 8 | 2025_08_23 | 0 | 0 | 0 | 0 | 0 | 0 | 0 | 0 | 0 | 0 | 0 | 0 | 0 | 0 | 0
2025 | 8 | 2025_08_24 | 3.57 | 1.98 | 2025 | 8 | 2025_08_24 | 6453.642 | 6463.338 | 0 | 0 | 0 | 36842.95 | 571.9221 | 1446.833 | 38754.11 | 139.1884 | 139.1326 | 139.1187 | 139.1884 | 139.1884 | 139.0908 | 2025 | 8 | 2025_08_24 | 0 | 0 | 0 | 0 | 0 | 0 | 0 | 0 | 0 | 0 | 0 | 0 | 0 | 0 | 0
2025 | 8 | 2025_08_25 | 3.57 | 1.98 | 2025 | 8 | 2025_08_25 | 19366.83 | 19395.97 | 0 | 0 | 0 | 37934.62 | 1470.657 | 2769.972 | 41752.8 | 626.3478 | 626.0968 | 626.0341 | 626.3478 | 626.3478 | 625.9086 | 2025 | 8 | 2025_08_25 | 124.16 | 124.16 | 0 | 0 | 0 | 0 | 0 | 0 | 0 | 0 | 0 | 0 | 0 | 0 | 0
2025 | 8 | 2025_08_26 | 3.82 | 2.13 | 2025 | 8 | 2025_08_26 | 19440.21 | 19469.44 | 0 | 0 | 0 | 37934.62 | 1960.876 | 2769.972 | 41752.8 | 835.1304 | 834.7958 | 834.7121 | 835.1304 | 835.1304 | 834.5448 | 2025 | 8 | 2025_08_26 | 0 | 0 | 0 | 0 | 0 | 0 | 0 | 0 | 0 | 0 | 0 | 0 | 0 | 0 | 0
2025 | 8 | 2025_08_27 | 4.21 | 2.34 | 2025 | 8 | 2025_08_27 | 19440.21 | 19469.44 | 0 | 0 | 0 | 37934.62 | 1960.876 | 2769.972 | 41752.8 | 835.1304 | 834.7958 | 834.7121 | 835.1304 | 835.1304 | 834.5448 | 2025 | 8 | 2025_08_27 | 0 | 0 | 0 | 0 | 0 | 0 | 0 | 0 | 0 | 0 | 0 | 0 | 0 | 0 | 0
2025 | 8 | 2025_08_28 | 3.7 | 2.06 | 2025 | 8 | 2025_08_28 | 19440.21 | 19469.44 | 0 | 0 | 0 | 37934.62 | 1960.876 | 2769.972 | 41752.8 | 835.1304 | 834.7958 | 834.7121 | 835.1304 | 835.1304 | 834.5448 | 2025 | 8 | 2025_08_28 | 0 | 0 | 0 | 0 | 0 | 0 | 0 | 0 | 0 | 0 | 0 | 0 | 0 | 0 | 0
2025 | 8 | 2025_08_29 | 3.72 | 2.07 | 2025 | 8 | 2025_08_29 | 19440.21 | 19469.44 | 0 | 0 | 0 | 37934.62 | 1960.876 | 2769.972 | 41752.8 | 835.1304 | 834.7958 | 834.7121 | 835.1304 | 835.1304 | 834.5448 | 2025 | 8 | 2025_08_29 | 0 | 0 | 0 | 0 | 0 | 0 | 0 | 0 | 0 | 0 | 0 | 0 | 0 | 0 | 0
2025 | 8 | 2025_08_30 | 3.87 | 2.15 | 2025 | 8 | 2025_08_30 | 19410.99 | 19440.22 | 0 | 0 | 0 | 37928.56 | 1960.876 | 2740.569 | 41745.15 | 835.1304 | 834.7958 | 834.7121 | 835.1304 | 835.1304 | 834.5448 | 2025 | 8 | 2025_08_30 | 0 | 0 | 0 | 0 | 0 | 0 | 0 | 0 | 0 | 0 | 0 | 0 | 0 | 0 | 0
2025 | 8 | 2025_08_31 | 3.87 | 2.15 | 2025 | 8 | 2025_08_31 | 19317.48 | 19346.71 | 0 | 0 | 0 | 37919.48 | 1879.173 | 2711.166 | 41726.04 | 800.3333 | 800.0126 | 799.9324 | 800.3333 | 800.3333 | 799.7721 | 2025 | 8 | 2025_08_31 | 0 | 0 | 0 | 0 | 0 | 0 | 0 | 0 | 0 | 0 | 0 | 0 | 0 | 0 | 0
2025 | 9 | 2025_09_01 | 4.06 | 2.33 | 2025 | 9 | 2025_09_01 | 18607.76 | 18618.91 | 0 | 0 | 0 | 39176.59 | 1157.751 | 0 | 42982.21 | 556.9767 | 548.89 | 556.9767 | 556.9767 | 556.9767 | 556.9767 | 2025 | 9 | 2025_09_01 | 0 | 0 | 0 | 0 | 0 | 0 | 0 | 0 | 0 | 0 | 0 | 0 | 0 | 0 | 0
2025 | 9 | 2025_09_02 | 4.23 | 2.43 | 2025 | 9 | 2025_09_02 | 19986.01 | 19998.03 | 0 | 0 | 0 | 39179.76 | 1736.627 | 0 | 42986.2 | 835.465 | 823.335 | 835.465 | 835.465 | 835.465 | 835.465 | 2025 | 9 | 2025_09_02 | 0 | 0 | 0 | 0 | 0 | 0 | 0 | 0 | 0 | 0 | 0 | 0 | 0 | 0 | 0
2025 | 9 | 2025_09_03 | 4.13 | 2.37 | 2025 | 9 | 2025_09_03 | 20062.73 | 20074.79 | 0 | 0 | 0 | 39179.76 | 1736.627 | 0 | 42986.2 | 835.465 | 823.335 | 835.465 | 835.465 | 835.465 | 835.465 | 2025 | 9 | 2025_09_03 | 0 | 0 | 0 | 0 | 0 | 0 | 0 | 0 | 0 | 0 | 0 | 0 | 0 | 0 | 0
2025 | 9 | 2025_09_04 | 4.26 | 2.45 | 2025 | 9 | 2025_09_04 | 19855.05 | 19867.05 | 0 | 0 | 0 | 39176.59 | 1591.908 | 0 | 42982.21 | 765.8429 | 754.7238 | 765.8429 | 765.8429 | 765.8429 | 765.8429 | 2025 | 9 | 2025_09_04 | 0 | 0 | 0 | 0 | 0 | 0 | 0 | 0 | 0 | 0 | 0 | 0 | 0 | 0 | 0
2025 | 9 | 2025_09_05 | 4.45 | 2.55 | 2025 | 9 | 2025_09_05 | 19027.48 | 19038.95 | 0 | 0 | 0 | 39176.59 | 1302.47 | 0 | 42982.21 | 626.5988 | 617.5012 | 626.5988 | 626.5988 | 626.5988 | 626.5988 | 2025 | 9 | 2025_09_05 | 0 | 0 | 0 | 0 | 0 | 0 | 0 | 0 | 0 | 0 | 0 | 0 | 0 | 0 | 0
2025 | 9 | 2025_09_06 | 4.2 | 2.41 | 2025 | 9 | 2025_09_06 | 20062.73 | 20074.79 | 0 | 0 | 0 | 39179.76 | 1736.627 | 0 | 42986.2 | 835.465 | 823.335 | 835.465 | 835.465 | 835.465 | 835.465 | 2025 | 9 | 2025_09_06 | 0 | 0 | 0 | 0 | 0 | 0 | 0 | 0 | 0 | 0 | 0 | 0 | 0 | 0 | 0
2025 | 9 | 2025_09_07 | 4.2 | 2.41 | 2025 | 9 | 2025_09_07 | 20050.63 | 20062.69 | 0 | 0 | 0 | 39179.76 | 1736.627 | 0 | 42986.2 | 835.465 | 823.335 | 835.465 | 835.465 | 835.465 | 835.465 | 2025 | 9 | 2025_09_07 | 0 | 0 | 0 | 0 | 0 | 0 | 0 | 0 | 0 | 0 | 0 | 0 | 0 | 0 | 0
2025 | 9 | 2025_09_08 | 4.2 | 2.41 | 2025 | 9 | 2025_09_08 | 19983.78 | 19995.84 | 0 | 0 | 0 | 39176.59 | 1736.627 | 0 | 42982.21 | 835.465 | 823.335 | 835.465 | 835.465 | 835.465 | 835.465 | 2025 | 9 | 2025_09_08 | 0 | 0 | 0 | 0 | 0 | 0 | 0 | 0 | 0 | 0 | 0 | 0 | 0 | 0 | 0
2025 | 9 | 2025_09_09 | 4.2 | 2.41 | 2025 | 9 | 2025_09_09 | 20050.63 | 20062.69 | 0 | 0 | 0 | 39179.76 | 1736.627 | 0 | 42982.21 | 835.465 | 823.335 | 835.465 | 835.465 | 835.465 | 835.465 | 2025 | 9 | 2025_09_09 | 0 | 0 | 0 | 0 | 0 | 0 | 0 | 0 | 0 | 0 | 0 | 0 | 0 | 0 | 0
2025 | 9 | 2025_09_10 | 3.89 | 2.23 | 2025 | 9 | 2025_09_10 | 20014.34 | 20026.4 | 0 | 0 | 0 | 39176.59 | 1736.627 | 0 | 42982.21 | 835.465 | 823.335 | 835.465 | 835.465 | 835.465 | 835.465 | 2025 | 9 | 2025_09_10 | 0 | 0 | 0 | 0 | 0 | 0 | 0 | 0 | 0 | 0 | 0 | 0 | 0 | 0 | 0
2025 | 9 | 2025_09_11 | 3.57 | 2.05 | 2025 | 9 | 2025_09_11 | 20038.54 | 20050.59 | 0 | 0 | 0 | 39176.59 | 1736.627 | 0 | 42982.21 | 835.465 | 823.335 | 835.465 | 835.465 | 835.465 | 835.465 | 2025 | 9 | 2025_09_11 | 0 | 124.16 | 0 | 0 | 0 | 0 | 0 | 0 | 0 | 0 | 0 | 0 | 0 | 0 | 0
2025 | 9 | 2025_09_12 | 3.6 | 2.06 | 2025 | 9 | 2025_09_12 | 19941.44 | 19953.48 | 0 | 0 | 0 | 39176.59 | 1736.627 | 0 | 42982.21 | 835.465 | 823.335 | 835.465 | 835.465 | 835.465 | 835.465 | 2025 | 9 | 2025_09_12 | 0 | 0 | 0 | 0 | 0 | 0 | 0 | 0 | 0 | 0 | 0 | 0 | 0 | 0 | 0
2025 | 9 | 2025_09_13 | 3.48 | 2 | 2025 | 9 | 2025_09_13 | 20062.73 | 20074.79 | 0 | 0 | 0 | 39179.76 | 1736.627 | 0 | 42986.2 | 800.6539 | 789.0294 | 800.6539 | 800.6539 | 800.6539 | 800.6539 | 2025 | 9 | 2025_09_13 | 0 | 0 | 0 | 0 | 0 | 0 | 0 | 0 | 0 | 0 | 0 | 0 | 0 | 0 | 0
2025 | 9 | 2025_09_14 | 3.48 | 2 | 2025 | 9 | 2025_09_14 | 19392.2 | 19403.9 | 0 | 0 | 0 | 39179.76 | 1664.268 | 0 | 42986.2 | 348.1104 | 343.0562 | 348.1104 | 348.1104 | 348.1104 | 348.1104 | 2025 | 9 | 2025_09_14 | 0 | 0 | 0 | 0 | 0 | 0 | 0 | 0 | 0 | 0 | 0 | 0 | 0 | 0 | 0
2025 | 9 | 2025_09_15 | 3.48 | 2 | 2025 | 9 | 2025_09_15 | 19499.36 | 19511.11 | 0 | 0 | 0 | 39176.59 | 1302.47 | 0 | 42982.21 | 626.5988 | 617.5012 | 626.5988 | 626.5988 | 626.5988 | 626.5988 | 2025 | 9 | 2025_09_15 | 0 | 0 | 0 | 0 | 0 | 0 | 0 | 0 | 0 | 0 | 0 | 0 | 0 | 0 | 0
2025 | 9 | 2025_09_16 | 3.52 | 2.02 | 2025 | 9 | 2025_09_16 | 20000.64 | 20012.64 | 0 | 0 | 0 | 39176.59 | 1736.627 | 0 | 42982.21 | 835.465 | 823.335 | 835.465 | 835.465 | 835.465 | 835.465 | 2025 | 9 | 2025_09_16 | 0 | 0 | 0 | 0 | 0 | 0 | 0 | 0 | 0 | 0 | 0 | 0 | 0 | 0 | 0
2025 | 9 | 2025_09_17 | 3.6 | 2.06 | 2025 | 9 | 2025_09_17 | 19939.31 | 19951.31 | 0 | 0 | 0 | 39176.59 | 1736.627 | 0 | 42982.21 | 696.2208 | 686.1125 | 696.2208 | 696.2208 | 696.2208 | 696.2208 | 2025 | 9 | 2025_09_17 | 0 | 0 | 0 | 0 | 0 | 0 | 0 | 0 | 0 | 0 | 0 | 0 | 0 | 0 | 0
2025 | 9 | 2025_09_18 | 3.78 | 2.17 | 2025 | 9 | 2025_09_18 | 19983.62 | 19995.68 | 0 | 0 | 0 | 39176.59 | 1736.627 | 0 | 42982.21 | 765.8429 | 754.7238 | 765.8429 | 765.8429 | 765.8429 | 765.8429 | 2025 | 9 | 2025_09_18 | 0 | 0 | 0 | 0 | 0 | 0 | 0 | 0 | 0 | 0 | 0 | 0 | 0 | 0 | 0
2025 | 9 | 2025_09_19 | 3.52 | 2.02 | 2025 | 9 | 2025_09_19 | 19552.34 | 19564.2 | 0 | 0 | 0 | 39173.43 | 1664.268 | 0 | 42978.22 | 626.5988 | 617.5012 | 626.5988 | 626.5988 | 626.5988 | 626.5988 | 2025 | 9 | 2025_09_19 | 0 | 0 | 0 | 0 | 0 | 0 | 0 | 0 | 0 | 0 | 0 | 0 | 0 | 0 | 0
2025 | 9 | 2025_09_20 | 3.19 | 1.83 | 2025 | 9 | 2025_09_20 | 20062.73 | 20074.79 | 0 | 0 | 0 | 39179.76 | 1519.549 | 0 | 42986.2 | 731.0319 | 720.4181 | 731.0319 | 731.0319 | 731.0319 | 731.0319 | 2025 | 9 | 2025_09_20 | 124.16 | 124.16 | 0 | 0 | 0 | 0 | 0 | 0 | 0 | 0 | 0 | 0 | 0 | 0 | 0
2025 | 9 | 2025_09_21 | 3.19 | 1.83 | 2025 | 9 | 2025_09_21 | 20062.73 | 20074.79 | 0 | 0 | 0 | 39179.76 | 1736.627 | 0 | 42986.2 | 835.465 | 823.335 | 835.465 | 835.465 | 835.465 | 835.465 | 2025 | 9 | 2025_09_21 | 0 | 0 | 0 | 0 | 0 | 0 | 0 | 0 | 0 | 0 | 0 | 0 | 0 | 0 | 0
2025 | 9 | 2025_09_22 | 3.19 | 1.83 | 2025 | 9 | 2025_09_22 | 20050.63 | 20062.69 | 0 | 0 | 0 | 39176.59 | 1736.627 | 0 | 42982.21 | 835.465 | 823.335 | 835.465 | 835.465 | 835.465 | 835.465 | 2025 | 9 | 2025_09_22 | 0 | 0 | 0 | 0 | 0 | 0 | 0 | 0 | 0 | 0 | 0 | 0 | 0 | 0 | 0
2025 | 9 | 2025_09_23 | 3.38 | 1.94 | 2025 | 9 | 2025_09_23 | 20038.54 | 20050.59 | 0 | 0 | 0 | 39176.59 | 1736.627 | 0 | 42982.21 | 835.465 | 823.335 | 835.465 | 835.465 | 835.465 | 835.465 | 2025 | 9 | 2025_09_23 | 0 | 0 | 0 | 0 | 0 | 0 | 0 | 0 | 0 | 0 | 0 | 0 | 0 | 0 | 0
2025 | 9 | 2025_09_24 | 3.31 | 1.9 | 2025 | 9 | 2025_09_24 | 20038.54 | 20050.59 | 0 | 0 | 0 | 39176.59 | 1736.627 | 0 | 42982.21 | 835.465 | 823.335 | 835.465 | 835.465 | 835.465 | 835.465 | 2025 | 9 | 2025_09_24 | 0 | 0 | 0 | 0 | 0 | 0 | 0 | 0 | 0 | 0 | 0 | 0 | 0 | 0 | 0
2025 | 9 | 2025_09_25 | 3.27 | 1.87 | 2025 | 9 | 2025_09_25 | 20026.44 | 20038.49 | 0 | 0 | 0 | 39176.59 | 1736.627 | 0 | 42982.21 | 835.465 | 823.335 | 835.465 | 835.465 | 835.465 | 835.465 | 2025 | 9 | 2025_09_25 | 0 | 0 | 0 | 0 | 0 | 0 | 0 | 0 | 0 | 0 | 0 | 0 | 0 | 0 | 0
2025 | 9 | 2025_09_26 | 3.09 | 1.77 | 2025 | 9 | 2025_09_26 | 19941.44 | 19953.48 | 0 | 0 | 0 | 39176.59 | 1736.627 | 0 | 42982.21 | 835.465 | 823.335 | 835.465 | 835.465 | 835.465 | 835.465 | 2025 | 9 | 2025_09_26 | 0 | 0 | 0 | 0 | 0 | 0 | 0 | 0 | 0 | 0 | 0 | 0 | 0 | 0 | 0
2025 | 9 | 2025_09_27 | 2.64 | 1.51 | 2025 | 9 | 2025_09_27 | 20062.73 | 20074.79 | 0 | 0 | 0 | 39179.76 | 1736.627 | 0 | 42986.2 | 835.465 | 823.335 | 835.465 | 835.465 | 835.465 | 835.465 | 2025 | 9 | 2025_09_27 | 0 | 0 | 0 | 0 | 0 | 0 | 0 | 0 | 0 | 0 | 0 | 0 | 0 | 0 | 0
2025 | 9 | 2025_09_28 | 2.64 | 1.51 | 2025 | 9 | 2025_09_28 | 20062.73 | 20074.79 | 0 | 0 | 0 | 39179.76 | 1736.627 | 0 | 42986.2 | 835.465 | 823.335 | 835.465 | 835.465 | 835.465 | 835.465 | 2025 | 9 | 2025_09_28 | 0 | 0 | 0 | 0 | 0 | 0 | 0 | 0 | 0 | 0 | 0 | 0 | 0 | 0 | 0
2025 | 9 | 2025_09_29 | 2.64 | 1.51 | 2025 | 9 | 2025_09_29 | 20038.54 | 20050.59 | 0 | 0 | 0 | 39176.59 | 1736.627 | 0 | 42982.21 | 835.465 | 823.335 | 835.465 | 835.465 | 835.465 | 835.465 | 2025 | 9 | 2025_09_29 | 0 | 0 | 0 | 0 | 0 | 0 | 0 | 0 | 0 | 0 | 0 | 0 | 0 | 0 | 0
2025 | 9 | 2025_09_30 | 2.68 | 1.54 | 2025 | 9 | 2025_09_30 | 20050.63 | 20062.69 | 0 | 0 | 0 | 39176.59 | 1736.627 | 0 | 42982.21 | 835.465 | 823.335 | 835.465 | 835.465 | 835.465 | 835.465 | 2025 | 9 | 2025_09_30 | 0 | 0 | 0 | 0 | 0 | 0 | 0 | 0 | 0 | 0 | 0 | 0 | 0 | 0 | 0
2025 | 10 | 2025_10_01 | 3.18 | 2.19 | 2025 | 10 | 2025_10_01 | 18919.22 | 17896.68 | 0 | 0 | 0 | 38545.66 | 1582.352 | 0 | 28406.5 | 826.0956 | 826.0956 | 825.1754 | 827.2668 | 827.2668 | 826.0956 | 2025 | 10 | 2025_10_01 | 0 | 0 | 0 | 0 | 0 | 0 | 0 | 0 | 0 | 0 | 0 | 0 | 0 | 0 | 0
2025 | 10 | 2025_10_02 | 3.12 | 2.15 | 2025 | 10 | 2025_10_02 | 18919.22 | 17896.68 | 0 | 0 | 0 | 38545.66 | 1582.352 | 0 | 28406.5 | 826.0956 | 826.0956 | 825.1754 | 827.2668 | 827.2668 | 826.0956 | 2025 | 10 | 2025_10_02 | 0 | 0 | 0 | 0 | 0 | 0 | 0 | 0 | 0 | 0 | 0 | 0 | 0 | 0 | 0
2025 | 10 | 2025_10_03 | 3.27 | 2.26 | 2025 | 10 | 2025_10_03 | 18919.22 | 17896.68 | 0 | 0 | 0 | 38545.66 | 1582.352 | 0 | 28406.5 | 826.0956 | 826.0956 | 825.1754 | 827.2668 | 827.2668 | 826.0956 | 2025 | 10 | 2025_10_03 | 0 | 0 | 0 | 0 | 0 | 0 | 0 | 0 | 0 | 0 | 0 | 0 | 0 | 0 | 0
2025 | 10 | 2025_10_04 | 3.05 | 2.1 | 2025 | 10 | 2025_10_04 | 18919.22 | 17896.68 | 0 | 0 | 0 | 38545.66 | 1582.352 | 0 | 28406.5 | 826.0956 | 826.0956 | 825.1754 | 827.2668 | 827.2668 | 826.0956 | 2025 | 10 | 2025_10_04 | 0 | 0 | 0 | 0 | 0 | 0 | 0 | 0 | 0 | 0 | 0 | 0 | 0 | 0 | 0
2025 | 10 | 2025_10_05 | 3.05 | 2.1 | 2025 | 10 | 2025_10_05 | 18919.22 | 17896.68 | 0 | 0 | 0 | 38545.66 | 1582.352 | 0 | 28406.5 | 826.0956 | 826.0956 | 825.1754 | 827.2668 | 827.2668 | 826.0956 | 2025 | 10 | 2025_10_05 | 0 | 0 | 0 | 0 | 0 | 0 | 0 | 0 | 0 | 0 | 0 | 0 | 0 | 0 | 0
2025 | 10 | 2025_10_06 | 3.05 | 2.1 | 2025 | 10 | 2025_10_06 | 18919.22 | 17896.68 | 0 | 0 | 0 | 38545.66 | 1582.352 | 0 | 28406.5 | 826.0956 | 826.0956 | 825.1754 | 827.2668 | 827.2668 | 826.0956 | 2025 | 10 | 2025_10_06 | 0 | 0 | 0 | 0 | 0 | 0 | 0 | 0 | 0 | 0 | 0 | 0 | 0 | 0 | 0
2025 | 10 | 2025_10_07 | 2.99 | 2.07 | 2025 | 10 | 2025_10_07 | 17326.43 | 16389.97 | 0 | 0 | 0 | 38545.66 | 1450.49 | 0 | 28406.5 | 757.2543 | 757.2543 | 756.4108 | 758.3279 | 758.3279 | 757.2543 | 2025 | 10 | 2025_10_07 | 0 | 0 | 0 | 0 | 0 | 0 | 0 | 0 | 0 | 0 | 0 | 0 | 0 | 0 | 0
2025 | 10 | 2025_10_08 | 3.15 | 2.17 | 2025 | 10 | 2025_10_08 | 14114.81 | 13352.95 | 0 | 0 | 0 | 38545.66 | 1252.695 | 0 | 28406.5 | 653.9924 | 653.9924 | 653.2639 | 654.9196 | 654.9196 | 653.9924 | 2025 | 10 | 2025_10_08 | 0 | 0 | 0 | 0 | 0 | 0 | 0 | 0 | 0 | 0 | 0 | 0 | 0 | 0 | 0
2025 | 10 | 2025_10_09 | 3.95 | 2.72 | 2025 | 10 | 2025_10_09 | 18919.22 | 17896.68 | 0 | 0 | 0 | 38545.66 | 1582.352 | 0 | 28406.5 | 826.0956 | 826.0956 | 825.1754 | 827.2668 | 827.2668 | 826.0956 | 2025 | 10 | 2025_10_09 | 0 | 0 | 0 | 0 | 0 | 0 | 0 | 0 | 0 | 0 | 0 | 0 | 0 | 0 | 0
2025 | 10 | 2025_10_10 | 4.02 | 2.77 | 2025 | 10 | 2025_10_10 | 18919.22 | 17896.68 | 0 | 0 | 0 | 38545.66 | 1582.352 | 0 | 28406.5 | 826.0956 | 826.0956 | 825.1754 | 827.2668 | 827.2668 | 826.0956 | 2025 | 10 | 2025_10_10 | 0 | 0 | 0 | 0 | 0 | 0 | 0 | 0 | 0 | 0 | 0 | 0 | 0 | 0 | 0
2025 | 10 | 2025_10_11 | 3.24 | 2.24 | 2025 | 10 | 2025_10_11 | 18919.22 | 17896.68 | 0 | 0 | 0 | 38545.66 | 1582.352 | 0 | 28406.5 | 826.0956 | 826.0956 | 825.1754 | 827.2668 | 827.2668 | 826.0956 | 2025 | 10 | 2025_10_11 | 0 | 0 | 0 | 0 | 0 | 0 | 0 | 0 | 0 | 0 | 0 | 0 | 0 | 0 | 0
2025 | 10 | 2025_10_12 | 3.24 | 2.24 | 2025 | 10 | 2025_10_12 | 18919.22 | 17896.68 | 0 | 0 | 0 | 38545.66 | 1582.352 | 0 | 28406.5 | 826.0956 | 826.0956 | 825.1754 | 827.2668 | 827.2668 | 826.0956 | 2025 | 10 | 2025_10_12 | 0 | 0 | 0 | 0 | 0 | 0 | 0 | 0 | 0 | 0 | 0 | 0 | 0 | 0 | 0
2025 | 10 | 2025_10_13 | 3.24 | 2.24 | 2025 | 10 | 2025_10_13 | 18919.22 | 17896.68 | 0 | 0 | 0 | 38545.66 | 1582.352 | 0 | 28406.5 | 826.0956 | 826.0956 | 825.1754 | 827.2668 | 827.2668 | 826.0956 | 2025 | 10 | 2025_10_13 | 0 | 0 | 0 | 0 | 0 | 0 | 0 | 0 | 0 | 0 | 0 | 0 | 0 | 0 | 0
2025 | 10 | 2025_10_14 | 3.09 | 2.13 | 2025 | 10 | 2025_10_14 | 18919.22 | 17896.68 | 0 | 0 | 0 | 38545.66 | 1582.352 | 0 | 28406.5 | 826.0956 | 826.0956 | 825.1754 | 827.2668 | 827.2668 | 826.0956 | 2025 | 10 | 2025_10_14 | 0 | 0 | 0 | 0 | 0 | 0 | 0 | 0 | 0 | 0 | 0 | 0 | 0 | 0 | 0
2025 | 10 | 2025_10_15 | 3.19 | 2.2 | 2025 | 10 | 2025_10_15 | 18919.22 | 17896.68 | 0 | 0 | 0 | 38545.66 | 1582.352 | 0 | 28406.5 | 826.0956 | 826.0956 | 825.1754 | 827.2668 | 827.2668 | 826.0956 | 2025 | 10 | 2025_10_15 | 0 | 0 | 0 | 0 | 0 | 0 | 0 | 0 | 0 | 0 | 0 | 0 | 0 | 0 | 0
2025 | 10 | 2025_10_16 | 3.43 | 2.37 | 2025 | 10 | 2025_10_16 | 18919.22 | 17896.68 | 0 | 0 | 0 | 38545.66 | 1582.352 | 0 | 28406.5 | 826.0956 | 826.0956 | 825.1754 | 827.2668 | 827.2668 | 826.0956 | 2025 | 10 | 2025_10_16 | 0 | 0 | 0 | 0 | 0 | 0 | 0 | 0 | 0 | 0 | 0 | 0 | 0 | 0 | 0
2025 | 10 | 2025_10_17 | 3.25 | 2.24 | 2025 | 10 | 2025_10_17 | 17326.43 | 16389.97 | 0 | 0 | 0 | 38545.66 | 1318.627 | 0 | 28406.5 | 688.413 | 688.413 | 687.6462 | 689.389 | 689.389 | 688.413 | 2025 | 10 | 2025_10_17 | 0 | 0 | 0 | 0 | 0 | 0 | 0 | 0 | 0 | 0 | 0 | 0 | 0 | 0 | 0
2025 | 10 | 2025_10_18 | 2.93 | 2.02 | 2025 | 10 | 2025_10_18 | 14114.81 | 13352.95 | 0 | 0 | 0 | 38545.66 | 1252.695 | 0 | 28406.5 | 653.9924 | 653.9924 | 653.2639 | 654.9196 | 654.9196 | 653.9924 | 2025 | 10 | 2025_10_18 | 0 | 0 | 0 | 0 | 0 | 0 | 0 | 0 | 0 | 0 | 0 | 0 | 0 | 0 | 0
2025 | 10 | 2025_10_19 | 2.93 | 2.02 | 2025 | 10 | 2025_10_19 | 18919.22 | 17896.68 | 0 | 0 | 0 | 38545.66 | 1582.352 | 0 | 28406.5 | 826.0956 | 826.0956 | 825.1754 | 827.2668 | 827.2668 | 826.0956 | 2025 | 10 | 2025_10_19 | 0 | 0 | 0 | 0 | 0 | 0 | 0 | 0 | 0 | 0 | 0 | 0 | 0 | 0 | 0
2025 | 10 | 2025_10_20 | 2.93 | 2.02 | 2025 | 10 | 2025_10_20 | 18919.22 | 17896.68 | 0 | 0 | 0 | 38545.66 | 1582.352 | 0 | 28406.5 | 826.0956 | 826.0956 | 825.1754 | 827.2668 | 827.2668 | 826.0956 | 2025 | 10 | 2025_10_20 | 0 | 0 | 0 | 0 | 0 | 0 | 0 | 0 | 0 | 0 | 0 | 0 | 0 | 0 | 0
2025 | 10 | 2025_10_21 | 3.24 | 2.23 | 2025 | 10 | 2025_10_21 | 15757.93 | 14906.24 | 0 | 0 | 0 | 38545.66 | 1318.627 | 0 | 28406.5 | 688.413 | 688.413 | 687.6462 | 689.389 | 689.389 | 688.413 | 2025 | 10 | 2025_10_21 | 0 | 0 | 0 | 0 | 0 | 0 | 0 | 0 | 0 | 0 | 0 | 0 | 0 | 0 | 0
2025 | 10 | 2025_10_22 | 3.16 | 2.18 | 2025 | 10 | 2025_10_22 | 15710.22 | 14862.15 | 0 | 0 | 0 | 38545.66 | 1318.627 | 0 | 28406.5 | 688.413 | 688.413 | 687.6462 | 689.389 | 689.389 | 688.413 | 2025 | 10 | 2025_10_22 | 0 | 0 | 0 | 0 | 0 | 0 | 0 | 0 | 0 | 0 | 0 | 0 | 0 | 0 | 0
2025 | 10 | 2025_10_23 | 3.08 | 2.13 | 2025 | 10 | 2025_10_23 | 18919.22 | 17896.68 | 0 | 0 | 0 | 38545.66 | 1582.352 | 0 | 28406.5 | 688.413 | 688.413 | 687.6462 | 689.389 | 689.389 | 688.413 | 2025 | 10 | 2025_10_23 | 0 | 0 | 0 | 0 | 0 | 0 | 0 | 0 | 0 | 0 | 0 | 0 | 0 | 0 | 0
2025 | 10 | 2025_10_24 | 2.88 | 1.99 | 2025 | 10 | 2025_10_24 | 18919.22 | 17896.68 | 0 | 0 | 0 | 38545.66 | 1582.352 | 0 | 28406.5 | 826.0956 | 826.0956 | 825.1754 | 827.2668 | 827.2668 | 826.0956 | 2025 | 10 | 2025_10_24 | 0 | 0 | 0 | 0 | 0 | 0 | 0 | 0 | 0 | 0 | 0 | 0 | 0 | 0 | 0
2025 | 10 | 2025_10_25 | 2.43 | 1.68 | 2025 | 10 | 2025_10_25 | 18919.22 | 17896.68 | 0 | 0 | 0 | 38545.66 | 1582.352 | 0 | 28406.5 | 826.0956 | 826.0956 | 825.1754 | 827.2668 | 827.2668 | 826.0956 | 2025 | 10 | 2025_10_25 | 0 | 0 | 0 | 0 | 0 | 0 | 0 | 0 | 0 | 0 | 0 | 0 | 0 | 0 | 0
2025 | 10 | 2025_10_26 | 2.43 | 1.68 | 2025 | 10 | 2025_10_26 | 18919.22 | 17896.68 | 0 | 0 | 0 | 38545.66 | 1582.352 | 0 | 28406.5 | 826.0956 | 826.0956 | 825.1754 | 827.2668 | 827.2668 | 826.0956 | 2025 | 10 | 2025_10_26 | 0 | 0 | 0 | 0 | 0 | 0 | 0 | 0 | 0 | 0 | 0 | 0 | 0 | 0 | 0
2025 | 10 | 2025_10_27 | 2.43 | 1.68 | 2025 | 10 | 2025_10_27 | 18919.22 | 17896.68 | 0 | 0 | 0 | 38545.66 | 1582.352 | 0 | 28406.5 | 619.5717 | 619.5717 | 618.8815 | 620.4501 | 620.4501 | 619.5717 | 2025 | 10 | 2025_10_27 | 0 | 0 | 0 | 0 | 0 | 0 | 0 | 0 | 0 | 0 | 0 | 0 | 0 | 0 | 0
2025 | 10 | 2025_10_28 | 3.55 | 2.45 | 2025 | 10 | 2025_10_28 | 18919.22 | 17896.68 | 0 | 0 | 0 | 38545.66 | 1582.352 | 0 | 28406.5 | 688.413 | 688.413 | 687.6462 | 689.389 | 689.389 | 688.413 | 2025 | 10 | 2025_10_28 | 0 | 0 | 0 | 0 | 0 | 0 | 0 | 0 | 0 | 0 | 0 | 0 | 0 | 0 | 0
2025 | 10 | 2025_10_29 | 3.84 | 2.65 | 2025 | 10 | 2025_10_29 | 18912.82 | 17890.27 | 0 | 0 | 0 | 38545.66 | 1582.352 | 0 | 28406.5 | 826.0956 | 826.0956 | 825.1754 | 827.2668 | 827.2668 | 826.0956 | 2025 | 10 | 2025_10_29 | 0 | 0 | 0 | 0 | 0 | 0 | 0 | 0 | 0 | 0 | 0 | 0 | 0 | 0 | 0
2025 | 10 | 2025_10_30 | 3.92 | 2.7 | 2025 | 10 | 2025_10_30 | 18900.02 | 17877.47 | 0 | 0 | 0 | 38545.66 | 1582.352 | 0 | 28406.5 | 826.0956 | 826.0956 | 825.1754 | 827.2668 | 827.2668 | 826.0956 | 2025 | 10 | 2025_10_30 | 0 | 0 | 0 | 0 | 0 | 0 | 0 | 0 | 0 | 0 | 0 | 0 | 0 | 0 | 0
2025 | 10 | 2025_10_31 | 3.92 | 2.71 | 2025 | 10 | 2025_10_31 | 18919.22 | 17896.68 | 0 | 0 | 0 | 38545.66 | 1582.352 | 0 | 28406.5 | 826.0956 | 826.0956 | 825.1754 | 827.2668 | 827.2668 | 826.0956 | 2025 | 10 | 2025_10_31 | 0 | 0 | 0 | 0 | 0 | 0 | 0 | 0 | 0 | 0 | 0 | 0 | 0 | 0 | 0
2025 | 11 | 2025_11_01 | 3.28 | 1.73 | 2025 | 11 | 2025_11_01 | 16957.36 | 18027.81 | 0 | 0 | 0 | 41424.02 | 787.8415 | 0 | 45677.08 | 309.378 | 309.378 | 309.378 | 289.238 | 289.3322 | 288.14 | 2025 | 11 | 2025_11_01 | 0 | 0 | 0 | 0 | 0 | 0 | 0 | 0 | 0 | 0 | 0 | 0 | 0 | 0 | 0
2025 | 11 | 2025_11_02 | 3.28 | 1.73 | 2025 | 11 | 2025_11_02 | 0 | 0 | 0 | 0 | 0 | 41429.67 | 0 | 0 | 46025.18 | 0 | 0 | 0 | 0 | 0 | 0 | 2025 | 11 | 2025_11_02 | 0 | 0 | 0 | 0 | 0 | 0 | 0 | 0 | 0 | 0 | 0 | 0 | 0 | 0 | 0
2025 | 11 | 2025_11_03 | 3.28 | 1.73 | 2025 | 11 | 2025_11_03 | 16126.91 | 17146.4 | 0 | 0 | 0 | 41429.67 | 1496.899 | 0 | 46025.18 | 446.8794 | 446.8794 | 446.8794 | 417.7883 | 417.9242 | 416.2023 | 2025 | 11 | 2025_11_03 | 0 | 0 | 0 | 0 | 0 | 0 | 0 | 0 | 0 | 0 | 0 | 0 | 0 | 0 | 0
2025 | 11 | 2025_11_04 | 3.26 | 1.72 | 2025 | 11 | 2025_11_04 | 19393.85 | 20621.12 | 0 | 0 | 0 | 41429.67 | 1890.82 | 0 | 46025.18 | 687.5068 | 687.5068 | 687.5068 | 642.7512 | 642.9603 | 640.3112 | 2025 | 11 | 2025_11_04 | 0 | 0 | 0 | 0 | 0 | 0 | 0 | 0 | 0 | 0 | 0 | 0 | 0 | 0 | 0
2025 | 11 | 2025_11_05 | 4.28 | 2.26 | 2025 | 11 | 2025_11_05 | 19361.03 | 20587.45 | 0 | 0 | 0 | 41429.67 | 1890.82 | 0 | 46025.18 | 687.5068 | 687.5068 | 687.5068 | 642.7512 | 642.9603 | 640.3112 | 2025 | 11 | 2025_11_05 | 0 | 0 | 0 | 0 | 0 | 0 | 0 | 0 | 0 | 0 | 0 | 0 | 0 | 0 | 0
2025 | 11 | 2025_11_06 | 4.69 | 2.47 | 2025 | 11 | 2025_11_06 | 19387.35 | 20614.62 | 0 | 0 | 0 | 41429.67 | 1890.82 | 0 | 46025.18 | 687.5068 | 687.5068 | 687.5068 | 642.7512 | 642.9603 | 640.3112 | 2025 | 11 | 2025_11_06 | 0 | 0 | 0 | 0 | 0 | 0 | 0 | 0 | 0 | 0 | 0 | 0 | 0 | 0 | 0
2025 | 11 | 2025_11_07 | 4.09 | 2.15 | 2025 | 11 | 2025_11_07 | 19393.85 | 20621.12 | 0 | 0 | 0 | 41429.67 | 1890.82 | 0 | 46025.18 | 721.8821 | 721.8821 | 721.8821 | 674.8887 | 675.1083 | 672.3268 | 2025 | 11 | 2025_11_07 | 0 | 0 | 0 | 0 | 0 | 0 | 0 | 0 | 0 | 0 | 0 | 0 | 0 | 0 | 0
2025 | 11 | 2025_11_08 | 4.23 | 2.23 | 2025 | 11 | 2025_11_08 | 19393.85 | 20621.12 | 0 | 0 | 0 | 41429.67 | 1890.82 | 0 | 46025.18 | 825.0081 | 825.0081 | 825.0081 | 771.3015 | 771.5524 | 768.3735 | 2025 | 11 | 2025_11_08 | 0 | 0 | 0 | 0 | 0 | 0 | 0 | 0 | 0 | 0 | 0 | 0 | 0 | 0 | 0
2025 | 11 | 2025_11_09 | 4.23 | 2.23 | 2025 | 11 | 2025_11_09 | 19393.85 | 20621.12 | 0 | 0 | 0 | 41429.67 | 1890.82 | 0 | 46025.18 | 825.0081 | 825.0081 | 825.0081 | 771.3015 | 771.5524 | 768.3735 | 2025 | 11 | 2025_11_09 | 0 | 0 | 0 | 0 | 0 | 0 | 0 | 0 | 0 | 0 | 0 | 0 | 0 | 0 | 0
2025 | 11 | 2025_11_10 | 4.23 | 2.23 | 2025 | 11 | 2025_11_10 | 19393.85 | 20621.12 | 0 | 0 | 0 | 41429.67 | 1890.82 | 0 | 46025.18 | 825.0081 | 825.0081 | 825.0081 | 771.3015 | 771.5524 | 768.3735 | 2025 | 11 | 2025_11_10 | 0 | 0 | 0 | 0 | 0 | 0 | 0 | 0 | 0 | 0 | 0 | 0 | 0 | 0 | 0
2025 | 11 | 2025_11_11 | 5.06 | 2.67 | 2025 | 11 | 2025_11_11 | 19393.85 | 20621.12 | 0 | 0 | 0 | 41429.67 | 1890.82 | 0 | 46025.18 | 825.0081 | 825.0081 | 825.0081 | 771.3015 | 771.5524 | 768.3735 | 2025 | 11 | 2025_11_11 | 0 | 0 | 0 | 0 | 0 | 0 | 0 | 0 | 0 | 0 | 0 | 0 | 0 | 0 | 0
2025 | 11 | 2025_11_12 | 4.52 | 2.38 | 2025 | 11 | 2025_11_12 | 19393.85 | 20621.12 | 0 | 0 | 0 | 41429.67 | 1890.82 | 0 | 46025.18 | 825.0081 | 825.0081 | 825.0081 | 771.3015 | 771.5524 | 768.3735 | 2025 | 11 | 2025_11_12 | 0 | 0 | 0 | 0 | 0 | 0 | 0 | 0 | 0 | 0 | 0 | 0 | 0 | 0 | 0
2025 | 11 | 2025_11_13 | 4.64 | 2.44 | 2025 | 11 | 2025_11_13 | 19393.85 | 20621.12 | 0 | 0 | 0 | 41429.67 | 1890.82 | 0 | 46025.18 | 825.0081 | 825.0081 | 825.0081 | 771.3015 | 771.5524 | 768.3735 | 2025 | 11 | 2025_11_13 | 0 | 0 | 0 | 0 | 0 | 0 | 0 | 0 | 0 | 0 | 0 | 0 | 0 | 0 | 0
2025 | 11 | 2025_11_14 | 4.63 | 2.44 | 2025 | 11 | 2025_11_14 | 19393.85 | 20621.12 | 0 | 0 | 0 | 41429.67 | 1890.82 | 0 | 46025.18 | 825.0081 | 825.0081 | 825.0081 | 771.3015 | 771.5524 | 768.3735 | 2025 | 11 | 2025_11_14 | 0 | 0 | 0 | 0 | 0 | 0 | 0 | 0 | 0 | 0 | 0 | 0 | 0 | 0 | 0
2025 | 11 | 2025_11_15 | 4.63 | 2.44 | 2025 | 11 | 2025_11_15 | 19354.53 | 20580.95 | 0 | 0 | 0 | 41429.67 | 1890.82 | 0 | 46025.18 | 825.0081 | 825.0081 | 825.0081 | 771.3015 | 771.5524 | 768.3735 | 2025 | 11 | 2025_11_15 | 0 | 0 | 0 | 0 | 0 | 0 | 0 | 0 | 0 | 0 | 0 | 0 | 0 | 0 | 0
2025 | 11 | 2025_11_16 | 4.63 | 2.44 | 2025 | 11 | 2025_11_16 | 19354.53 | 20580.95 | 0 | 0 | 0 | 41429.67 | 1890.82 | 0 | 46025.18 | 825.0081 | 825.0081 | 825.0081 | 771.3015 | 771.5524 | 768.3735 | 2025 | 11 | 2025_11_16 | 0 | 0 | 0 | 0 | 0 | 0 | 0 | 0 | 0 | 0 | 0 | 0 | 0 | 0 | 0
2025 | 11 | 2025_11_17 | 4.63 | 2.44 | 2025 | 11 | 2025_11_17 | 19334.37 | 20559.11 | 0 | 0 | 0 | 41429.67 | 1890.82 | 0 | 46025.18 | 687.5068 | 687.5068 | 687.5068 | 642.7512 | 642.9603 | 640.3112 | 2025 | 11 | 2025_11_17 | 0 | 0 | 0 | 0 | 0 | 0 | 0 | 0 | 0 | 0 | 0 | 0 | 0 | 0 | 0
2025 | 11 | 2025_11_18 | 5 | 2.63 | 2025 | 11 | 2025_11_18 | 19347.7 | 20573.28 | 0 | 0 | 0 | 41429.67 | 1890.82 | 0 | 46025.18 | 481.2547 | 481.2547 | 481.2547 | 449.9258 | 450.0722 | 448.2179 | 2025 | 11 | 2025_11_18 | 0 | 0 | 0 | 0 | 0 | 0 | 0 | 0 | 0 | 0 | 0 | 0 | 0 | 0 | 0
2025 | 11 | 2025_11_19 | 4.98 | 2.62 | 2025 | 11 | 2025_11_19 | 16157.7 | 17180.19 | 0 | 0 | 0 | 41429.67 | 1575.683 | 0 | 46025.18 | 687.5068 | 687.5068 | 687.5068 | 642.7512 | 642.9603 | 640.3112 | 2025 | 11 | 2025_11_19 | 0 | 0 | 0 | 0 | 0 | 0 | 0 | 0 | 0 | 0 | 0 | 0 | 0 | 0 | 0
2025 | 11 | 2025_11_20 | 4.67 | 2.46 | 2025 | 11 | 2025_11_20 | 16126.91 | 17146.39 | 0 | 0 | 0 | 41429.67 | 1260.546 | 0 | 46025.18 | 550.0054 | 550.0054 | 550.0054 | 514.2009 | 514.3683 | 512.249 | 2025 | 11 | 2025_11_20 | 0 | 0 | 0 | 0 | 0 | 0 | 0 | 0 | 0 | 0 | 0 | 0 | 0 | 0 | 0
2025 | 11 | 2025_11_21 | 4.99 | 2.63 | 2025 | 11 | 2025_11_21 | 19347.7 | 20573.28 | 0 | 0 | 0 | 41429.67 | 1890.82 | 0 | 46025.18 | 687.5068 | 687.5068 | 687.5068 | 642.7512 | 642.9603 | 640.3112 | 2025 | 11 | 2025_11_21 | 0 | 0 | 0 | 0 | 0 | 0 | 0 | 0 | 0 | 0 | 0 | 0 | 0 | 0 | 0
2025 | 11 | 2025_11_22 | 4.83 | 2.54 | 2025 | 11 | 2025_11_22 | 19153.94 | 20366.04 | 0 | 0 | 0 | 41429.67 | 787.8415 | 0 | 46025.18 | 481.2547 | 481.2547 | 481.2547 | 449.9258 | 450.0722 | 448.2179 | 2025 | 11 | 2025_11_22 | 0 | 0 | 0 | 0 | 0 | 0 | 0 | 0 | 0 | 0 | 0 | 0 | 0 | 0 | 0
2025 | 11 | 2025_11_23 | 4.83 | 2.54 | 2025 | 11 | 2025_11_23 | 19348.03 | 20574.45 | 0 | 0 | 0 | 41429.67 | 1890.82 | 0 | 46025.18 | 825.0081 | 825.0081 | 825.0081 | 771.3015 | 771.5524 | 768.3735 | 2025 | 11 | 2025_11_23 | 0 | 0 | 0 | 0 | 0 | 0 | 0 | 0 | 0 | 0 | 0 | 0 | 0 | 0 | 0
2025 | 11 | 2025_11_24 | 4.83 | 2.54 | 2025 | 11 | 2025_11_24 | 6446.052 | 6852.732 | 0 | 0 | 0 | 41429.67 | 78.7841 | 0 | 46025.18 | 206.252 | 206.252 | 206.252 | 192.8254 | 192.8881 | 192.0934 | 2025 | 11 | 2025_11_24 | 0 | 0 | 0 | 0 | 0 | 0 | 0 | 0 | 0 | 0 | 0 | 0 | 0 | 0 | 0
2025 | 11 | 2025_11_25 | 5.3 | 2.79 | 2025 | 11 | 2025_11_25 | 19347.7 | 20573.28 | 0 | 0 | 0 | 41429.67 | 945.4098 | 0 | 46025.18 | 618.756 | 618.756 | 618.756 | 578.4761 | 578.6643 | 576.2801 | 2025 | 11 | 2025_11_25 | 0 | 0 | 0 | 0 | 0 | 0 | 0 | 0 | 0 | 0 | 0 | 0 | 0 | 0 | 0
2025 | 11 | 2025_11_26 | 6.02 | 3.17 | 2025 | 11 | 2025_11_26 | 19393.85 | 20621.12 | 0 | 0 | 0 | 41429.67 | 1890.82 | 0 | 46025.18 | 825.0081 | 825.0081 | 825.0081 | 771.3015 | 771.5524 | 768.3735 | 2025 | 11 | 2025_11_26 | 0 | 0 | 0 | 0 | 0 | 0 | 0 | 0 | 0 | 0 | 0 | 0 | 0 | 0 | 0
2025 | 11 | 2025_11_27 | 7.03 | 3.7 | 2025 | 11 | 2025_11_27 | 19393.85 | 20621.12 | 0 | 0 | 0 | 41429.67 | 1890.82 | 0 | 46025.18 | 825.0081 | 825.0081 | 825.0081 | 771.3015 | 771.5524 | 768.3735 | 2025 | 11 | 2025_11_27 | 0 | 0 | 0 | 0 | 0 | 0 | 0 | 0 | 0 | 0 | 0 | 0 | 0 | 0 | 0
2025 | 11 | 2025_11_28 | 7.03 | 3.7 | 2025 | 11 | 2025_11_28 | 19393.85 | 20621.12 | 0 | 0 | 0 | 41429.67 | 1890.82 | 0 | 46025.18 | 825.0081 | 825.0081 | 825.0081 | 771.3015 | 771.5524 | 768.3735 | 2025 | 11 | 2025_11_28 | 0 | 0 | 0 | 0 | 0 | 0 | 0 | 0 | 0 | 0 | 0 | 0 | 0 | 0 | 0
2025 | 11 | 2025_11_29 | 7.03 | 3.7 | 2025 | 11 | 2025_11_29 | 19393.85 | 20621.12 | 0 | 0 | 0 | 41429.67 | 1890.82 | 0 | 46025.18 | 825.0081 | 825.0081 | 825.0081 | 771.3015 | 771.5524 | 768.3735 | 2025 | 11 | 2025_11_29 | 0 | 0 | 0 | 0 | 0 | 0 | 0 | 0 | 0 | 0 | 0 | 0 | 0 | 0 | 0
2025 | 11 | 2025_11_30 | 7.03 | 3.7 | 2025 | 11 | 2025_11_30 | 19341.53 | 20567.96 | 0 | 0 | 0 | 41429.67 | 1890.82 | 0 | 46025.18 | 825.0081 | 825.0081 | 825.0081 | 771.3015 | 771.5524 | 768.3735 | 2025 | 11 | 2025_11_30 | 0 | 0 | 0 | 0 | 0 | 0 | 0 | 0 | 0 | 0 | 0 | 0 | 0 | 0 | 0
2025 | 12 | 2025_12_01 | 2.91 | 1.2 | 2025 | 12 | 2025_12_01 | 21548.64 | 19756.81 | 0 | 0 | 3562.539 | 42035.08 | 1883.169 | 2676.49 | 46696.2 | 662.2708 | 662.2708 | 662.2708 | 653.595 | 662.2708 | 662.2708 | 2025 | 12 | 2025_12_01 | 0 | 0 | 0 | 0 | 0 | 0 | 0 | 0 | 0 | 0 | 0 | 0 | 0 | 0 | 0
2025 | 12 | 2025_12_02 | 3.15 | 1.3 | 2025 | 12 | 2025_12_02 | 21549.71 | 19756.81 | 0 | 0 | 0 | 42035.08 | 1883.169 | 127.962 | 46696.2 | 836.5525 | 836.5525 | 836.5525 | 825.5937 | 836.5525 | 836.5525 | 2025 | 12 | 2025_12_02 | 0 | 0 | 0 | 0 | 0 | 0 | 0 | 0 | 0 | 0 | 0 | 0 | 0 | 0 | 0
2025 | 12 | 2025_12_03 | 3.59 | 1.48 | 2025 | 12 | 2025_12_03 | 21549.71 | 19756.81 | 0 | 0 | 0 | 42035.08 | 1883.169 | 2292.604 | 46696.2 | 836.5525 | 836.5525 | 836.5525 | 825.5937 | 836.5525 | 836.5525 | 2025 | 12 | 2025_12_03 | 0 | 0 | 0 | 0 | 0 | 0 | 0 | 0 | 0 | 0 | 0 | 0 | 0 | 0 | 0
2025 | 12 | 2025_12_04 | 4.14 | 1.71 | 2025 | 12 | 2025_12_04 | 21549.71 | 19756.81 | 0 | 0 | 0 | 42035.08 | 1883.169 | 2037.349 | 46696.2 | 836.5525 | 836.5525 | 836.5525 | 825.5937 | 836.5525 | 836.5525 | 2025 | 12 | 2025_12_04 | 0 | 0 | 0 | 0 | 0 | 0 | 0 | 0 | 0 | 0 | 0 | 0 | 0 | 0 | 0
2025 | 12 | 2025_12_05 | 4.48 | 1.85 | 2025 | 12 | 2025_12_05 | 21549.71 | 19756.81 | 0 | 0 | 0 | 42035.08 | 1883.169 | 2037.349 | 46696.2 | 836.5525 | 836.5525 | 836.5525 | 825.5937 | 836.5525 | 836.5525 | 2025 | 12 | 2025_12_05 | 0 | 0 | 0 | 0 | 0 | 0 | 0 | 0 | 0 | 0 | 0 | 0 | 0 | 0 | 0
2025 | 12 | 2025_12_06 | 3.61 | 1.49 | 2025 | 12 | 2025_12_06 | 21549.71 | 19756.81 | 0 | 0 | 0 | 42035.08 | 1883.169 | 0 | 46696.2 | 836.5525 | 836.5525 | 836.5525 | 825.5937 | 836.5525 | 836.5525 | 2025 | 12 | 2025_12_06 | 0 | 0 | 0 | 0 | 0 | 0 | 0 | 0 | 0 | 0 | 0 | 0 | 0 | 0 | 0
2025 | 12 | 2025_12_07 | 3.61 | 1.49 | 2025 | 12 | 2025_12_07 | 21549.71 | 19756.81 | 0 | 0 | 0 | 42035.08 | 1883.169 | 2165.311 | 46696.2 | 836.5525 | 836.5525 | 836.5525 | 825.5937 | 836.5525 | 836.5525 | 2025 | 12 | 2025_12_07 | 0 | 0 | 0 | 0 | 0 | 0 | 0 | 0 | 0 | 0 | 0 | 0 | 0 | 0 | 0
2025 | 12 | 2025_12_08 | 3.61 | 1.49 | 2025 | 12 | 2025_12_08 | 21549.71 | 19756.81 | 0 | 0 | 3562.539 | 42035.08 | 1883.169 | 2038.019 | 46696.2 | 836.5525 | 836.5525 | 836.5525 | 825.5937 | 836.5525 | 836.5525 | 2025 | 12 | 2025_12_08 | 0 | 0 | 0 | 0 | 0 | 0 | 0 | 0 | 0 | 0 | 0 | 0 | 0 | 0 | 0
2025 | 12 | 2025_12_09 | 4.11 | 1.7 | 2025 | 12 | 2025_12_09 | 21549.71 | 19756.81 | 0 | 0 | 3562.539 | 42035.08 | 1883.169 | 2038.019 | 46696.2 | 836.5525 | 836.5525 | 836.5525 | 825.5937 | 836.5525 | 836.5525 | 2025 | 12 | 2025_12_09 | 0 | 0 | 0 | 0 | 0 | 0 | 0 | 0 | 0 | 0 | 0 | 0 | 0 | 0 | 0
2025 | 12 | 2025_12_10 | 4.17 | 1.72 | 2025 | 12 | 2025_12_10 | 21549.71 | 19756.81 | 0 | 0 | 0 | 42035.08 | 1883.169 | 3060.376 | 46696.2 | 836.5525 | 836.5525 | 836.5525 | 825.5937 | 836.5525 | 836.5525 | 2025 | 12 | 2025_12_10 | 0 | 0 | 0 | 0 | 0 | 0 | 0 | 0 | 0 | 0 | 0 | 0 | 0 | 0 | 0
2025 | 12 | 2025_12_11 | 5 | 2.07 | 2025 | 12 | 2025_12_11 | 21549.71 | 19756.81 | 0 | 0 | 3352.978 | 42035.08 | 1883.169 | 2038.019 | 46696.2 | 836.5525 | 836.5525 | 836.5525 | 825.5937 | 836.5525 | 836.5525 | 2025 | 12 | 2025_12_11 | 0 | 0 | 0 | 0 | 0 | 0 | 0 | 0 | 0 | 0 | 0 | 0 | 0 | 0 | 0
2025 | 12 | 2025_12_12 | 7.47 | 3.09 | 2025 | 12 | 2025_12_12 | 21516.54 | 19725.81 | 0 | 0 | 3352.978 | 42035.08 | 1883.169 | 2038.019 | 46696.2 | 836.5525 | 836.5525 | 836.5525 | 825.5937 | 836.5525 | 836.5525 | 2025 | 12 | 2025_12_12 | 0 | 0 | 0 | 0 | 0 | 0 | 0 | 0 | 0 | 0 | 0 | 0 | 0 | 0 | 0
2025 | 12 | 2025_12_13 | 10.72 | 4.43 | 2025 | 12 | 2025_12_13 | 10525.91 | 9650.225 | 0 | 0 | 0 | 42035.08 | 627.7231 | 1963.765 | 46696.2 | 348.5635 | 348.5635 | 348.5635 | 343.9974 | 348.5635 | 348.5635 | 2025 | 12 | 2025_12_13 | 0 | 0 | 0 | 0 | 0 | 0 | 0 | 0 | 0 | 0 | 0 | 0 | 0 | 0 | 0
2025 | 12 | 2025_12_14 | 10.72 | 4.43 | 2025 | 12 | 2025_12_14 | 3825.839 | 3507.071 | 0 | 0 | 0 | 42035.08 | 0 | 1910.726 | 46696.2 | 209.1381 | 209.1381 | 209.1381 | 206.3984 | 209.1381 | 209.1381 | 2025 | 12 | 2025_12_14 | 0 | 0 | 0 | 0 | 0 | 0 | 0 | 0 | 0 | 0 | 0 | 0 | 0 | 0 | 0
2025 | 12 | 2025_12_15 | 10.72 | 4.43 | 2025 | 12 | 2025_12_15 | 3088.578 | 2833.273 | 0 | 0 | 3143.417 | 42035.08 | 0 | 1581.385 | 46696.2 | 139.4254 | 139.4254 | 139.4254 | 137.599 | 139.4254 | 139.4254 | 2025 | 12 | 2025_12_15 | 124.16 | 124.16 | 0 | 0 | 0 | 0 | 0 | 0 | 0 | 0 | 0 | 0 | 0 | 0 | 0
2025 | 12 | 2025_12_16 | 9.27 | 3.83 | 2025 | 12 | 2025_12_16 | 17929.84 | 16438.67 | 0 | 0 | 3352.978 | 42035.08 | 1726.238 | 3060.376 | 46696.2 | 801.6962 | 801.6962 | 801.6962 | 791.194 | 801.6962 | 801.6962 | 2025 | 12 | 2025_12_16 | 124.16 | 124.16 | 0 | 0 | 0 | 0 | 0 | 0 | 0 | 0 | 0 | 0 | 0 | 0 | 0
2025 | 12 | 2025_12_17 | 11.42 | 4.72 | 2025 | 12 | 2025_12_17 | 20744.97 | 19018.26 | 0 | 0 | 3352.978 | 42035.08 | 1569.308 | 3060.376 | 46696.2 | 836.5525 | 836.5525 | 836.5525 | 825.5937 | 836.5525 | 836.5525 | 2025 | 12 | 2025_12_17 | 0 | 0 | 0 | 0 | 0 | 0 | 0 | 0 | 0 | 0 | 0 | 0 | 0 | 0 | 0
2025 | 12 | 2025_12_18 | 5.62 | 2.32 | 2025 | 12 | 2025_12_18 | 21549.71 | 19756.81 | 0 | 0 | 0 | 42035.08 | 1883.169 | 3060.376 | 46696.2 | 836.5525 | 836.5525 | 836.5525 | 825.5937 | 836.5525 | 836.5525 | 2025 | 12 | 2025_12_18 | 0 | 0 | 0 | 0 | 0 | 0 | 0 | 0 | 0 | 0 | 0 | 0 | 0 | 0 | 0
2025 | 12 | 2025_12_19 | 8.17 | 3.38 | 2025 | 12 | 2025_12_19 | 21549.71 | 19756.81 | 0 | 0 | 0 | 42035.08 | 1883.169 | 0 | 46696.2 | 836.5525 | 836.5525 | 836.5525 | 825.5937 | 836.5525 | 836.5525 | 2025 | 12 | 2025_12_19 | 0 | 0 | 0 | 0 | 0 | 0 | 0 | 0 | 0 | 0 | 0 | 0 | 0 | 0 | 0
2025 | 12 | 2025_12_20 | 7.01 | 2.9 | 2025 | 12 | 2025_12_20 | 21549.71 | 19756.81 | 0 | 0 | 0 | 42035.08 | 1883.169 | 0 | 46696.2 | 836.5525 | 836.5525 | 836.5525 | 825.5937 | 836.5525 | 836.5525 | 2025 | 12 | 2025_12_20 | 0 | 0 | 0 | 0 | 0 | 0 | 0 | 0 | 0 | 0 | 0 | 0 | 0 | 0 | 0
2025 | 12 | 2025_12_21 | 7.01 | 2.9 | 2025 | 12 | 2025_12_21 | 21377.02 | 19598.35 | 0 | 0 | 0 | 42035.08 | 1726.238 | 2037.349 | 46696.2 | 836.5525 | 836.5525 | 836.5525 | 825.5937 | 836.5525 | 836.5525 | 2025 | 12 | 2025_12_21 | 0 | 0 | 0 | 0 | 0 | 0 | 0 | 0 | 0 | 0 | 0 | 0 | 0 | 0 | 0
2025 | 12 | 2025_12_22 | 7.01 | 2.9 | 2025 | 12 | 2025_12_22 | 20634.91 | 18916.86 | 0 | 0 | 0 | 42035.08 | 706.1885 | 2037.349 | 46696.2 | 453.1326 | 453.1326 | 453.1326 | 447.1966 | 453.1326 | 453.1326 | 2025 | 12 | 2025_12_22 | 0 | 0 | 0 | 0 | 0 | 0 | 0 | 0 | 0 | 0 | 0 | 0 | 0 | 0 | 0
2025 | 12 | 2025_12_23 | 7.63 | 3.16 | 2025 | 12 | 2025_12_23 | 20792.32 | 19061.21 | 0 | 0 | 0 | 42035.08 | 1490.842 | 2037.349 | 46696.2 | 697.1271 | 697.1271 | 697.1271 | 687.9948 | 697.1271 | 697.1271 | 2025 | 12 | 2025_12_23 | 0 | 0 | 0 | 0 | 0 | 0 | 0 | 0 | 0 | 0 | 0 | 0 | 0 | 0 | 0
2025 | 12 | 2025_12_24 | 5.96 | 2.47 | 2025 | 12 | 2025_12_24 | 11638.57 | 10670.31 | 0 | 0 | 0 | 6992.622 | 1020.05 | 1994.919 | 46696.2 | 453.1326 | 453.1326 | 453.1326 | 447.1966 | 453.1326 | 453.1326 | 2025 | 12 | 2025_12_24 | 0 | 0 | 0 | 0 | 0 | 0 | 0 | 0 | 0 | 0 | 0 | 0 | 0 | 0 | 0
2025 | 12 | 2025_12_25 | 13.39 | 5.54 | 2025 | 12 | 2025_12_25 | 0 | 0 | 0 | 0 | 0 | 0 | 0 | 0 | 0 | 0 | 0 | 0 | 0 | 0 | 0 | 2025 | 12 | 2025_12_25 | 0 | 0 | 0 | 0 | 0 | 0 | 0 | 0 | 0 | 0 | 0 | 0 | 0 | 0 | 0
2025 | 12 | 2025_12_26 | 7.25 | 3 | 2025 | 12 | 2025_12_26 | 0 | 0 | 0 | 0 | 0 | 0 | 0 | 0 | 0 | 0 | 0 | 0 | 0 | 0 | 0 | 2025 | 12 | 2025_12_26 | 124.16 | 124.16 | 0 | 0 | 0 | 0 | 0 | 0 | 0 | 0 | 0 | 0 | 0 | 0 | 0
2025 | 12 | 2025_12_27 | 8.97 | 3.71 | 2025 | 12 | 2025_12_27 | 0 | 0 | 0 | 0 | 0 | 0 | 0 | 0 | 0 | 0 | 0 | 0 | 0 | 0 | 0 | 2025 | 12 | 2025_12_27 | 0 | 0 | 0 | 0 | 0 | 0 | 0 | 0 | 0 | 0 | 0 | 0 | 0 | 0 | 0
2025 | 12 | 2025_12_28 | 8.97 | 3.71 | 2025 | 12 | 2025_12_28 | 0 | 0 | 0 | 0 | 0 | 0 | 0 | 0 | 0 | 0 | 0 | 0 | 0 | 0 | 0 | 2025 | 12 | 2025_12_28 | 0 | 0 | 0 | 0 | 0 | 0 | 0 | 0 | 0 | 0 | 0 | 0 | 0 | 0 | 0
2025 | 12 | 2025_12_29 | 8.97 | 3.71 | 2025 | 12 | 2025_12_29 | 0 | 0 | 0 | 0 | 0 | 0 | 0 | 0 | 0 | 0 | 0 | 0 | 0 | 0 | 0 | 2025 | 12 | 2025_12_29 | 0 | 0 | 0 | 0 | 0 | 1509.7 | 0 | 0 | 0 | 0 | 0 | 0 | 0 | 0 | 0
2025 | 12 | 2025_12_30 | 8.97 | 3.71 | 2025 | 12 | 2025_12_30 | 0 | 0 | 0 | 0 | 0 | 0 | 0 | 1687.295 | 36141.08 | 139.4254 | 139.4254 | 139.4254 | 137.599 | 139.4254 | 139.4254 | 2025 | 12 | 2025_12_30 | 0 | 0 | 0 | 0 | 0 | 0 | 0 | 0 | 0 | 0 | 0 | 0 | 0 | 0 | 0
2025 | 12 | 2025_12_31 | 6.27 | 2.59 | 2025 | 12 | 2025_12_31 | 21404.38 | 19624.51 | 0 | 0 | 0 | 41605.6 | 1490.842 | 0 | 46696.2 | 697.1271 | 697.1271 | 697.1271 | 687.9948 | 697.1271 | 697.1271 | 2025 | 12 | 2025_12_31 | 124.16 | 124.16 | 0 | 0 | 0 | 0 | 0 | 0 | 0 | 0 | 0 | 0 | 0 | 0 | 0
|  | Grand Total | 4.1455 | 2.1841
2025 | 1 |  | 6.761 | 2.2784
2025 | 2 |  | 5.6646 | 2.2864
2025 | 3 |  | 3.5797 | 2.1519
2025 | 4 |  | 2.715 | 1.9757
2025 | 5 |  | 2.5629 | 1.9052
2025 | 6 |  | 2.819 | 1.9353
2025 | 7 |  | 3.5606 | 2
2025 | 8 |  | 3.6377 | 2.0235
2025 | 9 |  | 3.569 | 2.0473
2025 | 10 |  | 3.1994 | 2.2074
2025 | 11 |  | 4.8387 | 2.5483
2025 | 12 |  | 6.9 | 2.8526
2026 | 1 |  | #DIV/0! | #DIV/0!
2026 | 2 |  | #DIV/0! | #DIV/0!
2026 | 3 |  | #DIV/0! | #DIV/0!
2026 | 4 |  | #DIV/0! | #DIV/0!
2026 | 5 |  | #DIV/0! | #DIV/0!
2026 | 6 |  | #DIV/0! | #DIV/0!
2026 | 7 |  | #DIV/0! | #DIV/0!
2026 | 8 |  | #DIV/0! | #DIV/0!
2026 | 9 |  | #DIV/0! | #DIV/0!
2026 | 10 |  | #DIV/0! | #DIV/0!
2026 | 11 |  | #DIV/0! | #DIV/0!
2026 | 12 |  | #DIV/0! | #DIV/0!
|  | 2025 avg | 4.1506 | 2.1843
|  | 2026 avg | #DIV/0! | #DIV/0!

## Conf Colstrip Fuel Model
Colstrip fuel cost summary
|  | Base Price | Tier Price | Incremental fuel price | Monthly tons after F.O. | YTD tons | Invoice price / ton | 501 thermal fuel $ | incremental fuel price (mmBTU) |  |  |  | mmBTUs | Tons | YTD tons | Price per Ton | Thermal $
[9 empty] | Aurora (fuel table) | Name¦ | Colstrip_4 | Colstrip_3
[10 empty] | Time_Period¦ | Name | Name |  |  | 0
| 2025-01-01 | 34.7846 | 26.7716 | 24.3843 | 97410.0322 | 97410.0322 | 34.7846 | 3388365.782 | 1.451 | 2025_01 | 765436.7 | 765436.7 | 1527103 | 89829.5882 | 89829.5882 | 34.7846 | 3124683.321
| 2025-02-01 | 34.7846 | 26.7716 | 24.3846 | 87983.2549 | 185393.2871 | 34.7846 | 3060459.416 | 1.451 | 2025_02 | 690936.6 | 690936.6 | 1372592 | 80740.7059 | 170570.2941 | 34.7846 | 2808530.4848
| 2025-03-01 | 34.7846 | 26.7716 | 24.3846 | 97279.1048 | 282672.3919 | 34.7846 | 3383811.5269 | 1.451 | 2025_03 | 757646.5 | 757646.3 | 1518428 | 89319.2941 | 259889.5882 | 34.7846 | 3106932.9611
| 2025-04-01 | 34.9411 | 26.8921 | 24.5411 | 69129.7003 | 351802.0922 | 34.9411 | 2415467.5941 | 1.461 | 2025_04 | 651889.5 | 651888.2 | 1319526 | 77619.1765 | 337508.7647 | 34.9411 | 2712099.2086
| 2025-05-01 | 34.9411 | 26.8921 | 24.5411 | 48705.0161 | 400507.1083 | 34.9411 | 1701806.714 | 1.461 | 2025_05 | 415370.6 | 415367.3 | 918548.2 | 54032.2471 | 391541.0118 | 34.9411 | 1887946.0096
| 2025-06-01 | 34.9411 | 26.8921 | 24.5411 | 50276.1457 | 450783.254 | 34.9411 | 1756703.7048 | 1.461 | 2025_06 | 540344.8 | 540343 | 1083193 | 63717.2353 | 455258.2471 | 34.9411 | 2226350.1273
| 2025-07-01 | 35.0983 | 27.0131 | 24.6983 | 97410.0322 | 548193.2862 | 35.0983 | 3418929.6884 | 1.47 | 2025_07 | 693663.9 | 693663.1 | 1404230 | 82601.7647 | 537860.0118 | 35.0983 | 2899184.1931
| 2025-08-01 | 35.0983 | 27.0131 | 25.3523 | 97410.0322 | 645603.3184 | 35.0983 | 3418929.6884 | 1.509 | 2025_08 | 743774.5 | 743774.5 | 1486492 | 87440.7059 | 625300.7176 | 35.0983 | 3069022.9589
| 2025-09-01 | 35.0983 | 27.0131 | 26.0983 | 94267.7731 | 739871.0915 | 35.0983 | 3308641.634 | 1.553 | 2025_09 | 711395.4 | 711395.4 | 1422806 | 83694.4706 | 708995.1882 | 35.0983 | 2937536.3473
| 2025-10-01 | 35.2563 | 27.1346 | 27.0422 | 97410.0322 | 837281.1237 | 27.9896 | 2726463.6612 | 1.61 | 2025_10 | 706651.1 | 706651.1 | 1413302 | 83135.4118 | 792130.6 | 27.9896 | 2326923.3565
| 2025-11-01 | 35.2563 | 27.1346 | 27.1346 | 94398.7006 | 931679.8243 | 27.1346 | 2561473.6777 | 1.615 | 2025_11 | 697855.7 | 697855.7 | 1395711 | 82100.6471 | 874231.2471 | 27.1346 | 2227770.5632
| 2025-12-01 | 35.2563 | 27.1346 | 27.1346 | 97410.0322 | 1029089.8566 | 27.1346 | 2643185.0433 | 1.615 | 2025_12 | 758160.6 | 758160.6 | 1516321 | 89195.3529 | 963426.6 | 27.1346 | 2420282.7721
| Tot pro-forma --> |  |  | RY1 | 1029089.8566 |  |  | 33784238.1306 |  |  |  | RY1 | 16378252.2 | 963426.6 |  |  | 31747262.3035
Steps to update:
The above is copy and pasted from the 'Colstrip Fuel.xlsm' spreadsheet in the working papaers
Based on this an incremental fuel price (mmBTU) is calculated. This is entered into the fuel table in Aurora.
Model is run with these new incremental fuel prices.The section to the right needs to be updated every time the model is rerun.
Select 'ColstripFuelUsage' from Quick View Manager, copy and paste in N4. 'ColstripFuelUsage is a pivot on Resource Monthtly - Avg (Condition) Fuel Usage by time period for Colstrip

## Conf Fuel Costs
|  | GTN capacity (dth/day) |  |  |  | 1 | 1 | 1 | 1 | 1 | 1 | 1 | 1 | 1 | 1 | 1 | 1 | 1 | 1 | 1 | 1 | 1 | 1 | 1 | 1 | 1 | 1 | 1 | 1 | 1 | 1 | 1 | 1 | 1 | 1 | 1 | 1 | 1 | 1 | 1 | 1 | 1 | 1 | 1 | 1 | 1 | 1 | 1 | 1 | 1 | 1 | 1 | 1 | 1 | 1 | 1 | 1 | 1 | 1 | 1 | 1 | 1 | 1 | 1 | 1 | 1 | 1 | 1 | 1 | 1 | 1 | 1 | 1 | 1 | 1 | 1 | 1 | 1 | 1 | 1 | 1 | 1 | 1 | 1 | 1 | 1 | 1 | 1 | 1 | 1 | 1 | 1 | 1 | 1 | 1 | 1 | 1 | 1 | 1 | 1 | 1 | 1 | 1 | 1 | 1 | 1 | 1 | 1 | 1 | 1 | 1 | 1 | 1 | 1 | 1 | 1 | 1 | 1 | 1 | 1 | 1 | 1 | 1 | 1 | 1 | 1 | 1 | 1 | 1 | 1 | 1 | 1 | 1 | 1 | 1 | 1 | 1 | 1 | 1 | 1 | 1 | 1 | 1 | 1 | 1 | 1 | 1 | 1 | 1 | 1 | 1 | 1 | 1 | 1 | 1 | 1 | 1 | 1 | 1 | 1 | 1 | 1 | 1 | 1 | 1 | 1 | 1 | 1 | 1 | 1 | 1 | 1 | 1 | 1 | 1 | 1 | 1 | 1 | 1 | 1 | 1 | 1 | 1 | 1 | 1 | 1 | 1 | 1 | 1 | 1 | 1 | 1 | 1 | 1 | 1 | 1 | 1 | 1 | 1 | 1 | 1 | 1 | 1 | 1 | 1 | 1 | 1 | 1 | 1 | 1 | 1 | 1 | 1 | 1 | 1 | 1 | 1 | 1 | 1 | 1 | 1 | 1 | 1 | 1 | 1 | 1 | 1 | 1 | 1 | 1 | 1 | 1 | 1 | 1 | 1 | 1 | 1 | 1 | 1 | 1 | 1 | 1 | 1 | 1 | 1 | 1 | 1 | 1 | 1 | 1 | 1 | 1 | 1 | 1 | 1 | 1 | 1 | 1 | 1 | 1 | 1 | 1 | 1 | 1 | 1 | 1 | 1 | 1 | 1 | 1 | 1 | 1 | 1 | 1 | 1 | 1 | 1 | 1 | 1 | 1 | 1 | 1 | 1 | 1 | 1 | 1 | 1 | 1 | 1 | 1 | 1 | 1 | 1 | 1 | 1 | 1 | 1 | 1 | 1 | 1 | 1 | 1 | 1 | 1 | 1 | 1 | 1 | 1 | 1 | 1 | 1 | 1 | 1 | 1 | 1 | 1 | 1 | 1 | 1 | 1 | 1 | 1 | 1 | 1 | 1 | 1 | 1 | 1 | 1 | 1 | 1 | 1 | 1 | 1 | 1 | 1 | 1 | 1 | 1 | 1 | 1 | 1 | 1 | 1 | 1 | 1 | 1 | 1 | 1 | 1 | 1 | 1 | 1 | 1 | 1 | 1 | 1 | 1 | 1 | 1 | 1 | 1 | 1 | 1 | 1 | 1 | 1 | 1 | 1 | 1
| A_1 | AE-KG | 69989 | 69989 |  | 2025_01_01 | 2025_01_02 | 2025_01_03 | 2025_01_04 | 2025_01_05 | 2025_01_06 | 2025_01_07 | 2025_01_08 | 2025_01_09 | 2025_01_10 | 2025_01_11 | 2025_01_12 | 2025_01_13 | 2025_01_14 | 2025_01_15 | 2025_01_16 | 2025_01_17 | 2025_01_18 | 2025_01_19 | 2025_01_20 | 2025_01_21 | 2025_01_22 | 2025_01_23 | 2025_01_24 | 2025_01_25 | 2025_01_26 | 2025_01_27 | 2025_01_28 | 2025_01_29 | 2025_01_30 | 2025_01_31 | 2025_02_01 | 2025_02_02 | 2025_02_03 | 2025_02_04 | 2025_02_05 | 2025_02_06 | 2025_02_07 | 2025_02_08 | 2025_02_09 | 2025_02_10 | 2025_02_11 | 2025_02_12 | 2025_02_13 | 2025_02_14 | 2025_02_15 | 2025_02_16 | 2025_02_17 | 2025_02_18 | 2025_02_19 | 2025_02_20 | 2025_02_21 | 2025_02_22 | 2025_02_23 | 2025_02_24 | 2025_02_25 | 2025_02_26 | 2025_02_27 | 2025_02_28 | 2025_03_01 | 2025_03_02 | 2025_03_03 | 2025_03_04 | 2025_03_05 | 2025_03_06 | 2025_03_07 | 2025_03_08 | 2025_03_09 | 2025_03_10 | 2025_03_11 | 2025_03_12 | 2025_03_13 | 2025_03_14 | 2025_03_15 | 2025_03_16 | 2025_03_17 | 2025_03_18 | 2025_03_19 | 2025_03_20 | 2025_03_21 | 2025_03_22 | 2025_03_23 | 2025_03_24 | 2025_03_25 | 2025_03_26 | 2025_03_27 | 2025_03_28 | 2025_03_29 | 2025_03_30 | 2025_03_31 | 2025_04_01 | 2025_04_02 | 2025_04_03 | 2025_04_04 | 2025_04_05 | 2025_04_06 | 2025_04_07 | 2025_04_08 | 2025_04_09 | 2025_04_10 | 2025_04_11 | 2025_04_12 | 2025_04_13 | 2025_04_14 | 2025_04_15 | 2025_04_16 | 2025_04_17 | 2025_04_18 | 2025_04_19 | 2025_04_20 | 2025_04_21 | 2025_04_22 | 2025_04_23 | 2025_04_24 | 2025_04_25 | 2025_04_26 | 2025_04_27 | 2025_04_28 | 2025_04_29 | 2025_04_30 | 2025_05_01 | 2025_05_02 | 2025_05_03 | 2025_05_04 | 2025_05_05 | 2025_05_06 | 2025_05_07 | 2025_05_08 | 2025_05_09 | 2025_05_10 | 2025_05_11 | 2025_05_12 | 2025_05_13 | 2025_05_14 | 2025_05_15 | 2025_05_16 | 2025_05_17 | 2025_05_18 | 2025_05_19 | 2025_05_20 | 2025_05_21 | 2025_05_22 | 2025_05_23 | 2025_05_24 | 2025_05_25 | 2025_05_26 | 2025_05_27 | 2025_05_28 | 2025_05_29 | 2025_05_30 | 2025_05_31 | 2025_06_01 | 2025_06_02 | 2025_06_03 | 2025_06_04 | 2025_06_05 | 2025_06_06 | 2025_06_07 | 2025_06_08 | 2025_06_09 | 2025_06_10 | 2025_06_11 | 2025_06_12 | 2025_06_13 | 2025_06_14 | 2025_06_15 | 2025_06_16 | 2025_06_17 | 2025_06_18 | 2025_06_19 | 2025_06_20 | 2025_06_21 | 2025_06_22 | 2025_06_23 | 2025_06_24 | 2025_06_25 | 2025_06_26 | 2025_06_27 | 2025_06_28 | 2025_06_29 | 2025_06_30 | 2025_07_01 | 2025_07_02 | 2025_07_03 | 2025_07_04 | 2025_07_05 | 2025_07_06 | 2025_07_07 | 2025_07_08 | 2025_07_09 | 2025_07_10 | 2025_07_11 | 2025_07_12 | 2025_07_13 | 2025_07_14 | 2025_07_15 | 2025_07_16 | 2025_07_17 | 2025_07_18 | 2025_07_19 | 2025_07_20 | 2025_07_21 | 2025_07_22 | 2025_07_23 | 2025_07_24 | 2025_07_25 | 2025_07_26 | 2025_07_27 | 2025_07_28 | 2025_07_29 | 2025_07_30 | 2025_07_31 | 2025_08_01 | 2025_08_02 | 2025_08_03 | 2025_08_04 | 2025_08_05 | 2025_08_06 | 2025_08_07 | 2025_08_08 | 2025_08_09 | 2025_08_10 | 2025_08_11 | 2025_08_12 | 2025_08_13 | 2025_08_14 | 2025_08_15 | 2025_08_16 | 2025_08_17 | 2025_08_18 | 2025_08_19 | 2025_08_20 | 2025_08_21 | 2025_08_22 | 2025_08_23 | 2025_08_24 | 2025_08_25 | 2025_08_26 | 2025_08_27 | 2025_08_28 | 2025_08_29 | 2025_08_30 | 2025_08_31 | 2025_09_01 | 2025_09_02 | 2025_09_03 | 2025_09_04 | 2025_09_05 | 2025_09_06 | 2025_09_07 | 2025_09_08 | 2025_09_09 | 2025_09_10 | 2025_09_11 | 2025_09_12 | 2025_09_13 | 2025_09_14 | 2025_09_15 | 2025_09_16 | 2025_09_17 | 2025_09_18 | 2025_09_19 | 2025_09_20 | 2025_09_21 | 2025_09_22 | 2025_09_23 | 2025_09_24 | 2025_09_25 | 2025_09_26 | 2025_09_27 | 2025_09_28 | 2025_09_29 | 2025_09_30 | 2025_10_01 | 2025_10_02 | 2025_10_03 | 2025_10_04 | 2025_10_05 | 2025_10_06 | 2025_10_07 | 2025_10_08 | 2025_10_09 | 2025_10_10 | 2025_10_11 | 2025_10_12 | 2025_10_13 | 2025_10_14 | 2025_10_15 | 2025_10_16 | 2025_10_17 | 2025_10_18 | 2025_10_19 | 2025_10_20 | 2025_10_21 | 2025_10_22 | 2025_10_23 | 2025_10_24 | 2025_10_25 | 2025_10_26 | 2025_10_27 | 2025_10_28 | 2025_10_29 | 2025_10_30 | 2025_10_31 | 2025_11_01 | 2025_11_02 | 2025_11_03 | 2025_11_04 | 2025_11_05 | 2025_11_06 | 2025_11_07 | 2025_11_08 | 2025_11_09 | 2025_11_10 | 2025_11_11 | 2025_11_12 | 2025_11_13 | 2025_11_14 | 2025_11_15 | 2025_11_16 | 2025_11_17 | 2025_11_18 | 2025_11_19 | 2025_11_20 | 2025_11_21 | 2025_11_22 | 2025_11_23 | 2025_11_24 | 2025_11_25 | 2025_11_26 | 2025_11_27 | 2025_11_28 | 2025_11_29 | 2025_11_30 | 2025_12_01 | 2025_12_02 | 2025_12_03 | 2025_12_04 | 2025_12_05 | 2025_12_06 | 2025_12_07 | 2025_12_08 | 2025_12_09 | 2025_12_10 | 2025_12_11 | 2025_12_12 | 2025_12_13 | 2025_12_14 | 2025_12_15 | 2025_12_16 | 2025_12_17 | 2025_12_18 | 2025_12_19 | 2025_12_20 | 2025_12_21 | 2025_12_22 | 2025_12_23 | 2025_12_24 | 2025_12_25 | 2025_12_26 | 2025_12_27 | 2025_12_28 | 2025_12_29 | 2025_12_30 | 2025_12_31 | 000's | 365
| K_1 | KG-ST | 43000 |  |  | 1 | 1 | 1 | 1 | 1 | 1 | 1 | 1 | 1 | 1 | 1 | 1 | 1 | 1 | 1 | 1 | 1 | 1 | 1 | 1 | 1 | 1 | 1 | 1 | 1 | 1 | 1 | 1 | 1 | 1 | 1 | 2 | 2 | 2 | 2 | 2 | 2 | 2 | 2 | 2 | 2 | 2 | 2 | 2 | 2 | 2 | 2 | 2 | 2 | 2 | 2 | 2 | 2 | 2 | 2 | 2 | 2 | 2 | 2 | 3 | 3 | 3 | 3 | 3 | 3 | 3 | 3 | 3 | 3 | 3 | 3 | 3 | 3 | 3 | 3 | 3 | 3 | 3 | 3 | 3 | 3 | 3 | 3 | 3 | 3 | 3 | 3 | 3 | 3 | 3 | 4 | 4 | 4 | 4 | 4 | 4 | 4 | 4 | 4 | 4 | 4 | 4 | 4 | 4 | 4 | 4 | 4 | 4 | 4 | 4 | 4 | 4 | 4 | 4 | 4 | 4 | 4 | 4 | 4 | 4 | 5 | 5 | 5 | 5 | 5 | 5 | 5 | 5 | 5 | 5 | 5 | 5 | 5 | 5 | 5 | 5 | 5 | 5 | 5 | 5 | 5 | 5 | 5 | 5 | 5 | 5 | 5 | 5 | 5 | 5 | 5 | 6 | 6 | 6 | 6 | 6 | 6 | 6 | 6 | 6 | 6 | 6 | 6 | 6 | 6 | 6 | 6 | 6 | 6 | 6 | 6 | 6 | 6 | 6 | 6 | 6 | 6 | 6 | 6 | 6 | 6 | 7 | 7 | 7 | 7 | 7 | 7 | 7 | 7 | 7 | 7 | 7 | 7 | 7 | 7 | 7 | 7 | 7 | 7 | 7 | 7 | 7 | 7 | 7 | 7 | 7 | 7 | 7 | 7 | 7 | 7 | 7 | 8 | 8 | 8 | 8 | 8 | 8 | 8 | 8 | 8 | 8 | 8 | 8 | 8 | 8 | 8 | 8 | 8 | 8 | 8 | 8 | 8 | 8 | 8 | 8 | 8 | 8 | 8 | 8 | 8 | 8 | 8 | 9 | 9 | 9 | 9 | 9 | 9 | 9 | 9 | 9 | 9 | 9 | 9 | 9 | 9 | 9 | 9 | 9 | 9 | 9 | 9 | 9 | 9 | 9 | 9 | 9 | 9 | 9 | 9 | 9 | 9 | 10 | 10 | 10 | 10 | 10 | 10 | 10 | 10 | 10 | 10 | 10 | 10 | 10 | 10 | 10 | 10 | 10 | 10 | 10 | 10 | 10 | 10 | 10 | 10 | 10 | 10 | 10 | 10 | 10 | 10 | 10 | 11 | 11 | 11 | 11 | 11 | 11 | 11 | 11 | 11 | 11 | 11 | 11 | 11 | 11 | 11 | 11 | 11 | 11 | 11 | 11 | 11 | 11 | 11 | 11 | 11 | 11 | 11 | 11 | 11 | 11 | 12 | 12 | 12 | 12 | 12 | 12 | 12 | 12 | 12 | 12 | 12 | 12 | 12 | 12 | 12 | 12 | 12 | 12 | 12 | 12 | 12 | 12 | 12 | 12 | 12 | 12 | 12 | 12 | 12 | 12 | 12
| K_2 | KG-MA | 26388 |  | plant abbrev | 1 | 2 | 3 | 4 | 5 | 6 | 7 | 8 | 9 | 10 | 11 | 12 | 13 | 14 | 15 | 16 | 17 | 18 | 19 | 20 | 21 | 22 | 23 | 24 | 25 | 26 | 27 | 28 | 29 | 30 | 31 | 32 | 33 | 34 | 35 | 36 | 37 | 38 | 39 | 40 | 41 | 42 | 43 | 44 | 45 | 46 | 47 | 48 | 49 | 50 | 51 | 52 | 53 | 54 | 55 | 56 | 57 | 58 | 59 | 60 | 61 | 62 | 63 | 64 | 65 | 66 | 67 | 68 | 69 | 70 | 71 | 72 | 73 | 74 | 75 | 76 | 77 | 78 | 79 | 80 | 81 | 82 | 83 | 84 | 85 | 86 | 87 | 88 | 89 | 90 | 91 | 92 | 93 | 94 | 95 | 96 | 97 | 98 | 99 | 100 | 101 | 102 | 103 | 104 | 105 | 106 | 107 | 108 | 109 | 110 | 111 | 112 | 113 | 114 | 115 | 116 | 117 | 118 | 119 | 120 | 121 | 122 | 123 | 124 | 125 | 126 | 127 | 128 | 129 | 130 | 131 | 132 | 133 | 134 | 135 | 136 | 137 | 138 | 139 | 140 | 141 | 142 | 143 | 144 | 145 | 146 | 147 | 148 | 149 | 150 | 151 | 152 | 153 | 154 | 155 | 156 | 157 | 158 | 159 | 160 | 161 | 162 | 163 | 164 | 165 | 166 | 167 | 168 | 169 | 170 | 171 | 172 | 173 | 174 | 175 | 176 | 177 | 178 | 179 | 180 | 181 | 182 | 183 | 184 | 185 | 186 | 187 | 188 | 189 | 190 | 191 | 192 | 193 | 194 | 195 | 196 | 197 | 198 | 199 | 200 | 201 | 202 | 203 | 204 | 205 | 206 | 207 | 208 | 209 | 210 | 211 | 212 | 213 | 214 | 215 | 216 | 217 | 218 | 219 | 220 | 221 | 222 | 223 | 224 | 225 | 226 | 227 | 228 | 229 | 230 | 231 | 232 | 233 | 234 | 235 | 236 | 237 | 238 | 239 | 240 | 241 | 242 | 243 | 244 | 245 | 246 | 247 | 248 | 249 | 250 | 251 | 252 | 253 | 254 | 255 | 256 | 257 | 258 | 259 | 260 | 261 | 262 | 263 | 264 | 265 | 266 | 267 | 268 | 269 | 270 | 271 | 272 | 273 | 274 | 275 | 276 | 277 | 278 | 279 | 280 | 281 | 282 | 283 | 284 | 285 | 286 | 287 | 288 | 289 | 290 | 291 | 292 | 293 | 294 | 295 | 296 | 297 | 298 | 299 | 300 | 301 | 302 | 303 | 304 | 305 | 306 | 307 | 308 | 309 | 310 | 311 | 312 | 313 | 314 | 315 | 316 | 317 | 318 | 319 | 320 | 321 | 322 | 323 | 324 | 325 | 326 | 327 | 328 | 329 | 330 | 331 | 332 | 333 | 334 | 335 | 336 | 337 | 338 | 339 | 340 | 341 | 342 | 343 | 344 | 345 | 346 | 347 | 348 | 349 | 350 | 351 | 352 | 353 | 354 | 355 | 356 | 357 | 358 | 359 | 360 | 361 | 362 | 363 | 364 | 365 | Total | dth/dy | max
Gas Burned Qty
000's of dth/dy | Rathdrum |  |  |  | R | 39001.22 | 41818.46 | 43697.17 | 43368.92 | 43137.57 | 43448.85 | 43328.16 | 39937 | 42906.62 | 43482.79 | 43261.47 | 42048.77 | 42892.58 | 43167.8 | 43355.16 | 43448.85 | 41899.46 | 43288.46 | 42105.44 | 43232.87 | 43328.16 | 42132.32 | 30481.4 | 0 | 0 | 14684.999 | 43448.85 | 42589.21 | 41568.66 | 42075.82 | 43617.36 | 0 | 0 | 0 | 0 | 0 | 0 | 43176.86 | 43031.16 | 43040.77 | 42834.8 | 43233.6 | 43205.54 | 43164.36 | 42891.64 | 18145.141 | 0 | 9169.06 | 14606.492 | 43323.08 | 43210.87 | 43375.66 | 43080.18 | 42570.27 | 43375.66 | 43205.54 | 42764.5 | 42870.18 | 14205.427 | 25250.65 | 24897.76 | 36104.51 | 42403.22 | 41409 | 33081.42 | 0 | 31356.03 | 40886.88 | 38112.58 | 22022.66 | 26068.29 | 25607.18 | 40719.21 | 26584.77 | 13876.322 | 40248.08 | 42121.94 | 41788.91 | 19484.036 | 40181.88 | 42222.94 | 24006.73 | 42444.18 | 42415.82 | 42718.3 | 42108.88 | 42692.46 | 22601.57 | 41550.81 | 42705.38 | 18706.83 | 19650.44 | 18947.92 | 6547.862 | 6007.795 | 10492.33 | 18756.22 | 5100.507 | 7920.006 | 7916.996 | 19018.84 | 19453.39 | 18390.01 | 20106.97 | 19595.66 | 19911.24 | 19917.55 | 19917.55 | 19876.61 | 18032.34 | 9217.807 | 20159.44 | 19917.55 | 18335.57 | 18296.64 | 13301.05 | 3051.759 | 4332.754 | 124.16 | 0 | 0 | 1671.492 | 2795.661 | 0 | 7314.364 | 5316.951 | 5231.392 | 9891.687 | 11612.13 | 2553.616 | 5203.179 | 7881.375 | 7457.015 | 9425.839 | 6445.777 | 3272.638 | 4002.271 | 0 | 2892.612 | 3847.01 | 6860.45 | 18450.88 | 13284.01 | 1099.5254 | 3670.105 | 4294.057 | 6700.526 | 11174.18 | 19186.37 | 19598.41 | 20185.5 | 10571.92 | 12084.34 | 12045.28 | 11731.36 | 10965.78 | 10440.27 | 9847.958 | 9557.049 | 10251.78 | 0 | 0 | 4441.814 | 6237.972 | 0 | 0 | 124.16 | 3363.275 | 10671.99 | 9320.71 | 9050.46 | 2911.635 | 4918.536 | 9014.91 | 9778.666 | 9828.564 | 10854.02 | 9903.282 | 7056.45 | 2593.819 | 0 | 15018.01 | 19611.65 | 18990.9 | 19260.19 | 10412.05 | 124.16 | 7762.884 | 12338.24 | 15005.58 | 9210.539 | 10156.178 | 7539.86 | 124.16 | 6321.368 | 11024.57 | 18760.91 | 19242.46 | 18599.48 | 12049.29 | 17722.05 | 19114.79 | 18685.22 | 19123.42 | 19560.75 | 19229.11 | 19257.32 | 19002.48 | 19277.01 | 17951.04 | 18149.79 | 18074.1 | 39083.88 | 38816.15 | 38617.45 | 39157.97 | 38909.65 | 38909.65 | 38909.65 | 38909.65 | 38671.6 | 36061.62 | 34369.31 | 38909.65 | 38909.65 | 38909.65 | 38909.65 | 38816.15 | 37509.23 | 36661.4 | 39033.81 | 38836.89 | 38909.65 | 38909.65 | 38615.72 | 12916.98 | 39011.12 | 38909.65 | 38909.65 | 38909.65 | 38909.65 | 38851.21 | 38664.19 | 37226.67 | 39984.04 | 40137.52 | 39722.1 | 38066.43 | 40137.52 | 40113.32 | 39979.62 | 40113.32 | 40040.74 | 40213.29 | 39894.92 | 40137.52 | 38796.1 | 39010.47 | 40013.28 | 39890.62 | 39979.3 | 39116.54 | 40385.84 | 40137.52 | 40113.32 | 40089.13 | 40089.13 | 40064.93 | 39894.92 | 40137.52 | 40137.52 | 40089.13 | 40113.32 | 36815.9 | 36815.9 | 36815.9 | 36815.9 | 36815.9 | 36815.9 | 33716.4 | 27467.76 | 36815.9 | 36815.9 | 36815.9 | 36815.9 | 36815.9 | 36815.9 | 36815.9 | 36815.9 | 33716.4 | 27467.76 | 36815.9 | 36815.9 | 30664.17 | 30572.37 | 36815.9 | 36815.9 | 36815.9 | 36815.9 | 36815.9 | 36815.9 | 36803.09 | 36777.49 | 36815.9 | 34985.17 | 0 | 33273.31 | 40014.97 | 39948.48 | 40001.97 | 40014.97 | 40014.97 | 40014.97 | 40014.97 | 40014.97 | 40014.97 | 40014.97 | 40014.97 | 39935.48 | 39935.48 | 39893.48 | 39920.98 | 33337.89 | 33273.3 | 39920.98 | 39519.98 | 39922.48 | 13298.784 | 39920.98 | 40014.97 | 40014.97 | 40014.97 | 40014.97 | 39909.49 | 41305.45 | 41306.52 | 41306.52 | 41306.52 | 41306.52 | 41306.52 | 41306.52 | 41306.52 | 41306.52 | 41306.52 | 41306.52 | 41242.35 | 20176.135 | 7332.91 | 6170.171 | 34616.83 | 39763.23 | 41306.52 | 41306.52 | 41306.52 | 40975.37 | 39551.77 | 39853.53 | 22308.88 | 0 | 248.32 | 0 | 0 | 0 | 0 | 41277.21 | 9814702.2444 | 26889.5952 | 43697.17
| Lanc |  |  |  | L | 46414.352 | 43552.38 | 42042.68 | 42042.68 | 42042.68 | 45382.111 | 45382.111 | 42042.68 | 42042.68 | 42042.68 | 42042.68 | 42042.68 | 45591.918 | 45591.918 | 42042.68 | 45382.111 | 42042.68 | 42042.68 | 42042.68 | 45382.111 | 45382.111 | 42042.68 | 44969.71 | 41459.56 | 41935.71 | 41990.93 | 45591.918 | 45312.175 | 45207.271 | 42042.68 | 45591.918 | 0 | 0 | 11728.92 | 45008.163 | 40875.326 | 37595.3 | 46684.05 | 45173.924 | 44799.381 | 41752.27 | 45121.582 | 41765.98 | 41765.98 | 41759.12 | 41426.55 | 13931.03 | 35323.005 | 41573.98 | 45331.307 | 41765.98 | 45331.307 | 41635.7 | 41539.69 | 45541.032 | 45313.83 | 41741.98 | 45349.459 | 43565.766 | 40843.3 | 40931.16 | 41228.97 | 41279.77 | 41279.77 | 41093.5 | 40313.82 | 41060.05 | 41103.83 | 41276.39 | 41242.52 | 41198.49 | 40659.25 | 40468.82 | 41056.3 | 41032.76 | 41059.64 | 41279.77 | 41279.77 | 40666.78 | 41093.5 | 41185 | 41056.32 | 41279.77 | 41279.77 | 41279.77 | 41276.39 | 41279.77 | 40380.58 | 41157.9 | 41279.77 | 35408.03 | 35408.03 | 35408.03 | 33996.68 | 35182.43 | 35152.57 | 35408.03 | 31469.24 | 33162.31 | 35408.03 | 35408.03 | 35398.07 | 34887.96 | 35408.03 | 35408.03 | 35408.03 | 35408.03 | 35408.03 | 35408.03 | 35354.95 | 35398.07 | 35408.03 | 35408.03 | 35408.03 | 35408.03 | 35381.48 | 9470.296 | 36691.44 | 34353.32 | 11844.97 | 0 | 11933.87 | 11894.13 | 5870.578 | 37103.82 | 33055.21 | 18285.78 | 35098.22 | 34394.33 | 4710.138 | 12048.31 | 32983.6 | 18172.03 | 36179.71 | 33190.48 | 0 | 0 | 0 | 0 | 13558.03 | 32862.99 | 37271.47 | 36105.2 | 6280.184 | 19760.9 | 36693.28 | 33617.73 | 36924.03 | 37271.47 | 37271.47 | 37252.19 | 24059.5 | 22777.29 | 22777.29 | 22777.29 | 22777.29 | 22777.29 | 22652.88 | 24152.36 | 22777.29 | 15833.45 | 0 | 21328.14 | 21169.73 | 22026.68 | 6292.399 | 0 | 14855.09 | 24286.99 | 22502.45 | 22386.6 | 21140.2 | 23297.16 | 23067.31 | 22767.92 | 22777.29 | 22777.29 | 22685.67 | 22575.89 | 21655.14 | 0 | 37658.22 | 36550.46 | 36531.66 | 36550.46 | 34630 | 1509.7 | 20016.93 | 38000.6 | 37564.374 | 24326.93 | 32718.11 | 33634.52 | 25792.02 | 24618.12 | 25018.37 | 36550.46 | 36550.46 | 36503.44 | 34938.26 | 36532.41 | 41379.509 | 39852.339 | 36550.46 | 36550.46 | 36550.46 | 36541.82 | 36538.68 | 38050.76 | 39751.569 | 36497.17 | 39554.926 | 37934.62 | 37922.5 | 37919.48 | 41288.91 | 41498.553 | 41288.91 | 41288.91 | 37934.62 | 37922.5 | 37910.39 | 37934.62 | 37934.62 | 37934.62 | 37934.62 | 37934.62 | 37922.5 | 37913.42 | 37934.62 | 37934.62 | 41288.91 | 37934.62 | 37934.62 | 37919.48 | 36842.95 | 37934.62 | 37934.62 | 37934.62 | 37934.62 | 37934.62 | 37928.56 | 37919.48 | 39176.59 | 39179.76 | 39179.76 | 39176.59 | 39176.59 | 39179.76 | 39179.76 | 39176.59 | 39179.76 | 39176.59 | 39176.59 | 39176.59 | 39179.76 | 39179.76 | 39176.59 | 39176.59 | 39176.59 | 39176.59 | 39173.43 | 39179.76 | 39179.76 | 39176.59 | 39176.59 | 39176.59 | 39176.59 | 39176.59 | 39179.76 | 39179.76 | 39176.59 | 39176.59 | 38545.66 | 38545.66 | 38545.66 | 38545.66 | 38545.66 | 38545.66 | 38545.66 | 38545.66 | 38545.66 | 38545.66 | 38545.66 | 38545.66 | 38545.66 | 38545.66 | 38545.66 | 38545.66 | 38545.66 | 38545.66 | 38545.66 | 38545.66 | 38545.66 | 38545.66 | 38545.66 | 38545.66 | 38545.66 | 38545.66 | 38545.66 | 38545.66 | 38545.66 | 38545.66 | 38545.66 | 41424.02 | 41429.67 | 41429.67 | 41429.67 | 41429.67 | 41429.67 | 41429.67 | 41429.67 | 41429.67 | 41429.67 | 41429.67 | 41429.67 | 41429.67 | 41429.67 | 41429.67 | 41429.67 | 41429.67 | 41429.67 | 41429.67 | 41429.67 | 41429.67 | 41429.67 | 41429.67 | 41429.67 | 41429.67 | 41429.67 | 41429.67 | 41429.67 | 41429.67 | 41429.67 | 45597.619 | 42035.08 | 42035.08 | 42035.08 | 42035.08 | 42035.08 | 42035.08 | 45597.619 | 45597.619 | 42035.08 | 45388.058 | 45388.058 | 42035.08 | 42035.08 | 45178.497 | 45388.058 | 45388.058 | 42035.08 | 42035.08 | 42035.08 | 42035.08 | 42035.08 | 42035.08 | 6992.622 | 0 | 0 | 0 | 0 | 1509.7 | 0 | 41605.6 | 12843067 | 35186.4849 | 46684.05
| Boulder |  |  |  | B | 4601.0388 | 4601.0388 | 5019.315 | 5019.315 | 5019.315 | 5019.315 | 5019.315 | 3973.6248 | 5019.315 | 5019.315 | 5019.315 | 5019.315 | 4182.7626 | 5019.315 | 5019.315 | 5019.315 | 5019.315 | 4601.0388 | 4182.7626 | 5019.315 | 5019.315 | 5019.315 | 3764.4864 | 0 | 0 | 1673.1048 | 5019.315 | 5019.315 | 4810.1772 | 3555.348 | 4601.0388 | 0 | 0 | 0 | 0 | 0 | 0 | 4812.6029 | 4812.6029 | 4812.6029 | 4812.6029 | 4812.6029 | 4812.6029 | 4812.6029 | 4411.5529 | 1002.6256 | 0 | 1002.6256 | 1604.201 | 4812.6029 | 4812.6029 | 4812.6029 | 4812.6029 | 4010.5024 | 4812.6029 | 4812.6029 | 4812.6029 | 4812.6029 | 2406.3015 | 1368.7951 | 1710.994 | 2395.3913 | 4106.3852 | 4106.3852 | 2053.1927 | 0 | 1882.0934 | 3250.8883 | 1710.994 | 1710.994 | 1539.8945 | 1026.5964 | 1882.0934 | 1539.8945 | 171.0994 | 1882.0934 | 3764.1865 | 3593.0872 | 0 | 1026.5964 | 3250.8883 | 0 | 3079.7892 | 3079.7892 | 4106.3852 | 3250.8883 | 4106.3852 | 0 | 1197.6958 | 3250.8883 | 2580.5415 | 3870.8121 | 2903.109 | 1128.9868 | 322.5677 | 967.703 | 1935.4062 | 0 | 806.4191 | 0 | 2580.5415 | 2257.9738 | 1935.4062 | 3225.6769 | 3225.6769 | 3870.8121 | 3870.8121 | 3870.8121 | 3870.8121 | 1451.5545 | 645.1353 | 3225.6769 | 3870.8121 | 1290.2707 | 1612.8385 | 1451.5545 | 0 | 0 | 0 | 0 | 0 | 0 | 0 | 0 | 976.8494 | 781.4795 | 1172.2192 | 2344.4385 | 2149.0685 | 0 | 976.8494 | 1172.2192 | 1562.959 | 1953.6987 | 1953.6987 | 781.4795 | 781.4795 | 0 | 0 | 0 | 1562.959 | 2930.5481 | 2735.1782 | 195.3699 | 0 | 0 | 390.7397 | 2539.8083 | 3125.9179 | 2930.5481 | 3712.0275 | 1880.0787 | 4177.9525 | 5013.5428 | 4804.6452 | 3551.2595 | 2924.5668 | 835.5905 | 0 | 2297.8737 | 0 | 0 | 1671.1809 | 835.5905 | 0 | 0 | 0 | 1044.4881 | 2924.5668 | 1462.2834 | 1671.1809 | 1044.4881 | 1044.4881 | 1044.4881 | 1880.0787 | 2924.5668 | 3760.1574 | 2506.7713 | 1880.0787 | 835.5905 | 0 | 3343.5889 | 5015.3834 | 4179.4862 | 3761.5373 | 2716.666 | 0 | 1880.7687 | 2716.666 | 3134.6145 | 2089.743 | 2716.666 | 1671.7945 | 0 | 1671.7945 | 2716.666 | 5015.3834 | 5015.3834 | 4597.4346 | 2925.6404 | 4597.4346 | 5015.3834 | 5015.3834 | 5015.3834 | 5015.3834 | 5015.3834 | 5015.3834 | 5015.3834 | 5015.3834 | 3970.5119 | 4388.4606 | 4597.4346 | 3965.8097 | 5009.4439 | 5009.4439 | 5009.4439 | 5009.4439 | 5009.4439 | 5009.4439 | 5009.4439 | 4800.717 | 1878.5414 | 2087.2683 | 5009.4439 | 5009.4439 | 5009.4439 | 5009.4439 | 5009.4439 | 3548.3561 | 3339.6292 | 4800.717 | 4383.2634 | 5009.4439 | 5009.4439 | 4800.717 | 834.9073 | 3757.0829 | 5009.4439 | 5009.4439 | 5009.4439 | 5009.4439 | 5009.4439 | 4800.717 | 3333.7735 | 5000.66 | 5000.66 | 4583.9383 | 3750.4952 | 5000.66 | 5000.66 | 5000.66 | 5000.66 | 5000.66 | 5000.66 | 5000.66 | 4792.2989 | 2083.6082 | 3750.4952 | 5000.66 | 4167.2165 | 4583.9383 | 3750.4952 | 4375.5776 | 5000.66 | 5000.66 | 5000.66 | 5000.66 | 5000.66 | 5000.66 | 5000.66 | 5000.66 | 5000.66 | 5000.66 | 4957.9958 | 4957.9958 | 4957.9958 | 4957.9958 | 4957.9958 | 4957.9958 | 4544.8295 | 3925.0803 | 4957.9958 | 4957.9958 | 4957.9958 | 4957.9958 | 4957.9958 | 4957.9958 | 4957.9958 | 4957.9958 | 4131.6632 | 3925.0803 | 4957.9958 | 4957.9958 | 4131.6632 | 4131.6632 | 4131.6632 | 4957.9958 | 4957.9958 | 4957.9958 | 3718.4968 | 4131.6632 | 4957.9958 | 4957.9958 | 4957.9958 | 1794.8442 | 0 | 2592.553 | 3988.5431 | 3988.5431 | 3988.5431 | 4187.9701 | 4786.2517 | 4786.2517 | 4786.2517 | 4786.2517 | 4786.2517 | 4786.2517 | 4786.2517 | 4786.2517 | 4786.2517 | 3988.5431 | 2791.98 | 3988.5431 | 3190.8344 | 3988.5431 | 2791.98 | 4786.2517 | 1196.5629 | 3589.6885 | 4786.2517 | 4786.2517 | 4786.2517 | 4786.2517 | 4786.2517 | 3964.949 | 5008.3562 | 5008.3562 | 5008.3562 | 5008.3562 | 5008.3562 | 5008.3562 | 5008.3562 | 5008.3562 | 5008.3562 | 5008.3562 | 5008.3562 | 2086.8149 | 1252.0889 | 834.726 | 4799.675 | 5008.3562 | 5008.3562 | 5008.3562 | 5008.3562 | 5008.3562 | 2712.8596 | 4173.6303 | 2712.8596 | 0 | 0 | 0 | 0 | 0 | 834.726 | 4173.6303 | 1194679.4034 | 3273.0943 | 5019.315
| Kettle |  |  |  | K | 1570.6 | 1492.07 | 1884.72 | 1884.72 | 1884.72 | 1884.72 | 1884.72 | 1492.07 | 1884.72 | 1884.72 | 1884.72 | 1884.72 | 1570.6 | 1884.72 | 1884.72 | 1884.72 | 1884.72 | 1727.66 | 1099.42 | 1884.72 | 1884.72 | 1570.6 | 1335.01 | 0 | 0 | 628.2401 | 1884.72 | 1884.72 | 1649.13 | 1570.6 | 1806.19 | 0 | 0 | 0 | 0 | 0 | 0 | 1888.031 | 1888.031 | 1888.031 | 1888.031 | 1888.031 | 1888.031 | 1888.031 | 1730.695 | 0 | 0 | 393.3398 | 629.3438 | 1888.031 | 1888.031 | 1888.031 | 1888.031 | 1888.031 | 1888.031 | 1888.031 | 1888.031 | 1888.031 | 944.0156 | 316.1822 | 316.1822 | 869.5011 | 1897.093 | 1897.093 | 395.2278 | 0 | 553.3188 | 1897.093 | 711.41 | 0 | 395.2278 | 474.2733 | 1106.638 | 948.5466 | 79.0456 | 1027.592 | 1739.002 | 1739.002 | 0 | 790.4556 | 1659.957 | 79.0456 | 1897.093 | 1897.093 | 1897.093 | 1897.093 | 1897.093 | 79.0456 | 553.3188 | 1897.093 | 1591.803 | 1910.163 | 1910.163 | 557.131 | 557.131 | 477.5409 | 1034.672 | 0 | 557.131 | 159.1803 | 1353.032 | 1910.163 | 875.4916 | 1591.803 | 1910.163 | 1910.163 | 1910.163 | 1910.163 | 1910.163 | 716.3113 | 477.5409 | 1591.803 | 1910.163 | 1193.852 | 1193.852 | 875.4916 | 0 | 0 | 0 | 0 | 0 | 0 | 0 | 0 | 384.6614 | 76.9323 | 461.5937 | 923.1874 | 1000.12 | 0 | 384.6614 | 461.5937 | 615.4583 | 769.3229 | 769.3229 | 0 | 307.7292 | 0 | 0 | 0 | 615.4583 | 1230.917 | 1077.052 | 76.9323 | 0 | 0 | 153.8646 | 1000.12 | 1846.375 | 1307.849 | 1846.375 | 1134.797 | 1945.366 | 1945.366 | 1864.309 | 1377.967 | 1945.366 | 486.3415 | 0 | 1377.967 | 0 | 0 | 729.5122 | 1134.797 | 0 | 0 | 0 | 486.3415 | 1621.138 | 648.4553 | 810.5691 | 405.2845 | 405.2845 | 405.2845 | 891.626 | 1540.081 | 1945.366 | 1377.967 | 729.5122 | 324.2276 | 0 | 1388.706 | 1960.526 | 1960.526 | 1960.526 | 1061.952 | 0 | 735.1973 | 1143.64 | 1225.329 | 816.8858 | 1061.952 | 735.1973 | 0 | 735.1973 | 1061.952 | 1960.526 | 1960.526 | 1878.837 | 1307.017 | 1960.526 | 1960.526 | 1960.526 | 1960.526 | 1960.526 | 1960.526 | 1960.526 | 1960.526 | 1960.526 | 1878.837 | 1633.772 | 1960.526 | 1960.876 | 1960.876 | 1960.876 | 1960.876 | 1960.876 | 1960.876 | 1960.876 | 1960.876 | 1879.173 | 898.7347 | 817.0316 | 1960.876 | 1960.876 | 1960.876 | 1960.876 | 1960.876 | 1388.954 | 1388.954 | 1960.876 | 1960.876 | 1960.876 | 1960.876 | 1960.876 | 571.9221 | 1470.657 | 1960.876 | 1960.876 | 1960.876 | 1960.876 | 1960.876 | 1879.173 | 1157.751 | 1736.627 | 1736.627 | 1591.908 | 1302.47 | 1736.627 | 1736.627 | 1736.627 | 1736.627 | 1736.627 | 1736.627 | 1736.627 | 1736.627 | 1664.268 | 1302.47 | 1736.627 | 1736.627 | 1736.627 | 1664.268 | 1519.549 | 1736.627 | 1736.627 | 1736.627 | 1736.627 | 1736.627 | 1736.627 | 1736.627 | 1736.627 | 1736.627 | 1736.627 | 1582.352 | 1582.352 | 1582.352 | 1582.352 | 1582.352 | 1582.352 | 1450.49 | 1252.695 | 1582.352 | 1582.352 | 1582.352 | 1582.352 | 1582.352 | 1582.352 | 1582.352 | 1582.352 | 1318.627 | 1252.695 | 1582.352 | 1582.352 | 1318.627 | 1318.627 | 1582.352 | 1582.352 | 1582.352 | 1582.352 | 1582.352 | 1582.352 | 1582.352 | 1582.352 | 1582.352 | 787.8415 | 0 | 1496.899 | 1890.82 | 1890.82 | 1890.82 | 1890.82 | 1890.82 | 1890.82 | 1890.82 | 1890.82 | 1890.82 | 1890.82 | 1890.82 | 1890.82 | 1890.82 | 1890.82 | 1890.82 | 1575.683 | 1260.546 | 1890.82 | 787.8415 | 1890.82 | 78.7841 | 945.4098 | 1890.82 | 1890.82 | 1890.82 | 1890.82 | 1890.82 | 1883.169 | 1883.169 | 1883.169 | 1883.169 | 1883.169 | 1883.169 | 1883.169 | 1883.169 | 1883.169 | 1883.169 | 1883.169 | 1883.169 | 627.7231 | 0 | 0 | 1726.238 | 1569.308 | 1883.169 | 1883.169 | 1883.169 | 1726.238 | 706.1885 | 1490.842 | 1020.05 | 0 | 0 | 0 | 0 | 0 | 0 | 1490.842 | 473421.5997 | 1297.0455 | 1960.876
| Northeast |  |  |  | N | 0 | 0 | 0 | 0 | 0 | 0 | 0 | 0 | 0 | 0 | 0 | 0 | 0 | 0 | 0 | 0 | 0 | 0 | 0 | 0 | 0 | 0 | 0 | 0 | 0 | 0 | 0 | 0 | 0 | 0 | 0 | 0 | 0 | 0 | 0 | 0 | 0 | 0 | 0 | 0 | 0 | 0 | 0 | 0 | 0 | 0 | 0 | 0 | 0 | 0 | 0 | 0 | 0 | 0 | 0 | 0 | 0 | 0 | 0 | 0 | 0 | 0 | 0 | 0 | 0 | 0 | 0 | 0 | 0 | 0 | 0 | 0 | 0 | 0 | 0 | 0 | 0 | 0 | 0 | 0 | 0 | 0 | 0 | 0 | 0 | 0 | 0 | 0 | 0 | 0 | 0 | 0 | 0 | 0 | 0 | 0 | 0 | 0 | 0 | 0 | 0 | 0 | 0 | 0 | 0 | 0 | 0 | 0 | 0 | 0 | 0 | 0 | 0 | 0 | 0 | 0 | 0 | 0 | 0 | 0 | 0 | 0 | 0 | 0 | 0 | 0 | 0 | 0 | 0 | 0 | 0 | 0 | 0 | 0 | 0 | 0 | 0 | 0 | 0 | 0 | 0 | 0 | 0 | 0 | 0 | 0 | 0 | 0 | 0 | 0 | 0 | 0 | 0 | 0 | 0 | 0 | 0 | 0 | 0 | 0 | 0 | 0 | 0 | 0 | 0 | 0 | 0 | 0 | 0 | 0 | 0 | 0 | 0 | 0 | 0 | 0 | 0 | 0 | 0 | 0 | 0 | 0 | 0 | 0 | 0 | 0 | 0 | 0 | 0 | 0 | 0 | 0 | 0 | 0 | 0 | 0 | 0 | 0 | 0 | 0 | 0 | 0 | 0 | 0 | 0 | 0 | 0 | 0 | 0 | 0 | 0 | 0 | 0 | 0 | 0 | 0 | 0 | 0 | 0 | 0 | 0 | 0 | 0 | 0 | 0 | 0 | 0 | 0 | 0 | 0 | 0 | 0 | 0 | 0 | 0 | 0 | 0 | 0 | 0 | 0 | 0 | 0 | 0 | 0 | 0 | 0 | 0 | 0 | 0 | 0 | 0 | 0 | 0 | 0 | 0 | 0 | 0 | 0 | 0 | 0 | 0 | 0 | 0 | 0 | 0 | 0 | 0 | 0 | 0 | 0 | 0 | 0 | 0 | 0 | 0 | 0 | 0 | 0 | 0 | 0 | 0 | 0 | 0 | 0 | 0 | 0 | 0 | 0 | 0 | 0 | 0 | 0 | 0 | 0 | 0 | 0 | 0 | 0 | 0 | 0 | 0 | 0 | 0 | 0 | 0 | 0 | 0 | 0 | 0 | 0 | 0 | 0 | 0 | 0 | 0 | 0 | 0 | 0 | 0 | 0 | 0 | 0 | 0 | 0 | 0 | 0 | 0 | 0 | 0 | 0 | 0 | 0 | 0 | 0 | 0 | 0 | 0 | 0 | 0 | 0 | 0 | 0 | 0 | 0 | 0 | 0 | 0 | 0 | 0 | 0 | 0 | 0 | 0 | 0 | 0 | 0 | 0 | 0 | 0 | 0 | 0 | 0 | 0 | 0 | 0 | 0 | 0 | 0
| Coyote |  |  |  | C | 48336.133 | 48387.62 | 48763.327 | 48773.907 | 46615.04 | 49018.415 | 48636.956 | 46615.04 | 48859.132 | 48636.37 | 48774.493 | 48605.216 | 48636.956 | 49656.132 | 49656.132 | 46615.04 | 48816.812 | 46615.04 | 48572.891 | 48763.913 | 48636.956 | 48636.956 | 46704.155 | 44016.1807 | 47925.018 | 48351.043 | 48763.913 | 48594.636 | 49535.034 | 46742.5836 | 49145.958 | 39522.86 | 10981.971 | 13588.84 | 47894.749 | 37329.3908 | 37012.6408 | 49917.703 | 47322.041 | 48348.62 | 48535.393 | 48155.125 | 47646.959 | 47996.03 | 47519.229 | 45075.13 | 42501.41 | 47097.631 | 47794.098 | 48662.956 | 48662.956 | 48155.125 | 47874.825 | 48146.694 | 48662.956 | 48662.956 | 48507.63 | 47491.634 | 46422.645 | 35637.76 | 35862.62 | 36313.43 | 36495.59 | 36495.59 | 36088.92 | 33762.52 | 36179.96 | 36261.66 | 36444.75 | 36389.69 | 36219.18 | 35325.98 | 35413.95 | 36118.34 | 35964.27 | 35865.59 | 36499.82 | 36499.82 | 35350.36 | 36152.45 | 36351.34 | 35982.07 | 36495.59 | 36499.82 | 36499.82 | 36457.46 | 36499.82 | 35087.8 | 36300.22 | 36499.82 | 31568.84 | 31568.84 | 31568.84 | 28912.72 | 30863.27 | 30977.62 | 31568.84 | 25816.07 | 28511.38 | 31548.13 | 31568.84 | 31543.99 | 30822.31 | 31568.84 | 31568.84 | 31568.84 | 31568.84 | 31568.84 | 31568.84 | 31407.33 | 31452.88 | 31568.84 | 31568.84 | 31568.84 | 31564.7 | 31452.88 | 24582.46 | 31012.93 | 28685.26 | 26208.02 | 6934.243 | 7216.507 | 7770.183 | 7219.931 | 9411.041 | 8652.732 | 8574.005 | 9427.59 | 9139.934 | 8230.359 | 7772.082 | 8756.096 | 8488.675 | 9107.88 | 9779.228 | 7809.734 | 8293.669 | 6819.209 | 7249.367 | 8127.593 | 8165.704 | 10246.27 | 9802.022 | 8371.611 | 8656.198 | 9388.386 | 8839.302 | 10081.18 | 10246.27 | 10246.27 | 10222.13 | 28634.13 | 29602.37 | 29602.37 | 29602.37 | 29602.37 | 29590.64 | 29246.37 | 28892.86 | 29602.37 | 21869.24 | 19103.62 | 27747.05 | 26225.58 | 23981.97 | 23289.99 | 19103.62 | 22501.52 | 31374.95 | 28383.81 | 28237.49 | 25678.4 | 27422.41 | 28705.07 | 29551.56 | 29602.37 | 29602.37 | 28824.85 | 28798.73 | 24164.81 | 0 | 46166.026 | 44493.023 | 44280.566 | 44455.203 | 42406.905 | 0 | 25787.195 | 44722.574 | 42375.218 | 36737.305 | 36966.99 | 38566.227 | 29776.539 | 37119.782 | 39328.947 | 44459.163 | 44467.093 | 44319.048 | 41362.668 | 44283.425 | 46231.743 | 44442.238 | 44493.023 | 44493.023 | 44480.058 | 44449.122 | 44425.925 | 44388.568 | 44296.343 | 44347.863 | 45534.719 | 44522.772 | 44448.676 | 44437.206 | 44522.772 | 44522.772 | 45775.946 | 45775.946 | 45775.946 | 41887.5562 | 41718.39 | 43867.994 | 44522.772 | 44522.772 | 44522.772 | 44522.772 | 44448.676 | 44422.504 | 44522.772 | 44522.772 | 44522.772 | 44522.772 | 44522.772 | 44426.324 | 40200.943 | 44522.772 | 44522.772 | 44522.772 | 44522.772 | 44522.772 | 44485.719 | 44437.206 | 42982.21 | 42986.2 | 42986.2 | 42982.21 | 42982.21 | 42986.2 | 42986.2 | 42982.21 | 42982.21 | 42982.21 | 42982.21 | 42982.21 | 42986.2 | 42986.2 | 42982.21 | 42982.21 | 42982.21 | 42982.21 | 42978.22 | 42986.2 | 42986.2 | 42982.21 | 42982.21 | 42982.21 | 42982.21 | 42982.21 | 42986.2 | 42986.2 | 42982.21 | 42982.21 | 28406.5 | 28406.5 | 28406.5 | 28406.5 | 28406.5 | 28406.5 | 28406.5 | 28406.5 | 28406.5 | 28406.5 | 28406.5 | 28406.5 | 28406.5 | 28406.5 | 28406.5 | 28406.5 | 28406.5 | 28406.5 | 28406.5 | 28406.5 | 28406.5 | 28406.5 | 28406.5 | 28406.5 | 28406.5 | 28406.5 | 28406.5 | 28406.5 | 28406.5 | 28406.5 | 28406.5 | 45677.08 | 46025.18 | 46025.18 | 46025.18 | 46025.18 | 46025.18 | 46025.18 | 46025.18 | 46025.18 | 46025.18 | 46025.18 | 46025.18 | 46025.18 | 46025.18 | 46025.18 | 46025.18 | 46025.18 | 46025.18 | 46025.18 | 46025.18 | 46025.18 | 46025.18 | 46025.18 | 46025.18 | 46025.18 | 46025.18 | 46025.18 | 46025.18 | 46025.18 | 46025.18 | 49372.69 | 46824.162 | 48988.804 | 48733.549 | 48733.549 | 46696.2 | 48861.511 | 48734.219 | 48734.219 | 49756.576 | 48734.219 | 48734.219 | 48659.965 | 48606.926 | 48277.585 | 49756.576 | 49756.576 | 49756.576 | 46696.2 | 46696.2 | 48733.549 | 48733.549 | 48733.549 | 48691.119 | 0 | 0 | 0 | 0 | 0 | 37828.375 | 46696.2 | 13260520.1271 | 36330.1921 | 49917.703
| Total |  |  |  |  | 139923.3438 | 139851.5688 | 141407.212 | 141089.542 | 138699.325 | 144753.411 | 144251.262 | 134060.4148 | 140712.467 | 141065.875 | 140982.678 | 139600.701 | 142874.8166 | 145319.885 | 141958.007 | 142350.036 | 139662.987 | 138274.8788 | 138003.1936 | 144282.929 | 144251.262 | 139401.871 | 127254.7614 | 85475.7407 | 89860.728 | 107328.3169 | 144708.716 | 143400.056 | 142770.2722 | 135987.0316 | 144762.4648 | 39522.86 | 10981.971 | 25317.76 | 92902.912 | 78204.7168 | 74607.9408 | 146479.2469 | 142227.7589 | 142889.4049 | 139823.0969 | 143210.9409 | 139319.1129 | 139627.0039 | 138312.2369 | 105649.4466 | 56432.44 | 92985.6614 | 106208.1148 | 144017.9769 | 140340.4399 | 143562.7259 | 139291.3389 | 138155.1874 | 144280.2819 | 143882.9599 | 139714.7439 | 142411.9069 | 107544.1551 | 103416.6873 | 103718.7162 | 116911.8024 | 126182.0582 | 125187.8382 | 112712.2605 | 74076.34 | 111031.4522 | 123400.3513 | 118256.124 | 101365.864 | 105421.0823 | 103093.2797 | 119590.7114 | 106247.8511 | 91123.497 | 120082.9954 | 125404.7185 | 124900.5892 | 95501.176 | 119244.882 | 124670.1253 | 101124.1656 | 125196.4222 | 125172.2922 | 126501.3682 | 124990.7113 | 126475.5282 | 98148.9956 | 120759.9446 | 125632.9513 | 89856.0445 | 92408.2851 | 90738.062 | 71143.3798 | 72933.1937 | 78067.7639 | 88703.1682 | 62385.817 | 70957.2461 | 75032.3363 | 89929.2835 | 90563.5868 | 86911.1778 | 91901.3199 | 91708.3699 | 92669.0851 | 92675.3951 | 92675.3951 | 92634.4551 | 86962.4858 | 77191.4332 | 91953.7899 | 92675.3951 | 87796.5627 | 88076.0605 | 82462.4561 | 37104.515 | 72037.124 | 63162.74 | 38052.99 | 6934.243 | 20821.869 | 22459.974 | 13090.509 | 55190.7358 | 47883.3048 | 33724.9899 | 57685.1229 | 58295.5825 | 15494.113 | 26385.0818 | 51254.8839 | 36296.1373 | 57436.4506 | 52138.5066 | 11863.8515 | 13385.1487 | 6819.209 | 10141.979 | 25532.633 | 50067.5613 | 70130.0851 | 63003.4622 | 16023.6226 | 32087.203 | 50375.723 | 49702.1623 | 61719.3183 | 71676.4029 | 71354.5471 | 73218.2225 | 66280.4257 | 70587.3185 | 71383.8488 | 70779.9742 | 68274.6665 | 67678.1328 | 63069.14 | 62602.269 | 66307.2807 | 37702.69 | 19103.62 | 55917.6971 | 55603.6695 | 46008.65 | 29582.389 | 19227.78 | 42250.7146 | 70879.6348 | 62317.7087 | 62156.3 | 51180.0076 | 57087.8786 | 62237.0626 | 64869.8507 | 66672.8718 | 68939.2034 | 65298.5403 | 61040.6609 | 49573.5871 | 0 | 103574.5509 | 107631.0424 | 105943.1382 | 105987.9163 | 91227.573 | 1633.86 | 56182.975 | 98921.72 | 99305.1155 | 73181.4028 | 83619.896 | 82147.5988 | 55692.719 | 70466.2618 | 79150.505 | 106746.4424 | 107235.9224 | 105898.2396 | 92582.8754 | 105095.8456 | 113701.9514 | 109955.7064 | 107142.8124 | 107580.1424 | 107235.5374 | 107224.1714 | 106942.9944 | 108692.2474 | 107848.3009 | 105017.0556 | 109721.7056 | 127467.9577 | 128157.6459 | 127944.4559 | 131939.9719 | 131901.2949 | 132944.8259 | 132944.8259 | 129590.5359 | 125161.5462 | 118467.6761 | 119076.2239 | 128337.3619 | 128337.3619 | 128337.3619 | 128337.3619 | 128157.6459 | 124782.4641 | 123847.3752 | 128252.795 | 130992.7114 | 128337.3619 | 128337.3619 | 127723.117 | 91367.7024 | 126696.2519 | 128337.3619 | 128337.3619 | 128337.3619 | 128337.3619 | 128235.8089 | 127700.766 | 123876.9945 | 128887.287 | 129040.767 | 128056.7463 | 125278.1952 | 129040.767 | 129016.567 | 128875.707 | 129012.577 | 128936.827 | 129109.377 | 128791.007 | 128832.4059 | 124709.9362 | 126222.2352 | 128909.367 | 127953.2635 | 128458.6653 | 126682.9532 | 128446.9266 | 129040.767 | 129009.407 | 128985.217 | 128985.217 | 128961.017 | 128791.007 | 129040.767 | 129040.767 | 128985.217 | 129009.407 | 110308.4078 | 110308.4078 | 110308.4078 | 110308.4078 | 110308.4078 | 110308.4078 | 106663.8795 | 99597.6953 | 110308.4078 | 110308.4078 | 110308.4078 | 110308.4078 | 110308.4078 | 110308.4078 | 110308.4078 | 110308.4078 | 106118.8502 | 99597.6953 | 110308.4078 | 110308.4078 | 103066.6202 | 102974.8202 | 109482.0752 | 110308.4078 | 110308.4078 | 110308.4078 | 109068.9088 | 109482.0752 | 110295.5978 | 110269.9978 | 110308.4078 | 124668.9557 | 87454.85 | 124817.612 | 133349.1831 | 133282.6931 | 133336.1831 | 133548.6101 | 134146.8917 | 134146.8917 | 134146.8917 | 134146.8917 | 134146.8917 | 134146.8917 | 134146.8917 | 134067.4017 | 134067.4017 | 133227.6931 | 132058.63 | 126356.9661 | 125179.5304 | 133255.1931 | 130554.6515 | 134054.4017 | 102028.9811 | 131910.9283 | 134146.8917 | 134146.8917 | 134146.8917 | 134146.8917 | 134041.4117 | 142123.877 | 137057.2872 | 139221.9292 | 138966.6742 | 138966.6742 | 136929.3252 | 139094.6362 | 142529.8832 | 142529.8832 | 139989.7012 | 142320.3222 | 142256.1522 | 113585.718 | 99227.0049 | 100460.979 | 136287.377 | 141485.5282 | 139989.7012 | 136929.3252 | 136929.3252 | 138478.5932 | 133739.4471 | 136286.6313 | 81725.5306 | 0 | 248.32 | 0 | 0 | 1509.7 | 38663.101 | 135243.4823 | 37586390.3746 | 102976.412 | 146479.2469
ok
Gas Nomination Qty |  | miles | pipe | purch pt | plant abbrev
000's of dth/dy | Rathdrum - King | 97.64 | K1 | K | R | 39001.22 | 41818.46 | 43000 | 43000 | 43000 | 43000 | 43000 | 39937 | 42906.62 | 43000 | 43000 | 42048.77 | 42892.58 | 43000 | 43000 | 43000 | 41899.46 | 43000 | 42105.44 | 43000 | 43000 | 42132.32 | 30481.4 | 0 | 0 | 14684.999 | 43000 | 42589.21 | 41568.66 | 42075.82 | 43000 | 0 | 0 | 0 | 0 | 0 | 0 | 43000 | 43000 | 43000 | 42834.8 | 43000 | 43000 | 43000 | 42891.64 | 18145.141 | 0 | 9169.06 | 14606.492 | 43000 | 43000 | 43000 | 43000 | 42570.27 | 43000 | 43000 | 42764.5 | 42870.18 | 14205.427 | 25250.65 | 24897.76 | 36104.51 | 42403.22 | 41409 | 33081.42 | 0 | 31356.03 | 40886.88 | 38112.58 | 22022.66 | 26068.29 | 25607.18 | 40719.21 | 26584.77 | 13876.322 | 40248.08 | 42121.94 | 41788.91 | 19484.036 | 40181.88 | 42222.94 | 24006.73 | 42444.18 | 42415.82 | 42718.3 | 42108.88 | 42692.46 | 22601.57 | 41550.81 | 42705.38 | 18706.83 | 19650.44 | 18947.92 | 6547.862 | 6007.795 | 10492.33 | 18756.22 | 5100.507 | 7920.006 | 7916.996 | 19018.84 | 19453.39 | 18390.01 | 20106.97 | 19595.66 | 19911.24 | 19917.55 | 19917.55 | 19876.61 | 18032.34 | 9217.807 | 20159.44 | 19917.55 | 18335.57 | 18296.64 | 13301.05 | 3051.759 | 4332.754 | 124.16 | 0 | 0 | 1671.492 | 2795.661 | 0 | 7314.364 | 5316.951 | 5231.392 | 9891.687 | 11612.13 | 2553.616 | 5203.179 | 7881.375 | 7457.015 | 9425.839 | 6445.777 | 3272.638 | 4002.271 | 0 | 2892.612 | 3847.01 | 6860.45 | 18450.88 | 13284.01 | 1099.5254 | 3670.105 | 4294.057 | 6700.526 | 11174.18 | 19186.37 | 19598.41 | 20185.5 | 10571.92 | 12084.34 | 12045.28 | 11731.36 | 10965.78 | 10440.27 | 9847.958 | 9557.049 | 10251.78 | 0 | 0 | 4441.814 | 6237.972 | 0 | 0 | 124.16 | 3363.275 | 10671.99 | 9320.71 | 9050.46 | 2911.635 | 4918.536 | 9014.91 | 9778.666 | 9828.564 | 10854.02 | 9903.282 | 7056.45 | 2593.819 | 0 | 15018.01 | 19611.65 | 18990.9 | 19260.19 | 10412.05 | 124.16 | 7762.884 | 12338.24 | 15005.58 | 9210.539 | 10156.178 | 7539.86 | 124.16 | 6321.368 | 11024.57 | 18760.91 | 19242.46 | 18599.48 | 12049.29 | 17722.05 | 19114.79 | 18685.22 | 19123.42 | 19560.75 | 19229.11 | 19257.32 | 19002.48 | 19277.01 | 17951.04 | 18149.79 | 18074.1 | 39083.88 | 38816.15 | 38617.45 | 39157.97 | 38909.65 | 38909.65 | 38909.65 | 38909.65 | 38671.6 | 36061.62 | 34369.31 | 38909.65 | 38909.65 | 38909.65 | 38909.65 | 38816.15 | 37509.23 | 36661.4 | 39033.81 | 38836.89 | 38909.65 | 38909.65 | 38615.72 | 12916.98 | 39011.12 | 38909.65 | 38909.65 | 38909.65 | 38909.65 | 38851.21 | 38664.19 | 37226.67 | 39984.04 | 40137.52 | 39722.1 | 38066.43 | 40137.52 | 40113.32 | 39979.62 | 40113.32 | 40040.74 | 40213.29 | 39894.92 | 40137.52 | 38796.1 | 39010.47 | 40013.28 | 39890.62 | 39979.3 | 39116.54 | 40385.84 | 40137.52 | 40113.32 | 40089.13 | 40089.13 | 40064.93 | 39894.92 | 40137.52 | 40137.52 | 40089.13 | 40113.32 | 36815.9 | 36815.9 | 36815.9 | 36815.9 | 36815.9 | 36815.9 | 33716.4 | 27467.76 | 36815.9 | 36815.9 | 36815.9 | 36815.9 | 36815.9 | 36815.9 | 36815.9 | 36815.9 | 33716.4 | 27467.76 | 36815.9 | 36815.9 | 30664.17 | 30572.37 | 36815.9 | 36815.9 | 36815.9 | 36815.9 | 36815.9 | 36815.9 | 36803.09 | 36777.49 | 36815.9 | 34985.17 | 0 | 33273.31 | 40014.97 | 39948.48 | 40001.97 | 40014.97 | 40014.97 | 40014.97 | 40014.97 | 40014.97 | 40014.97 | 40014.97 | 40014.97 | 39935.48 | 39935.48 | 39893.48 | 39920.98 | 33337.89 | 33273.3 | 39920.98 | 39519.98 | 39922.48 | 13298.784 | 39920.98 | 40014.97 | 40014.97 | 40014.97 | 40014.97 | 39909.49 | 41305.45 | 41306.52 | 41306.52 | 41306.52 | 41306.52 | 41306.52 | 41306.52 | 41306.52 | 41306.52 | 41306.52 | 41306.52 | 41242.35 | 20176.135 | 7332.91 | 6170.171 | 34616.83 | 39763.23 | 41306.52 | 41306.52 | 41306.52 | 40975.37 | 39551.77 | 39853.53 | 22308.88 | 0 | 248.32 | 0 | 0 | 0 | 0 | 41277.21
| Rathdrum - Stan | 0 | S | S | R | #REF! | #REF! | #REF! | #REF! | #REF! | #REF! | #REF! | #REF! | #REF! | #REF! | #REF! | #REF! | #REF! | #REF! | #REF! | #REF! | #REF! | #REF! | #REF! | #REF! | #REF! | #REF! | #REF! | #REF! | #REF! | #REF! | #REF! | #REF! | #REF! | #REF! | #REF! | #REF! | #REF! | #REF! | #REF! | #REF! | #REF! | #REF! | #REF! | #REF! | #REF! | #REF! | #REF! | #REF! | #REF! | #REF! | #REF! | #REF! | #REF! | #REF! | #REF! | #REF! | #REF! | #REF! | #REF! | #REF! | #REF! | #REF! | #REF! | #REF! | #REF! | #REF! | #REF! | #REF! | #REF! | #REF! | #REF! | #REF! | #REF! | #REF! | #REF! | #REF! | #REF! | #REF! | #REF! | #REF! | #REF! | #REF! | #REF! | #REF! | #REF! | #REF! | #REF! | #REF! | #REF! | #REF! | #REF! | #REF! | #REF! | #REF! | #REF! | #REF! | #REF! | #REF! | #REF! | #REF! | #REF! | #REF! | #REF! | #REF! | #REF! | #REF! | #REF! | #REF! | #REF! | #REF! | #REF! | #REF! | #REF! | #REF! | #REF! | #REF! | #REF! | #REF! | #REF! | #REF! | #REF! | #REF! | #REF! | #REF! | #REF! | #REF! | #REF! | #REF! | #REF! | #REF! | #REF! | #REF! | #REF! | #REF! | #REF! | #REF! | #REF! | #REF! | #REF! | #REF! | #REF! | #REF! | #REF! | #REF! | #REF! | #REF! | #REF! | #REF! | #REF! | #REF! | #REF! | #REF! | #REF! | #REF! | #REF! | #REF! | #REF! | #REF! | #REF! | #REF! | #REF! | #REF! | #REF! | #REF! | #REF! | #REF! | #REF! | #REF! | #REF! | #REF! | #REF! | #REF! | #REF! | #REF! | #REF! | #REF! | #REF! | #REF! | #REF! | #REF! | #REF! | #REF! | #REF! | #REF! | #REF! | #REF! | #REF! | #REF! | #REF! | #REF! | #REF! | #REF! | #REF! | #REF! | #REF! | #REF! | #REF! | #REF! | #REF! | #REF! | #REF! | #REF! | #REF! | #REF! | #REF! | #REF! | #REF! | #REF! | #REF! | #REF! | #REF! | #REF! | #REF! | #REF! | #REF! | #REF! | #REF! | #REF! | #REF! | #REF! | #REF! | #REF! | #REF! | #REF! | #REF! | #REF! | #REF! | #REF! | #REF! | #REF! | #REF! | #REF! | #REF! | #REF! | #REF! | #REF! | #REF! | #REF! | #REF! | #REF! | #REF! | #REF! | #REF! | #REF! | #REF! | #REF! | #REF! | #REF! | #REF! | #REF! | #REF! | #REF! | #REF! | #REF! | #REF! | #REF! | #REF! | #REF! | #REF! | #REF! | #REF! | #REF! | #REF! | #REF! | #REF! | #REF! | #REF! | #REF! | #REF! | #REF! | #REF! | #REF! | #REF! | #REF! | #REF! | #REF! | #REF! | #REF! | #REF! | #REF! | #REF! | #REF! | #REF! | #REF! | #REF! | #REF! | #REF! | #REF! | #REF! | #REF! | #REF! | #REF! | #REF! | #REF! | #REF! | #REF! | #REF! | #REF! | #REF! | #REF! | #REF! | #REF! | #REF! | #REF! | #REF! | #REF! | #REF! | #REF! | #REF! | #REF! | #REF! | #REF! | #REF! | #REF! | #REF! | #REF! | #REF! | #REF! | #REF! | #REF! | #REF! | #REF! | #REF! | #REF! | #REF! | #REF! | #REF! | #REF! | #REF! | #REF! | #REF! | #REF! | #REF! | #REF! | #REF! | #REF! | #REF! | #REF! | #REF! | #REF! | #REF! | #REF! | #REF! | #REF! | #REF! | #REF! | #REF! | #REF! | #REF! | #REF! | #REF! | #REF! | #REF! | #REF! | #REF! | #REF! | #REF! | #REF! | #REF! | #REF! | #REF! | #REF! | #REF! | #REF! | #REF! | #REF! | #REF! | #REF! | #REF!
| Lanc - King | 99.78 | K1 | K | L | #REF! | #REF! | #REF! | #REF! | #REF! | #REF! | #REF! | #REF! | #REF! | #REF! | #REF! | #REF! | #REF! | #REF! | #REF! | #REF! | #REF! | #REF! | #REF! | #REF! | #REF! | #REF! | #REF! | #REF! | #REF! | #REF! | #REF! | #REF! | #REF! | #REF! | #REF! | #REF! | #REF! | #REF! | #REF! | #REF! | #REF! | #REF! | #REF! | #REF! | #REF! | #REF! | #REF! | #REF! | #REF! | #REF! | #REF! | #REF! | #REF! | #REF! | #REF! | #REF! | #REF! | #REF! | #REF! | #REF! | #REF! | #REF! | #REF! | #REF! | #REF! | #REF! | #REF! | #REF! | #REF! | #REF! | #REF! | #REF! | #REF! | #REF! | #REF! | #REF! | #REF! | #REF! | #REF! | #REF! | #REF! | #REF! | #REF! | #REF! | #REF! | #REF! | #REF! | #REF! | #REF! | #REF! | #REF! | #REF! | #REF! | #REF! | #REF! | #REF! | #REF! | #REF! | #REF! | #REF! | #REF! | #REF! | #REF! | #REF! | #REF! | #REF! | #REF! | #REF! | #REF! | #REF! | #REF! | #REF! | #REF! | #REF! | #REF! | #REF! | #REF! | #REF! | #REF! | #REF! | #REF! | #REF! | #REF! | #REF! | #REF! | #REF! | #REF! | #REF! | #REF! | #REF! | #REF! | #REF! | #REF! | #REF! | #REF! | #REF! | #REF! | #REF! | #REF! | #REF! | #REF! | #REF! | #REF! | #REF! | #REF! | #REF! | #REF! | #REF! | #REF! | #REF! | #REF! | #REF! | #REF! | #REF! | #REF! | #REF! | #REF! | #REF! | #REF! | #REF! | #REF! | #REF! | #REF! | #REF! | #REF! | #REF! | #REF! | #REF! | #REF! | #REF! | #REF! | #REF! | #REF! | #REF! | #REF! | #REF! | #REF! | #REF! | #REF! | #REF! | #REF! | #REF! | #REF! | #REF! | #REF! | #REF! | #REF! | #REF! | #REF! | #REF! | #REF! | #REF! | #REF! | #REF! | #REF! | #REF! | #REF! | #REF! | #REF! | #REF! | #REF! | #REF! | #REF! | #REF! | #REF! | #REF! | #REF! | #REF! | #REF! | #REF! | #REF! | #REF! | #REF! | #REF! | #REF! | #REF! | #REF! | #REF! | #REF! | #REF! | #REF! | #REF! | #REF! | #REF! | #REF! | #REF! | #REF! | #REF! | #REF! | #REF! | #REF! | #REF! | #REF! | #REF! | #REF! | #REF! | #REF! | #REF! | #REF! | #REF! | #REF! | #REF! | #REF! | #REF! | #REF! | #REF! | #REF! | #REF! | #REF! | #REF! | #REF! | #REF! | #REF! | #REF! | #REF! | #REF! | #REF! | #REF! | #REF! | #REF! | #REF! | #REF! | #REF! | #REF! | #REF! | #REF! | #REF! | #REF! | #REF! | #REF! | #REF! | #REF! | #REF! | #REF! | #REF! | #REF! | #REF! | #REF! | #REF! | #REF! | #REF! | #REF! | #REF! | #REF! | #REF! | #REF! | #REF! | #REF! | #REF! | #REF! | #REF! | #REF! | #REF! | #REF! | #REF! | #REF! | #REF! | #REF! | #REF! | #REF! | #REF! | #REF! | #REF! | #REF! | #REF! | #REF! | #REF! | #REF! | #REF! | #REF! | #REF! | #REF! | #REF! | #REF! | #REF! | #REF! | #REF! | #REF! | #REF! | #REF! | #REF! | #REF! | #REF! | #REF! | #REF! | #REF! | #REF! | #REF! | #REF! | #REF! | #REF! | #REF! | #REF! | #REF! | #REF! | #REF! | #REF! | #REF! | #REF! | #REF! | #REF! | #REF! | #REF! | #REF! | #REF! | #REF! | #REF! | #REF! | #REF! | #REF! | #REF! | #REF! | #REF! | #REF! | #REF! | #REF! | #REF! | #REF! | #REF! | #REF! | #REF! | #REF! | #REF! | #REF! | #REF! | #REF! | #REF! | #REF! | #REF!
| Lanc - Stan | 0 | S | S | L | #REF! | #REF! | #REF! | #REF! | #REF! | #REF! | #REF! | #REF! | #REF! | #REF! | #REF! | #REF! | #REF! | #REF! | #REF! | #REF! | #REF! | #REF! | #REF! | #REF! | #REF! | #REF! | #REF! | #REF! | #REF! | #REF! | #REF! | #REF! | #REF! | #REF! | #REF! | #REF! | #REF! | #REF! | #REF! | #REF! | #REF! | #REF! | #REF! | #REF! | #REF! | #REF! | #REF! | #REF! | #REF! | #REF! | #REF! | #REF! | #REF! | #REF! | #REF! | #REF! | #REF! | #REF! | #REF! | #REF! | #REF! | #REF! | #REF! | #REF! | #REF! | #REF! | #REF! | #REF! | #REF! | #REF! | #REF! | #REF! | #REF! | #REF! | #REF! | #REF! | #REF! | #REF! | #REF! | #REF! | #REF! | #REF! | #REF! | #REF! | #REF! | #REF! | #REF! | #REF! | #REF! | #REF! | #REF! | #REF! | #REF! | #REF! | #REF! | #REF! | #REF! | #REF! | #REF! | #REF! | #REF! | #REF! | #REF! | #REF! | #REF! | #REF! | #REF! | #REF! | #REF! | #REF! | #REF! | #REF! | #REF! | #REF! | #REF! | #REF! | #REF! | #REF! | #REF! | #REF! | #REF! | #REF! | #REF! | #REF! | #REF! | #REF! | #REF! | #REF! | #REF! | #REF! | #REF! | #REF! | #REF! | #REF! | #REF! | #REF! | #REF! | #REF! | #REF! | #REF! | #REF! | #REF! | #REF! | #REF! | #REF! | #REF! | #REF! | #REF! | #REF! | #REF! | #REF! | #REF! | #REF! | #REF! | #REF! | #REF! | #REF! | #REF! | #REF! | #REF! | #REF! | #REF! | #REF! | #REF! | #REF! | #REF! | #REF! | #REF! | #REF! | #REF! | #REF! | #REF! | #REF! | #REF! | #REF! | #REF! | #REF! | #REF! | #REF! | #REF! | #REF! | #REF! | #REF! | #REF! | #REF! | #REF! | #REF! | #REF! | #REF! | #REF! | #REF! | #REF! | #REF! | #REF! | #REF! | #REF! | #REF! | #REF! | #REF! | #REF! | #REF! | #REF! | #REF! | #REF! | #REF! | #REF! | #REF! | #REF! | #REF! | #REF! | #REF! | #REF! | #REF! | #REF! | #REF! | #REF! | #REF! | #REF! | #REF! | #REF! | #REF! | #REF! | #REF! | #REF! | #REF! | #REF! | #REF! | #REF! | #REF! | #REF! | #REF! | #REF! | #REF! | #REF! | #REF! | #REF! | #REF! | #REF! | #REF! | #REF! | #REF! | #REF! | #REF! | #REF! | #REF! | #REF! | #REF! | #REF! | #REF! | #REF! | #REF! | #REF! | #REF! | #REF! | #REF! | #REF! | #REF! | #REF! | #REF! | #REF! | #REF! | #REF! | #REF! | #REF! | #REF! | #REF! | #REF! | #REF! | #REF! | #REF! | #REF! | #REF! | #REF! | #REF! | #REF! | #REF! | #REF! | #REF! | #REF! | #REF! | #REF! | #REF! | #REF! | #REF! | #REF! | #REF! | #REF! | #REF! | #REF! | #REF! | #REF! | #REF! | #REF! | #REF! | #REF! | #REF! | #REF! | #REF! | #REF! | #REF! | #REF! | #REF! | #REF! | #REF! | #REF! | #REF! | #REF! | #REF! | #REF! | #REF! | #REF! | #REF! | #REF! | #REF! | #REF! | #REF! | #REF! | #REF! | #REF! | #REF! | #REF! | #REF! | #REF! | #REF! | #REF! | #REF! | #REF! | #REF! | #REF! | #REF! | #REF! | #REF! | #REF! | #REF! | #REF! | #REF! | #REF! | #REF! | #REF! | #REF! | #REF! | #REF! | #REF! | #REF! | #REF! | #REF! | #REF! | #REF! | #REF! | #REF! | #REF! | #REF! | #REF! | #REF! | #REF! | #REF! | #REF! | #REF! | #REF! | #REF! | #REF! | #REF! | #REF! | #REF! | #REF! | #REF! | #REF! | #REF! | #REF!
| Lanc - King 26 | 99.78 | K2 | K | L | #REF! | #REF! | #REF! | #REF! | #REF! | #REF! | #REF! | #REF! | #REF! | #REF! | #REF! | #REF! | #REF! | #REF! | #REF! | #REF! | #REF! | #REF! | #REF! | #REF! | #REF! | #REF! | #REF! | #REF! | #REF! | #REF! | #REF! | #REF! | #REF! | #REF! | #REF! | #REF! | #REF! | #REF! | #REF! | #REF! | #REF! | #REF! | #REF! | #REF! | #REF! | #REF! | #REF! | #REF! | #REF! | #REF! | #REF! | #REF! | #REF! | #REF! | #REF! | #REF! | #REF! | #REF! | #REF! | #REF! | #REF! | #REF! | #REF! | #REF! | #REF! | #REF! | #REF! | #REF! | #REF! | #REF! | #REF! | #REF! | #REF! | #REF! | #REF! | #REF! | #REF! | #REF! | #REF! | #REF! | #REF! | #REF! | #REF! | #REF! | #REF! | #REF! | #REF! | #REF! | #REF! | #REF! | #REF! | #REF! | #REF! | #REF! | #REF! | #REF! | #REF! | #REF! | #REF! | #REF! | #REF! | #REF! | #REF! | #REF! | #REF! | #REF! | #REF! | #REF! | #REF! | #REF! | #REF! | #REF! | #REF! | #REF! | #REF! | #REF! | #REF! | #REF! | #REF! | #REF! | #REF! | #REF! | #REF! | #REF! | #REF! | #REF! | #REF! | #REF! | #REF! | #REF! | #REF! | #REF! | #REF! | #REF! | #REF! | #REF! | #REF! | #REF! | #REF! | #REF! | #REF! | #REF! | #REF! | #REF! | #REF! | #REF! | #REF! | #REF! | #REF! | #REF! | #REF! | #REF! | #REF! | #REF! | #REF! | #REF! | #REF! | #REF! | #REF! | #REF! | #REF! | #REF! | #REF! | #REF! | #REF! | #REF! | #REF! | #REF! | #REF! | #REF! | #REF! | #REF! | #REF! | #REF! | #REF! | #REF! | #REF! | #REF! | #REF! | #REF! | #REF! | #REF! | #REF! | #REF! | #REF! | #REF! | #REF! | #REF! | #REF! | #REF! | #REF! | #REF! | #REF! | #REF! | #REF! | #REF! | #REF! | #REF! | #REF! | #REF! | #REF! | #REF! | #REF! | #REF! | #REF! | #REF! | #REF! | #REF! | #REF! | #REF! | #REF! | #REF! | #REF! | #REF! | #REF! | #REF! | #REF! | #REF! | #REF! | #REF! | #REF! | #REF! | #REF! | #REF! | #REF! | #REF! | #REF! | #REF! | #REF! | #REF! | #REF! | #REF! | #REF! | #REF! | #REF! | #REF! | #REF! | #REF! | #REF! | #REF! | #REF! | #REF! | #REF! | #REF! | #REF! | #REF! | #REF! | #REF! | #REF! | #REF! | #REF! | #REF! | #REF! | #REF! | #REF! | #REF! | #REF! | #REF! | #REF! | #REF! | #REF! | #REF! | #REF! | #REF! | #REF! | #REF! | #REF! | #REF! | #REF! | #REF! | #REF! | #REF! | #REF! | #REF! | #REF! | #REF! | #REF! | #REF! | #REF! | #REF! | #REF! | #REF! | #REF! | #REF! | #REF! | #REF! | #REF! | #REF! | #REF! | #REF! | #REF! | #REF! | #REF! | #REF! | #REF! | #REF! | #REF! | #REF! | #REF! | #REF! | #REF! | #REF! | #REF! | #REF! | #REF! | #REF! | #REF! | #REF! | #REF! | #REF! | #REF! | #REF! | #REF! | #REF! | #REF! | #REF! | #REF! | #REF! | #REF! | #REF! | #REF! | #REF! | #REF! | #REF! | #REF! | #REF! | #REF! | #REF! | #REF! | #REF! | #REF! | #REF! | #REF! | #REF! | #REF! | #REF! | #REF! | #REF! | #REF! | #REF! | #REF! | #REF! | #REF! | #REF! | #REF! | #REF! | #REF! | #REF! | #REF! | #REF! | #REF! | #REF! | #REF! | #REF! | #REF! | #REF! | #REF! | #REF! | #REF! | #REF! | #REF! | #REF! | #REF! | #REF! | #REF! | #REF! | #REF! | #REF! | #REF!
| Boulder - King | 108.29 | K1 | K | B | #REF! | #REF! | #REF! | #REF! | #REF! | #REF! | #REF! | #REF! | #REF! | #REF! | #REF! | #REF! | #REF! | #REF! | #REF! | #REF! | #REF! | #REF! | #REF! | #REF! | #REF! | #REF! | #REF! | #REF! | #REF! | #REF! | #REF! | #REF! | #REF! | #REF! | #REF! | #REF! | #REF! | #REF! | #REF! | #REF! | #REF! | #REF! | #REF! | #REF! | #REF! | #REF! | #REF! | #REF! | #REF! | #REF! | #REF! | #REF! | #REF! | #REF! | #REF! | #REF! | #REF! | #REF! | #REF! | #REF! | #REF! | #REF! | #REF! | #REF! | #REF! | #REF! | #REF! | #REF! | #REF! | #REF! | #REF! | #REF! | #REF! | #REF! | #REF! | #REF! | #REF! | #REF! | #REF! | #REF! | #REF! | #REF! | #REF! | #REF! | #REF! | #REF! | #REF! | #REF! | #REF! | #REF! | #REF! | #REF! | #REF! | #REF! | #REF! | #REF! | #REF! | #REF! | #REF! | #REF! | #REF! | #REF! | #REF! | #REF! | #REF! | #REF! | #REF! | #REF! | #REF! | #REF! | #REF! | #REF! | #REF! | #REF! | #REF! | #REF! | #REF! | #REF! | #REF! | #REF! | #REF! | #REF! | #REF! | #REF! | #REF! | #REF! | #REF! | #REF! | #REF! | #REF! | #REF! | #REF! | #REF! | #REF! | #REF! | #REF! | #REF! | #REF! | #REF! | #REF! | #REF! | #REF! | #REF! | #REF! | #REF! | #REF! | #REF! | #REF! | #REF! | #REF! | #REF! | #REF! | #REF! | #REF! | #REF! | #REF! | #REF! | #REF! | #REF! | #REF! | #REF! | #REF! | #REF! | #REF! | #REF! | #REF! | #REF! | #REF! | #REF! | #REF! | #REF! | #REF! | #REF! | #REF! | #REF! | #REF! | #REF! | #REF! | #REF! | #REF! | #REF! | #REF! | #REF! | #REF! | #REF! | #REF! | #REF! | #REF! | #REF! | #REF! | #REF! | #REF! | #REF! | #REF! | #REF! | #REF! | #REF! | #REF! | #REF! | #REF! | #REF! | #REF! | #REF! | #REF! | #REF! | #REF! | #REF! | #REF! | #REF! | #REF! | #REF! | #REF! | #REF! | #REF! | #REF! | #REF! | #REF! | #REF! | #REF! | #REF! | #REF! | #REF! | #REF! | #REF! | #REF! | #REF! | #REF! | #REF! | #REF! | #REF! | #REF! | #REF! | #REF! | #REF! | #REF! | #REF! | #REF! | #REF! | #REF! | #REF! | #REF! | #REF! | #REF! | #REF! | #REF! | #REF! | #REF! | #REF! | #REF! | #REF! | #REF! | #REF! | #REF! | #REF! | #REF! | #REF! | #REF! | #REF! | #REF! | #REF! | #REF! | #REF! | #REF! | #REF! | #REF! | #REF! | #REF! | #REF! | #REF! | #REF! | #REF! | #REF! | #REF! | #REF! | #REF! | #REF! | #REF! | #REF! | #REF! | #REF! | #REF! | #REF! | #REF! | #REF! | #REF! | #REF! | #REF! | #REF! | #REF! | #REF! | #REF! | #REF! | #REF! | #REF! | #REF! | #REF! | #REF! | #REF! | #REF! | #REF! | #REF! | #REF! | #REF! | #REF! | #REF! | #REF! | #REF! | #REF! | #REF! | #REF! | #REF! | #REF! | #REF! | #REF! | #REF! | #REF! | #REF! | #REF! | #REF! | #REF! | #REF! | #REF! | #REF! | #REF! | #REF! | #REF! | #REF! | #REF! | #REF! | #REF! | #REF! | #REF! | #REF! | #REF! | #REF! | #REF! | #REF! | #REF! | #REF! | #REF! | #REF! | #REF! | #REF! | #REF! | #REF! | #REF! | #REF! | #REF! | #REF! | #REF! | #REF! | #REF! | #REF! | #REF! | #REF! | #REF! | #REF! | #REF! | #REF! | #REF! | #REF! | #REF! | #REF! | #REF! | #REF! | #REF! | #REF! | #REF! | #REF!
| Boulder - Stan | 0 | S | S | B | #REF! | #REF! | #REF! | #REF! | #REF! | #REF! | #REF! | #REF! | #REF! | #REF! | #REF! | #REF! | #REF! | #REF! | #REF! | #REF! | #REF! | #REF! | #REF! | #REF! | #REF! | #REF! | #REF! | #REF! | #REF! | #REF! | #REF! | #REF! | #REF! | #REF! | #REF! | #REF! | #REF! | #REF! | #REF! | #REF! | #REF! | #REF! | #REF! | #REF! | #REF! | #REF! | #REF! | #REF! | #REF! | #REF! | #REF! | #REF! | #REF! | #REF! | #REF! | #REF! | #REF! | #REF! | #REF! | #REF! | #REF! | #REF! | #REF! | #REF! | #REF! | #REF! | #REF! | #REF! | #REF! | #REF! | #REF! | #REF! | #REF! | #REF! | #REF! | #REF! | #REF! | #REF! | #REF! | #REF! | #REF! | #REF! | #REF! | #REF! | #REF! | #REF! | #REF! | #REF! | #REF! | #REF! | #REF! | #REF! | #REF! | #REF! | #REF! | #REF! | #REF! | #REF! | #REF! | #REF! | #REF! | #REF! | #REF! | #REF! | #REF! | #REF! | #REF! | #REF! | #REF! | #REF! | #REF! | #REF! | #REF! | #REF! | #REF! | #REF! | #REF! | #REF! | #REF! | #REF! | #REF! | #REF! | #REF! | #REF! | #REF! | #REF! | #REF! | #REF! | #REF! | #REF! | #REF! | #REF! | #REF! | #REF! | #REF! | #REF! | #REF! | #REF! | #REF! | #REF! | #REF! | #REF! | #REF! | #REF! | #REF! | #REF! | #REF! | #REF! | #REF! | #REF! | #REF! | #REF! | #REF! | #REF! | #REF! | #REF! | #REF! | #REF! | #REF! | #REF! | #REF! | #REF! | #REF! | #REF! | #REF! | #REF! | #REF! | #REF! | #REF! | #REF! | #REF! | #REF! | #REF! | #REF! | #REF! | #REF! | #REF! | #REF! | #REF! | #REF! | #REF! | #REF! | #REF! | #REF! | #REF! | #REF! | #REF! | #REF! | #REF! | #REF! | #REF! | #REF! | #REF! | #REF! | #REF! | #REF! | #REF! | #REF! | #REF! | #REF! | #REF! | #REF! | #REF! | #REF! | #REF! | #REF! | #REF! | #REF! | #REF! | #REF! | #REF! | #REF! | #REF! | #REF! | #REF! | #REF! | #REF! | #REF! | #REF! | #REF! | #REF! | #REF! | #REF! | #REF! | #REF! | #REF! | #REF! | #REF! | #REF! | #REF! | #REF! | #REF! | #REF! | #REF! | #REF! | #REF! | #REF! | #REF! | #REF! | #REF! | #REF! | #REF! | #REF! | #REF! | #REF! | #REF! | #REF! | #REF! | #REF! | #REF! | #REF! | #REF! | #REF! | #REF! | #REF! | #REF! | #REF! | #REF! | #REF! | #REF! | #REF! | #REF! | #REF! | #REF! | #REF! | #REF! | #REF! | #REF! | #REF! | #REF! | #REF! | #REF! | #REF! | #REF! | #REF! | #REF! | #REF! | #REF! | #REF! | #REF! | #REF! | #REF! | #REF! | #REF! | #REF! | #REF! | #REF! | #REF! | #REF! | #REF! | #REF! | #REF! | #REF! | #REF! | #REF! | #REF! | #REF! | #REF! | #REF! | #REF! | #REF! | #REF! | #REF! | #REF! | #REF! | #REF! | #REF! | #REF! | #REF! | #REF! | #REF! | #REF! | #REF! | #REF! | #REF! | #REF! | #REF! | #REF! | #REF! | #REF! | #REF! | #REF! | #REF! | #REF! | #REF! | #REF! | #REF! | #REF! | #REF! | #REF! | #REF! | #REF! | #REF! | #REF! | #REF! | #REF! | #REF! | #REF! | #REF! | #REF! | #REF! | #REF! | #REF! | #REF! | #REF! | #REF! | #REF! | #REF! | #REF! | #REF! | #REF! | #REF! | #REF! | #REF! | #REF! | #REF! | #REF! | #REF! | #REF! | #REF! | #REF! | #REF! | #REF! | #REF! | #REF! | #REF! | #REF! | #REF! | #REF!
| Boulder - King 26 | 108.29 | K2 | K | B | #REF! | #REF! | #REF! | #REF! | #REF! | #REF! | #REF! | #REF! | #REF! | #REF! | #REF! | #REF! | #REF! | #REF! | #REF! | #REF! | #REF! | #REF! | #REF! | #REF! | #REF! | #REF! | #REF! | #REF! | #REF! | #REF! | #REF! | #REF! | #REF! | #REF! | #REF! | #REF! | #REF! | #REF! | #REF! | #REF! | #REF! | #REF! | #REF! | #REF! | #REF! | #REF! | #REF! | #REF! | #REF! | #REF! | #REF! | #REF! | #REF! | #REF! | #REF! | #REF! | #REF! | #REF! | #REF! | #REF! | #REF! | #REF! | #REF! | #REF! | #REF! | #REF! | #REF! | #REF! | #REF! | #REF! | #REF! | #REF! | #REF! | #REF! | #REF! | #REF! | #REF! | #REF! | #REF! | #REF! | #REF! | #REF! | #REF! | #REF! | #REF! | #REF! | #REF! | #REF! | #REF! | #REF! | #REF! | #REF! | #REF! | #REF! | #REF! | #REF! | #REF! | #REF! | #REF! | #REF! | #REF! | #REF! | #REF! | #REF! | #REF! | #REF! | #REF! | #REF! | #REF! | #REF! | #REF! | #REF! | #REF! | #REF! | #REF! | #REF! | #REF! | #REF! | #REF! | #REF! | #REF! | #REF! | #REF! | #REF! | #REF! | #REF! | #REF! | #REF! | #REF! | #REF! | #REF! | #REF! | #REF! | #REF! | #REF! | #REF! | #REF! | #REF! | #REF! | #REF! | #REF! | #REF! | #REF! | #REF! | #REF! | #REF! | #REF! | #REF! | #REF! | #REF! | #REF! | #REF! | #REF! | #REF! | #REF! | #REF! | #REF! | #REF! | #REF! | #REF! | #REF! | #REF! | #REF! | #REF! | #REF! | #REF! | #REF! | #REF! | #REF! | #REF! | #REF! | #REF! | #REF! | #REF! | #REF! | #REF! | #REF! | #REF! | #REF! | #REF! | #REF! | #REF! | #REF! | #REF! | #REF! | #REF! | #REF! | #REF! | #REF! | #REF! | #REF! | #REF! | #REF! | #REF! | #REF! | #REF! | #REF! | #REF! | #REF! | #REF! | #REF! | #REF! | #REF! | #REF! | #REF! | #REF! | #REF! | #REF! | #REF! | #REF! | #REF! | #REF! | #REF! | #REF! | #REF! | #REF! | #REF! | #REF! | #REF! | #REF! | #REF! | #REF! | #REF! | #REF! | #REF! | #REF! | #REF! | #REF! | #REF! | #REF! | #REF! | #REF! | #REF! | #REF! | #REF! | #REF! | #REF! | #REF! | #REF! | #REF! | #REF! | #REF! | #REF! | #REF! | #REF! | #REF! | #REF! | #REF! | #REF! | #REF! | #REF! | #REF! | #REF! | #REF! | #REF! | #REF! | #REF! | #REF! | #REF! | #REF! | #REF! | #REF! | #REF! | #REF! | #REF! | #REF! | #REF! | #REF! | #REF! | #REF! | #REF! | #REF! | #REF! | #REF! | #REF! | #REF! | #REF! | #REF! | #REF! | #REF! | #REF! | #REF! | #REF! | #REF! | #REF! | #REF! | #REF! | #REF! | #REF! | #REF! | #REF! | #REF! | #REF! | #REF! | #REF! | #REF! | #REF! | #REF! | #REF! | #REF! | #REF! | #REF! | #REF! | #REF! | #REF! | #REF! | #REF! | #REF! | #REF! | #REF! | #REF! | #REF! | #REF! | #REF! | #REF! | #REF! | #REF! | #REF! | #REF! | #REF! | #REF! | #REF! | #REF! | #REF! | #REF! | #REF! | #REF! | #REF! | #REF! | #REF! | #REF! | #REF! | #REF! | #REF! | #REF! | #REF! | #REF! | #REF! | #REF! | #REF! | #REF! | #REF! | #REF! | #REF! | #REF! | #REF! | #REF! | #REF! | #REF! | #REF! | #REF! | #REF! | #REF! | #REF! | #REF! | #REF! | #REF! | #REF! | #REF! | #REF! | #REF! | #REF! | #REF! | #REF! | #REF! | #REF! | #REF! | #REF! | #REF!
| Kettle - King | 108.29 | K1 | K | K | #REF! | #REF! | #REF! | #REF! | #REF! | #REF! | #REF! | #REF! | #REF! | #REF! | #REF! | #REF! | #REF! | #REF! | #REF! | #REF! | #REF! | #REF! | #REF! | #REF! | #REF! | #REF! | #REF! | #REF! | #REF! | #REF! | #REF! | #REF! | #REF! | #REF! | #REF! | #REF! | #REF! | #REF! | #REF! | #REF! | #REF! | #REF! | #REF! | #REF! | #REF! | #REF! | #REF! | #REF! | #REF! | #REF! | #REF! | #REF! | #REF! | #REF! | #REF! | #REF! | #REF! | #REF! | #REF! | #REF! | #REF! | #REF! | #REF! | #REF! | #REF! | #REF! | #REF! | #REF! | #REF! | #REF! | #REF! | #REF! | #REF! | #REF! | #REF! | #REF! | #REF! | #REF! | #REF! | #REF! | #REF! | #REF! | #REF! | #REF! | #REF! | #REF! | #REF! | #REF! | #REF! | #REF! | #REF! | #REF! | #REF! | #REF! | #REF! | #REF! | #REF! | #REF! | #REF! | #REF! | #REF! | #REF! | #REF! | #REF! | #REF! | #REF! | #REF! | #REF! | #REF! | #REF! | #REF! | #REF! | #REF! | #REF! | #REF! | #REF! | #REF! | #REF! | #REF! | #REF! | #REF! | #REF! | #REF! | #REF! | #REF! | #REF! | #REF! | #REF! | #REF! | #REF! | #REF! | #REF! | #REF! | #REF! | #REF! | #REF! | #REF! | #REF! | #REF! | #REF! | #REF! | #REF! | #REF! | #REF! | #REF! | #REF! | #REF! | #REF! | #REF! | #REF! | #REF! | #REF! | #REF! | #REF! | #REF! | #REF! | #REF! | #REF! | #REF! | #REF! | #REF! | #REF! | #REF! | #REF! | #REF! | #REF! | #REF! | #REF! | #REF! | #REF! | #REF! | #REF! | #REF! | #REF! | #REF! | #REF! | #REF! | #REF! | #REF! | #REF! | #REF! | #REF! | #REF! | #REF! | #REF! | #REF! | #REF! | #REF! | #REF! | #REF! | #REF! | #REF! | #REF! | #REF! | #REF! | #REF! | #REF! | #REF! | #REF! | #REF! | #REF! | #REF! | #REF! | #REF! | #REF! | #REF! | #REF! | #REF! | #REF! | #REF! | #REF! | #REF! | #REF! | #REF! | #REF! | #REF! | #REF! | #REF! | #REF! | #REF! | #REF! | #REF! | #REF! | #REF! | #REF! | #REF! | #REF! | #REF! | #REF! | #REF! | #REF! | #REF! | #REF! | #REF! | #REF! | #REF! | #REF! | #REF! | #REF! | #REF! | #REF! | #REF! | #REF! | #REF! | #REF! | #REF! | #REF! | #REF! | #REF! | #REF! | #REF! | #REF! | #REF! | #REF! | #REF! | #REF! | #REF! | #REF! | #REF! | #REF! | #REF! | #REF! | #REF! | #REF! | #REF! | #REF! | #REF! | #REF! | #REF! | #REF! | #REF! | #REF! | #REF! | #REF! | #REF! | #REF! | #REF! | #REF! | #REF! | #REF! | #REF! | #REF! | #REF! | #REF! | #REF! | #REF! | #REF! | #REF! | #REF! | #REF! | #REF! | #REF! | #REF! | #REF! | #REF! | #REF! | #REF! | #REF! | #REF! | #REF! | #REF! | #REF! | #REF! | #REF! | #REF! | #REF! | #REF! | #REF! | #REF! | #REF! | #REF! | #REF! | #REF! | #REF! | #REF! | #REF! | #REF! | #REF! | #REF! | #REF! | #REF! | #REF! | #REF! | #REF! | #REF! | #REF! | #REF! | #REF! | #REF! | #REF! | #REF! | #REF! | #REF! | #REF! | #REF! | #REF! | #REF! | #REF! | #REF! | #REF! | #REF! | #REF! | #REF! | #REF! | #REF! | #REF! | #REF! | #REF! | #REF! | #REF! | #REF! | #REF! | #REF! | #REF! | #REF! | #REF! | #REF! | #REF! | #REF! | #REF! | #REF! | #REF! | #REF! | #REF! | #REF! | #REF! | #REF! | #REF! | #REF!
| Kettle - Stan | 0 | S | S | K | #REF! | #REF! | #REF! | #REF! | #REF! | #REF! | #REF! | #REF! | #REF! | #REF! | #REF! | #REF! | #REF! | #REF! | #REF! | #REF! | #REF! | #REF! | #REF! | #REF! | #REF! | #REF! | #REF! | #REF! | #REF! | #REF! | #REF! | #REF! | #REF! | #REF! | #REF! | #REF! | #REF! | #REF! | #REF! | #REF! | #REF! | #REF! | #REF! | #REF! | #REF! | #REF! | #REF! | #REF! | #REF! | #REF! | #REF! | #REF! | #REF! | #REF! | #REF! | #REF! | #REF! | #REF! | #REF! | #REF! | #REF! | #REF! | #REF! | #REF! | #REF! | #REF! | #REF! | #REF! | #REF! | #REF! | #REF! | #REF! | #REF! | #REF! | #REF! | #REF! | #REF! | #REF! | #REF! | #REF! | #REF! | #REF! | #REF! | #REF! | #REF! | #REF! | #REF! | #REF! | #REF! | #REF! | #REF! | #REF! | #REF! | #REF! | #REF! | #REF! | #REF! | #REF! | #REF! | #REF! | #REF! | #REF! | #REF! | #REF! | #REF! | #REF! | #REF! | #REF! | #REF! | #REF! | #REF! | #REF! | #REF! | #REF! | #REF! | #REF! | #REF! | #REF! | #REF! | #REF! | #REF! | #REF! | #REF! | #REF! | #REF! | #REF! | #REF! | #REF! | #REF! | #REF! | #REF! | #REF! | #REF! | #REF! | #REF! | #REF! | #REF! | #REF! | #REF! | #REF! | #REF! | #REF! | #REF! | #REF! | #REF! | #REF! | #REF! | #REF! | #REF! | #REF! | #REF! | #REF! | #REF! | #REF! | #REF! | #REF! | #REF! | #REF! | #REF! | #REF! | #REF! | #REF! | #REF! | #REF! | #REF! | #REF! | #REF! | #REF! | #REF! | #REF! | #REF! | #REF! | #REF! | #REF! | #REF! | #REF! | #REF! | #REF! | #REF! | #REF! | #REF! | #REF! | #REF! | #REF! | #REF! | #REF! | #REF! | #REF! | #REF! | #REF! | #REF! | #REF! | #REF! | #REF! | #REF! | #REF! | #REF! | #REF! | #REF! | #REF! | #REF! | #REF! | #REF! | #REF! | #REF! | #REF! | #REF! | #REF! | #REF! | #REF! | #REF! | #REF! | #REF! | #REF! | #REF! | #REF! | #REF! | #REF! | #REF! | #REF! | #REF! | #REF! | #REF! | #REF! | #REF! | #REF! | #REF! | #REF! | #REF! | #REF! | #REF! | #REF! | #REF! | #REF! | #REF! | #REF! | #REF! | #REF! | #REF! | #REF! | #REF! | #REF! | #REF! | #REF! | #REF! | #REF! | #REF! | #REF! | #REF! | #REF! | #REF! | #REF! | #REF! | #REF! | #REF! | #REF! | #REF! | #REF! | #REF! | #REF! | #REF! | #REF! | #REF! | #REF! | #REF! | #REF! | #REF! | #REF! | #REF! | #REF! | #REF! | #REF! | #REF! | #REF! | #REF! | #REF! | #REF! | #REF! | #REF! | #REF! | #REF! | #REF! | #REF! | #REF! | #REF! | #REF! | #REF! | #REF! | #REF! | #REF! | #REF! | #REF! | #REF! | #REF! | #REF! | #REF! | #REF! | #REF! | #REF! | #REF! | #REF! | #REF! | #REF! | #REF! | #REF! | #REF! | #REF! | #REF! | #REF! | #REF! | #REF! | #REF! | #REF! | #REF! | #REF! | #REF! | #REF! | #REF! | #REF! | #REF! | #REF! | #REF! | #REF! | #REF! | #REF! | #REF! | #REF! | #REF! | #REF! | #REF! | #REF! | #REF! | #REF! | #REF! | #REF! | #REF! | #REF! | #REF! | #REF! | #REF! | #REF! | #REF! | #REF! | #REF! | #REF! | #REF! | #REF! | #REF! | #REF! | #REF! | #REF! | #REF! | #REF! | #REF! | #REF! | #REF! | #REF! | #REF! | #REF! | #REF! | #REF! | #REF! | #REF! | #REF! | #REF! | #REF! | #REF! | #REF! | #REF!
| Kettle - King 26 | 108.29 | K2 | K | K | #REF! | #REF! | #REF! | #REF! | #REF! | #REF! | #REF! | #REF! | #REF! | #REF! | #REF! | #REF! | #REF! | #REF! | #REF! | #REF! | #REF! | #REF! | #REF! | #REF! | #REF! | #REF! | #REF! | #REF! | #REF! | #REF! | #REF! | #REF! | #REF! | #REF! | #REF! | #REF! | #REF! | #REF! | #REF! | #REF! | #REF! | #REF! | #REF! | #REF! | #REF! | #REF! | #REF! | #REF! | #REF! | #REF! | #REF! | #REF! | #REF! | #REF! | #REF! | #REF! | #REF! | #REF! | #REF! | #REF! | #REF! | #REF! | #REF! | #REF! | #REF! | #REF! | #REF! | #REF! | #REF! | #REF! | #REF! | #REF! | #REF! | #REF! | #REF! | #REF! | #REF! | #REF! | #REF! | #REF! | #REF! | #REF! | #REF! | #REF! | #REF! | #REF! | #REF! | #REF! | #REF! | #REF! | #REF! | #REF! | #REF! | #REF! | #REF! | #REF! | #REF! | #REF! | #REF! | #REF! | #REF! | #REF! | #REF! | #REF! | #REF! | #REF! | #REF! | #REF! | #REF! | #REF! | #REF! | #REF! | #REF! | #REF! | #REF! | #REF! | #REF! | #REF! | #REF! | #REF! | #REF! | #REF! | #REF! | #REF! | #REF! | #REF! | #REF! | #REF! | #REF! | #REF! | #REF! | #REF! | #REF! | #REF! | #REF! | #REF! | #REF! | #REF! | #REF! | #REF! | #REF! | #REF! | #REF! | #REF! | #REF! | #REF! | #REF! | #REF! | #REF! | #REF! | #REF! | #REF! | #REF! | #REF! | #REF! | #REF! | #REF! | #REF! | #REF! | #REF! | #REF! | #REF! | #REF! | #REF! | #REF! | #REF! | #REF! | #REF! | #REF! | #REF! | #REF! | #REF! | #REF! | #REF! | #REF! | #REF! | #REF! | #REF! | #REF! | #REF! | #REF! | #REF! | #REF! | #REF! | #REF! | #REF! | #REF! | #REF! | #REF! | #REF! | #REF! | #REF! | #REF! | #REF! | #REF! | #REF! | #REF! | #REF! | #REF! | #REF! | #REF! | #REF! | #REF! | #REF! | #REF! | #REF! | #REF! | #REF! | #REF! | #REF! | #REF! | #REF! | #REF! | #REF! | #REF! | #REF! | #REF! | #REF! | #REF! | #REF! | #REF! | #REF! | #REF! | #REF! | #REF! | #REF! | #REF! | #REF! | #REF! | #REF! | #REF! | #REF! | #REF! | #REF! | #REF! | #REF! | #REF! | #REF! | #REF! | #REF! | #REF! | #REF! | #REF! | #REF! | #REF! | #REF! | #REF! | #REF! | #REF! | #REF! | #REF! | #REF! | #REF! | #REF! | #REF! | #REF! | #REF! | #REF! | #REF! | #REF! | #REF! | #REF! | #REF! | #REF! | #REF! | #REF! | #REF! | #REF! | #REF! | #REF! | #REF! | #REF! | #REF! | #REF! | #REF! | #REF! | #REF! | #REF! | #REF! | #REF! | #REF! | #REF! | #REF! | #REF! | #REF! | #REF! | #REF! | #REF! | #REF! | #REF! | #REF! | #REF! | #REF! | #REF! | #REF! | #REF! | #REF! | #REF! | #REF! | #REF! | #REF! | #REF! | #REF! | #REF! | #REF! | #REF! | #REF! | #REF! | #REF! | #REF! | #REF! | #REF! | #REF! | #REF! | #REF! | #REF! | #REF! | #REF! | #REF! | #REF! | #REF! | #REF! | #REF! | #REF! | #REF! | #REF! | #REF! | #REF! | #REF! | #REF! | #REF! | #REF! | #REF! | #REF! | #REF! | #REF! | #REF! | #REF! | #REF! | #REF! | #REF! | #REF! | #REF! | #REF! | #REF! | #REF! | #REF! | #REF! | #REF! | #REF! | #REF! | #REF! | #REF! | #REF! | #REF! | #REF! | #REF! | #REF! | #REF! | #REF! | #REF! | #REF! | #REF! | #REF! | #REF! | #REF! | #REF! | #REF! | #REF!
| Northeast - King | 108.29 | K1 | K | N | #REF! | #REF! | #REF! | #REF! | #REF! | #REF! | #REF! | #REF! | #REF! | #REF! | #REF! | #REF! | #REF! | #REF! | #REF! | #REF! | #REF! | #REF! | #REF! | #REF! | #REF! | #REF! | #REF! | #REF! | #REF! | #REF! | #REF! | #REF! | #REF! | #REF! | #REF! | #REF! | #REF! | #REF! | #REF! | #REF! | #REF! | #REF! | #REF! | #REF! | #REF! | #REF! | #REF! | #REF! | #REF! | #REF! | #REF! | #REF! | #REF! | #REF! | #REF! | #REF! | #REF! | #REF! | #REF! | #REF! | #REF! | #REF! | #REF! | #REF! | #REF! | #REF! | #REF! | #REF! | #REF! | #REF! | #REF! | #REF! | #REF! | #REF! | #REF! | #REF! | #REF! | #REF! | #REF! | #REF! | #REF! | #REF! | #REF! | #REF! | #REF! | #REF! | #REF! | #REF! | #REF! | #REF! | #REF! | #REF! | #REF! | #REF! | #REF! | #REF! | #REF! | #REF! | #REF! | #REF! | #REF! | #REF! | #REF! | #REF! | #REF! | #REF! | #REF! | #REF! | #REF! | #REF! | #REF! | #REF! | #REF! | #REF! | #REF! | #REF! | #REF! | #REF! | #REF! | #REF! | #REF! | #REF! | #REF! | #REF! | #REF! | #REF! | #REF! | #REF! | #REF! | #REF! | #REF! | #REF! | #REF! | #REF! | #REF! | #REF! | #REF! | #REF! | #REF! | #REF! | #REF! | #REF! | #REF! | #REF! | #REF! | #REF! | #REF! | #REF! | #REF! | #REF! | #REF! | #REF! | #REF! | #REF! | #REF! | #REF! | #REF! | #REF! | #REF! | #REF! | #REF! | #REF! | #REF! | #REF! | #REF! | #REF! | #REF! | #REF! | #REF! | #REF! | #REF! | #REF! | #REF! | #REF! | #REF! | #REF! | #REF! | #REF! | #REF! | #REF! | #REF! | #REF! | #REF! | #REF! | #REF! | #REF! | #REF! | #REF! | #REF! | #REF! | #REF! | #REF! | #REF! | #REF! | #REF! | #REF! | #REF! | #REF! | #REF! | #REF! | #REF! | #REF! | #REF! | #REF! | #REF! | #REF! | #REF! | #REF! | #REF! | #REF! | #REF! | #REF! | #REF! | #REF! | #REF! | #REF! | #REF! | #REF! | #REF! | #REF! | #REF! | #REF! | #REF! | #REF! | #REF! | #REF! | #REF! | #REF! | #REF! | #REF! | #REF! | #REF! | #REF! | #REF! | #REF! | #REF! | #REF! | #REF! | #REF! | #REF! | #REF! | #REF! | #REF! | #REF! | #REF! | #REF! | #REF! | #REF! | #REF! | #REF! | #REF! | #REF! | #REF! | #REF! | #REF! | #REF! | #REF! | #REF! | #REF! | #REF! | #REF! | #REF! | #REF! | #REF! | #REF! | #REF! | #REF! | #REF! | #REF! | #REF! | #REF! | #REF! | #REF! | #REF! | #REF! | #REF! | #REF! | #REF! | #REF! | #REF! | #REF! | #REF! | #REF! | #REF! | #REF! | #REF! | #REF! | #REF! | #REF! | #REF! | #REF! | #REF! | #REF! | #REF! | #REF! | #REF! | #REF! | #REF! | #REF! | #REF! | #REF! | #REF! | #REF! | #REF! | #REF! | #REF! | #REF! | #REF! | #REF! | #REF! | #REF! | #REF! | #REF! | #REF! | #REF! | #REF! | #REF! | #REF! | #REF! | #REF! | #REF! | #REF! | #REF! | #REF! | #REF! | #REF! | #REF! | #REF! | #REF! | #REF! | #REF! | #REF! | #REF! | #REF! | #REF! | #REF! | #REF! | #REF! | #REF! | #REF! | #REF! | #REF! | #REF! | #REF! | #REF! | #REF! | #REF! | #REF! | #REF! | #REF! | #REF! | #REF! | #REF! | #REF! | #REF! | #REF! | #REF! | #REF! | #REF! | #REF! | #REF! | #REF! | #REF! | #REF! | #REF! | #REF! | #REF! | #REF! | #REF!
| Northeast - Stan | 0 | S | S | N | #REF! | #REF! | #REF! | #REF! | #REF! | #REF! | #REF! | #REF! | #REF! | #REF! | #REF! | #REF! | #REF! | #REF! | #REF! | #REF! | #REF! | #REF! | #REF! | #REF! | #REF! | #REF! | #REF! | #REF! | #REF! | #REF! | #REF! | #REF! | #REF! | #REF! | #REF! | #REF! | #REF! | #REF! | #REF! | #REF! | #REF! | #REF! | #REF! | #REF! | #REF! | #REF! | #REF! | #REF! | #REF! | #REF! | #REF! | #REF! | #REF! | #REF! | #REF! | #REF! | #REF! | #REF! | #REF! | #REF! | #REF! | #REF! | #REF! | #REF! | #REF! | #REF! | #REF! | #REF! | #REF! | #REF! | #REF! | #REF! | #REF! | #REF! | #REF! | #REF! | #REF! | #REF! | #REF! | #REF! | #REF! | #REF! | #REF! | #REF! | #REF! | #REF! | #REF! | #REF! | #REF! | #REF! | #REF! | #REF! | #REF! | #REF! | #REF! | #REF! | #REF! | #REF! | #REF! | #REF! | #REF! | #REF! | #REF! | #REF! | #REF! | #REF! | #REF! | #REF! | #REF! | #REF! | #REF! | #REF! | #REF! | #REF! | #REF! | #REF! | #REF! | #REF! | #REF! | #REF! | #REF! | #REF! | #REF! | #REF! | #REF! | #REF! | #REF! | #REF! | #REF! | #REF! | #REF! | #REF! | #REF! | #REF! | #REF! | #REF! | #REF! | #REF! | #REF! | #REF! | #REF! | #REF! | #REF! | #REF! | #REF! | #REF! | #REF! | #REF! | #REF! | #REF! | #REF! | #REF! | #REF! | #REF! | #REF! | #REF! | #REF! | #REF! | #REF! | #REF! | #REF! | #REF! | #REF! | #REF! | #REF! | #REF! | #REF! | #REF! | #REF! | #REF! | #REF! | #REF! | #REF! | #REF! | #REF! | #REF! | #REF! | #REF! | #REF! | #REF! | #REF! | #REF! | #REF! | #REF! | #REF! | #REF! | #REF! | #REF! | #REF! | #REF! | #REF! | #REF! | #REF! | #REF! | #REF! | #REF! | #REF! | #REF! | #REF! | #REF! | #REF! | #REF! | #REF! | #REF! | #REF! | #REF! | #REF! | #REF! | #REF! | #REF! | #REF! | #REF! | #REF! | #REF! | #REF! | #REF! | #REF! | #REF! | #REF! | #REF! | #REF! | #REF! | #REF! | #REF! | #REF! | #REF! | #REF! | #REF! | #REF! | #REF! | #REF! | #REF! | #REF! | #REF! | #REF! | #REF! | #REF! | #REF! | #REF! | #REF! | #REF! | #REF! | #REF! | #REF! | #REF! | #REF! | #REF! | #REF! | #REF! | #REF! | #REF! | #REF! | #REF! | #REF! | #REF! | #REF! | #REF! | #REF! | #REF! | #REF! | #REF! | #REF! | #REF! | #REF! | #REF! | #REF! | #REF! | #REF! | #REF! | #REF! | #REF! | #REF! | #REF! | #REF! | #REF! | #REF! | #REF! | #REF! | #REF! | #REF! | #REF! | #REF! | #REF! | #REF! | #REF! | #REF! | #REF! | #REF! | #REF! | #REF! | #REF! | #REF! | #REF! | #REF! | #REF! | #REF! | #REF! | #REF! | #REF! | #REF! | #REF! | #REF! | #REF! | #REF! | #REF! | #REF! | #REF! | #REF! | #REF! | #REF! | #REF! | #REF! | #REF! | #REF! | #REF! | #REF! | #REF! | #REF! | #REF! | #REF! | #REF! | #REF! | #REF! | #REF! | #REF! | #REF! | #REF! | #REF! | #REF! | #REF! | #REF! | #REF! | #REF! | #REF! | #REF! | #REF! | #REF! | #REF! | #REF! | #REF! | #REF! | #REF! | #REF! | #REF! | #REF! | #REF! | #REF! | #REF! | #REF! | #REF! | #REF! | #REF! | #REF! | #REF! | #REF! | #REF! | #REF! | #REF! | #REF! | #REF! | #REF! | #REF! | #REF! | #REF! | #REF! | #REF! | #REF! | #REF! | #REF!
| Northeast - King 26 | 108.29 | K2 | K | N | #REF! | #REF! | #REF! | #REF! | #REF! | #REF! | #REF! | #REF! | #REF! | #REF! | #REF! | #REF! | #REF! | #REF! | #REF! | #REF! | #REF! | #REF! | #REF! | #REF! | #REF! | #REF! | #REF! | #REF! | #REF! | #REF! | #REF! | #REF! | #REF! | #REF! | #REF! | #REF! | #REF! | #REF! | #REF! | #REF! | #REF! | #REF! | #REF! | #REF! | #REF! | #REF! | #REF! | #REF! | #REF! | #REF! | #REF! | #REF! | #REF! | #REF! | #REF! | #REF! | #REF! | #REF! | #REF! | #REF! | #REF! | #REF! | #REF! | #REF! | #REF! | #REF! | #REF! | #REF! | #REF! | #REF! | #REF! | #REF! | #REF! | #REF! | #REF! | #REF! | #REF! | #REF! | #REF! | #REF! | #REF! | #REF! | #REF! | #REF! | #REF! | #REF! | #REF! | #REF! | #REF! | #REF! | #REF! | #REF! | #REF! | #REF! | #REF! | #REF! | #REF! | #REF! | #REF! | #REF! | #REF! | #REF! | #REF! | #REF! | #REF! | #REF! | #REF! | #REF! | #REF! | #REF! | #REF! | #REF! | #REF! | #REF! | #REF! | #REF! | #REF! | #REF! | #REF! | #REF! | #REF! | #REF! | #REF! | #REF! | #REF! | #REF! | #REF! | #REF! | #REF! | #REF! | #REF! | #REF! | #REF! | #REF! | #REF! | #REF! | #REF! | #REF! | #REF! | #REF! | #REF! | #REF! | #REF! | #REF! | #REF! | #REF! | #REF! | #REF! | #REF! | #REF! | #REF! | #REF! | #REF! | #REF! | #REF! | #REF! | #REF! | #REF! | #REF! | #REF! | #REF! | #REF! | #REF! | #REF! | #REF! | #REF! | #REF! | #REF! | #REF! | #REF! | #REF! | #REF! | #REF! | #REF! | #REF! | #REF! | #REF! | #REF! | #REF! | #REF! | #REF! | #REF! | #REF! | #REF! | #REF! | #REF! | #REF! | #REF! | #REF! | #REF! | #REF! | #REF! | #REF! | #REF! | #REF! | #REF! | #REF! | #REF! | #REF! | #REF! | #REF! | #REF! | #REF! | #REF! | #REF! | #REF! | #REF! | #REF! | #REF! | #REF! | #REF! | #REF! | #REF! | #REF! | #REF! | #REF! | #REF! | #REF! | #REF! | #REF! | #REF! | #REF! | #REF! | #REF! | #REF! | #REF! | #REF! | #REF! | #REF! | #REF! | #REF! | #REF! | #REF! | #REF! | #REF! | #REF! | #REF! | #REF! | #REF! | #REF! | #REF! | #REF! | #REF! | #REF! | #REF! | #REF! | #REF! | #REF! | #REF! | #REF! | #REF! | #REF! | #REF! | #REF! | #REF! | #REF! | #REF! | #REF! | #REF! | #REF! | #REF! | #REF! | #REF! | #REF! | #REF! | #REF! | #REF! | #REF! | #REF! | #REF! | #REF! | #REF! | #REF! | #REF! | #REF! | #REF! | #REF! | #REF! | #REF! | #REF! | #REF! | #REF! | #REF! | #REF! | #REF! | #REF! | #REF! | #REF! | #REF! | #REF! | #REF! | #REF! | #REF! | #REF! | #REF! | #REF! | #REF! | #REF! | #REF! | #REF! | #REF! | #REF! | #REF! | #REF! | #REF! | #REF! | #REF! | #REF! | #REF! | #REF! | #REF! | #REF! | #REF! | #REF! | #REF! | #REF! | #REF! | #REF! | #REF! | #REF! | #REF! | #REF! | #REF! | #REF! | #REF! | #REF! | #REF! | #REF! | #REF! | #REF! | #REF! | #REF! | #REF! | #REF! | #REF! | #REF! | #REF! | #REF! | #REF! | #REF! | #REF! | #REF! | #REF! | #REF! | #REF! | #REF! | #REF! | #REF! | #REF! | #REF! | #REF! | #REF! | #REF! | #REF! | #REF! | #REF! | #REF! | #REF! | #REF! | #REF! | #REF! | #REF! | #REF! | #REF! | #REF! | #REF! | #REF! | #REF! | #REF!
| CS2 - King | 304.25 | K1 | K | C | #REF! | #REF! | #REF! | #REF! | #REF! | #REF! | #REF! | #REF! | #REF! | #REF! | #REF! | #REF! | #REF! | #REF! | #REF! | #REF! | #REF! | #REF! | #REF! | #REF! | #REF! | #REF! | #REF! | #REF! | #REF! | #REF! | #REF! | #REF! | #REF! | #REF! | #REF! | #REF! | #REF! | #REF! | #REF! | #REF! | #REF! | #REF! | #REF! | #REF! | #REF! | #REF! | #REF! | #REF! | #REF! | #REF! | #REF! | #REF! | #REF! | #REF! | #REF! | #REF! | #REF! | #REF! | #REF! | #REF! | #REF! | #REF! | #REF! | #REF! | #REF! | #REF! | #REF! | #REF! | #REF! | #REF! | #REF! | #REF! | #REF! | #REF! | #REF! | #REF! | #REF! | #REF! | #REF! | #REF! | #REF! | #REF! | #REF! | #REF! | #REF! | #REF! | #REF! | #REF! | #REF! | #REF! | #REF! | #REF! | #REF! | #REF! | #REF! | #REF! | #REF! | #REF! | #REF! | #REF! | #REF! | #REF! | #REF! | #REF! | #REF! | #REF! | #REF! | #REF! | #REF! | #REF! | #REF! | #REF! | #REF! | #REF! | #REF! | #REF! | #REF! | #REF! | #REF! | #REF! | #REF! | #REF! | #REF! | #REF! | #REF! | #REF! | #REF! | #REF! | #REF! | #REF! | #REF! | #REF! | #REF! | #REF! | #REF! | #REF! | #REF! | #REF! | #REF! | #REF! | #REF! | #REF! | #REF! | #REF! | #REF! | #REF! | #REF! | #REF! | #REF! | #REF! | #REF! | #REF! | #REF! | #REF! | #REF! | #REF! | #REF! | #REF! | #REF! | #REF! | #REF! | #REF! | #REF! | #REF! | #REF! | #REF! | #REF! | #REF! | #REF! | #REF! | #REF! | #REF! | #REF! | #REF! | #REF! | #REF! | #REF! | #REF! | #REF! | #REF! | #REF! | #REF! | #REF! | #REF! | #REF! | #REF! | #REF! | #REF! | #REF! | #REF! | #REF! | #REF! | #REF! | #REF! | #REF! | #REF! | #REF! | #REF! | #REF! | #REF! | #REF! | #REF! | #REF! | #REF! | #REF! | #REF! | #REF! | #REF! | #REF! | #REF! | #REF! | #REF! | #REF! | #REF! | #REF! | #REF! | #REF! | #REF! | #REF! | #REF! | #REF! | #REF! | #REF! | #REF! | #REF! | #REF! | #REF! | #REF! | #REF! | #REF! | #REF! | #REF! | #REF! | #REF! | #REF! | #REF! | #REF! | #REF! | #REF! | #REF! | #REF! | #REF! | #REF! | #REF! | #REF! | #REF! | #REF! | #REF! | #REF! | #REF! | #REF! | #REF! | #REF! | #REF! | #REF! | #REF! | #REF! | #REF! | #REF! | #REF! | #REF! | #REF! | #REF! | #REF! | #REF! | #REF! | #REF! | #REF! | #REF! | #REF! | #REF! | #REF! | #REF! | #REF! | #REF! | #REF! | #REF! | #REF! | #REF! | #REF! | #REF! | #REF! | #REF! | #REF! | #REF! | #REF! | #REF! | #REF! | #REF! | #REF! | #REF! | #REF! | #REF! | #REF! | #REF! | #REF! | #REF! | #REF! | #REF! | #REF! | #REF! | #REF! | #REF! | #REF! | #REF! | #REF! | #REF! | #REF! | #REF! | #REF! | #REF! | #REF! | #REF! | #REF! | #REF! | #REF! | #REF! | #REF! | #REF! | #REF! | #REF! | #REF! | #REF! | #REF! | #REF! | #REF! | #REF! | #REF! | #REF! | #REF! | #REF! | #REF! | #REF! | #REF! | #REF! | #REF! | #REF! | #REF! | #REF! | #REF! | #REF! | #REF! | #REF! | #REF! | #REF! | #REF! | #REF! | #REF! | #REF! | #REF! | #REF! | #REF! | #REF! | #REF! | #REF! | #REF! | #REF! | #REF! | #REF! | #REF! | #REF! | #REF! | #REF! | #REF! | #REF! | #REF! | #REF! | #REF! | #REF!
| CS2 - Stan | 26.88 | S | S | C | #REF! | #REF! | #REF! | #REF! | #REF! | #REF! | #REF! | #REF! | #REF! | #REF! | #REF! | #REF! | #REF! | #REF! | #REF! | #REF! | #REF! | #REF! | #REF! | #REF! | #REF! | #REF! | #REF! | #REF! | #REF! | #REF! | #REF! | #REF! | #REF! | #REF! | #REF! | #REF! | #REF! | #REF! | #REF! | #REF! | #REF! | #REF! | #REF! | #REF! | #REF! | #REF! | #REF! | #REF! | #REF! | #REF! | #REF! | #REF! | #REF! | #REF! | #REF! | #REF! | #REF! | #REF! | #REF! | #REF! | #REF! | #REF! | #REF! | #REF! | #REF! | #REF! | #REF! | #REF! | #REF! | #REF! | #REF! | #REF! | #REF! | #REF! | #REF! | #REF! | #REF! | #REF! | #REF! | #REF! | #REF! | #REF! | #REF! | #REF! | #REF! | #REF! | #REF! | #REF! | #REF! | #REF! | #REF! | #REF! | #REF! | #REF! | #REF! | #REF! | #REF! | #REF! | #REF! | #REF! | #REF! | #REF! | #REF! | #REF! | #REF! | #REF! | #REF! | #REF! | #REF! | #REF! | #REF! | #REF! | #REF! | #REF! | #REF! | #REF! | #REF! | #REF! | #REF! | #REF! | #REF! | #REF! | #REF! | #REF! | #REF! | #REF! | #REF! | #REF! | #REF! | #REF! | #REF! | #REF! | #REF! | #REF! | #REF! | #REF! | #REF! | #REF! | #REF! | #REF! | #REF! | #REF! | #REF! | #REF! | #REF! | #REF! | #REF! | #REF! | #REF! | #REF! | #REF! | #REF! | #REF! | #REF! | #REF! | #REF! | #REF! | #REF! | #REF! | #REF! | #REF! | #REF! | #REF! | #REF! | #REF! | #REF! | #REF! | #REF! | #REF! | #REF! | #REF! | #REF! | #REF! | #REF! | #REF! | #REF! | #REF! | #REF! | #REF! | #REF! | #REF! | #REF! | #REF! | #REF! | #REF! | #REF! | #REF! | #REF! | #REF! | #REF! | #REF! | #REF! | #REF! | #REF! | #REF! | #REF! | #REF! | #REF! | #REF! | #REF! | #REF! | #REF! | #REF! | #REF! | #REF! | #REF! | #REF! | #REF! | #REF! | #REF! | #REF! | #REF! | #REF! | #REF! | #REF! | #REF! | #REF! | #REF! | #REF! | #REF! | #REF! | #REF! | #REF! | #REF! | #REF! | #REF! | #REF! | #REF! | #REF! | #REF! | #REF! | #REF! | #REF! | #REF! | #REF! | #REF! | #REF! | #REF! | #REF! | #REF! | #REF! | #REF! | #REF! | #REF! | #REF! | #REF! | #REF! | #REF! | #REF! | #REF! | #REF! | #REF! | #REF! | #REF! | #REF! | #REF! | #REF! | #REF! | #REF! | #REF! | #REF! | #REF! | #REF! | #REF! | #REF! | #REF! | #REF! | #REF! | #REF! | #REF! | #REF! | #REF! | #REF! | #REF! | #REF! | #REF! | #REF! | #REF! | #REF! | #REF! | #REF! | #REF! | #REF! | #REF! | #REF! | #REF! | #REF! | #REF! | #REF! | #REF! | #REF! | #REF! | #REF! | #REF! | #REF! | #REF! | #REF! | #REF! | #REF! | #REF! | #REF! | #REF! | #REF! | #REF! | #REF! | #REF! | #REF! | #REF! | #REF! | #REF! | #REF! | #REF! | #REF! | #REF! | #REF! | #REF! | #REF! | #REF! | #REF! | #REF! | #REF! | #REF! | #REF! | #REF! | #REF! | #REF! | #REF! | #REF! | #REF! | #REF! | #REF! | #REF! | #REF! | #REF! | #REF! | #REF! | #REF! | #REF! | #REF! | #REF! | #REF! | #REF! | #REF! | #REF! | #REF! | #REF! | #REF! | #REF! | #REF! | #REF! | #REF! | #REF! | #REF! | #REF! | #REF! | #REF! | #REF! | #REF! | #REF! | #REF! | #REF! | #REF! | #REF! | #REF! | #REF! | #REF! | #REF! | #REF! | #REF!
| CS2 - King 26 | 304.25 | K2 | K | C | #REF! | #REF! | #REF! | #REF! | #REF! | #REF! | #REF! | #REF! | #REF! | #REF! | #REF! | #REF! | #REF! | #REF! | #REF! | #REF! | #REF! | #REF! | #REF! | #REF! | #REF! | #REF! | #REF! | #REF! | #REF! | #REF! | #REF! | #REF! | #REF! | #REF! | #REF! | #REF! | #REF! | #REF! | #REF! | #REF! | #REF! | #REF! | #REF! | #REF! | #REF! | #REF! | #REF! | #REF! | #REF! | #REF! | #REF! | #REF! | #REF! | #REF! | #REF! | #REF! | #REF! | #REF! | #REF! | #REF! | #REF! | #REF! | #REF! | #REF! | #REF! | #REF! | #REF! | #REF! | #REF! | #REF! | #REF! | #REF! | #REF! | #REF! | #REF! | #REF! | #REF! | #REF! | #REF! | #REF! | #REF! | #REF! | #REF! | #REF! | #REF! | #REF! | #REF! | #REF! | #REF! | #REF! | #REF! | #REF! | #REF! | #REF! | #REF! | #REF! | #REF! | #REF! | #REF! | #REF! | #REF! | #REF! | #REF! | #REF! | #REF! | #REF! | #REF! | #REF! | #REF! | #REF! | #REF! | #REF! | #REF! | #REF! | #REF! | #REF! | #REF! | #REF! | #REF! | #REF! | #REF! | #REF! | #REF! | #REF! | #REF! | #REF! | #REF! | #REF! | #REF! | #REF! | #REF! | #REF! | #REF! | #REF! | #REF! | #REF! | #REF! | #REF! | #REF! | #REF! | #REF! | #REF! | #REF! | #REF! | #REF! | #REF! | #REF! | #REF! | #REF! | #REF! | #REF! | #REF! | #REF! | #REF! | #REF! | #REF! | #REF! | #REF! | #REF! | #REF! | #REF! | #REF! | #REF! | #REF! | #REF! | #REF! | #REF! | #REF! | #REF! | #REF! | #REF! | #REF! | #REF! | #REF! | #REF! | #REF! | #REF! | #REF! | #REF! | #REF! | #REF! | #REF! | #REF! | #REF! | #REF! | #REF! | #REF! | #REF! | #REF! | #REF! | #REF! | #REF! | #REF! | #REF! | #REF! | #REF! | #REF! | #REF! | #REF! | #REF! | #REF! | #REF! | #REF! | #REF! | #REF! | #REF! | #REF! | #REF! | #REF! | #REF! | #REF! | #REF! | #REF! | #REF! | #REF! | #REF! | #REF! | #REF! | #REF! | #REF! | #REF! | #REF! | #REF! | #REF! | #REF! | #REF! | #REF! | #REF! | #REF! | #REF! | #REF! | #REF! | #REF! | #REF! | #REF! | #REF! | #REF! | #REF! | #REF! | #REF! | #REF! | #REF! | #REF! | #REF! | #REF! | #REF! | #REF! | #REF! | #REF! | #REF! | #REF! | #REF! | #REF! | #REF! | #REF! | #REF! | #REF! | #REF! | #REF! | #REF! | #REF! | #REF! | #REF! | #REF! | #REF! | #REF! | #REF! | #REF! | #REF! | #REF! | #REF! | #REF! | #REF! | #REF! | #REF! | #REF! | #REF! | #REF! | #REF! | #REF! | #REF! | #REF! | #REF! | #REF! | #REF! | #REF! | #REF! | #REF! | #REF! | #REF! | #REF! | #REF! | #REF! | #REF! | #REF! | #REF! | #REF! | #REF! | #REF! | #REF! | #REF! | #REF! | #REF! | #REF! | #REF! | #REF! | #REF! | #REF! | #REF! | #REF! | #REF! | #REF! | #REF! | #REF! | #REF! | #REF! | #REF! | #REF! | #REF! | #REF! | #REF! | #REF! | #REF! | #REF! | #REF! | #REF! | #REF! | #REF! | #REF! | #REF! | #REF! | #REF! | #REF! | #REF! | #REF! | #REF! | #REF! | #REF! | #REF! | #REF! | #REF! | #REF! | #REF! | #REF! | #REF! | #REF! | #REF! | #REF! | #REF! | #REF! | #REF! | #REF! | #REF! | #REF! | #REF! | #REF! | #REF! | #REF! | #REF! | #REF! | #REF! | #REF! | #REF! | #REF! | #REF! | #REF! | #REF! | #REF! | #REF!
| Malin - King | 612.46 |  | K | no burn | #REF! | #REF! | #REF! | #REF! | #REF! | #REF! | #REF! | #REF! | #REF! | #REF! | #REF! | #REF! | #REF! | #REF! | #REF! | #REF! | #REF! | #REF! | #REF! | #REF! | #REF! | #REF! | #REF! | #REF! | #REF! | #REF! | #REF! | #REF! | #REF! | #REF! | #REF! | #REF! | #REF! | #REF! | #REF! | #REF! | #REF! | #REF! | #REF! | #REF! | #REF! | #REF! | #REF! | #REF! | #REF! | #REF! | #REF! | #REF! | #REF! | #REF! | #REF! | #REF! | #REF! | #REF! | #REF! | #REF! | #REF! | #REF! | #REF! | #REF! | #REF! | #REF! | #REF! | #REF! | #REF! | #REF! | #REF! | #REF! | #REF! | #REF! | #REF! | #REF! | #REF! | #REF! | #REF! | #REF! | #REF! | #REF! | #REF! | #REF! | #REF! | #REF! | #REF! | #REF! | #REF! | #REF! | #REF! | #REF! | #REF! | #REF! | #REF! | #REF! | #REF! | #REF! | #REF! | #REF! | #REF! | #REF! | #REF! | #REF! | #REF! | #REF! | #REF! | #REF! | #REF! | #REF! | #REF! | #REF! | #REF! | #REF! | #REF! | #REF! | #REF! | #REF! | #REF! | #REF! | #REF! | #REF! | #REF! | #REF! | #REF! | #REF! | #REF! | #REF! | #REF! | #REF! | #REF! | #REF! | #REF! | #REF! | #REF! | #REF! | #REF! | #REF! | #REF! | #REF! | #REF! | #REF! | #REF! | #REF! | #REF! | #REF! | #REF! | #REF! | #REF! | #REF! | #REF! | #REF! | #REF! | #REF! | #REF! | #REF! | #REF! | #REF! | #REF! | #REF! | #REF! | #REF! | #REF! | #REF! | #REF! | #REF! | #REF! | #REF! | #REF! | #REF! | #REF! | #REF! | #REF! | #REF! | #REF! | #REF! | #REF! | #REF! | #REF! | #REF! | #REF! | #REF! | #REF! | #REF! | #REF! | #REF! | #REF! | #REF! | #REF! | #REF! | #REF! | #REF! | #REF! | #REF! | #REF! | #REF! | #REF! | #REF! | #REF! | #REF! | #REF! | #REF! | #REF! | #REF! | #REF! | #REF! | #REF! | #REF! | #REF! | #REF! | #REF! | #REF! | #REF! | #REF! | #REF! | #REF! | #REF! | #REF! | #REF! | #REF! | #REF! | #REF! | #REF! | #REF! | #REF! | #REF! | #REF! | #REF! | #REF! | #REF! | #REF! | #REF! | #REF! | #REF! | #REF! | #REF! | #REF! | #REF! | #REF! | #REF! | #REF! | #REF! | #REF! | #REF! | #REF! | #REF! | #REF! | #REF! | #REF! | #REF! | #REF! | #REF! | #REF! | #REF! | #REF! | #REF! | #REF! | #REF! | #REF! | #REF! | #REF! | #REF! | #REF! | #REF! | #REF! | #REF! | #REF! | #REF! | #REF! | #REF! | #REF! | #REF! | #REF! | #REF! | #REF! | #REF! | #REF! | #REF! | #REF! | #REF! | #REF! | #REF! | #REF! | #REF! | #REF! | #REF! | #REF! | #REF! | #REF! | #REF! | #REF! | #REF! | #REF! | #REF! | #REF! | #REF! | #REF! | #REF! | #REF! | #REF! | #REF! | #REF! | #REF! | #REF! | #REF! | #REF! | #REF! | #REF! | #REF! | #REF! | #REF! | #REF! | #REF! | #REF! | #REF! | #REF! | #REF! | #REF! | #REF! | #REF! | #REF! | #REF! | #REF! | #REF! | #REF! | #REF! | #REF! | #REF! | #REF! | #REF! | #REF! | #REF! | #REF! | #REF! | #REF! | #REF! | #REF! | #REF! | #REF! | #REF! | #REF! | #REF! | #REF! | #REF! | #REF! | #REF! | #REF! | #REF! | #REF! | #REF! | #REF! | #REF! | #REF! | #REF! | #REF! | #REF! | #REF! | #REF! | #REF! | #REF! | #REF! | #REF! | #REF! | #REF! | #REF! | #REF! | #REF! | #REF! | #REF!
| Stan - King | 277.37 |  | K | no burn | #REF! | #REF! | #REF! | #REF! | #REF! | #REF! | #REF! | #REF! | #REF! | #REF! | #REF! | #REF! | #REF! | #REF! | #REF! | #REF! | #REF! | #REF! | #REF! | #REF! | #REF! | #REF! | #REF! | #REF! | #REF! | #REF! | #REF! | #REF! | #REF! | #REF! | #REF! | #REF! | #REF! | #REF! | #REF! | #REF! | #REF! | #REF! | #REF! | #REF! | #REF! | #REF! | #REF! | #REF! | #REF! | #REF! | #REF! | #REF! | #REF! | #REF! | #REF! | #REF! | #REF! | #REF! | #REF! | #REF! | #REF! | #REF! | #REF! | #REF! | #REF! | #REF! | #REF! | #REF! | #REF! | #REF! | #REF! | #REF! | #REF! | #REF! | #REF! | #REF! | #REF! | #REF! | #REF! | #REF! | #REF! | #REF! | #REF! | #REF! | #REF! | #REF! | #REF! | #REF! | #REF! | #REF! | #REF! | #REF! | #REF! | #REF! | #REF! | #REF! | #REF! | #REF! | #REF! | #REF! | #REF! | #REF! | #REF! | #REF! | #REF! | #REF! | #REF! | #REF! | #REF! | #REF! | #REF! | #REF! | #REF! | #REF! | #REF! | #REF! | #REF! | #REF! | #REF! | #REF! | #REF! | #REF! | #REF! | #REF! | #REF! | #REF! | #REF! | #REF! | #REF! | #REF! | #REF! | #REF! | #REF! | #REF! | #REF! | #REF! | #REF! | #REF! | #REF! | #REF! | #REF! | #REF! | #REF! | #REF! | #REF! | #REF! | #REF! | #REF! | #REF! | #REF! | #REF! | #REF! | #REF! | #REF! | #REF! | #REF! | #REF! | #REF! | #REF! | #REF! | #REF! | #REF! | #REF! | #REF! | #REF! | #REF! | #REF! | #REF! | #REF! | #REF! | #REF! | #REF! | #REF! | #REF! | #REF! | #REF! | #REF! | #REF! | #REF! | #REF! | #REF! | #REF! | #REF! | #REF! | #REF! | #REF! | #REF! | #REF! | #REF! | #REF! | #REF! | #REF! | #REF! | #REF! | #REF! | #REF! | #REF! | #REF! | #REF! | #REF! | #REF! | #REF! | #REF! | #REF! | #REF! | #REF! | #REF! | #REF! | #REF! | #REF! | #REF! | #REF! | #REF! | #REF! | #REF! | #REF! | #REF! | #REF! | #REF! | #REF! | #REF! | #REF! | #REF! | #REF! | #REF! | #REF! | #REF! | #REF! | #REF! | #REF! | #REF! | #REF! | #REF! | #REF! | #REF! | #REF! | #REF! | #REF! | #REF! | #REF! | #REF! | #REF! | #REF! | #REF! | #REF! | #REF! | #REF! | #REF! | #REF! | #REF! | #REF! | #REF! | #REF! | #REF! | #REF! | #REF! | #REF! | #REF! | #REF! | #REF! | #REF! | #REF! | #REF! | #REF! | #REF! | #REF! | #REF! | #REF! | #REF! | #REF! | #REF! | #REF! | #REF! | #REF! | #REF! | #REF! | #REF! | #REF! | #REF! | #REF! | #REF! | #REF! | #REF! | #REF! | #REF! | #REF! | #REF! | #REF! | #REF! | #REF! | #REF! | #REF! | #REF! | #REF! | #REF! | #REF! | #REF! | #REF! | #REF! | #REF! | #REF! | #REF! | #REF! | #REF! | #REF! | #REF! | #REF! | #REF! | #REF! | #REF! | #REF! | #REF! | #REF! | #REF! | #REF! | #REF! | #REF! | #REF! | #REF! | #REF! | #REF! | #REF! | #REF! | #REF! | #REF! | #REF! | #REF! | #REF! | #REF! | #REF! | #REF! | #REF! | #REF! | #REF! | #REF! | #REF! | #REF! | #REF! | #REF! | #REF! | #REF! | #REF! | #REF! | #REF! | #REF! | #REF! | #REF! | #REF! | #REF! | #REF! | #REF! | #REF! | #REF! | #REF! | #REF! | #REF! | #REF! | #REF! | #REF! | #REF! | #REF! | #REF! | #REF! | #REF! | #REF! | #REF! | #REF! | #REF! | #REF!
Gas Purch Qty b4 Fuel |  |  |  | categ | [368 empty] | 2025
000's of dth/dy | buy AECO - burn |  |  | B |  | #REF! | #REF! | #REF! | #REF! | #REF! | #REF! | #REF! | #REF! | #REF! | #REF! | #REF! | #REF! | #REF! | #REF! | #REF! | #REF! | #REF! | #REF! | #REF! | #REF! | #REF! | #REF! | #REF! | #REF! | #REF! | #REF! | #REF! | #REF! | #REF! | #REF! | #REF! | #REF! | #REF! | #REF! | #REF! | #REF! | #REF! | #REF! | #REF! | #REF! | #REF! | #REF! | #REF! | #REF! | #REF! | #REF! | #REF! | #REF! | #REF! | #REF! | #REF! | #REF! | #REF! | #REF! | #REF! | #REF! | #REF! | #REF! | #REF! | #REF! | #REF! | #REF! | #REF! | #REF! | #REF! | #REF! | #REF! | #REF! | #REF! | #REF! | #REF! | #REF! | #REF! | #REF! | #REF! | #REF! | #REF! | #REF! | #REF! | #REF! | #REF! | #REF! | #REF! | #REF! | #REF! | #REF! | #REF! | #REF! | #REF! | #REF! | #REF! | #REF! | #REF! | #REF! | #REF! | #REF! | #REF! | #REF! | #REF! | #REF! | #REF! | #REF! | #REF! | #REF! | #REF! | #REF! | #REF! | #REF! | #REF! | #REF! | #REF! | #REF! | #REF! | #REF! | #REF! | #REF! | #REF! | #REF! | #REF! | #REF! | #REF! | #REF! | #REF! | #REF! | #REF! | #REF! | #REF! | #REF! | #REF! | #REF! | #REF! | #REF! | #REF! | #REF! | #REF! | #REF! | #REF! | #REF! | #REF! | #REF! | #REF! | #REF! | #REF! | #REF! | #REF! | #REF! | #REF! | #REF! | #REF! | #REF! | #REF! | #REF! | #REF! | #REF! | #REF! | #REF! | #REF! | #REF! | #REF! | #REF! | #REF! | #REF! | #REF! | #REF! | #REF! | #REF! | #REF! | #REF! | #REF! | #REF! | #REF! | #REF! | #REF! | #REF! | #REF! | #REF! | #REF! | #REF! | #REF! | #REF! | #REF! | #REF! | #REF! | #REF! | #REF! | #REF! | #REF! | #REF! | #REF! | #REF! | #REF! | #REF! | #REF! | #REF! | #REF! | #REF! | #REF! | #REF! | #REF! | #REF! | #REF! | #REF! | #REF! | #REF! | #REF! | #REF! | #REF! | #REF! | #REF! | #REF! | #REF! | #REF! | #REF! | #REF! | #REF! | #REF! | #REF! | #REF! | #REF! | #REF! | #REF! | #REF! | #REF! | #REF! | #REF! | #REF! | #REF! | #REF! | #REF! | #REF! | #REF! | #REF! | #REF! | #REF! | #REF! | #REF! | #REF! | #REF! | #REF! | #REF! | #REF! | #REF! | #REF! | #REF! | #REF! | #REF! | #REF! | #REF! | #REF! | #REF! | #REF! | #REF! | #REF! | #REF! | #REF! | #REF! | #REF! | #REF! | #REF! | #REF! | #REF! | #REF! | #REF! | #REF! | #REF! | #REF! | #REF! | #REF! | #REF! | #REF! | #REF! | #REF! | #REF! | #REF! | #REF! | #REF! | #REF! | #REF! | #REF! | #REF! | #REF! | #REF! | #REF! | #REF! | #REF! | #REF! | #REF! | #REF! | #REF! | #REF! | #REF! | #REF! | #REF! | #REF! | #REF! | #REF! | #REF! | #REF! | #REF! | #REF! | #REF! | #REF! | #REF! | #REF! | #REF! | #REF! | #REF! | #REF! | #REF! | #REF! | #REF! | #REF! | #REF! | #REF! | #REF! | #REF! | #REF! | #REF! | #REF! | #REF! | #REF! | #REF! | #REF! | #REF! | #REF! | #REF! | #REF! | #REF! | #REF! | #REF! | #REF! | #REF! | #REF! | #REF! | #REF! | #REF! | #REF! | #REF! | #REF! | #REF! | #REF! | #REF! | #REF! | #REF! | #REF! | #REF! | #REF! | #REF! | #REF! | #REF! | #REF! | #REF! | #REF! | #REF! | #REF! | #REF! | #REF! | #REF! | #REF! | #REF! | #REF! | #REF! | #REF! | #REF! | #REF! | #REF! | #REF! | 69989 | buy every day
| buy AECO - no burn |  |  | NB |  | #REF! | #REF! | #REF! | #REF! | #REF! | #REF! | #REF! | #REF! | #REF! | #REF! | #REF! | #REF! | #REF! | #REF! | #REF! | #REF! | #REF! | #REF! | #REF! | #REF! | #REF! | #REF! | #REF! | #REF! | #REF! | #REF! | #REF! | #REF! | #REF! | #REF! | #REF! | #REF! | #REF! | #REF! | #REF! | #REF! | #REF! | #REF! | #REF! | #REF! | #REF! | #REF! | #REF! | #REF! | #REF! | #REF! | #REF! | #REF! | #REF! | #REF! | #REF! | #REF! | #REF! | #REF! | #REF! | #REF! | #REF! | #REF! | #REF! | #REF! | #REF! | #REF! | #REF! | #REF! | #REF! | #REF! | #REF! | #REF! | #REF! | #REF! | #REF! | #REF! | #REF! | #REF! | #REF! | #REF! | #REF! | #REF! | #REF! | #REF! | #REF! | #REF! | #REF! | #REF! | #REF! | #REF! | #REF! | #REF! | #REF! | #REF! | #REF! | #REF! | #REF! | #REF! | #REF! | #REF! | #REF! | #REF! | #REF! | #REF! | #REF! | #REF! | #REF! | #REF! | #REF! | #REF! | #REF! | #REF! | #REF! | #REF! | #REF! | #REF! | #REF! | #REF! | #REF! | #REF! | #REF! | #REF! | #REF! | #REF! | #REF! | #REF! | #REF! | #REF! | #REF! | #REF! | #REF! | #REF! | #REF! | #REF! | #REF! | #REF! | #REF! | #REF! | #REF! | #REF! | #REF! | #REF! | #REF! | #REF! | #REF! | #REF! | #REF! | #REF! | #REF! | #REF! | #REF! | #REF! | #REF! | #REF! | #REF! | #REF! | #REF! | #REF! | #REF! | #REF! | #REF! | #REF! | #REF! | #REF! | #REF! | #REF! | #REF! | #REF! | #REF! | #REF! | #REF! | #REF! | #REF! | #REF! | #REF! | #REF! | #REF! | #REF! | #REF! | #REF! | #REF! | #REF! | #REF! | #REF! | #REF! | #REF! | #REF! | #REF! | #REF! | #REF! | #REF! | #REF! | #REF! | #REF! | #REF! | #REF! | #REF! | #REF! | #REF! | #REF! | #REF! | #REF! | #REF! | #REF! | #REF! | #REF! | #REF! | #REF! | #REF! | #REF! | #REF! | #REF! | #REF! | #REF! | #REF! | #REF! | #REF! | #REF! | #REF! | #REF! | #REF! | #REF! | #REF! | #REF! | #REF! | #REF! | #REF! | #REF! | #REF! | #REF! | #REF! | #REF! | #REF! | #REF! | #REF! | #REF! | #REF! | #REF! | #REF! | #REF! | #REF! | #REF! | #REF! | #REF! | #REF! | #REF! | #REF! | #REF! | #REF! | #REF! | #REF! | #REF! | #REF! | #REF! | #REF! | #REF! | #REF! | #REF! | #REF! | #REF! | #REF! | #REF! | #REF! | #REF! | #REF! | #REF! | #REF! | #REF! | #REF! | #REF! | #REF! | #REF! | #REF! | #REF! | #REF! | #REF! | #REF! | #REF! | #REF! | #REF! | #REF! | #REF! | #REF! | #REF! | #REF! | #REF! | #REF! | #REF! | #REF! | #REF! | #REF! | #REF! | #REF! | #REF! | #REF! | #REF! | #REF! | #REF! | #REF! | #REF! | #REF! | #REF! | #REF! | #REF! | #REF! | #REF! | #REF! | #REF! | #REF! | #REF! | #REF! | #REF! | #REF! | #REF! | #REF! | #REF! | #REF! | #REF! | #REF! | #REF! | #REF! | #REF! | #REF! | #REF! | #REF! | #REF! | #REF! | #REF! | #REF! | #REF! | #REF! | #REF! | #REF! | #REF! | #REF! | #REF! | #REF! | #REF! | #REF! | #REF! | #REF! | #REF! | #REF! | #REF! | #REF! | #REF! | #REF! | #REF! | #REF! | #REF! | #REF! | #REF! | #REF! | #REF! | #REF! | #REF! | #REF! | #REF! | #REF! | #REF! | #REF! | #REF! | #REF! | #REF! | #REF! | #REF! | #REF! | #REF! | #REF! | #REF! | #REF!
| buy King - burn |  |  | B |  | 0 | #REF! | #REF! | #REF! | #REF! | #REF! | #REF! | #REF! | #REF! | #REF! | #REF! | #REF! | #REF! | #REF! | #REF! | #REF! | #REF! | #REF! | #REF! | #REF! | #REF! | #REF! | #REF! | #REF! | #REF! | #REF! | #REF! | #REF! | #REF! | #REF! | #REF! | #REF! | #REF! | #REF! | #REF! | #REF! | #REF! | #REF! | #REF! | #REF! | #REF! | #REF! | #REF! | #REF! | #REF! | #REF! | #REF! | #REF! | #REF! | #REF! | #REF! | #REF! | #REF! | #REF! | #REF! | #REF! | #REF! | #REF! | #REF! | #REF! | #REF! | #REF! | #REF! | #REF! | #REF! | #REF! | #REF! | #REF! | #REF! | #REF! | #REF! | #REF! | #REF! | #REF! | #REF! | #REF! | #REF! | #REF! | #REF! | #REF! | #REF! | #REF! | #REF! | #REF! | #REF! | #REF! | #REF! | #REF! | #REF! | #REF! | #REF! | #REF! | #REF! | #REF! | #REF! | #REF! | #REF! | #REF! | #REF! | #REF! | #REF! | #REF! | #REF! | #REF! | #REF! | #REF! | #REF! | #REF! | #REF! | #REF! | #REF! | #REF! | #REF! | #REF! | #REF! | #REF! | #REF! | #REF! | #REF! | #REF! | #REF! | #REF! | #REF! | #REF! | #REF! | #REF! | #REF! | #REF! | #REF! | #REF! | #REF! | #REF! | #REF! | #REF! | #REF! | #REF! | #REF! | #REF! | #REF! | #REF! | #REF! | #REF! | #REF! | #REF! | #REF! | #REF! | #REF! | #REF! | #REF! | #REF! | #REF! | #REF! | #REF! | #REF! | #REF! | #REF! | #REF! | #REF! | #REF! | #REF! | #REF! | #REF! | #REF! | #REF! | #REF! | #REF! | #REF! | #REF! | #REF! | #REF! | #REF! | #REF! | #REF! | #REF! | #REF! | #REF! | #REF! | #REF! | #REF! | #REF! | #REF! | #REF! | #REF! | #REF! | #REF! | #REF! | #REF! | #REF! | #REF! | #REF! | #REF! | #REF! | #REF! | #REF! | #REF! | #REF! | #REF! | #REF! | #REF! | #REF! | #REF! | #REF! | #REF! | #REF! | #REF! | #REF! | #REF! | #REF! | #REF! | #REF! | #REF! | #REF! | #REF! | #REF! | #REF! | #REF! | #REF! | #REF! | #REF! | #REF! | #REF! | #REF! | #REF! | #REF! | #REF! | #REF! | #REF! | #REF! | #REF! | #REF! | #REF! | #REF! | #REF! | #REF! | #REF! | #REF! | #REF! | #REF! | #REF! | #REF! | #REF! | #REF! | #REF! | #REF! | #REF! | #REF! | #REF! | #REF! | #REF! | #REF! | #REF! | #REF! | #REF! | #REF! | #REF! | #REF! | #REF! | #REF! | #REF! | #REF! | #REF! | #REF! | #REF! | #REF! | #REF! | #REF! | #REF! | #REF! | #REF! | #REF! | #REF! | #REF! | #REF! | #REF! | #REF! | #REF! | #REF! | #REF! | #REF! | #REF! | #REF! | #REF! | #REF! | #REF! | #REF! | #REF! | #REF! | #REF! | #REF! | #REF! | #REF! | #REF! | #REF! | #REF! | #REF! | #REF! | #REF! | #REF! | #REF! | #REF! | #REF! | #REF! | #REF! | #REF! | #REF! | #REF! | #REF! | #REF! | #REF! | #REF! | #REF! | #REF! | #REF! | #REF! | #REF! | #REF! | #REF! | #REF! | #REF! | #REF! | #REF! | #REF! | #REF! | #REF! | #REF! | #REF! | #REF! | #REF! | #REF! | #REF! | #REF! | #REF! | #REF! | #REF! | #REF! | #REF! | #REF! | #REF! | #REF! | #REF! | #REF! | #REF! | #REF! | #REF! | #REF! | #REF! | #REF! | #REF! | #REF! | #REF! | #REF! | #REF! | #REF! | #REF! | #REF! | #REF! | #REF! | #REF! | #REF! | #REF! | #REF! | #REF! | #REF! | #REF! | #REF! | #REF! | #REF! | -601 | buy(sell) every day
| buy(sell) King - no burn |  |  | NB |  | -601 | #REF! | #REF! | #REF! | #REF! | #REF! | #REF! | #REF! | #REF! | #REF! | #REF! | #REF! | #REF! | #REF! | #REF! | #REF! | #REF! | #REF! | #REF! | #REF! | #REF! | #REF! | #REF! | #REF! | #REF! | #REF! | #REF! | #REF! | #REF! | #REF! | #REF! | #REF! | #REF! | #REF! | #REF! | #REF! | #REF! | #REF! | #REF! | #REF! | #REF! | #REF! | #REF! | #REF! | #REF! | #REF! | #REF! | #REF! | #REF! | #REF! | #REF! | #REF! | #REF! | #REF! | #REF! | #REF! | #REF! | #REF! | #REF! | #REF! | #REF! | #REF! | #REF! | #REF! | #REF! | #REF! | #REF! | #REF! | #REF! | #REF! | #REF! | #REF! | #REF! | #REF! | #REF! | #REF! | #REF! | #REF! | #REF! | #REF! | #REF! | #REF! | #REF! | #REF! | #REF! | #REF! | #REF! | #REF! | #REF! | #REF! | #REF! | #REF! | #REF! | #REF! | #REF! | #REF! | #REF! | #REF! | #REF! | #REF! | #REF! | #REF! | #REF! | #REF! | #REF! | #REF! | #REF! | #REF! | #REF! | #REF! | #REF! | #REF! | #REF! | #REF! | #REF! | #REF! | #REF! | #REF! | #REF! | #REF! | #REF! | #REF! | #REF! | #REF! | #REF! | #REF! | #REF! | #REF! | #REF! | #REF! | #REF! | #REF! | #REF! | #REF! | #REF! | #REF! | #REF! | #REF! | #REF! | #REF! | #REF! | #REF! | #REF! | #REF! | #REF! | #REF! | #REF! | #REF! | #REF! | #REF! | #REF! | #REF! | #REF! | #REF! | #REF! | #REF! | #REF! | #REF! | #REF! | #REF! | #REF! | #REF! | #REF! | #REF! | #REF! | #REF! | #REF! | #REF! | #REF! | #REF! | #REF! | #REF! | #REF! | #REF! | #REF! | #REF! | #REF! | #REF! | #REF! | #REF! | #REF! | #REF! | #REF! | #REF! | #REF! | #REF! | #REF! | #REF! | #REF! | #REF! | #REF! | #REF! | #REF! | #REF! | #REF! | #REF! | #REF! | #REF! | #REF! | #REF! | #REF! | #REF! | #REF! | #REF! | #REF! | #REF! | #REF! | #REF! | #REF! | #REF! | #REF! | #REF! | #REF! | #REF! | #REF! | #REF! | #REF! | #REF! | #REF! | #REF! | #REF! | #REF! | #REF! | #REF! | #REF! | #REF! | #REF! | #REF! | #REF! | #REF! | #REF! | #REF! | #REF! | #REF! | #REF! | #REF! | #REF! | #REF! | #REF! | #REF! | #REF! | #REF! | #REF! | #REF! | #REF! | #REF! | #REF! | #REF! | #REF! | #REF! | #REF! | #REF! | #REF! | #REF! | #REF! | #REF! | #REF! | #REF! | #REF! | #REF! | #REF! | #REF! | #REF! | #REF! | #REF! | #REF! | #REF! | #REF! | #REF! | #REF! | #REF! | #REF! | #REF! | #REF! | #REF! | #REF! | #REF! | #REF! | #REF! | #REF! | #REF! | #REF! | #REF! | #REF! | #REF! | #REF! | #REF! | #REF! | #REF! | #REF! | #REF! | #REF! | #REF! | #REF! | #REF! | #REF! | #REF! | #REF! | #REF! | #REF! | #REF! | #REF! | #REF! | #REF! | #REF! | #REF! | #REF! | #REF! | #REF! | #REF! | #REF! | #REF! | #REF! | #REF! | #REF! | #REF! | #REF! | #REF! | #REF! | #REF! | #REF! | #REF! | #REF! | #REF! | #REF! | #REF! | #REF! | #REF! | #REF! | #REF! | #REF! | #REF! | #REF! | #REF! | #REF! | #REF! | #REF! | #REF! | #REF! | #REF! | #REF! | #REF! | #REF! | #REF! | #REF! | #REF! | #REF! | #REF! | #REF! | #REF! | #REF! | #REF! | #REF! | #REF! | #REF! | #REF! | #REF! | #REF! | #REF! | #REF! | #REF! | #REF! | #REF! | #REF! | #REF! | #REF! | #REF!
| buy Stan - burn |  |  | B |  | 86000 | 86000 | #REF! | #REF! | #REF! | #REF! | #REF! | #REF! | #REF! | #REF! | #REF! | #REF! | #REF! | #REF! | #REF! | #REF! | #REF! | #REF! | #REF! | #REF! | #REF! | #REF! | #REF! | #REF! | #REF! | #REF! | #REF! | #REF! | #REF! | #REF! | #REF! | #REF! | #REF! | #REF! | #REF! | #REF! | #REF! | #REF! | #REF! | #REF! | #REF! | #REF! | #REF! | #REF! | #REF! | #REF! | #REF! | #REF! | #REF! | #REF! | #REF! | #REF! | #REF! | #REF! | #REF! | #REF! | #REF! | #REF! | #REF! | #REF! | #REF! | #REF! | #REF! | #REF! | #REF! | #REF! | #REF! | #REF! | #REF! | #REF! | #REF! | #REF! | #REF! | #REF! | #REF! | #REF! | #REF! | #REF! | #REF! | #REF! | #REF! | #REF! | #REF! | #REF! | #REF! | #REF! | #REF! | #REF! | #REF! | #REF! | #REF! | #REF! | #REF! | #REF! | #REF! | #REF! | #REF! | #REF! | #REF! | #REF! | #REF! | #REF! | #REF! | #REF! | #REF! | #REF! | #REF! | #REF! | #REF! | #REF! | #REF! | #REF! | #REF! | #REF! | #REF! | #REF! | #REF! | #REF! | #REF! | #REF! | #REF! | #REF! | #REF! | #REF! | #REF! | #REF! | #REF! | #REF! | #REF! | #REF! | #REF! | #REF! | #REF! | #REF! | #REF! | #REF! | #REF! | #REF! | #REF! | #REF! | #REF! | #REF! | #REF! | #REF! | #REF! | #REF! | #REF! | #REF! | #REF! | #REF! | #REF! | #REF! | #REF! | #REF! | #REF! | #REF! | #REF! | #REF! | #REF! | #REF! | #REF! | #REF! | #REF! | #REF! | #REF! | #REF! | #REF! | #REF! | #REF! | #REF! | #REF! | #REF! | #REF! | #REF! | #REF! | #REF! | #REF! | #REF! | #REF! | #REF! | #REF! | #REF! | #REF! | #REF! | #REF! | #REF! | #REF! | #REF! | #REF! | #REF! | #REF! | #REF! | #REF! | #REF! | #REF! | #REF! | #REF! | #REF! | #REF! | #REF! | #REF! | #REF! | #REF! | #REF! | #REF! | #REF! | #REF! | #REF! | #REF! | #REF! | #REF! | #REF! | #REF! | #REF! | #REF! | #REF! | #REF! | #REF! | #REF! | #REF! | #REF! | #REF! | #REF! | #REF! | #REF! | #REF! | #REF! | #REF! | #REF! | #REF! | #REF! | #REF! | #REF! | #REF! | #REF! | #REF! | #REF! | #REF! | #REF! | #REF! | #REF! | #REF! | #REF! | #REF! | #REF! | #REF! | #REF! | #REF! | #REF! | #REF! | #REF! | #REF! | #REF! | #REF! | #REF! | #REF! | #REF! | #REF! | #REF! | #REF! | #REF! | #REF! | #REF! | #REF! | #REF! | #REF! | #REF! | #REF! | #REF! | #REF! | #REF! | #REF! | #REF! | #REF! | #REF! | #REF! | #REF! | #REF! | #REF! | #REF! | #REF! | #REF! | #REF! | #REF! | #REF! | #REF! | #REF! | #REF! | #REF! | #REF! | #REF! | #REF! | #REF! | #REF! | #REF! | #REF! | #REF! | #REF! | #REF! | #REF! | #REF! | #REF! | #REF! | #REF! | #REF! | #REF! | #REF! | #REF! | #REF! | #REF! | #REF! | #REF! | #REF! | #REF! | #REF! | #REF! | #REF! | #REF! | #REF! | #REF! | #REF! | #REF! | #REF! | #REF! | #REF! | #REF! | #REF! | #REF! | #REF! | #REF! | #REF! | #REF! | #REF! | #REF! | #REF! | #REF! | #REF! | #REF! | #REF! | #REF! | #REF! | #REF! | #REF! | #REF! | #REF! | #REF! | #REF! | #REF! | #REF! | #REF! | #REF! | #REF! | #REF! | #REF! | #REF! | #REF! | #REF! | #REF! | #REF! | #REF! | #REF! | #REF! | #REF! | #REF! | #REF! | #REF! | #REF!
| sell Stan - no burn |  |  | NB |  | 0 | 0 | #REF! | #REF! | #REF! | #REF! | #REF! | #REF! | #REF! | #REF! | #REF! | #REF! | #REF! | #REF! | #REF! | #REF! | #REF! | #REF! | #REF! | #REF! | #REF! | #REF! | #REF! | #REF! | #REF! | #REF! | #REF! | #REF! | #REF! | #REF! | #REF! | #REF! | #REF! | #REF! | #REF! | #REF! | #REF! | #REF! | #REF! | #REF! | #REF! | #REF! | #REF! | #REF! | #REF! | #REF! | #REF! | #REF! | #REF! | #REF! | #REF! | #REF! | #REF! | #REF! | #REF! | #REF! | #REF! | #REF! | #REF! | #REF! | #REF! | #REF! | #REF! | #REF! | #REF! | #REF! | #REF! | #REF! | #REF! | #REF! | #REF! | #REF! | #REF! | #REF! | #REF! | #REF! | #REF! | #REF! | #REF! | #REF! | #REF! | #REF! | #REF! | #REF! | #REF! | #REF! | #REF! | #REF! | #REF! | #REF! | #REF! | #REF! | #REF! | #REF! | #REF! | #REF! | #REF! | #REF! | #REF! | #REF! | #REF! | #REF! | #REF! | #REF! | #REF! | #REF! | #REF! | #REF! | #REF! | #REF! | #REF! | #REF! | #REF! | #REF! | #REF! | #REF! | #REF! | #REF! | #REF! | #REF! | #REF! | #REF! | #REF! | #REF! | #REF! | #REF! | #REF! | #REF! | #REF! | #REF! | #REF! | #REF! | #REF! | #REF! | #REF! | #REF! | #REF! | #REF! | #REF! | #REF! | #REF! | #REF! | #REF! | #REF! | #REF! | #REF! | #REF! | #REF! | #REF! | #REF! | #REF! | #REF! | #REF! | #REF! | #REF! | #REF! | #REF! | #REF! | #REF! | #REF! | #REF! | #REF! | #REF! | #REF! | #REF! | #REF! | #REF! | #REF! | #REF! | #REF! | #REF! | #REF! | #REF! | #REF! | #REF! | #REF! | #REF! | #REF! | #REF! | #REF! | #REF! | #REF! | #REF! | #REF! | #REF! | #REF! | #REF! | #REF! | #REF! | #REF! | #REF! | #REF! | #REF! | #REF! | #REF! | #REF! | #REF! | #REF! | #REF! | #REF! | #REF! | #REF! | #REF! | #REF! | #REF! | #REF! | #REF! | #REF! | #REF! | #REF! | #REF! | #REF! | #REF! | #REF! | #REF! | #REF! | #REF! | #REF! | #REF! | #REF! | #REF! | #REF! | #REF! | #REF! | #REF! | #REF! | #REF! | #REF! | #REF! | #REF! | #REF! | #REF! | #REF! | #REF! | #REF! | #REF! | #REF! | #REF! | #REF! | #REF! | #REF! | #REF! | #REF! | #REF! | #REF! | #REF! | #REF! | #REF! | #REF! | #REF! | #REF! | #REF! | #REF! | #REF! | #REF! | #REF! | #REF! | #REF! | #REF! | #REF! | #REF! | #REF! | #REF! | #REF! | #REF! | #REF! | #REF! | #REF! | #REF! | #REF! | #REF! | #REF! | #REF! | #REF! | #REF! | #REF! | #REF! | #REF! | #REF! | #REF! | #REF! | #REF! | #REF! | #REF! | #REF! | #REF! | #REF! | #REF! | #REF! | #REF! | #REF! | #REF! | #REF! | #REF! | #REF! | #REF! | #REF! | #REF! | #REF! | #REF! | #REF! | #REF! | #REF! | #REF! | #REF! | #REF! | #REF! | #REF! | #REF! | #REF! | #REF! | #REF! | #REF! | #REF! | #REF! | #REF! | #REF! | #REF! | #REF! | #REF! | #REF! | #REF! | #REF! | #REF! | #REF! | #REF! | #REF! | #REF! | #REF! | #REF! | #REF! | #REF! | #REF! | #REF! | #REF! | #REF! | #REF! | #REF! | #REF! | #REF! | #REF! | #REF! | #REF! | #REF! | #REF! | #REF! | #REF! | #REF! | #REF! | #REF! | #REF! | #REF! | #REF! | #REF! | #REF! | #REF! | #REF! | #REF! | #REF! | #REF! | #REF! | #REF! | #REF! | #REF! | #REF! | #REF! | #REF!
| sell Malin - no burn |  |  | NB |  | -15464.6562 | -15536.4312 | #REF! | #REF! | #REF! | #REF! | #REF! | #REF! | #REF! | #REF! | #REF! | #REF! | #REF! | #REF! | #REF! | #REF! | #REF! | #REF! | #REF! | #REF! | #REF! | #REF! | #REF! | #REF! | #REF! | #REF! | #REF! | #REF! | #REF! | #REF! | #REF! | #REF! | #REF! | #REF! | #REF! | #REF! | #REF! | #REF! | #REF! | #REF! | #REF! | #REF! | #REF! | #REF! | #REF! | #REF! | #REF! | #REF! | #REF! | #REF! | #REF! | #REF! | #REF! | #REF! | #REF! | #REF! | #REF! | #REF! | #REF! | #REF! | #REF! | #REF! | #REF! | #REF! | #REF! | #REF! | #REF! | #REF! | #REF! | #REF! | #REF! | #REF! | #REF! | #REF! | #REF! | #REF! | #REF! | #REF! | #REF! | #REF! | #REF! | #REF! | #REF! | #REF! | #REF! | #REF! | #REF! | #REF! | #REF! | #REF! | #REF! | #REF! | #REF! | #REF! | #REF! | #REF! | #REF! | #REF! | #REF! | #REF! | #REF! | #REF! | #REF! | #REF! | #REF! | #REF! | #REF! | #REF! | #REF! | #REF! | #REF! | #REF! | #REF! | #REF! | #REF! | #REF! | #REF! | #REF! | #REF! | #REF! | #REF! | #REF! | #REF! | #REF! | #REF! | #REF! | #REF! | #REF! | #REF! | #REF! | #REF! | #REF! | #REF! | #REF! | #REF! | #REF! | #REF! | #REF! | #REF! | #REF! | #REF! | #REF! | #REF! | #REF! | #REF! | #REF! | #REF! | #REF! | #REF! | #REF! | #REF! | #REF! | #REF! | #REF! | #REF! | #REF! | #REF! | #REF! | #REF! | #REF! | #REF! | #REF! | #REF! | #REF! | #REF! | #REF! | #REF! | #REF! | #REF! | #REF! | #REF! | #REF! | #REF! | #REF! | #REF! | #REF! | #REF! | #REF! | #REF! | #REF! | #REF! | #REF! | #REF! | #REF! | #REF! | #REF! | #REF! | #REF! | #REF! | #REF! | #REF! | #REF! | #REF! | #REF! | #REF! | #REF! | #REF! | #REF! | #REF! | #REF! | #REF! | #REF! | #REF! | #REF! | #REF! | #REF! | #REF! | #REF! | #REF! | #REF! | #REF! | #REF! | #REF! | #REF! | #REF! | #REF! | #REF! | #REF! | #REF! | #REF! | #REF! | #REF! | #REF! | #REF! | #REF! | #REF! | #REF! | #REF! | #REF! | #REF! | #REF! | #REF! | #REF! | #REF! | #REF! | #REF! | #REF! | #REF! | #REF! | #REF! | #REF! | #REF! | #REF! | #REF! | #REF! | #REF! | #REF! | #REF! | #REF! | #REF! | #REF! | #REF! | #REF! | #REF! | #REF! | #REF! | #REF! | #REF! | #REF! | #REF! | #REF! | #REF! | #REF! | #REF! | #REF! | #REF! | #REF! | #REF! | #REF! | #REF! | #REF! | #REF! | #REF! | #REF! | #REF! | #REF! | #REF! | #REF! | #REF! | #REF! | #REF! | #REF! | #REF! | #REF! | #REF! | #REF! | #REF! | #REF! | #REF! | #REF! | #REF! | #REF! | #REF! | #REF! | #REF! | #REF! | #REF! | #REF! | #REF! | #REF! | #REF! | #REF! | #REF! | #REF! | #REF! | #REF! | #REF! | #REF! | #REF! | #REF! | #REF! | #REF! | #REF! | #REF! | #REF! | #REF! | #REF! | #REF! | #REF! | #REF! | #REF! | #REF! | #REF! | #REF! | #REF! | #REF! | #REF! | #REF! | #REF! | #REF! | #REF! | #REF! | #REF! | #REF! | #REF! | #REF! | #REF! | #REF! | #REF! | #REF! | #REF! | #REF! | #REF! | #REF! | #REF! | #REF! | #REF! | #REF! | #REF! | #REF! | #REF! | #REF! | #REF! | #REF! | #REF! | #REF! | #REF! | #REF! | #REF! | #REF! | #REF! | #REF! | #REF! | #REF! | #REF! | #REF! | #REF!
| Total Burned Dth |  |  |  |  | 139923.3438 | 139851.5688 | #REF! | #REF! | #REF! | #REF! | #REF! | #REF! | #REF! | #REF! | #REF! | #REF! | #REF! | #REF! | #REF! | #REF! | #REF! | #REF! | #REF! | #REF! | #REF! | #REF! | #REF! | #REF! | #REF! | #REF! | #REF! | #REF! | #REF! | #REF! | #REF! | #REF! | #REF! | #REF! | #REF! | #REF! | #REF! | #REF! | #REF! | #REF! | #REF! | #REF! | #REF! | #REF! | #REF! | #REF! | #REF! | #REF! | #REF! | #REF! | #REF! | #REF! | #REF! | #REF! | #REF! | #REF! | #REF! | #REF! | #REF! | #REF! | #REF! | #REF! | #REF! | #REF! | #REF! | #REF! | #REF! | #REF! | #REF! | #REF! | #REF! | #REF! | #REF! | #REF! | #REF! | #REF! | #REF! | #REF! | #REF! | #REF! | #REF! | #REF! | #REF! | #REF! | #REF! | #REF! | #REF! | #REF! | #REF! | #REF! | #REF! | #REF! | #REF! | #REF! | #REF! | #REF! | #REF! | #REF! | #REF! | #REF! | #REF! | #REF! | #REF! | #REF! | #REF! | #REF! | #REF! | #REF! | #REF! | #REF! | #REF! | #REF! | #REF! | #REF! | #REF! | #REF! | #REF! | #REF! | #REF! | #REF! | #REF! | #REF! | #REF! | #REF! | #REF! | #REF! | #REF! | #REF! | #REF! | #REF! | #REF! | #REF! | #REF! | #REF! | #REF! | #REF! | #REF! | #REF! | #REF! | #REF! | #REF! | #REF! | #REF! | #REF! | #REF! | #REF! | #REF! | #REF! | #REF! | #REF! | #REF! | #REF! | #REF! | #REF! | #REF! | #REF! | #REF! | #REF! | #REF! | #REF! | #REF! | #REF! | #REF! | #REF! | #REF! | #REF! | #REF! | #REF! | #REF! | #REF! | #REF! | #REF! | #REF! | #REF! | #REF! | #REF! | #REF! | #REF! | #REF! | #REF! | #REF! | #REF! | #REF! | #REF! | #REF! | #REF! | #REF! | #REF! | #REF! | #REF! | #REF! | #REF! | #REF! | #REF! | #REF! | #REF! | #REF! | #REF! | #REF! | #REF! | #REF! | #REF! | #REF! | #REF! | #REF! | #REF! | #REF! | #REF! | #REF! | #REF! | #REF! | #REF! | #REF! | #REF! | #REF! | #REF! | #REF! | #REF! | #REF! | #REF! | #REF! | #REF! | #REF! | #REF! | #REF! | #REF! | #REF! | #REF! | #REF! | #REF! | #REF! | #REF! | #REF! | #REF! | #REF! | #REF! | #REF! | #REF! | #REF! | #REF! | #REF! | #REF! | #REF! | #REF! | #REF! | #REF! | #REF! | #REF! | #REF! | #REF! | #REF! | #REF! | #REF! | #REF! | #REF! | #REF! | #REF! | #REF! | #REF! | #REF! | #REF! | #REF! | #REF! | #REF! | #REF! | #REF! | #REF! | #REF! | #REF! | #REF! | #REF! | #REF! | #REF! | #REF! | #REF! | #REF! | #REF! | #REF! | #REF! | #REF! | #REF! | #REF! | #REF! | #REF! | #REF! | #REF! | #REF! | #REF! | #REF! | #REF! | #REF! | #REF! | #REF! | #REF! | #REF! | #REF! | #REF! | #REF! | #REF! | #REF! | #REF! | #REF! | #REF! | #REF! | #REF! | #REF! | #REF! | #REF! | #REF! | #REF! | #REF! | #REF! | #REF! | #REF! | #REF! | #REF! | #REF! | #REF! | #REF! | #REF! | #REF! | #REF! | #REF! | #REF! | #REF! | #REF! | #REF! | #REF! | #REF! | #REF! | #REF! | #REF! | #REF! | #REF! | #REF! | #REF! | #REF! | #REF! | #REF! | #REF! | #REF! | #REF! | #REF! | #REF! | #REF! | #REF! | #REF! | #REF! | #REF! | #REF! | #REF! | #REF! | #REF! | #REF! | #REF! | #REF! | #REF! | #REF! | #REF! | #REF! | #REF! | #REF! | #REF! | #REF! | #REF! | 37586390.3746 | 102976.412
[6 empty] | 0 | 0 | #REF! | #REF! | #REF! | #REF! | #REF! | #REF! | #REF! | #REF! | #REF! | #REF! | #REF! | #REF! | #REF! | #REF! | #REF! | #REF! | #REF! | #REF! | #REF! | #REF! | #REF! | #REF! | #REF! | #REF! | #REF! | #REF! | #REF! | #REF! | #REF! | #REF! | #REF! | #REF! | #REF! | #REF! | #REF! | #REF! | #REF! | #REF! | #REF! | #REF! | #REF! | #REF! | #REF! | #REF! | #REF! | #REF! | #REF! | #REF! | #REF! | #REF! | #REF! | #REF! | #REF! | #REF! | #REF! | #REF! | #REF! | #REF! | #REF! | #REF! | #REF! | #REF! | #REF! | #REF! | #REF! | #REF! | #REF! | #REF! | #REF! | #REF! | #REF! | #REF! | #REF! | #REF! | #REF! | #REF! | #REF! | #REF! | #REF! | #REF! | #REF! | #REF! | #REF! | #REF! | #REF! | #REF! | #REF! | #REF! | #REF! | #REF! | #REF! | #REF! | #REF! | #REF! | #REF! | #REF! | #REF! | #REF! | #REF! | #REF! | #REF! | #REF! | #REF! | #REF! | #REF! | #REF! | #REF! | #REF! | #REF! | #REF! | #REF! | #REF! | #REF! | #REF! | #REF! | #REF! | #REF! | #REF! | #REF! | #REF! | #REF! | #REF! | #REF! | #REF! | #REF! | #REF! | #REF! | #REF! | #REF! | #REF! | #REF! | #REF! | #REF! | #REF! | #REF! | #REF! | #REF! | #REF! | #REF! | #REF! | #REF! | #REF! | #REF! | #REF! | #REF! | #REF! | #REF! | #REF! | #REF! | #REF! | #REF! | #REF! | #REF! | #REF! | #REF! | #REF! | #REF! | #REF! | #REF! | #REF! | #REF! | #REF! | #REF! | #REF! | #REF! | #REF! | #REF! | #REF! | #REF! | #REF! | #REF! | #REF! | #REF! | #REF! | #REF! | #REF! | #REF! | #REF! | #REF! | #REF! | #REF! | #REF! | #REF! | #REF! | #REF! | #REF! | #REF! | #REF! | #REF! | #REF! | #REF! | #REF! | #REF! | #REF! | #REF! | #REF! | #REF! | #REF! | #REF! | #REF! | #REF! | #REF! | #REF! | #REF! | #REF! | #REF! | #REF! | #REF! | #REF! | #REF! | #REF! | #REF! | #REF! | #REF! | #REF! | #REF! | #REF! | #REF! | #REF! | #REF! | #REF! | #REF! | #REF! | #REF! | #REF! | #REF! | #REF! | #REF! | #REF! | #REF! | #REF! | #REF! | #REF! | #REF! | #REF! | #REF! | #REF! | #REF! | #REF! | #REF! | #REF! | #REF! | #REF! | #REF! | #REF! | #REF! | #REF! | #REF! | #REF! | #REF! | #REF! | #REF! | #REF! | #REF! | #REF! | #REF! | #REF! | #REF! | #REF! | #REF! | #REF! | #REF! | #REF! | #REF! | #REF! | #REF! | #REF! | #REF! | #REF! | #REF! | #REF! | #REF! | #REF! | #REF! | #REF! | #REF! | #REF! | #REF! | #REF! | #REF! | #REF! | #REF! | #REF! | #REF! | #REF! | #REF! | #REF! | #REF! | #REF! | #REF! | #REF! | #REF! | #REF! | #REF! | #REF! | #REF! | #REF! | #REF! | #REF! | #REF! | #REF! | #REF! | #REF! | #REF! | #REF! | #REF! | #REF! | #REF! | #REF! | #REF! | #REF! | #REF! | #REF! | #REF! | #REF! | #REF! | #REF! | #REF! | #REF! | #REF! | #REF! | #REF! | #REF! | #REF! | #REF! | #REF! | #REF! | #REF! | #REF! | #REF! | #REF! | #REF! | #REF! | #REF! | #REF! | #REF! | #REF! | #REF! | #REF! | #REF! | #REF! | #REF! | #REF! | #REF! | #REF! | #REF! | #REF! | #REF! | #REF! | #REF! | #REF! | #REF! | #REF! | #REF! | #REF! | #REF! | #REF! | #REF! | #REF! | #REF! | #REF! | #REF! | #REF! | 0
Fuel Loss Qty |  |  |  | categ | rate | [367 empty] | 2025
000's of dth/dy | AECO fuel qty - burn |  |  | B | 1.38% | 754.555 | 753.5506 | #REF! | #REF! | #REF! | #REF! | #REF! | #REF! | #REF! | #REF! | #REF! | #REF! | #REF! | #REF! | #REF! | #REF! | #REF! | #REF! | #REF! | #REF! | #REF! | #REF! | #REF! | #REF! | #REF! | #REF! | #REF! | #REF! | #REF! | #REF! | #REF! | #REF! | #REF! | #REF! | #REF! | #REF! | #REF! | #REF! | #REF! | #REF! | #REF! | #REF! | #REF! | #REF! | #REF! | #REF! | #REF! | #REF! | #REF! | #REF! | #REF! | #REF! | #REF! | #REF! | #REF! | #REF! | #REF! | #REF! | #REF! | #REF! | #REF! | #REF! | #REF! | #REF! | #REF! | #REF! | #REF! | #REF! | #REF! | #REF! | #REF! | #REF! | #REF! | #REF! | #REF! | #REF! | #REF! | #REF! | #REF! | #REF! | #REF! | #REF! | #REF! | #REF! | #REF! | #REF! | #REF! | #REF! | #REF! | #REF! | #REF! | #REF! | #REF! | #REF! | #REF! | #REF! | #REF! | #REF! | #REF! | #REF! | #REF! | #REF! | #REF! | #REF! | #REF! | #REF! | #REF! | #REF! | #REF! | #REF! | #REF! | #REF! | #REF! | #REF! | #REF! | #REF! | #REF! | #REF! | #REF! | #REF! | #REF! | #REF! | #REF! | #REF! | #REF! | #REF! | #REF! | #REF! | #REF! | #REF! | #REF! | #REF! | #REF! | #REF! | #REF! | #REF! | #REF! | #REF! | #REF! | #REF! | #REF! | #REF! | #REF! | #REF! | #REF! | #REF! | #REF! | #REF! | #REF! | #REF! | #REF! | #REF! | #REF! | #REF! | #REF! | #REF! | #REF! | #REF! | #REF! | #REF! | #REF! | #REF! | #REF! | #REF! | #REF! | #REF! | #REF! | #REF! | #REF! | #REF! | #REF! | #REF! | #REF! | #REF! | #REF! | #REF! | #REF! | #REF! | #REF! | #REF! | #REF! | #REF! | #REF! | #REF! | #REF! | #REF! | #REF! | #REF! | #REF! | #REF! | #REF! | #REF! | #REF! | #REF! | #REF! | #REF! | #REF! | #REF! | #REF! | #REF! | #REF! | #REF! | #REF! | #REF! | #REF! | #REF! | #REF! | #REF! | #REF! | #REF! | #REF! | #REF! | #REF! | #REF! | #REF! | #REF! | #REF! | #REF! | #REF! | #REF! | #REF! | #REF! | #REF! | #REF! | #REF! | #REF! | #REF! | #REF! | #REF! | #REF! | #REF! | #REF! | #REF! | #REF! | #REF! | #REF! | #REF! | #REF! | #REF! | #REF! | #REF! | #REF! | #REF! | #REF! | #REF! | #REF! | #REF! | #REF! | #REF! | #REF! | #REF! | #REF! | #REF! | #REF! | #REF! | #REF! | #REF! | #REF! | #REF! | #REF! | #REF! | #REF! | #REF! | #REF! | #REF! | #REF! | #REF! | #REF! | #REF! | #REF! | #REF! | #REF! | #REF! | #REF! | #REF! | #REF! | #REF! | #REF! | #REF! | #REF! | #REF! | #REF! | #REF! | #REF! | #REF! | #REF! | #REF! | #REF! | #REF! | #REF! | #REF! | #REF! | #REF! | #REF! | #REF! | #REF! | #REF! | #REF! | #REF! | #REF! | #REF! | #REF! | #REF! | #REF! | #REF! | #REF! | #REF! | #REF! | #REF! | #REF! | #REF! | #REF! | #REF! | #REF! | #REF! | #REF! | #REF! | #REF! | #REF! | #REF! | #REF! | #REF! | #REF! | #REF! | #REF! | #REF! | #REF! | #REF! | #REF! | #REF! | #REF! | #REF! | #REF! | #REF! | #REF! | #REF! | #REF! | #REF! | #REF! | #REF! | #REF! | #REF! | #REF! | #REF! | #REF! | #REF! | #REF! | #REF! | #REF! | #REF! | #REF! | #REF! | #REF! | #REF! | #REF! | #REF! | #REF! | #REF! | #REF! | #REF! | #REF! | #REF! | #REF! | #REF! | #REF! | 223445.3104 | 612.1789 | 223445.3104
| AECO fuel qty - no burn |  |  | NB | 1.38% | 224.8084 | 225.8128 | #REF! | #REF! | #REF! | #REF! | #REF! | #REF! | #REF! | #REF! | #REF! | #REF! | #REF! | #REF! | #REF! | #REF! | #REF! | #REF! | #REF! | #REF! | #REF! | #REF! | #REF! | #REF! | #REF! | #REF! | #REF! | #REF! | #REF! | #REF! | #REF! | #REF! | #REF! | #REF! | #REF! | #REF! | #REF! | #REF! | #REF! | #REF! | #REF! | #REF! | #REF! | #REF! | #REF! | #REF! | #REF! | #REF! | #REF! | #REF! | #REF! | #REF! | #REF! | #REF! | #REF! | #REF! | #REF! | #REF! | #REF! | #REF! | #REF! | #REF! | #REF! | #REF! | #REF! | #REF! | #REF! | #REF! | #REF! | #REF! | #REF! | #REF! | #REF! | #REF! | #REF! | #REF! | #REF! | #REF! | #REF! | #REF! | #REF! | #REF! | #REF! | #REF! | #REF! | #REF! | #REF! | #REF! | #REF! | #REF! | #REF! | #REF! | #REF! | #REF! | #REF! | #REF! | #REF! | #REF! | #REF! | #REF! | #REF! | #REF! | #REF! | #REF! | #REF! | #REF! | #REF! | #REF! | #REF! | #REF! | #REF! | #REF! | #REF! | #REF! | #REF! | #REF! | #REF! | #REF! | #REF! | #REF! | #REF! | #REF! | #REF! | #REF! | #REF! | #REF! | #REF! | #REF! | #REF! | #REF! | #REF! | #REF! | #REF! | #REF! | #REF! | #REF! | #REF! | #REF! | #REF! | #REF! | #REF! | #REF! | #REF! | #REF! | #REF! | #REF! | #REF! | #REF! | #REF! | #REF! | #REF! | #REF! | #REF! | #REF! | #REF! | #REF! | #REF! | #REF! | #REF! | #REF! | #REF! | #REF! | #REF! | #REF! | #REF! | #REF! | #REF! | #REF! | #REF! | #REF! | #REF! | #REF! | #REF! | #REF! | #REF! | #REF! | #REF! | #REF! | #REF! | #REF! | #REF! | #REF! | #REF! | #REF! | #REF! | #REF! | #REF! | #REF! | #REF! | #REF! | #REF! | #REF! | #REF! | #REF! | #REF! | #REF! | #REF! | #REF! | #REF! | #REF! | #REF! | #REF! | #REF! | #REF! | #REF! | #REF! | #REF! | #REF! | #REF! | #REF! | #REF! | #REF! | #REF! | #REF! | #REF! | #REF! | #REF! | #REF! | #REF! | #REF! | #REF! | #REF! | #REF! | #REF! | #REF! | #REF! | #REF! | #REF! | #REF! | #REF! | #REF! | #REF! | #REF! | #REF! | #REF! | #REF! | #REF! | #REF! | #REF! | #REF! | #REF! | #REF! | #REF! | #REF! | #REF! | #REF! | #REF! | #REF! | #REF! | #REF! | #REF! | #REF! | #REF! | #REF! | #REF! | #REF! | #REF! | #REF! | #REF! | #REF! | #REF! | #REF! | #REF! | #REF! | #REF! | #REF! | #REF! | #REF! | #REF! | #REF! | #REF! | #REF! | #REF! | #REF! | #REF! | #REF! | #REF! | #REF! | #REF! | #REF! | #REF! | #REF! | #REF! | #REF! | #REF! | #REF! | #REF! | #REF! | #REF! | #REF! | #REF! | #REF! | #REF! | #REF! | #REF! | #REF! | #REF! | #REF! | #REF! | #REF! | #REF! | #REF! | #REF! | #REF! | #REF! | #REF! | #REF! | #REF! | #REF! | #REF! | #REF! | #REF! | #REF! | #REF! | #REF! | #REF! | #REF! | #REF! | #REF! | #REF! | #REF! | #REF! | #REF! | #REF! | #REF! | #REF! | #REF! | #REF! | #REF! | #REF! | #REF! | #REF! | #REF! | #REF! | #REF! | #REF! | #REF! | #REF! | #REF! | #REF! | #REF! | #REF! | #REF! | #REF! | #REF! | #REF! | #REF! | #REF! | #REF! | #REF! | #REF! | #REF! | #REF! | #REF! | #REF! | #REF! | #REF! | #REF! | #REF! | #REF! | #REF! | #REF! | #REF! | #REF! | #REF! | 134022.3361 | 367.1845 | 134022.3361
| King fuel qty - burn |  |  | B | 4.1e-05 | 265.5072 | 265.3587 | #REF! | #REF! | #REF! | #REF! | #REF! | #REF! | #REF! | #REF! | #REF! | #REF! | #REF! | #REF! | #REF! | #REF! | #REF! | #REF! | #REF! | #REF! | #REF! | #REF! | #REF! | #REF! | #REF! | #REF! | #REF! | #REF! | #REF! | #REF! | #REF! | #REF! | #REF! | #REF! | #REF! | #REF! | #REF! | #REF! | #REF! | #REF! | #REF! | #REF! | #REF! | #REF! | #REF! | #REF! | #REF! | #REF! | #REF! | #REF! | #REF! | #REF! | #REF! | #REF! | #REF! | #REF! | #REF! | #REF! | #REF! | #REF! | #REF! | #REF! | #REF! | #REF! | #REF! | #REF! | #REF! | #REF! | #REF! | #REF! | #REF! | #REF! | #REF! | #REF! | #REF! | #REF! | #REF! | #REF! | #REF! | #REF! | #REF! | #REF! | #REF! | #REF! | #REF! | #REF! | #REF! | #REF! | #REF! | #REF! | #REF! | #REF! | #REF! | #REF! | #REF! | #REF! | #REF! | #REF! | #REF! | #REF! | #REF! | #REF! | #REF! | #REF! | #REF! | #REF! | #REF! | #REF! | #REF! | #REF! | #REF! | #REF! | #REF! | #REF! | #REF! | #REF! | #REF! | #REF! | #REF! | #REF! | #REF! | #REF! | #REF! | #REF! | #REF! | #REF! | #REF! | #REF! | #REF! | #REF! | #REF! | #REF! | #REF! | #REF! | #REF! | #REF! | #REF! | #REF! | #REF! | #REF! | #REF! | #REF! | #REF! | #REF! | #REF! | #REF! | #REF! | #REF! | #REF! | #REF! | #REF! | #REF! | #REF! | #REF! | #REF! | #REF! | #REF! | #REF! | #REF! | #REF! | #REF! | #REF! | #REF! | #REF! | #REF! | #REF! | #REF! | #REF! | #REF! | #REF! | #REF! | #REF! | #REF! | #REF! | #REF! | #REF! | #REF! | #REF! | #REF! | #REF! | #REF! | #REF! | #REF! | #REF! | #REF! | #REF! | #REF! | #REF! | #REF! | #REF! | #REF! | #REF! | #REF! | #REF! | #REF! | #REF! | #REF! | #REF! | #REF! | #REF! | #REF! | #REF! | #REF! | #REF! | #REF! | #REF! | #REF! | #REF! | #REF! | #REF! | #REF! | #REF! | #REF! | #REF! | #REF! | #REF! | #REF! | #REF! | #REF! | #REF! | #REF! | #REF! | #REF! | #REF! | #REF! | #REF! | #REF! | #REF! | #REF! | #REF! | #REF! | #REF! | #REF! | #REF! | #REF! | #REF! | #REF! | #REF! | #REF! | #REF! | #REF! | #REF! | #REF! | #REF! | #REF! | #REF! | #REF! | #REF! | #REF! | #REF! | #REF! | #REF! | #REF! | #REF! | #REF! | #REF! | #REF! | #REF! | #REF! | #REF! | #REF! | #REF! | #REF! | #REF! | #REF! | #REF! | #REF! | #REF! | #REF! | #REF! | #REF! | #REF! | #REF! | #REF! | #REF! | #REF! | #REF! | #REF! | #REF! | #REF! | #REF! | #REF! | #REF! | #REF! | #REF! | #REF! | #REF! | #REF! | #REF! | #REF! | #REF! | #REF! | #REF! | #REF! | #REF! | #REF! | #REF! | #REF! | #REF! | #REF! | #REF! | #REF! | #REF! | #REF! | #REF! | #REF! | #REF! | #REF! | #REF! | #REF! | #REF! | #REF! | #REF! | #REF! | #REF! | #REF! | #REF! | #REF! | #REF! | #REF! | #REF! | #REF! | #REF! | #REF! | #REF! | #REF! | #REF! | #REF! | #REF! | #REF! | #REF! | #REF! | #REF! | #REF! | #REF! | #REF! | #REF! | #REF! | #REF! | #REF! | #REF! | #REF! | #REF! | #REF! | #REF! | #REF! | #REF! | #REF! | #REF! | #REF! | #REF! | #REF! | #REF! | #REF! | #REF! | #REF! | #REF! | #REF! | #REF! | #REF! | #REF! | #REF! | #REF! | #REF! | #REF! | 75934.1735 | 208.0388 | 75934.1735
| King fuel qty - no burn |  |  | NB | 4.1e-05 | 398.3333 | 400.1821 | #REF! | #REF! | #REF! | #REF! | #REF! | #REF! | #REF! | #REF! | #REF! | #REF! | #REF! | #REF! | #REF! | #REF! | #REF! | #REF! | #REF! | #REF! | #REF! | #REF! | #REF! | #REF! | #REF! | #REF! | #REF! | #REF! | #REF! | #REF! | #REF! | #REF! | #REF! | #REF! | #REF! | #REF! | #REF! | #REF! | #REF! | #REF! | #REF! | #REF! | #REF! | #REF! | #REF! | #REF! | #REF! | #REF! | #REF! | #REF! | #REF! | #REF! | #REF! | #REF! | #REF! | #REF! | #REF! | #REF! | #REF! | #REF! | #REF! | #REF! | #REF! | #REF! | #REF! | #REF! | #REF! | #REF! | #REF! | #REF! | #REF! | #REF! | #REF! | #REF! | #REF! | #REF! | #REF! | #REF! | #REF! | #REF! | #REF! | #REF! | #REF! | #REF! | #REF! | #REF! | #REF! | #REF! | #REF! | #REF! | #REF! | #REF! | #REF! | #REF! | #REF! | #REF! | #REF! | #REF! | #REF! | #REF! | #REF! | #REF! | #REF! | #REF! | #REF! | #REF! | #REF! | #REF! | #REF! | #REF! | #REF! | #REF! | #REF! | #REF! | #REF! | #REF! | #REF! | #REF! | #REF! | #REF! | #REF! | #REF! | #REF! | #REF! | #REF! | #REF! | #REF! | #REF! | #REF! | #REF! | #REF! | #REF! | #REF! | #REF! | #REF! | #REF! | #REF! | #REF! | #REF! | #REF! | #REF! | #REF! | #REF! | #REF! | #REF! | #REF! | #REF! | #REF! | #REF! | #REF! | #REF! | #REF! | #REF! | #REF! | #REF! | #REF! | #REF! | #REF! | #REF! | #REF! | #REF! | #REF! | #REF! | #REF! | #REF! | #REF! | #REF! | #REF! | #REF! | #REF! | #REF! | #REF! | #REF! | #REF! | #REF! | #REF! | #REF! | #REF! | #REF! | #REF! | #REF! | #REF! | #REF! | #REF! | #REF! | #REF! | #REF! | #REF! | #REF! | #REF! | #REF! | #REF! | #REF! | #REF! | #REF! | #REF! | #REF! | #REF! | #REF! | #REF! | #REF! | #REF! | #REF! | #REF! | #REF! | #REF! | #REF! | #REF! | #REF! | #REF! | #REF! | #REF! | #REF! | #REF! | #REF! | #REF! | #REF! | #REF! | #REF! | #REF! | #REF! | #REF! | #REF! | #REF! | #REF! | #REF! | #REF! | #REF! | #REF! | #REF! | #REF! | #REF! | #REF! | #REF! | #REF! | #REF! | #REF! | #REF! | #REF! | #REF! | #REF! | #REF! | #REF! | #REF! | #REF! | #REF! | #REF! | #REF! | #REF! | #REF! | #REF! | #REF! | #REF! | #REF! | #REF! | #REF! | #REF! | #REF! | #REF! | #REF! | #REF! | #REF! | #REF! | #REF! | #REF! | #REF! | #REF! | #REF! | #REF! | #REF! | #REF! | #REF! | #REF! | #REF! | #REF! | #REF! | #REF! | #REF! | #REF! | #REF! | #REF! | #REF! | #REF! | #REF! | #REF! | #REF! | #REF! | #REF! | #REF! | #REF! | #REF! | #REF! | #REF! | #REF! | #REF! | #REF! | #REF! | #REF! | #REF! | #REF! | #REF! | #REF! | #REF! | #REF! | #REF! | #REF! | #REF! | #REF! | #REF! | #REF! | #REF! | #REF! | #REF! | #REF! | #REF! | #REF! | #REF! | #REF! | #REF! | #REF! | #REF! | #REF! | #REF! | #REF! | #REF! | #REF! | #REF! | #REF! | #REF! | #REF! | #REF! | #REF! | #REF! | #REF! | #REF! | #REF! | #REF! | #REF! | #REF! | #REF! | #REF! | #REF! | #REF! | #REF! | #REF! | #REF! | #REF! | #REF! | #REF! | #REF! | #REF! | #REF! | #REF! | #REF! | #REF! | #REF! | #REF! | #REF! | #REF! | #REF! | #REF! | #REF! | #REF! | #REF! | #REF! | 229830.8847 | 629.6737 | 229830.8847
| Stan fuel qty - burn |  |  | B | 4.1e-05 | 47.4417 | 47.4417 | #REF! | #REF! | #REF! | #REF! | #REF! | #REF! | #REF! | #REF! | #REF! | #REF! | #REF! | #REF! | #REF! | #REF! | #REF! | #REF! | #REF! | #REF! | #REF! | #REF! | #REF! | #REF! | #REF! | #REF! | #REF! | #REF! | #REF! | #REF! | #REF! | #REF! | #REF! | #REF! | #REF! | #REF! | #REF! | #REF! | #REF! | #REF! | #REF! | #REF! | #REF! | #REF! | #REF! | #REF! | #REF! | #REF! | #REF! | #REF! | #REF! | #REF! | #REF! | #REF! | #REF! | #REF! | #REF! | #REF! | #REF! | #REF! | #REF! | #REF! | #REF! | #REF! | #REF! | #REF! | #REF! | #REF! | #REF! | #REF! | #REF! | #REF! | #REF! | #REF! | #REF! | #REF! | #REF! | #REF! | #REF! | #REF! | #REF! | #REF! | #REF! | #REF! | #REF! | #REF! | #REF! | #REF! | #REF! | #REF! | #REF! | #REF! | #REF! | #REF! | #REF! | #REF! | #REF! | #REF! | #REF! | #REF! | #REF! | #REF! | #REF! | #REF! | #REF! | #REF! | #REF! | #REF! | #REF! | #REF! | #REF! | #REF! | #REF! | #REF! | #REF! | #REF! | #REF! | #REF! | #REF! | #REF! | #REF! | #REF! | #REF! | #REF! | #REF! | #REF! | #REF! | #REF! | #REF! | #REF! | #REF! | #REF! | #REF! | #REF! | #REF! | #REF! | #REF! | #REF! | #REF! | #REF! | #REF! | #REF! | #REF! | #REF! | #REF! | #REF! | #REF! | #REF! | #REF! | #REF! | #REF! | #REF! | #REF! | #REF! | #REF! | #REF! | #REF! | #REF! | #REF! | #REF! | #REF! | #REF! | #REF! | #REF! | #REF! | #REF! | #REF! | #REF! | #REF! | #REF! | #REF! | #REF! | #REF! | #REF! | #REF! | #REF! | #REF! | #REF! | #REF! | #REF! | #REF! | #REF! | #REF! | #REF! | #REF! | #REF! | #REF! | #REF! | #REF! | #REF! | #REF! | #REF! | #REF! | #REF! | #REF! | #REF! | #REF! | #REF! | #REF! | #REF! | #REF! | #REF! | #REF! | #REF! | #REF! | #REF! | #REF! | #REF! | #REF! | #REF! | #REF! | #REF! | #REF! | #REF! | #REF! | #REF! | #REF! | #REF! | #REF! | #REF! | #REF! | #REF! | #REF! | #REF! | #REF! | #REF! | #REF! | #REF! | #REF! | #REF! | #REF! | #REF! | #REF! | #REF! | #REF! | #REF! | #REF! | #REF! | #REF! | #REF! | #REF! | #REF! | #REF! | #REF! | #REF! | #REF! | #REF! | #REF! | #REF! | #REF! | #REF! | #REF! | #REF! | #REF! | #REF! | #REF! | #REF! | #REF! | #REF! | #REF! | #REF! | #REF! | #REF! | #REF! | #REF! | #REF! | #REF! | #REF! | #REF! | #REF! | #REF! | #REF! | #REF! | #REF! | #REF! | #REF! | #REF! | #REF! | #REF! | #REF! | #REF! | #REF! | #REF! | #REF! | #REF! | #REF! | #REF! | #REF! | #REF! | #REF! | #REF! | #REF! | #REF! | #REF! | #REF! | #REF! | #REF! | #REF! | #REF! | #REF! | #REF! | #REF! | #REF! | #REF! | #REF! | #REF! | #REF! | #REF! | #REF! | #REF! | #REF! | #REF! | #REF! | #REF! | #REF! | #REF! | #REF! | #REF! | #REF! | #REF! | #REF! | #REF! | #REF! | #REF! | #REF! | #REF! | #REF! | #REF! | #REF! | #REF! | #REF! | #REF! | #REF! | #REF! | #REF! | #REF! | #REF! | #REF! | #REF! | #REF! | #REF! | #REF! | #REF! | #REF! | #REF! | #REF! | #REF! | #REF! | #REF! | #REF! | #REF! | #REF! | #REF! | #REF! | #REF! | #REF! | #REF! | #REF! | #REF! | #REF! | #REF! | #REF! | #REF! | #REF! | #REF! | 13204.4099 | 36.1765 | 13204.4099
Total Gas Purch Qty | [372 empty] | 2025
000's of dth/dy | buy AECO - burn |  |  |  |  | 54677.8988 | 54605.1194 | #REF! | #REF! | #REF! | #REF! | #REF! | #REF! | #REF! | #REF! | #REF! | #REF! | #REF! | #REF! | #REF! | #REF! | #REF! | #REF! | #REF! | #REF! | #REF! | #REF! | #REF! | #REF! | #REF! | #REF! | #REF! | #REF! | #REF! | #REF! | #REF! | #REF! | #REF! | #REF! | #REF! | #REF! | #REF! | #REF! | #REF! | #REF! | #REF! | #REF! | #REF! | #REF! | #REF! | #REF! | #REF! | #REF! | #REF! | #REF! | #REF! | #REF! | #REF! | #REF! | #REF! | #REF! | #REF! | #REF! | #REF! | #REF! | #REF! | #REF! | #REF! | #REF! | #REF! | #REF! | #REF! | #REF! | #REF! | #REF! | #REF! | #REF! | #REF! | #REF! | #REF! | #REF! | #REF! | #REF! | #REF! | #REF! | #REF! | #REF! | #REF! | #REF! | #REF! | #REF! | #REF! | #REF! | #REF! | #REF! | #REF! | #REF! | #REF! | #REF! | #REF! | #REF! | #REF! | #REF! | #REF! | #REF! | #REF! | #REF! | #REF! | #REF! | #REF! | #REF! | #REF! | #REF! | #REF! | #REF! | #REF! | #REF! | #REF! | #REF! | #REF! | #REF! | #REF! | #REF! | #REF! | #REF! | #REF! | #REF! | #REF! | #REF! | #REF! | #REF! | #REF! | #REF! | #REF! | #REF! | #REF! | #REF! | #REF! | #REF! | #REF! | #REF! | #REF! | #REF! | #REF! | #REF! | #REF! | #REF! | #REF! | #REF! | #REF! | #REF! | #REF! | #REF! | #REF! | #REF! | #REF! | #REF! | #REF! | #REF! | #REF! | #REF! | #REF! | #REF! | #REF! | #REF! | #REF! | #REF! | #REF! | #REF! | #REF! | #REF! | #REF! | #REF! | #REF! | #REF! | #REF! | #REF! | #REF! | #REF! | #REF! | #REF! | #REF! | #REF! | #REF! | #REF! | #REF! | #REF! | #REF! | #REF! | #REF! | #REF! | #REF! | #REF! | #REF! | #REF! | #REF! | #REF! | #REF! | #REF! | #REF! | #REF! | #REF! | #REF! | #REF! | #REF! | #REF! | #REF! | #REF! | #REF! | #REF! | #REF! | #REF! | #REF! | #REF! | #REF! | #REF! | #REF! | #REF! | #REF! | #REF! | #REF! | #REF! | #REF! | #REF! | #REF! | #REF! | #REF! | #REF! | #REF! | #REF! | #REF! | #REF! | #REF! | #REF! | #REF! | #REF! | #REF! | #REF! | #REF! | #REF! | #REF! | #REF! | #REF! | #REF! | #REF! | #REF! | #REF! | #REF! | #REF! | #REF! | #REF! | #REF! | #REF! | #REF! | #REF! | #REF! | #REF! | #REF! | #REF! | #REF! | #REF! | #REF! | #REF! | #REF! | #REF! | #REF! | #REF! | #REF! | #REF! | #REF! | #REF! | #REF! | #REF! | #REF! | #REF! | #REF! | #REF! | #REF! | #REF! | #REF! | #REF! | #REF! | #REF! | #REF! | #REF! | #REF! | #REF! | #REF! | #REF! | #REF! | #REF! | #REF! | #REF! | #REF! | #REF! | #REF! | #REF! | #REF! | #REF! | #REF! | #REF! | #REF! | #REF! | #REF! | #REF! | #REF! | #REF! | #REF! | #REF! | #REF! | #REF! | #REF! | #REF! | #REF! | #REF! | #REF! | #REF! | #REF! | #REF! | #REF! | #REF! | #REF! | #REF! | #REF! | #REF! | #REF! | #REF! | #REF! | #REF! | #REF! | #REF! | #REF! | #REF! | #REF! | #REF! | #REF! | #REF! | #REF! | #REF! | #REF! | #REF! | #REF! | #REF! | #REF! | #REF! | #REF! | #REF! | #REF! | #REF! | #REF! | #REF! | #REF! | #REF! | #REF! | #REF! | #REF! | #REF! | #REF! | #REF! | #REF! | #REF! | #REF! | #REF! | #REF! | #REF! | #REF! | #REF! | #REF! | #REF! | #REF! | 16191689.1593 | 44360.7922 | 16191689.1593
| buy AECO - no burn |  |  |  |  | 16290.4646 | 16363.244 | #REF! | #REF! | #REF! | #REF! | #REF! | #REF! | #REF! | #REF! | #REF! | #REF! | #REF! | #REF! | #REF! | #REF! | #REF! | #REF! | #REF! | #REF! | #REF! | #REF! | #REF! | #REF! | #REF! | #REF! | #REF! | #REF! | #REF! | #REF! | #REF! | #REF! | #REF! | #REF! | #REF! | #REF! | #REF! | #REF! | #REF! | #REF! | #REF! | #REF! | #REF! | #REF! | #REF! | #REF! | #REF! | #REF! | #REF! | #REF! | #REF! | #REF! | #REF! | #REF! | #REF! | #REF! | #REF! | #REF! | #REF! | #REF! | #REF! | #REF! | #REF! | #REF! | #REF! | #REF! | #REF! | #REF! | #REF! | #REF! | #REF! | #REF! | #REF! | #REF! | #REF! | #REF! | #REF! | #REF! | #REF! | #REF! | #REF! | #REF! | #REF! | #REF! | #REF! | #REF! | #REF! | #REF! | #REF! | #REF! | #REF! | #REF! | #REF! | #REF! | #REF! | #REF! | #REF! | #REF! | #REF! | #REF! | #REF! | #REF! | #REF! | #REF! | #REF! | #REF! | #REF! | #REF! | #REF! | #REF! | #REF! | #REF! | #REF! | #REF! | #REF! | #REF! | #REF! | #REF! | #REF! | #REF! | #REF! | #REF! | #REF! | #REF! | #REF! | #REF! | #REF! | #REF! | #REF! | #REF! | #REF! | #REF! | #REF! | #REF! | #REF! | #REF! | #REF! | #REF! | #REF! | #REF! | #REF! | #REF! | #REF! | #REF! | #REF! | #REF! | #REF! | #REF! | #REF! | #REF! | #REF! | #REF! | #REF! | #REF! | #REF! | #REF! | #REF! | #REF! | #REF! | #REF! | #REF! | #REF! | #REF! | #REF! | #REF! | #REF! | #REF! | #REF! | #REF! | #REF! | #REF! | #REF! | #REF! | #REF! | #REF! | #REF! | #REF! | #REF! | #REF! | #REF! | #REF! | #REF! | #REF! | #REF! | #REF! | #REF! | #REF! | #REF! | #REF! | #REF! | #REF! | #REF! | #REF! | #REF! | #REF! | #REF! | #REF! | #REF! | #REF! | #REF! | #REF! | #REF! | #REF! | #REF! | #REF! | #REF! | #REF! | #REF! | #REF! | #REF! | #REF! | #REF! | #REF! | #REF! | #REF! | #REF! | #REF! | #REF! | #REF! | #REF! | #REF! | #REF! | #REF! | #REF! | #REF! | #REF! | #REF! | #REF! | #REF! | #REF! | #REF! | #REF! | #REF! | #REF! | #REF! | #REF! | #REF! | #REF! | #REF! | #REF! | #REF! | #REF! | #REF! | #REF! | #REF! | #REF! | #REF! | #REF! | #REF! | #REF! | #REF! | #REF! | #REF! | #REF! | #REF! | #REF! | #REF! | #REF! | #REF! | #REF! | #REF! | #REF! | #REF! | #REF! | #REF! | #REF! | #REF! | #REF! | #REF! | #REF! | #REF! | #REF! | #REF! | #REF! | #REF! | #REF! | #REF! | #REF! | #REF! | #REF! | #REF! | #REF! | #REF! | #REF! | #REF! | #REF! | #REF! | #REF! | #REF! | #REF! | #REF! | #REF! | #REF! | #REF! | #REF! | #REF! | #REF! | #REF! | #REF! | #REF! | #REF! | #REF! | #REF! | #REF! | #REF! | #REF! | #REF! | #REF! | #REF! | #REF! | #REF! | #REF! | #REF! | #REF! | #REF! | #REF! | #REF! | #REF! | #REF! | #REF! | #REF! | #REF! | #REF! | #REF! | #REF! | #REF! | #REF! | #REF! | #REF! | #REF! | #REF! | #REF! | #REF! | #REF! | #REF! | #REF! | #REF! | #REF! | #REF! | #REF! | #REF! | #REF! | #REF! | #REF! | #REF! | #REF! | #REF! | #REF! | #REF! | #REF! | #REF! | #REF! | #REF! | #REF! | #REF! | #REF! | #REF! | #REF! | #REF! | #REF! | #REF! | #REF! | #REF! | #REF! | #REF! | 9711763.4873 | 26607.5712 | 9711763.4873
| buy King - burn |  |  |  |  | 265.5072 | #REF! | #REF! | #REF! | #REF! | #REF! | #REF! | #REF! | #REF! | #REF! | #REF! | #REF! | #REF! | #REF! | #REF! | #REF! | #REF! | #REF! | #REF! | #REF! | #REF! | #REF! | #REF! | #REF! | #REF! | #REF! | #REF! | #REF! | #REF! | #REF! | #REF! | #REF! | #REF! | #REF! | #REF! | #REF! | #REF! | #REF! | #REF! | #REF! | #REF! | #REF! | #REF! | #REF! | #REF! | #REF! | #REF! | #REF! | #REF! | #REF! | #REF! | #REF! | #REF! | #REF! | #REF! | #REF! | #REF! | #REF! | #REF! | #REF! | #REF! | #REF! | #REF! | #REF! | #REF! | #REF! | #REF! | #REF! | #REF! | #REF! | #REF! | #REF! | #REF! | #REF! | #REF! | #REF! | #REF! | #REF! | #REF! | #REF! | #REF! | #REF! | #REF! | #REF! | #REF! | #REF! | #REF! | #REF! | #REF! | #REF! | #REF! | #REF! | #REF! | #REF! | #REF! | #REF! | #REF! | #REF! | #REF! | #REF! | #REF! | #REF! | #REF! | #REF! | #REF! | #REF! | #REF! | #REF! | #REF! | #REF! | #REF! | #REF! | #REF! | #REF! | #REF! | #REF! | #REF! | #REF! | #REF! | #REF! | #REF! | #REF! | #REF! | #REF! | #REF! | #REF! | #REF! | #REF! | #REF! | #REF! | #REF! | #REF! | #REF! | #REF! | #REF! | #REF! | #REF! | #REF! | #REF! | #REF! | #REF! | #REF! | #REF! | #REF! | #REF! | #REF! | #REF! | #REF! | #REF! | #REF! | #REF! | #REF! | #REF! | #REF! | #REF! | #REF! | #REF! | #REF! | #REF! | #REF! | #REF! | #REF! | #REF! | #REF! | #REF! | #REF! | #REF! | #REF! | #REF! | #REF! | #REF! | #REF! | #REF! | #REF! | #REF! | #REF! | #REF! | #REF! | #REF! | #REF! | #REF! | #REF! | #REF! | #REF! | #REF! | #REF! | #REF! | #REF! | #REF! | #REF! | #REF! | #REF! | #REF! | #REF! | #REF! | #REF! | #REF! | #REF! | #REF! | #REF! | #REF! | #REF! | #REF! | #REF! | #REF! | #REF! | #REF! | #REF! | #REF! | #REF! | #REF! | #REF! | #REF! | #REF! | #REF! | #REF! | #REF! | #REF! | #REF! | #REF! | #REF! | #REF! | #REF! | #REF! | #REF! | #REF! | #REF! | #REF! | #REF! | #REF! | #REF! | #REF! | #REF! | #REF! | #REF! | #REF! | #REF! | #REF! | #REF! | #REF! | #REF! | #REF! | #REF! | #REF! | #REF! | #REF! | #REF! | #REF! | #REF! | #REF! | #REF! | #REF! | #REF! | #REF! | #REF! | #REF! | #REF! | #REF! | #REF! | #REF! | #REF! | #REF! | #REF! | #REF! | #REF! | #REF! | #REF! | #REF! | #REF! | #REF! | #REF! | #REF! | #REF! | #REF! | #REF! | #REF! | #REF! | #REF! | #REF! | #REF! | #REF! | #REF! | #REF! | #REF! | #REF! | #REF! | #REF! | #REF! | #REF! | #REF! | #REF! | #REF! | #REF! | #REF! | #REF! | #REF! | #REF! | #REF! | #REF! | #REF! | #REF! | #REF! | #REF! | #REF! | #REF! | #REF! | #REF! | #REF! | #REF! | #REF! | #REF! | #REF! | #REF! | #REF! | #REF! | #REF! | #REF! | #REF! | #REF! | #REF! | #REF! | #REF! | #REF! | #REF! | #REF! | #REF! | #REF! | #REF! | #REF! | #REF! | #REF! | #REF! | #REF! | #REF! | #REF! | #REF! | #REF! | #REF! | #REF! | #REF! | #REF! | #REF! | #REF! | #REF! | #REF! | #REF! | #REF! | #REF! | #REF! | #REF! | #REF! | #REF! | #REF! | #REF! | #REF! | #REF! | #REF! | #REF! | #REF! | #REF! | #REF! | #REF! | #REF! | #REF! | #REF! | 75934.1735 | 208.0388 | 75934.1735
| buy King - no burn |  |  |  |  | -202.6667 | #REF! | #REF! | #REF! | #REF! | #REF! | #REF! | #REF! | #REF! | #REF! | #REF! | #REF! | #REF! | #REF! | #REF! | #REF! | #REF! | #REF! | #REF! | #REF! | #REF! | #REF! | #REF! | #REF! | #REF! | #REF! | #REF! | #REF! | #REF! | #REF! | #REF! | #REF! | #REF! | #REF! | #REF! | #REF! | #REF! | #REF! | #REF! | #REF! | #REF! | #REF! | #REF! | #REF! | #REF! | #REF! | #REF! | #REF! | #REF! | #REF! | #REF! | #REF! | #REF! | #REF! | #REF! | #REF! | #REF! | #REF! | #REF! | #REF! | #REF! | #REF! | #REF! | #REF! | #REF! | #REF! | #REF! | #REF! | #REF! | #REF! | #REF! | #REF! | #REF! | #REF! | #REF! | #REF! | #REF! | #REF! | #REF! | #REF! | #REF! | #REF! | #REF! | #REF! | #REF! | #REF! | #REF! | #REF! | #REF! | #REF! | #REF! | #REF! | #REF! | #REF! | #REF! | #REF! | #REF! | #REF! | #REF! | #REF! | #REF! | #REF! | #REF! | #REF! | #REF! | #REF! | #REF! | #REF! | #REF! | #REF! | #REF! | #REF! | #REF! | #REF! | #REF! | #REF! | #REF! | #REF! | #REF! | #REF! | #REF! | #REF! | #REF! | #REF! | #REF! | #REF! | #REF! | #REF! | #REF! | #REF! | #REF! | #REF! | #REF! | #REF! | #REF! | #REF! | #REF! | #REF! | #REF! | #REF! | #REF! | #REF! | #REF! | #REF! | #REF! | #REF! | #REF! | #REF! | #REF! | #REF! | #REF! | #REF! | #REF! | #REF! | #REF! | #REF! | #REF! | #REF! | #REF! | #REF! | #REF! | #REF! | #REF! | #REF! | #REF! | #REF! | #REF! | #REF! | #REF! | #REF! | #REF! | #REF! | #REF! | #REF! | #REF! | #REF! | #REF! | #REF! | #REF! | #REF! | #REF! | #REF! | #REF! | #REF! | #REF! | #REF! | #REF! | #REF! | #REF! | #REF! | #REF! | #REF! | #REF! | #REF! | #REF! | #REF! | #REF! | #REF! | #REF! | #REF! | #REF! | #REF! | #REF! | #REF! | #REF! | #REF! | #REF! | #REF! | #REF! | #REF! | #REF! | #REF! | #REF! | #REF! | #REF! | #REF! | #REF! | #REF! | #REF! | #REF! | #REF! | #REF! | #REF! | #REF! | #REF! | #REF! | #REF! | #REF! | #REF! | #REF! | #REF! | #REF! | #REF! | #REF! | #REF! | #REF! | #REF! | #REF! | #REF! | #REF! | #REF! | #REF! | #REF! | #REF! | #REF! | #REF! | #REF! | #REF! | #REF! | #REF! | #REF! | #REF! | #REF! | #REF! | #REF! | #REF! | #REF! | #REF! | #REF! | #REF! | #REF! | #REF! | #REF! | #REF! | #REF! | #REF! | #REF! | #REF! | #REF! | #REF! | #REF! | #REF! | #REF! | #REF! | #REF! | #REF! | #REF! | #REF! | #REF! | #REF! | #REF! | #REF! | #REF! | #REF! | #REF! | #REF! | #REF! | #REF! | #REF! | #REF! | #REF! | #REF! | #REF! | #REF! | #REF! | #REF! | #REF! | #REF! | #REF! | #REF! | #REF! | #REF! | #REF! | #REF! | #REF! | #REF! | #REF! | #REF! | #REF! | #REF! | #REF! | #REF! | #REF! | #REF! | #REF! | #REF! | #REF! | #REF! | #REF! | #REF! | #REF! | #REF! | #REF! | #REF! | #REF! | #REF! | #REF! | #REF! | #REF! | #REF! | #REF! | #REF! | #REF! | #REF! | #REF! | #REF! | #REF! | #REF! | #REF! | #REF! | #REF! | #REF! | #REF! | #REF! | #REF! | #REF! | #REF! | #REF! | #REF! | #REF! | #REF! | #REF! | #REF! | #REF! | #REF! | #REF! | #REF! | #REF! | #REF! | #REF! | #REF! | #REF! | #REF! | #REF! | #REF! | 10465.8847 | 28.6737 | 10465.8847
| buy Stan - burn |  |  |  |  | 86047.4417 | 86047.4417 | #REF! | #REF! | #REF! | #REF! | #REF! | #REF! | #REF! | #REF! | #REF! | #REF! | #REF! | #REF! | #REF! | #REF! | #REF! | #REF! | #REF! | #REF! | #REF! | #REF! | #REF! | #REF! | #REF! | #REF! | #REF! | #REF! | #REF! | #REF! | #REF! | #REF! | #REF! | #REF! | #REF! | #REF! | #REF! | #REF! | #REF! | #REF! | #REF! | #REF! | #REF! | #REF! | #REF! | #REF! | #REF! | #REF! | #REF! | #REF! | #REF! | #REF! | #REF! | #REF! | #REF! | #REF! | #REF! | #REF! | #REF! | #REF! | #REF! | #REF! | #REF! | #REF! | #REF! | #REF! | #REF! | #REF! | #REF! | #REF! | #REF! | #REF! | #REF! | #REF! | #REF! | #REF! | #REF! | #REF! | #REF! | #REF! | #REF! | #REF! | #REF! | #REF! | #REF! | #REF! | #REF! | #REF! | #REF! | #REF! | #REF! | #REF! | #REF! | #REF! | #REF! | #REF! | #REF! | #REF! | #REF! | #REF! | #REF! | #REF! | #REF! | #REF! | #REF! | #REF! | #REF! | #REF! | #REF! | #REF! | #REF! | #REF! | #REF! | #REF! | #REF! | #REF! | #REF! | #REF! | #REF! | #REF! | #REF! | #REF! | #REF! | #REF! | #REF! | #REF! | #REF! | #REF! | #REF! | #REF! | #REF! | #REF! | #REF! | #REF! | #REF! | #REF! | #REF! | #REF! | #REF! | #REF! | #REF! | #REF! | #REF! | #REF! | #REF! | #REF! | #REF! | #REF! | #REF! | #REF! | #REF! | #REF! | #REF! | #REF! | #REF! | #REF! | #REF! | #REF! | #REF! | #REF! | #REF! | #REF! | #REF! | #REF! | #REF! | #REF! | #REF! | #REF! | #REF! | #REF! | #REF! | #REF! | #REF! | #REF! | #REF! | #REF! | #REF! | #REF! | #REF! | #REF! | #REF! | #REF! | #REF! | #REF! | #REF! | #REF! | #REF! | #REF! | #REF! | #REF! | #REF! | #REF! | #REF! | #REF! | #REF! | #REF! | #REF! | #REF! | #REF! | #REF! | #REF! | #REF! | #REF! | #REF! | #REF! | #REF! | #REF! | #REF! | #REF! | #REF! | #REF! | #REF! | #REF! | #REF! | #REF! | #REF! | #REF! | #REF! | #REF! | #REF! | #REF! | #REF! | #REF! | #REF! | #REF! | #REF! | #REF! | #REF! | #REF! | #REF! | #REF! | #REF! | #REF! | #REF! | #REF! | #REF! | #REF! | #REF! | #REF! | #REF! | #REF! | #REF! | #REF! | #REF! | #REF! | #REF! | #REF! | #REF! | #REF! | #REF! | #REF! | #REF! | #REF! | #REF! | #REF! | #REF! | #REF! | #REF! | #REF! | #REF! | #REF! | #REF! | #REF! | #REF! | #REF! | #REF! | #REF! | #REF! | #REF! | #REF! | #REF! | #REF! | #REF! | #REF! | #REF! | #REF! | #REF! | #REF! | #REF! | #REF! | #REF! | #REF! | #REF! | #REF! | #REF! | #REF! | #REF! | #REF! | #REF! | #REF! | #REF! | #REF! | #REF! | #REF! | #REF! | #REF! | #REF! | #REF! | #REF! | #REF! | #REF! | #REF! | #REF! | #REF! | #REF! | #REF! | #REF! | #REF! | #REF! | #REF! | #REF! | #REF! | #REF! | #REF! | #REF! | #REF! | #REF! | #REF! | #REF! | #REF! | #REF! | #REF! | #REF! | #REF! | #REF! | #REF! | #REF! | #REF! | #REF! | #REF! | #REF! | #REF! | #REF! | #REF! | #REF! | #REF! | #REF! | #REF! | #REF! | #REF! | #REF! | #REF! | #REF! | #REF! | #REF! | #REF! | #REF! | #REF! | #REF! | #REF! | #REF! | #REF! | #REF! | #REF! | #REF! | #REF! | #REF! | #REF! | #REF! | #REF! | #REF! | #REF! | #REF! | #REF! | #REF! | 21631350.9357 | 59263.9752 | 21631350.9357
Other charges $
$000's | Deliv chrg $ - burn |  |  | B | 1.6e-05 | 121.4636 | 121.4042 | #REF! | #REF! | #REF! | #REF! | #REF! | #REF! | #REF! | #REF! | #REF! | #REF! | #REF! | #REF! | #REF! | #REF! | #REF! | #REF! | #REF! | #REF! | #REF! | #REF! | #REF! | #REF! | #REF! | #REF! | #REF! | #REF! | #REF! | #REF! | #REF! | #REF! | #REF! | #REF! | #REF! | #REF! | #REF! | #REF! | #REF! | #REF! | #REF! | #REF! | #REF! | #REF! | #REF! | #REF! | #REF! | #REF! | #REF! | #REF! | #REF! | #REF! | #REF! | #REF! | #REF! | #REF! | #REF! | #REF! | #REF! | #REF! | #REF! | #REF! | #REF! | #REF! | #REF! | #REF! | #REF! | #REF! | #REF! | #REF! | #REF! | #REF! | #REF! | #REF! | #REF! | #REF! | #REF! | #REF! | #REF! | #REF! | #REF! | #REF! | #REF! | #REF! | #REF! | #REF! | #REF! | #REF! | #REF! | #REF! | #REF! | #REF! | #REF! | #REF! | #REF! | #REF! | #REF! | #REF! | #REF! | #REF! | #REF! | #REF! | #REF! | #REF! | #REF! | #REF! | #REF! | #REF! | #REF! | #REF! | #REF! | #REF! | #REF! | #REF! | #REF! | #REF! | #REF! | #REF! | #REF! | #REF! | #REF! | #REF! | #REF! | #REF! | #REF! | #REF! | #REF! | #REF! | #REF! | #REF! | #REF! | #REF! | #REF! | #REF! | #REF! | #REF! | #REF! | #REF! | #REF! | #REF! | #REF! | #REF! | #REF! | #REF! | #REF! | #REF! | #REF! | #REF! | #REF! | #REF! | #REF! | #REF! | #REF! | #REF! | #REF! | #REF! | #REF! | #REF! | #REF! | #REF! | #REF! | #REF! | #REF! | #REF! | #REF! | #REF! | #REF! | #REF! | #REF! | #REF! | #REF! | #REF! | #REF! | #REF! | #REF! | #REF! | #REF! | #REF! | #REF! | #REF! | #REF! | #REF! | #REF! | #REF! | #REF! | #REF! | #REF! | #REF! | #REF! | #REF! | #REF! | #REF! | #REF! | #REF! | #REF! | #REF! | #REF! | #REF! | #REF! | #REF! | #REF! | #REF! | #REF! | #REF! | #REF! | #REF! | #REF! | #REF! | #REF! | #REF! | #REF! | #REF! | #REF! | #REF! | #REF! | #REF! | #REF! | #REF! | #REF! | #REF! | #REF! | #REF! | #REF! | #REF! | #REF! | #REF! | #REF! | #REF! | #REF! | #REF! | #REF! | #REF! | #REF! | #REF! | #REF! | #REF! | #REF! | #REF! | #REF! | #REF! | #REF! | #REF! | #REF! | #REF! | #REF! | #REF! | #REF! | #REF! | #REF! | #REF! | #REF! | #REF! | #REF! | #REF! | #REF! | #REF! | #REF! | #REF! | #REF! | #REF! | #REF! | #REF! | #REF! | #REF! | #REF! | #REF! | #REF! | #REF! | #REF! | #REF! | #REF! | #REF! | #REF! | #REF! | #REF! | #REF! | #REF! | #REF! | #REF! | #REF! | #REF! | #REF! | #REF! | #REF! | #REF! | #REF! | #REF! | #REF! | #REF! | #REF! | #REF! | #REF! | #REF! | #REF! | #REF! | #REF! | #REF! | #REF! | #REF! | #REF! | #REF! | #REF! | #REF! | #REF! | #REF! | #REF! | #REF! | #REF! | #REF! | #REF! | #REF! | #REF! | #REF! | #REF! | #REF! | #REF! | #REF! | #REF! | #REF! | #REF! | #REF! | #REF! | #REF! | #REF! | #REF! | #REF! | #REF! | #REF! | #REF! | #REF! | #REF! | #REF! | #REF! | #REF! | #REF! | #REF! | #REF! | #REF! | #REF! | #REF! | #REF! | #REF! | #REF! | #REF! | #REF! | #REF! | #REF! | #REF! | #REF! | #REF! | #REF! | #REF! | #REF! | #REF! | #REF! | #REF! | #REF! | #REF! | #REF! | #REF! | #REF! | #REF! | #REF! | #REF! | #REF! | 34606.4943
| Deliv chrg $ - no burn |  |  | NB | 1.6e-05 | 151.5437 | 152.2471 | #REF! | #REF! | #REF! | #REF! | #REF! | #REF! | #REF! | #REF! | #REF! | #REF! | #REF! | #REF! | #REF! | #REF! | #REF! | #REF! | #REF! | #REF! | #REF! | #REF! | #REF! | #REF! | #REF! | #REF! | #REF! | #REF! | #REF! | #REF! | #REF! | #REF! | #REF! | #REF! | #REF! | #REF! | #REF! | #REF! | #REF! | #REF! | #REF! | #REF! | #REF! | #REF! | #REF! | #REF! | #REF! | #REF! | #REF! | #REF! | #REF! | #REF! | #REF! | #REF! | #REF! | #REF! | #REF! | #REF! | #REF! | #REF! | #REF! | #REF! | #REF! | #REF! | #REF! | #REF! | #REF! | #REF! | #REF! | #REF! | #REF! | #REF! | #REF! | #REF! | #REF! | #REF! | #REF! | #REF! | #REF! | #REF! | #REF! | #REF! | #REF! | #REF! | #REF! | #REF! | #REF! | #REF! | #REF! | #REF! | #REF! | #REF! | #REF! | #REF! | #REF! | #REF! | #REF! | #REF! | #REF! | #REF! | #REF! | #REF! | #REF! | #REF! | #REF! | #REF! | #REF! | #REF! | #REF! | #REF! | #REF! | #REF! | #REF! | #REF! | #REF! | #REF! | #REF! | #REF! | #REF! | #REF! | #REF! | #REF! | #REF! | #REF! | #REF! | #REF! | #REF! | #REF! | #REF! | #REF! | #REF! | #REF! | #REF! | #REF! | #REF! | #REF! | #REF! | #REF! | #REF! | #REF! | #REF! | #REF! | #REF! | #REF! | #REF! | #REF! | #REF! | #REF! | #REF! | #REF! | #REF! | #REF! | #REF! | #REF! | #REF! | #REF! | #REF! | #REF! | #REF! | #REF! | #REF! | #REF! | #REF! | #REF! | #REF! | #REF! | #REF! | #REF! | #REF! | #REF! | #REF! | #REF! | #REF! | #REF! | #REF! | #REF! | #REF! | #REF! | #REF! | #REF! | #REF! | #REF! | #REF! | #REF! | #REF! | #REF! | #REF! | #REF! | #REF! | #REF! | #REF! | #REF! | #REF! | #REF! | #REF! | #REF! | #REF! | #REF! | #REF! | #REF! | #REF! | #REF! | #REF! | #REF! | #REF! | #REF! | #REF! | #REF! | #REF! | #REF! | #REF! | #REF! | #REF! | #REF! | #REF! | #REF! | #REF! | #REF! | #REF! | #REF! | #REF! | #REF! | #REF! | #REF! | #REF! | #REF! | #REF! | #REF! | #REF! | #REF! | #REF! | #REF! | #REF! | #REF! | #REF! | #REF! | #REF! | #REF! | #REF! | #REF! | #REF! | #REF! | #REF! | #REF! | #REF! | #REF! | #REF! | #REF! | #REF! | #REF! | #REF! | #REF! | #REF! | #REF! | #REF! | #REF! | #REF! | #REF! | #REF! | #REF! | #REF! | #REF! | #REF! | #REF! | #REF! | #REF! | #REF! | #REF! | #REF! | #REF! | #REF! | #REF! | #REF! | #REF! | #REF! | #REF! | #REF! | #REF! | #REF! | #REF! | #REF! | #REF! | #REF! | #REF! | #REF! | #REF! | #REF! | #REF! | #REF! | #REF! | #REF! | #REF! | #REF! | #REF! | #REF! | #REF! | #REF! | #REF! | #REF! | #REF! | #REF! | #REF! | #REF! | #REF! | #REF! | #REF! | #REF! | #REF! | #REF! | #REF! | #REF! | #REF! | #REF! | #REF! | #REF! | #REF! | #REF! | #REF! | #REF! | #REF! | #REF! | #REF! | #REF! | #REF! | #REF! | #REF! | #REF! | #REF! | #REF! | #REF! | #REF! | #REF! | #REF! | #REF! | #REF! | #REF! | #REF! | #REF! | #REF! | #REF! | #REF! | #REF! | #REF! | #REF! | #REF! | #REF! | #REF! | #REF! | #REF! | #REF! | #REF! | #REF! | #REF! | #REF! | #REF! | #REF! | #REF! | #REF! | #REF! | #REF! | #REF! | #REF! | #REF! | #REF! | #REF! | 87486.4444
| NWP losses, KF/NE $ |  |  | B | 0.0091 | 197.7666 | 155.444 | 161.5262 | 161.5262 | 159.8191 | 159.8191 | 159.8191 | 167.8771 | 178.9383 | 165.6231 | 169.7201 | 169.7201 | 141.4334 | 181.4989 | 178.5968 | 168.6959 | 204.2028 | 149.9434 | 95.4186 | 163.5747 | 163.5747 | 170.8803 | 132.7938 | 0 | 0 | 52.1919 | 156.5757 | 164.0868 | 159.7077 | 136.4545 | 103.2639 | 0 | 0 | 0 | 0 | 0 | 0 | 120.4264 | 110.679 | 110.679 | 110.679 | 109.4819 | 112.2181 | 125.8986 | 116.6611 | 0 | 0 | 27.1908 | 46.5834 | 126.2406 | 152.7466 | 152.5756 | 139.0661 | 139.0661 | 139.0661 | 139.0661 | 150.8655 | 174.4644 | 121.861 | 27.6419 | 27.6419 | 76.0152 | 125.1282 | 136.9843 | 34.3018 | 0 | 36.5459 | 125.3001 | 46.9875 | 0 | 27.7151 | 32.3989 | 65.474 | 52.6841 | 4.3903 | 57.0744 | 100.6826 | 102.8878 | 0 | 41.1112 | 81.5223 | 3.882 | 93.1684 | 99.1823 | 95.7458 | 89.9036 | 83.7178 | 3.925 | 27.4748 | 94.1993 | 98.6482 | 116.1287 | 120.4539 | 35.2333 | 34.1736 | 29.2917 | 63.4653 | 0 | 35.5866 | 10.182 | 74.047 | 104.5369 | 47.9128 | 87.1141 | 108.3432 | 105.575 | 106.9591 | 97.9625 | 92.2531 | 34.5949 | 23.0633 | 76.5893 | 88.6199 | 60.794 | 59.7127 | 41.0139 | 0 | 0 | 0 | 0 | 0 | 0 | 0 | 0 | 21.7829 | 4.1963 | 24.8852 | 45.8405 | 49.0264 | 0 | 18.7518 | 22.5021 | 33.905 | 40.2211 | 38.8972 | 0 | 15.4474 | 0 | 0 | 0 | 36.079 | 67.587 | 58.0655 | 4.2312 | 0 | 0 | 8.2951 | 53.2839 | 99.3737 | 66.5991 | 90.0086 | 57.4785 | 98.5345 | 98.5345 | 101.5209 | 76.4101 | 101.8823 | 24.8098 | 0 | 70.2945 | 0 | 0 | 43.8883 | 65.0844 | 0 | 0 | 0 | 28.8184 | 92.2435 | 36.3101 | 45.461 | 22.8406 | 22.8406 | 22.8406 | 50.2494 | 91.3976 | 111.3971 | 80.5287 | 41.7078 | 18.5368 | 0 | 60.9056 | 84.3862 | 87.0498 | 87.2274 | 60.6179 | 0 | 41.9663 | 65.2808 | 70.2767 | 46.6292 | 62.9264 | 44.6298 | 0 | 44.6298 | 67.7357 | 124.8728 | 122.7419 | 120.1803 | 84.314 | 126.471 | 126.471 | 135.5272 | 134.6393 | 135.5272 | 140.6768 | 143.3404 | 143.3404 | 143.3404 | 138.8994 | 125.2215 | 144.4058 | 121.343 | 121.343 | 121.343 | 121.5206 | 120.2774 | 118.5014 | 118.1461 | 121.343 | 114.4148 | 54.7201 | 49.7456 | 118.1461 | 121.5206 | 121.5206 | 125.2503 | 125.6055 | 88.9706 | 88.9706 | 126.8488 | 131.1113 | 126.4936 | 125.2503 | 122.231 | 35.6507 | 91.6733 | 126.6712 | 133.5977 | 124.5399 | 124.8951 | 127.5592 | 122.2442 | 77.3066 | 118.6339 | 117.0609 | 109.1803 | 91.5707 | 118.162 | 118.162 | 118.162 | 118.162 | 113.2859 | 108.2525 | 108.7244 | 106.8369 | 102.3854 | 80.1276 | 107.466 | 108.7244 | 111.5557 | 102.9883 | 89.491 | 102.2754 | 102.2754 | 105.2639 | 104.1629 | 103.5337 | 100.7024 | 93.6242 | 93.6242 | 93.6242 | 94.2534 | 93.0463 | 92.1864 | 94.3362 | 91.1831 | 91.1831 | 91.1831 | 82.7963 | 73.3213 | 104.0819 | 105.0852 | 93.9062 | 93.9062 | 93.9062 | 91.7564 | 93.1896 | 96.6293 | 78.3746 | 70.8251 | 89.4633 | 89.4633 | 78.2552 | 77.2997 | 91.6131 | 88.7467 | 82.2973 | 82.2973 | 82.2973 | 98.3491 | 102.5054 | 103.652 | 103.652 | 47.0407 | 0 | 89.3773 | 112.5551 | 130.0235 | 137.0451 | 126.7696 | 129.1672 | 129.1672 | 129.1672 | 143.3817 | 134.1337 | 136.1888 | 136.0176 | 136.0176 | 136.0176 | 136.0176 | 142.3542 | 118.343 | 91.135 | 142.1829 | 58.1011 | 139.4428 | 5.8101 | 73.746 | 159.8226 | 177.1198 | 177.1198 | 177.1198 | 177.1198 | 106.1298 | 110.2234 | 117.7283 | 127.1095 | 132.9087 | 118.0695 | 118.0695 | 118.0695 | 126.5978 | 127.6212 | 141.7781 | 183.908 | 79.7807 | 0 | 0 | 196.7257 | 209.4014 | 152.3532 | 195.8476 | 176.0619 | 161.3901 | 66.0232 | 147.7543 | 85.6659 | 0 | 0 | 0 | 0 | 0 | 0 | 129.39 | 31786.6965
| WA State Gen Tax $ |  |  | B | 3.852% | 1849.6774 | 1412.6442 | 1194.6604 | 1196.1151 | 1187.9599 | 1160.9568 | 1163.1038 | 1442.5296 | 1397.1598 | 1242.8068 | 1289.8101 | 1296.723 | 1067.0818 | 1401.881 | 1386.3346 | 1272.4995 | 1692.385 | 1130.0276 | 944.1446 | 1204.7966 | 1204.9344 | 1625.6311 | 1124.506 | 0 | 0 | 359.9767 | 1125.1272 | 1214.5368 | 1334.8418 | 925.6283 | 534.2341 | 0 | 0 | 0 | 0 | 0 | 0 | 717.4919 | 616.2509 | 614.9413 | 621.1983 | 600.5266 | 639.3095 | 795.5303 | 747.6507 | 122.8147 | 0 | 160.2556 | 302.2665 | 788.1622 | 1101.9776 | 1087.7904 | 948.7966 | 838.4601 | 933.3696 | 934.5601 | 1082.1276 | 1341.3589 | 1035.9226 | 339.5809 | 408.7764 | 672.758 | 774.4113 | 910.5753 | 495.8712 | 0 | 312.1879 | 669.0341 | 313.9113 | 292.0258 | 273.4636 | 201.662 | 313.8119 | 224.5045 | 21.8668 | 268.144 | 551.4349 | 559.6629 | 0 | 144.0074 | 337.7411 | 5.2826 | 342.0635 | 398.749 | 440.6027 | 322.4084 | 304.3403 | 5.3919 | 124.0883 | 363.0704 | 489.4005 | 655.1774 | 583.9588 | 197.8192 | 97.8071 | 162.5843 | 340.8537 | 0 | 162.9139 | 19.2707 | 357.0742 | 378.7947 | 253.8779 | 438.6635 | 504.242 | 538.2266 | 553.8415 | 453.4163 | 389.7812 | 144.8079 | 73.5874 | 320.7727 | 349.608 | 189.9825 | 205.0755 | 142.2964 | 0 | 0 | 0 | 0 | 0 | 0 | 0 | 0 | 122.7582 | 69.1074 | 123.7846 | 219.8664 | 205.7259 | 0 | 81.0966 | 102.152 | 173.4528 | 207.8492 | 187.6292 | 50.2302 | 70.0413 | 0 | 0 | 0 | 206.551 | 369.8068 | 318.0269 | 21.5955 | 0 | 0 | 42.9968 | 286.4713 | 423.0482 | 317.1746 | 374.306 | 209.455 | 431.8177 | 491.9635 | 557.5673 | 425.8846 | 368.4553 | 92.3743 | 0 | 260.1581 | 0 | 0 | 233.4301 | 173.0981 | 0 | 0 | 0 | 131.6034 | 418.6803 | 182.0386 | 214.8572 | 119.7805 | 123.8758 | 126.8211 | 245.0472 | 442.8063 | 529.6475 | 371.409 | 234.0476 | 97.6451 | 0 | 222.3437 | 313.8775 | 303.8496 | 285.1364 | 341.9624 | 0 | 199.7486 | 352.9858 | 406.9777 | 246.7302 | 360.5264 | 240.2874 | 0 | 228.976 | 410.4841 | 808.6604 | 783.0439 | 755.2644 | 489.8234 | 776.5538 | 832.4471 | 944.2896 | 928.8696 | 940.7812 | 1002.9284 | 1035.2022 | 1034.7292 | 1038.5356 | 886.1372 | 963.0219 | 985.8886 | 671.5253 | 790.7692 | 790.5715 | 791.9284 | 777.1418 | 752.3248 | 747.9566 | 788.1854 | 735.4666 | 302.6983 | 315.6562 | 750.3349 | 792.4557 | 793.3939 | 839.8991 | 844.3227 | 595.1908 | 569.0011 | 834.2443 | 833.0411 | 855.7135 | 839.8991 | 776.8655 | 151.3764 | 599.4793 | 858.3748 | 945.2777 | 831.1303 | 835.5147 | 868.8728 | 832.1994 | 591.7178 | 931.1236 | 908.8831 | 858.8842 | 730.7529 | 924.2684 | 924.3247 | 924.2671 | 924.3201 | 855.9487 | 785.6532 | 791.6851 | 742.4083 | 423.8917 | 572.6148 | 774.7179 | 693.0091 | 780.086 | 620.8625 | 613.9213 | 702.0307 | 702.0755 | 744.0083 | 728.621 | 719.1918 | 679.7288 | 580.6474 | 580.6474 | 580.7201 | 590.0997 | 696.9694 | 683.955 | 717.4795 | 668.4421 | 668.4421 | 668.4421 | 599.0098 | 538.79 | 865.6346 | 881.1476 | 710.9723 | 710.9723 | 710.9723 | 677.4478 | 699.468 | 752.514 | 590.6012 | 501.3113 | 642.4133 | 642.4133 | 586.099 | 572.0068 | 589.9523 | 631.8976 | 533.3013 | 533.3013 | 431.5878 | 679.5009 | 842.0916 | 859.0877 | 860.1161 | 266.7109 | 0 | 421.812 | 607.43 | 797.6927 | 873.4294 | 786.7736 | 892.9353 | 892.9353 | 892.9353 | 1068.311 | 953.864 | 978.8835 | 977.2633 | 977.4714 | 977.4714 | 862.6415 | 744.0204 | 872.9468 | 653.8037 | 929.6478 | 548.178 | 1019.2157 | 184.538 | 763.7538 | 1270.3265 | 1483.2316 | 1483.2316 | 1483.2316 | 1483.6515 | 497.4159 | 645.2716 | 729.9033 | 842.7176 | 911.8544 | 739.7904 | 734.4553 | 726.2663 | 827.1947 | 845.7264 | 1007.1192 | 1504.5053 | 829.0354 | 364.2402 | 244.6501 | 1802.8119 | 2200.1665 | 1139.8822 | 1674.6399 | 1436.9058 | 1396.8973 | 716.7987 | 1288.5948 | 553.2828 | 0 | 0 | 0 | 0 | 0 | 121.4048 | 1062.1835 | 214815.2493
Gas Price | [370 empty] | Avg
$ / Dth | AECO |  |  |  |  | 3.57 | 2.76 | 2.07 | 2.07 | 2.04 | 2.04 | 2.04 | 3.07 | 2.42 | 2.15 | 2.23 | 2.23 | 2.23 | 2.47 | 2.41 | 2.22 | 2.92 | 2.11 | 2.11 | 2.11 | 2.11 | 2.93 | 2.58 | 2.06 | 1.98 | 1.98 | 1.98 | 2.12 | 2.49 | 2.12 | 1.01 | 3.83 | 3.83 | 3.83 | 2.69 | 3.66 | 4.4 | 1.51 | 1.28 | 1.28 | 1.28 | 1.25 | 1.31 | 1.63 | 1.67 | 1.74 | 1.74 | 1.74 | 1.96 | 1.64 | 2.27 | 2.26 | 1.95 | 1.95 | 1.95 | 1.95 | 2.22 | 2.78 | 4.42 | 3.81 | 3.81 | 3.81 | 2.39 | 2.8 | 3.77 | 3.74 | 2.39 | 2.39 | 2.39 | 3.24 | 2.66 | 2.54 | 1.93 | 1.7 | 1.7 | 1.7 | 1.85 | 1.94 | 2.04 | 1.46 | 1.27 | 1.27 | 1.27 | 1.48 | 1.36 | 1.16 | 0.94 | 1.3 | 1.3 | 1.3 | 2.57 | 2.47 | 2.65 | 2.67 | 2.52 | 2.52 | 2.52 | 2.87 | 2.72 | 2.73 | 1.99 | 1.99 | 1.99 | 1.99 | 2.14 | 2.03 | 2.09 | 1.71 | 1.47 | 1.47 | 1.47 | 1.45 | 1.32 | 1.68 | 1.6 | 1.36 | 1.36 | 1.36 | 1.32 | 1.24 | 2.76 | 2.15 | 2.15 | 2.15 | 2.18 | 2.02 | 1.96 | 1.61 | 1.56 | 1.54 | 1.54 | 1.54 | 2.06 | 1.83 | 1.69 | 1.66 | 1.66 | 1.66 | 1.66 | 2.09 | 2.35 | 2.05 | 1.96 | 2.05 | 2.05 | 2.05 | 1.96 | 1.91 | 1.95 | 1.72 | 1.54 | 1.56 | 1.56 | 1.56 | 1.85 | 1.93 | 1.69 | 1.59 | 1.59 | 1.59 | 2.29 | 2.27 | 2.29 | 2.07 | 1.79 | 1.79 | 1.79 | 2.22 | 2.04 | 1.97 | 1.98 | 2 | 2 | 2 | 2 | 2.23 | 2.07 | 2.16 | 2.06 | 2.06 | 2.06 | 0.86 | 0.81 | 0.89 | 0.9 | 1.68 | 1.68 | 1.68 | 1.68 | 1.7 | 1.68 | 1.81 | 1.91 | 1.91 | 1.91 | 2.1 | 2.09 | 2.02 | 2.1 | 2.14 | 2.14 | 2.14 | 2.42 | 2.4 | 2.43 | 2.59 | 2.67 | 2.67 | 2.67 | 2.72 | 2.89 | 2.71 | 1.96 | 1.96 | 1.96 | 1.96 | 1.93 | 1.87 | 1.86 | 1.96 | 1.9 | 1.9 | 1.9 | 1.86 | 1.96 | 1.97 | 2.08 | 2.09 | 2.09 | 2.09 | 2.13 | 2.26 | 2.12 | 2.08 | 1.98 | 1.98 | 1.98 | 2.13 | 2.34 | 2.06 | 2.07 | 2.15 | 2.15 | 2.33 | 2.43 | 2.37 | 2.45 | 2.55 | 2.41 | 2.41 | 2.41 | 2.41 | 2.23 | 2.05 | 2.06 | 2 | 2 | 2 | 2.02 | 2.06 | 2.17 | 2.02 | 1.83 | 1.83 | 1.83 | 1.94 | 1.9 | 1.87 | 1.77 | 1.51 | 1.51 | 1.51 | 1.54 | 2.19 | 2.15 | 2.26 | 2.1 | 2.1 | 2.1 | 2.07 | 2.17 | 2.72 | 2.77 | 2.24 | 2.24 | 2.24 | 2.13 | 2.2 | 2.37 | 2.24 | 2.02 | 2.02 | 2.02 | 2.23 | 2.18 | 2.13 | 1.99 | 1.68 | 1.68 | 1.68 | 2.45 | 2.65 | 2.7 | 2.71 | 1.73 | 1.73 | 1.73 | 1.72 | 2.26 | 2.47 | 2.15 | 2.23 | 2.23 | 2.23 | 2.67 | 2.38 | 2.44 | 2.44 | 2.44 | 2.44 | 2.44 | 2.63 | 2.62 | 2.46 | 2.63 | 2.54 | 2.54 | 2.54 | 2.79 | 3.17 | 3.7 | 3.7 | 3.7 | 3.7 | 1.2 | 1.3 | 1.48 | 1.71 | 1.85 | 1.49 | 1.49 | 1.49 | 1.7 | 1.72 | 2.07 | 3.09 | 4.43 | 4.43 | 4.43 | 3.83 | 4.72 | 2.32 | 3.38 | 2.9 | 2.9 | 2.9 | 3.16 | 2.47 | 5.54 | 3 | 3.71 | 3.71 | 3.71 | 3.71 | 2.59 | 2.1841
| King (mile-adj from Malin) |  |  |  |  | 10.3241 | 7.9843 | 5.9956 | 5.9956 | 5.8981 | 5.8981 | 5.8981 | 8.8812 | 6.99 | 6.2295 | 6.4635 | 6.4635 | 6.4635 | 7.1362 | 6.9705 | 6.405 | 8.4328 | 6.1126 | 6.1126 | 6.1126 | 6.1126 | 8.4815 | 7.4774 | 5.9663 | 5.7129 | 5.7129 | 5.7129 | 6.1418 | 7.1947 | 6.1223 | 2.9247 | 9.2614 | 9.2614 | 9.2614 | 6.4928 | 8.8422 | 10.636 | 3.6363 | 3.0806 | 3.0806 | 3.0806 | 3.0124 | 3.1684 | 3.9483 | 4.0263 | 4.2115 | 4.2115 | 4.2115 | 4.738 | 3.9678 | 5.4789 | 5.4691 | 4.699 | 4.699 | 4.699 | 4.699 | 5.3716 | 6.717 | 10.6653 | 6.1808 | 6.1808 | 6.1808 | 3.8703 | 4.543 | 6.1126 | 6.0638 | 3.8801 | 3.8801 | 3.8801 | 5.2547 | 4.3188 | 4.1238 | 3.1391 | 2.7492 | 2.7492 | 2.7492 | 3.0027 | 3.1391 | 3.3049 | 2.369 | 2.057 | 2.057 | 2.057 | 2.3982 | 2.2032 | 1.8718 | 1.5208 | 2.1155 | 2.1155 | 2.1155 | 3.4414 | 3.3146 | 3.5583 | 3.5778 | 3.3731 | 3.3731 | 3.3731 | 3.8508 | 3.6461 | 3.6558 | 2.6614 | 2.6614 | 2.6614 | 2.6614 | 2.8759 | 2.7199 | 2.7979 | 2.291 | 1.9693 | 1.9693 | 1.9693 | 1.9498 | 1.7645 | 2.252 | 2.1545 | 1.8133 | 1.8133 | 1.8133 | 1.7743 | 1.6671 | 3.6266 | 2.8174 | 2.8174 | 2.8174 | 2.8662 | 2.6419 | 2.5737 | 2.1155 | 2.0473 | 2.018 | 2.018 | 2.018 | 2.7004 | 2.3982 | 2.213 | 2.1838 | 2.174 | 2.174 | 2.174 | 2.7394 | 3.0806 | 2.6809 | 2.5737 | 2.6907 | 2.6907 | 2.6907 | 2.5737 | 2.5055 | 2.564 | 2.252 | 2.018 | 2.2227 | 2.2227 | 2.2227 | 2.6322 | 2.7394 | 2.408 | 2.2617 | 2.2617 | 2.2617 | 3.2464 | 3.2171 | 3.2464 | 2.9442 | 2.5445 | 2.5445 | 2.5445 | 3.1489 | 2.8954 | 2.7979 | 2.8077 | 2.8369 | 2.8369 | 2.8369 | 2.8369 | 3.1586 | 2.9344 | 3.0612 | 2.9247 | 2.9247 | 2.9247 | 1.4916 | 1.4038 | 1.5501 | 1.5598 | 2.9149 | 2.9149 | 2.9149 | 2.9149 | 2.9442 | 2.9149 | 3.1489 | 3.3049 | 3.3049 | 3.3049 | 3.6363 | 3.6266 | 3.5096 | 3.6558 | 3.7143 | 3.7143 | 3.7143 | 4.2115 | 4.1628 | 4.2115 | 4.4942 | 4.6405 | 4.6405 | 4.6405 | 4.7282 | 5.0207 | 4.699 | 3.4316 | 3.4316 | 3.4316 | 3.4414 | 3.3731 | 3.2756 | 3.2561 | 3.4316 | 3.3244 | 3.3244 | 3.3244 | 3.2561 | 3.4414 | 3.4414 | 3.6461 | 3.6656 | 3.6656 | 3.6656 | 3.7338 | 3.9678 | 3.7143 | 3.6461 | 3.4804 | 3.4804 | 3.4804 | 3.7241 | 4.1043 | 3.6071 | 3.6266 | 3.7728 | 3.7728 | 3.958 | 4.1238 | 4.0263 | 4.153 | 4.3383 | 4.0945 | 4.0945 | 4.0945 | 4.0945 | 3.7923 | 3.4804 | 3.5096 | 3.3926 | 3.3926 | 3.3926 | 3.4316 | 3.5096 | 3.6851 | 3.4316 | 3.1099 | 3.1099 | 3.1099 | 3.2951 | 3.2269 | 3.1879 | 3.0124 | 2.5737 | 2.5737 | 2.5737 | 2.6127 | 3.1001 | 3.0417 | 3.1879 | 2.9734 | 2.9734 | 2.9734 | 2.9149 | 3.0709 | 3.8508 | 3.9191 | 3.1586 | 3.1586 | 3.1586 | 3.0124 | 3.1099 | 3.3439 | 3.1684 | 2.8564 | 2.8564 | 2.8564 | 3.1586 | 3.0806 | 3.0027 | 2.8077 | 2.369 | 2.369 | 2.369 | 3.4609 | 3.7436 | 3.8216 | 3.8216 | 3.1976 | 3.1976 | 3.1976 | 3.1781 | 4.1725 | 4.5722 | 3.9873 | 4.1238 | 4.1238 | 4.1238 | 4.9329 | 4.4065 | 4.5235 | 4.5137 | 4.5137 | 4.5137 | 4.5137 | 4.8744 | 4.8549 | 4.5527 | 4.8647 | 4.7087 | 4.7087 | 4.7087 | 5.1669 | 5.8688 | 6.8535 | 6.8535 | 6.8535 | 6.8535 | 2.8369 | 3.0709 | 3.4999 | 4.036 | 4.3675 | 3.5193 | 3.5193 | 3.5193 | 4.0068 | 4.0653 | 4.8744 | 7.2824 | 10.4508 | 10.4508 | 10.4508 | 9.0372 | 11.1332 | 5.4789 | 7.9648 | 6.834 | 6.834 | 6.834 | 7.4384 | 5.8103 | 13.0538 | 7.0679 | 8.7448 | 8.7448 | 8.7448 | 8.7448 | 6.1126 | 4.0414
| Stan (mile-adj from Malin) |  |  |  |  | 10.4445 | 8.0775 | 6.0655 | 6.0655 | 5.9669 | 5.9669 | 5.9669 | 8.9848 | 7.0715 | 6.3022 | 6.5389 | 6.5389 | 6.5389 | 7.2194 | 7.0518 | 6.4797 | 8.5312 | 6.1839 | 6.1839 | 6.1839 | 6.1839 | 8.5805 | 7.5646 | 6.0359 | 5.7795 | 5.7795 | 5.7795 | 6.2134 | 7.2786 | 6.1937 | 2.9588 | 9.3695 | 9.3695 | 9.3695 | 6.5685 | 8.9454 | 10.7601 | 3.6788 | 3.1166 | 3.1166 | 3.1166 | 3.0475 | 3.2053 | 3.9944 | 4.0733 | 4.2606 | 4.2606 | 4.2606 | 4.7932 | 4.0141 | 5.5428 | 5.5329 | 4.7538 | 4.7538 | 4.7538 | 4.7538 | 5.4343 | 6.7953 | 10.7897 | 6.2529 | 6.2529 | 6.2529 | 3.9155 | 4.596 | 6.1839 | 6.1345 | 3.9253 | 3.9253 | 3.9253 | 5.3159 | 4.3691 | 4.1719 | 3.1758 | 2.7813 | 2.7813 | 2.7813 | 3.0377 | 3.1758 | 3.3434 | 2.3966 | 2.081 | 2.081 | 2.081 | 2.4262 | 2.229 | 1.8936 | 1.5386 | 2.1402 | 2.1402 | 2.1402 | 3.4815 | 3.3533 | 3.5999 | 3.6196 | 3.4125 | 3.4125 | 3.4125 | 3.8957 | 3.6886 | 3.6985 | 2.6925 | 2.6925 | 2.6925 | 2.6925 | 2.9095 | 2.7517 | 2.8306 | 2.3177 | 1.9922 | 1.9922 | 1.9922 | 1.9725 | 1.7851 | 2.2783 | 2.1796 | 1.8344 | 1.8344 | 1.8344 | 1.795 | 1.6865 | 3.6689 | 2.8503 | 2.8503 | 2.8503 | 2.8996 | 2.6728 | 2.6037 | 2.1402 | 2.0711 | 2.0416 | 2.0416 | 2.0416 | 2.7319 | 2.4262 | 2.2388 | 2.2092 | 2.1994 | 2.1994 | 2.1994 | 2.7714 | 3.1166 | 2.7122 | 2.6037 | 2.7221 | 2.7221 | 2.7221 | 2.6037 | 2.5347 | 2.5939 | 2.2783 | 2.0416 | 2.2487 | 2.2487 | 2.2487 | 2.6629 | 2.7714 | 2.4361 | 2.2881 | 2.2881 | 2.2881 | 3.2843 | 3.2547 | 3.2843 | 2.9785 | 2.5741 | 2.5741 | 2.5741 | 3.1856 | 2.9292 | 2.8306 | 2.8404 | 2.87 | 2.87 | 2.87 | 2.87 | 3.1955 | 2.9686 | 3.0969 | 2.9588 | 2.9588 | 2.9588 | 1.509 | 1.4202 | 1.5682 | 1.578 | 2.9489 | 2.9489 | 2.9489 | 2.9489 | 2.9785 | 2.9489 | 3.1856 | 3.3434 | 3.3434 | 3.3434 | 3.6788 | 3.6689 | 3.5505 | 3.6985 | 3.7577 | 3.7577 | 3.7577 | 4.2606 | 4.2113 | 4.2606 | 4.5467 | 4.6946 | 4.6946 | 4.6946 | 4.7834 | 5.0792 | 4.7538 | 3.4716 | 3.4716 | 3.4716 | 3.4815 | 3.4125 | 3.3138 | 3.2941 | 3.4716 | 3.3632 | 3.3632 | 3.3632 | 3.2941 | 3.4815 | 3.4815 | 3.6886 | 3.7083 | 3.7083 | 3.7083 | 3.7774 | 4.0141 | 3.7577 | 3.6886 | 3.521 | 3.521 | 3.521 | 3.7675 | 4.1522 | 3.6492 | 3.6689 | 3.8168 | 3.8168 | 4.0042 | 4.1719 | 4.0733 | 4.2015 | 4.3889 | 4.1423 | 4.1423 | 4.1423 | 4.1423 | 3.8366 | 3.521 | 3.5505 | 3.4322 | 3.4322 | 3.4322 | 3.4716 | 3.5505 | 3.7281 | 3.4716 | 3.1462 | 3.1462 | 3.1462 | 3.3336 | 3.2645 | 3.2251 | 3.0475 | 2.6037 | 2.6037 | 2.6037 | 2.6432 | 3.1363 | 3.0771 | 3.2251 | 3.0081 | 3.0081 | 3.0081 | 2.9489 | 3.1067 | 3.8957 | 3.9648 | 3.1955 | 3.1955 | 3.1955 | 3.0475 | 3.1462 | 3.3829 | 3.2053 | 2.8897 | 2.8897 | 2.8897 | 3.1955 | 3.1166 | 3.0377 | 2.8404 | 2.3966 | 2.3966 | 2.3966 | 3.5012 | 3.7872 | 3.8661 | 3.8661 | 3.2349 | 3.2349 | 3.2349 | 3.2152 | 4.2212 | 4.6256 | 4.0338 | 4.1719 | 4.1719 | 4.1719 | 4.9905 | 4.4579 | 4.5763 | 4.5664 | 4.5664 | 4.5664 | 4.5664 | 4.9313 | 4.9116 | 4.6058 | 4.9214 | 4.7636 | 4.7636 | 4.7636 | 5.2272 | 5.9373 | 6.9334 | 6.9334 | 6.9334 | 6.9334 | 2.87 | 3.1067 | 3.5407 | 4.0831 | 4.4185 | 3.5604 | 3.5604 | 3.5604 | 4.0535 | 4.1127 | 4.9313 | 7.3674 | 10.5727 | 10.5727 | 10.5727 | 9.1426 | 11.2631 | 5.5428 | 8.0578 | 6.9137 | 6.9137 | 6.9137 | 7.5252 | 5.8781 | 13.206 | 7.1504 | 8.8468 | 8.8468 | 8.8468 | 8.8468 | 6.1839 | 4.0885
| Malin |  |  |  |  | 10.59 | 8.19 | 6.15 | 6.15 | 6.05 | 6.05 | 6.05 | 9.11 | 7.17 | 6.39 | 6.63 | 6.63 | 6.63 | 7.32 | 7.15 | 6.57 | 8.65 | 6.27 | 6.27 | 6.27 | 6.27 | 8.7 | 7.67 | 6.12 | 5.86 | 5.86 | 5.86 | 6.3 | 7.38 | 6.28 | 3 | 9.5 | 9.5 | 9.5 | 6.66 | 9.07 | 10.91 | 3.73 | 3.16 | 3.16 | 3.16 | 3.09 | 3.25 | 4.05 | 4.13 | 4.32 | 4.32 | 4.32 | 4.86 | 4.07 | 5.62 | 5.61 | 4.82 | 4.82 | 4.82 | 4.82 | 5.51 | 6.89 | 10.94 | 6.34 | 6.34 | 6.34 | 3.97 | 4.66 | 6.27 | 6.22 | 3.98 | 3.98 | 3.98 | 5.39 | 4.43 | 4.23 | 3.22 | 2.82 | 2.82 | 2.82 | 3.08 | 3.22 | 3.39 | 2.43 | 2.11 | 2.11 | 2.11 | 2.46 | 2.26 | 1.92 | 1.56 | 2.17 | 2.17 | 2.17 | 3.53 | 3.4 | 3.65 | 3.67 | 3.46 | 3.46 | 3.46 | 3.95 | 3.74 | 3.75 | 2.73 | 2.73 | 2.73 | 2.73 | 2.95 | 2.79 | 2.87 | 2.35 | 2.02 | 2.02 | 2.02 | 2 | 1.81 | 2.31 | 2.21 | 1.86 | 1.86 | 1.86 | 1.82 | 1.71 | 3.72 | 2.89 | 2.89 | 2.89 | 2.94 | 2.71 | 2.64 | 2.17 | 2.1 | 2.07 | 2.07 | 2.07 | 2.77 | 2.46 | 2.27 | 2.24 | 2.23 | 2.23 | 2.23 | 2.81 | 3.16 | 2.75 | 2.64 | 2.76 | 2.76 | 2.76 | 2.64 | 2.57 | 2.63 | 2.31 | 2.07 | 2.28 | 2.28 | 2.28 | 2.7 | 2.81 | 2.47 | 2.32 | 2.32 | 2.32 | 3.33 | 3.3 | 3.33 | 3.02 | 2.61 | 2.61 | 2.61 | 3.23 | 2.97 | 2.87 | 2.88 | 2.91 | 2.91 | 2.91 | 2.91 | 3.24 | 3.01 | 3.14 | 3 | 3 | 3 | 1.53 | 1.44 | 1.59 | 1.6 | 2.99 | 2.99 | 2.99 | 2.99 | 3.02 | 2.99 | 3.23 | 3.39 | 3.39 | 3.39 | 3.73 | 3.72 | 3.6 | 3.75 | 3.81 | 3.81 | 3.81 | 4.32 | 4.27 | 4.32 | 4.61 | 4.76 | 4.76 | 4.76 | 4.85 | 5.15 | 4.82 | 3.52 | 3.52 | 3.52 | 3.53 | 3.46 | 3.36 | 3.34 | 3.52 | 3.41 | 3.41 | 3.41 | 3.34 | 3.53 | 3.53 | 3.74 | 3.76 | 3.76 | 3.76 | 3.83 | 4.07 | 3.81 | 3.74 | 3.57 | 3.57 | 3.57 | 3.82 | 4.21 | 3.7 | 3.72 | 3.87 | 3.87 | 4.06 | 4.23 | 4.13 | 4.26 | 4.45 | 4.2 | 4.2 | 4.2 | 4.2 | 3.89 | 3.57 | 3.6 | 3.48 | 3.48 | 3.48 | 3.52 | 3.6 | 3.78 | 3.52 | 3.19 | 3.19 | 3.19 | 3.38 | 3.31 | 3.27 | 3.09 | 2.64 | 2.64 | 2.64 | 2.68 | 3.18 | 3.12 | 3.27 | 3.05 | 3.05 | 3.05 | 2.99 | 3.15 | 3.95 | 4.02 | 3.24 | 3.24 | 3.24 | 3.09 | 3.19 | 3.43 | 3.25 | 2.93 | 2.93 | 2.93 | 3.24 | 3.16 | 3.08 | 2.88 | 2.43 | 2.43 | 2.43 | 3.55 | 3.84 | 3.92 | 3.92 | 3.28 | 3.28 | 3.28 | 3.26 | 4.28 | 4.69 | 4.09 | 4.23 | 4.23 | 4.23 | 5.06 | 4.52 | 4.64 | 4.63 | 4.63 | 4.63 | 4.63 | 5 | 4.98 | 4.67 | 4.99 | 4.83 | 4.83 | 4.83 | 5.3 | 6.02 | 7.03 | 7.03 | 7.03 | 7.03 | 2.91 | 3.15 | 3.59 | 4.14 | 4.48 | 3.61 | 3.61 | 3.61 | 4.11 | 4.17 | 5 | 7.47 | 10.72 | 10.72 | 10.72 | 9.27 | 11.42 | 5.62 | 8.17 | 7.01 | 7.01 | 7.01 | 7.63 | 5.96 | 13.39 | 7.25 | 8.97 | 8.97 | 8.97 | 8.97 | 6.27 | 4.1455
Gas Purch/Sales $ |  |  |  | categ | [368 empty] | 2025
$000's | buy AECO - burn |  |  | B |  | 195200.0987 | 150710.1297 | #REF! | #REF! | #REF! | #REF! | #REF! | #REF! | #REF! | #REF! | #REF! | #REF! | #REF! | #REF! | #REF! | #REF! | #REF! | #REF! | #REF! | #REF! | #REF! | #REF! | #REF! | #REF! | #REF! | #REF! | #REF! | #REF! | #REF! | #REF! | #REF! | #REF! | #REF! | #REF! | #REF! | #REF! | #REF! | #REF! | #REF! | #REF! | #REF! | #REF! | #REF! | #REF! | #REF! | #REF! | #REF! | #REF! | #REF! | #REF! | #REF! | #REF! | #REF! | #REF! | #REF! | #REF! | #REF! | #REF! | #REF! | #REF! | #REF! | #REF! | #REF! | #REF! | #REF! | #REF! | #REF! | #REF! | #REF! | #REF! | #REF! | #REF! | #REF! | #REF! | #REF! | #REF! | #REF! | #REF! | #REF! | #REF! | #REF! | #REF! | #REF! | #REF! | #REF! | #REF! | #REF! | #REF! | #REF! | #REF! | #REF! | #REF! | #REF! | #REF! | #REF! | #REF! | #REF! | #REF! | #REF! | #REF! | #REF! | #REF! | #REF! | #REF! | #REF! | #REF! | #REF! | #REF! | #REF! | #REF! | #REF! | #REF! | #REF! | #REF! | #REF! | #REF! | #REF! | #REF! | #REF! | #REF! | #REF! | #REF! | #REF! | #REF! | #REF! | #REF! | #REF! | #REF! | #REF! | #REF! | #REF! | #REF! | #REF! | #REF! | #REF! | #REF! | #REF! | #REF! | #REF! | #REF! | #REF! | #REF! | #REF! | #REF! | #REF! | #REF! | #REF! | #REF! | #REF! | #REF! | #REF! | #REF! | #REF! | #REF! | #REF! | #REF! | #REF! | #REF! | #REF! | #REF! | #REF! | #REF! | #REF! | #REF! | #REF! | #REF! | #REF! | #REF! | #REF! | #REF! | #REF! | #REF! | #REF! | #REF! | #REF! | #REF! | #REF! | #REF! | #REF! | #REF! | #REF! | #REF! | #REF! | #REF! | #REF! | #REF! | #REF! | #REF! | #REF! | #REF! | #REF! | #REF! | #REF! | #REF! | #REF! | #REF! | #REF! | #REF! | #REF! | #REF! | #REF! | #REF! | #REF! | #REF! | #REF! | #REF! | #REF! | #REF! | #REF! | #REF! | #REF! | #REF! | #REF! | #REF! | #REF! | #REF! | #REF! | #REF! | #REF! | #REF! | #REF! | #REF! | #REF! | #REF! | #REF! | #REF! | #REF! | #REF! | #REF! | #REF! | #REF! | #REF! | #REF! | #REF! | #REF! | #REF! | #REF! | #REF! | #REF! | #REF! | #REF! | #REF! | #REF! | #REF! | #REF! | #REF! | #REF! | #REF! | #REF! | #REF! | #REF! | #REF! | #REF! | #REF! | #REF! | #REF! | #REF! | #REF! | #REF! | #REF! | #REF! | #REF! | #REF! | #REF! | #REF! | #REF! | #REF! | #REF! | #REF! | #REF! | #REF! | #REF! | #REF! | #REF! | #REF! | #REF! | #REF! | #REF! | #REF! | #REF! | #REF! | #REF! | #REF! | #REF! | #REF! | #REF! | #REF! | #REF! | #REF! | #REF! | #REF! | #REF! | #REF! | #REF! | #REF! | #REF! | #REF! | #REF! | #REF! | #REF! | #REF! | #REF! | #REF! | #REF! | #REF! | #REF! | #REF! | #REF! | #REF! | #REF! | #REF! | #REF! | #REF! | #REF! | #REF! | #REF! | #REF! | #REF! | #REF! | #REF! | #REF! | #REF! | #REF! | #REF! | #REF! | #REF! | #REF! | #REF! | #REF! | #REF! | #REF! | #REF! | #REF! | #REF! | #REF! | #REF! | #REF! | #REF! | #REF! | #REF! | #REF! | #REF! | #REF! | #REF! | #REF! | #REF! | #REF! | #REF! | #REF! | #REF! | #REF! | #REF! | #REF! | #REF! | #REF! | #REF! | #REF! | #REF! | #REF! | #REF! | #REF! | #REF! | #REF! | #REF! | #REF! | #REF! |  | #REF!
| buy AECO - no burn |  |  | NB |  | 58156.9587 | 45162.5533 | #REF! | #REF! | #REF! | #REF! | #REF! | #REF! | #REF! | #REF! | #REF! | #REF! | #REF! | #REF! | #REF! | #REF! | #REF! | #REF! | #REF! | #REF! | #REF! | #REF! | #REF! | #REF! | #REF! | #REF! | #REF! | #REF! | #REF! | #REF! | #REF! | #REF! | #REF! | #REF! | #REF! | #REF! | #REF! | #REF! | #REF! | #REF! | #REF! | #REF! | #REF! | #REF! | #REF! | #REF! | #REF! | #REF! | #REF! | #REF! | #REF! | #REF! | #REF! | #REF! | #REF! | #REF! | #REF! | #REF! | #REF! | #REF! | #REF! | #REF! | #REF! | #REF! | #REF! | #REF! | #REF! | #REF! | #REF! | #REF! | #REF! | #REF! | #REF! | #REF! | #REF! | #REF! | #REF! | #REF! | #REF! | #REF! | #REF! | #REF! | #REF! | #REF! | #REF! | #REF! | #REF! | #REF! | #REF! | #REF! | #REF! | #REF! | #REF! | #REF! | #REF! | #REF! | #REF! | #REF! | #REF! | #REF! | #REF! | #REF! | #REF! | #REF! | #REF! | #REF! | #REF! | #REF! | #REF! | #REF! | #REF! | #REF! | #REF! | #REF! | #REF! | #REF! | #REF! | #REF! | #REF! | #REF! | #REF! | #REF! | #REF! | #REF! | #REF! | #REF! | #REF! | #REF! | #REF! | #REF! | #REF! | #REF! | #REF! | #REF! | #REF! | #REF! | #REF! | #REF! | #REF! | #REF! | #REF! | #REF! | #REF! | #REF! | #REF! | #REF! | #REF! | #REF! | #REF! | #REF! | #REF! | #REF! | #REF! | #REF! | #REF! | #REF! | #REF! | #REF! | #REF! | #REF! | #REF! | #REF! | #REF! | #REF! | #REF! | #REF! | #REF! | #REF! | #REF! | #REF! | #REF! | #REF! | #REF! | #REF! | #REF! | #REF! | #REF! | #REF! | #REF! | #REF! | #REF! | #REF! | #REF! | #REF! | #REF! | #REF! | #REF! | #REF! | #REF! | #REF! | #REF! | #REF! | #REF! | #REF! | #REF! | #REF! | #REF! | #REF! | #REF! | #REF! | #REF! | #REF! | #REF! | #REF! | #REF! | #REF! | #REF! | #REF! | #REF! | #REF! | #REF! | #REF! | #REF! | #REF! | #REF! | #REF! | #REF! | #REF! | #REF! | #REF! | #REF! | #REF! | #REF! | #REF! | #REF! | #REF! | #REF! | #REF! | #REF! | #REF! | #REF! | #REF! | #REF! | #REF! | #REF! | #REF! | #REF! | #REF! | #REF! | #REF! | #REF! | #REF! | #REF! | #REF! | #REF! | #REF! | #REF! | #REF! | #REF! | #REF! | #REF! | #REF! | #REF! | #REF! | #REF! | #REF! | #REF! | #REF! | #REF! | #REF! | #REF! | #REF! | #REF! | #REF! | #REF! | #REF! | #REF! | #REF! | #REF! | #REF! | #REF! | #REF! | #REF! | #REF! | #REF! | #REF! | #REF! | #REF! | #REF! | #REF! | #REF! | #REF! | #REF! | #REF! | #REF! | #REF! | #REF! | #REF! | #REF! | #REF! | #REF! | #REF! | #REF! | #REF! | #REF! | #REF! | #REF! | #REF! | #REF! | #REF! | #REF! | #REF! | #REF! | #REF! | #REF! | #REF! | #REF! | #REF! | #REF! | #REF! | #REF! | #REF! | #REF! | #REF! | #REF! | #REF! | #REF! | #REF! | #REF! | #REF! | #REF! | #REF! | #REF! | #REF! | #REF! | #REF! | #REF! | #REF! | #REF! | #REF! | #REF! | #REF! | #REF! | #REF! | #REF! | #REF! | #REF! | #REF! | #REF! | #REF! | #REF! | #REF! | #REF! | #REF! | #REF! | #REF! | #REF! | #REF! | #REF! | #REF! | #REF! | #REF! | #REF! | #REF! | #REF! | #REF! | #REF! | #REF! | #REF! | #REF! | #REF! | #REF! | #REF! | #REF! | #REF! | #REF! |  | #REF!
| buy King - burn |  |  | B |  | 2741.1168 | 2118.7146 | #REF! | #REF! | #REF! | #REF! | #REF! | #REF! | #REF! | #REF! | #REF! | #REF! | #REF! | #REF! | #REF! | #REF! | #REF! | #REF! | #REF! | #REF! | #REF! | #REF! | #REF! | #REF! | #REF! | #REF! | #REF! | #REF! | #REF! | #REF! | #REF! | #REF! | #REF! | #REF! | #REF! | #REF! | #REF! | #REF! | #REF! | #REF! | #REF! | #REF! | #REF! | #REF! | #REF! | #REF! | #REF! | #REF! | #REF! | #REF! | #REF! | #REF! | #REF! | #REF! | #REF! | #REF! | #REF! | #REF! | #REF! | #REF! | #REF! | #REF! | #REF! | #REF! | #REF! | #REF! | #REF! | #REF! | #REF! | #REF! | #REF! | #REF! | #REF! | #REF! | #REF! | #REF! | #REF! | #REF! | #REF! | #REF! | #REF! | #REF! | #REF! | #REF! | #REF! | #REF! | #REF! | #REF! | #REF! | #REF! | #REF! | #REF! | #REF! | #REF! | #REF! | #REF! | #REF! | #REF! | #REF! | #REF! | #REF! | #REF! | #REF! | #REF! | #REF! | #REF! | #REF! | #REF! | #REF! | #REF! | #REF! | #REF! | #REF! | #REF! | #REF! | #REF! | #REF! | #REF! | #REF! | #REF! | #REF! | #REF! | #REF! | #REF! | #REF! | #REF! | #REF! | #REF! | #REF! | #REF! | #REF! | #REF! | #REF! | #REF! | #REF! | #REF! | #REF! | #REF! | #REF! | #REF! | #REF! | #REF! | #REF! | #REF! | #REF! | #REF! | #REF! | #REF! | #REF! | #REF! | #REF! | #REF! | #REF! | #REF! | #REF! | #REF! | #REF! | #REF! | #REF! | #REF! | #REF! | #REF! | #REF! | #REF! | #REF! | #REF! | #REF! | #REF! | #REF! | #REF! | #REF! | #REF! | #REF! | #REF! | #REF! | #REF! | #REF! | #REF! | #REF! | #REF! | #REF! | #REF! | #REF! | #REF! | #REF! | #REF! | #REF! | #REF! | #REF! | #REF! | #REF! | #REF! | #REF! | #REF! | #REF! | #REF! | #REF! | #REF! | #REF! | #REF! | #REF! | #REF! | #REF! | #REF! | #REF! | #REF! | #REF! | #REF! | #REF! | #REF! | #REF! | #REF! | #REF! | #REF! | #REF! | #REF! | #REF! | #REF! | #REF! | #REF! | #REF! | #REF! | #REF! | #REF! | #REF! | #REF! | #REF! | #REF! | #REF! | #REF! | #REF! | #REF! | #REF! | #REF! | #REF! | #REF! | #REF! | #REF! | #REF! | #REF! | #REF! | #REF! | #REF! | #REF! | #REF! | #REF! | #REF! | #REF! | #REF! | #REF! | #REF! | #REF! | #REF! | #REF! | #REF! | #REF! | #REF! | #REF! | #REF! | #REF! | #REF! | #REF! | #REF! | #REF! | #REF! | #REF! | #REF! | #REF! | #REF! | #REF! | #REF! | #REF! | #REF! | #REF! | #REF! | #REF! | #REF! | #REF! | #REF! | #REF! | #REF! | #REF! | #REF! | #REF! | #REF! | #REF! | #REF! | #REF! | #REF! | #REF! | #REF! | #REF! | #REF! | #REF! | #REF! | #REF! | #REF! | #REF! | #REF! | #REF! | #REF! | #REF! | #REF! | #REF! | #REF! | #REF! | #REF! | #REF! | #REF! | #REF! | #REF! | #REF! | #REF! | #REF! | #REF! | #REF! | #REF! | #REF! | #REF! | #REF! | #REF! | #REF! | #REF! | #REF! | #REF! | #REF! | #REF! | #REF! | #REF! | #REF! | #REF! | #REF! | #REF! | #REF! | #REF! | #REF! | #REF! | #REF! | #REF! | #REF! | #REF! | #REF! | #REF! | #REF! | #REF! | #REF! | #REF! | #REF! | #REF! | #REF! | #REF! | #REF! | #REF! | #REF! | #REF! | #REF! | #REF! | #REF! | #REF! | #REF! | #REF! | #REF! | #REF! | #REF! | #REF! | #REF! |  | #REF!
| buy King - no burn |  |  | NB |  | -2092.3463 | -1603.3991 | #REF! | #REF! | #REF! | #REF! | #REF! | #REF! | #REF! | #REF! | #REF! | #REF! | #REF! | #REF! | #REF! | #REF! | #REF! | #REF! | #REF! | #REF! | #REF! | #REF! | #REF! | #REF! | #REF! | #REF! | #REF! | #REF! | #REF! | #REF! | #REF! | #REF! | #REF! | #REF! | #REF! | #REF! | #REF! | #REF! | #REF! | #REF! | #REF! | #REF! | #REF! | #REF! | #REF! | #REF! | #REF! | #REF! | #REF! | #REF! | #REF! | #REF! | #REF! | #REF! | #REF! | #REF! | #REF! | #REF! | #REF! | #REF! | #REF! | #REF! | #REF! | #REF! | #REF! | #REF! | #REF! | #REF! | #REF! | #REF! | #REF! | #REF! | #REF! | #REF! | #REF! | #REF! | #REF! | #REF! | #REF! | #REF! | #REF! | #REF! | #REF! | #REF! | #REF! | #REF! | #REF! | #REF! | #REF! | #REF! | #REF! | #REF! | #REF! | #REF! | #REF! | #REF! | #REF! | #REF! | #REF! | #REF! | #REF! | #REF! | #REF! | #REF! | #REF! | #REF! | #REF! | #REF! | #REF! | #REF! | #REF! | #REF! | #REF! | #REF! | #REF! | #REF! | #REF! | #REF! | #REF! | #REF! | #REF! | #REF! | #REF! | #REF! | #REF! | #REF! | #REF! | #REF! | #REF! | #REF! | #REF! | #REF! | #REF! | #REF! | #REF! | #REF! | #REF! | #REF! | #REF! | #REF! | #REF! | #REF! | #REF! | #REF! | #REF! | #REF! | #REF! | #REF! | #REF! | #REF! | #REF! | #REF! | #REF! | #REF! | #REF! | #REF! | #REF! | #REF! | #REF! | #REF! | #REF! | #REF! | #REF! | #REF! | #REF! | #REF! | #REF! | #REF! | #REF! | #REF! | #REF! | #REF! | #REF! | #REF! | #REF! | #REF! | #REF! | #REF! | #REF! | #REF! | #REF! | #REF! | #REF! | #REF! | #REF! | #REF! | #REF! | #REF! | #REF! | #REF! | #REF! | #REF! | #REF! | #REF! | #REF! | #REF! | #REF! | #REF! | #REF! | #REF! | #REF! | #REF! | #REF! | #REF! | #REF! | #REF! | #REF! | #REF! | #REF! | #REF! | #REF! | #REF! | #REF! | #REF! | #REF! | #REF! | #REF! | #REF! | #REF! | #REF! | #REF! | #REF! | #REF! | #REF! | #REF! | #REF! | #REF! | #REF! | #REF! | #REF! | #REF! | #REF! | #REF! | #REF! | #REF! | #REF! | #REF! | #REF! | #REF! | #REF! | #REF! | #REF! | #REF! | #REF! | #REF! | #REF! | #REF! | #REF! | #REF! | #REF! | #REF! | #REF! | #REF! | #REF! | #REF! | #REF! | #REF! | #REF! | #REF! | #REF! | #REF! | #REF! | #REF! | #REF! | #REF! | #REF! | #REF! | #REF! | #REF! | #REF! | #REF! | #REF! | #REF! | #REF! | #REF! | #REF! | #REF! | #REF! | #REF! | #REF! | #REF! | #REF! | #REF! | #REF! | #REF! | #REF! | #REF! | #REF! | #REF! | #REF! | #REF! | #REF! | #REF! | #REF! | #REF! | #REF! | #REF! | #REF! | #REF! | #REF! | #REF! | #REF! | #REF! | #REF! | #REF! | #REF! | #REF! | #REF! | #REF! | #REF! | #REF! | #REF! | #REF! | #REF! | #REF! | #REF! | #REF! | #REF! | #REF! | #REF! | #REF! | #REF! | #REF! | #REF! | #REF! | #REF! | #REF! | #REF! | #REF! | #REF! | #REF! | #REF! | #REF! | #REF! | #REF! | #REF! | #REF! | #REF! | #REF! | #REF! | #REF! | #REF! | #REF! | #REF! | #REF! | #REF! | #REF! | #REF! | #REF! | #REF! | #REF! | #REF! | #REF! | #REF! | #REF! | #REF! | #REF! | #REF! | #REF! | #REF! | #REF! | #REF! | #REF! | #REF! | #REF! | #REF! |  | #REF!
| buy Stan - burn |  |  | B |  | 898723.1309 | 695046.5007 | #REF! | #REF! | #REF! | #REF! | #REF! | #REF! | #REF! | #REF! | #REF! | #REF! | #REF! | #REF! | #REF! | #REF! | #REF! | #REF! | #REF! | #REF! | #REF! | #REF! | #REF! | #REF! | #REF! | #REF! | #REF! | #REF! | #REF! | #REF! | #REF! | #REF! | #REF! | #REF! | #REF! | #REF! | #REF! | #REF! | #REF! | #REF! | #REF! | #REF! | #REF! | #REF! | #REF! | #REF! | #REF! | #REF! | #REF! | #REF! | #REF! | #REF! | #REF! | #REF! | #REF! | #REF! | #REF! | #REF! | #REF! | #REF! | #REF! | #REF! | #REF! | #REF! | #REF! | #REF! | #REF! | #REF! | #REF! | #REF! | #REF! | #REF! | #REF! | #REF! | #REF! | #REF! | #REF! | #REF! | #REF! | #REF! | #REF! | #REF! | #REF! | #REF! | #REF! | #REF! | #REF! | #REF! | #REF! | #REF! | #REF! | #REF! | #REF! | #REF! | #REF! | #REF! | #REF! | #REF! | #REF! | #REF! | #REF! | #REF! | #REF! | #REF! | #REF! | #REF! | #REF! | #REF! | #REF! | #REF! | #REF! | #REF! | #REF! | #REF! | #REF! | #REF! | #REF! | #REF! | #REF! | #REF! | #REF! | #REF! | #REF! | #REF! | #REF! | #REF! | #REF! | #REF! | #REF! | #REF! | #REF! | #REF! | #REF! | #REF! | #REF! | #REF! | #REF! | #REF! | #REF! | #REF! | #REF! | #REF! | #REF! | #REF! | #REF! | #REF! | #REF! | #REF! | #REF! | #REF! | #REF! | #REF! | #REF! | #REF! | #REF! | #REF! | #REF! | #REF! | #REF! | #REF! | #REF! | #REF! | #REF! | #REF! | #REF! | #REF! | #REF! | #REF! | #REF! | #REF! | #REF! | #REF! | #REF! | #REF! | #REF! | #REF! | #REF! | #REF! | #REF! | #REF! | #REF! | #REF! | #REF! | #REF! | #REF! | #REF! | #REF! | #REF! | #REF! | #REF! | #REF! | #REF! | #REF! | #REF! | #REF! | #REF! | #REF! | #REF! | #REF! | #REF! | #REF! | #REF! | #REF! | #REF! | #REF! | #REF! | #REF! | #REF! | #REF! | #REF! | #REF! | #REF! | #REF! | #REF! | #REF! | #REF! | #REF! | #REF! | #REF! | #REF! | #REF! | #REF! | #REF! | #REF! | #REF! | #REF! | #REF! | #REF! | #REF! | #REF! | #REF! | #REF! | #REF! | #REF! | #REF! | #REF! | #REF! | #REF! | #REF! | #REF! | #REF! | #REF! | #REF! | #REF! | #REF! | #REF! | #REF! | #REF! | #REF! | #REF! | #REF! | #REF! | #REF! | #REF! | #REF! | #REF! | #REF! | #REF! | #REF! | #REF! | #REF! | #REF! | #REF! | #REF! | #REF! | #REF! | #REF! | #REF! | #REF! | #REF! | #REF! | #REF! | #REF! | #REF! | #REF! | #REF! | #REF! | #REF! | #REF! | #REF! | #REF! | #REF! | #REF! | #REF! | #REF! | #REF! | #REF! | #REF! | #REF! | #REF! | #REF! | #REF! | #REF! | #REF! | #REF! | #REF! | #REF! | #REF! | #REF! | #REF! | #REF! | #REF! | #REF! | #REF! | #REF! | #REF! | #REF! | #REF! | #REF! | #REF! | #REF! | #REF! | #REF! | #REF! | #REF! | #REF! | #REF! | #REF! | #REF! | #REF! | #REF! | #REF! | #REF! | #REF! | #REF! | #REF! | #REF! | #REF! | #REF! | #REF! | #REF! | #REF! | #REF! | #REF! | #REF! | #REF! | #REF! | #REF! | #REF! | #REF! | #REF! | #REF! | #REF! | #REF! | #REF! | #REF! | #REF! | #REF! | #REF! | #REF! | #REF! | #REF! | #REF! | #REF! | #REF! | #REF! | #REF! | #REF! | #REF! | #REF! | #REF! | #REF! | #REF! | #REF! | #REF! | #REF! |  | #REF!
| sell Stan - no burn |  |  | NB |  | 0 | 0 | #REF! | #REF! | #REF! | #REF! | #REF! | #REF! | #REF! | #REF! | #REF! | #REF! | #REF! | #REF! | #REF! | #REF! | #REF! | #REF! | #REF! | #REF! | #REF! | #REF! | #REF! | #REF! | #REF! | #REF! | #REF! | #REF! | #REF! | #REF! | #REF! | #REF! | #REF! | #REF! | #REF! | #REF! | #REF! | #REF! | #REF! | #REF! | #REF! | #REF! | #REF! | #REF! | #REF! | #REF! | #REF! | #REF! | #REF! | #REF! | #REF! | #REF! | #REF! | #REF! | #REF! | #REF! | #REF! | #REF! | #REF! | #REF! | #REF! | #REF! | #REF! | #REF! | #REF! | #REF! | #REF! | #REF! | #REF! | #REF! | #REF! | #REF! | #REF! | #REF! | #REF! | #REF! | #REF! | #REF! | #REF! | #REF! | #REF! | #REF! | #REF! | #REF! | #REF! | #REF! | #REF! | #REF! | #REF! | #REF! | #REF! | #REF! | #REF! | #REF! | #REF! | #REF! | #REF! | #REF! | #REF! | #REF! | #REF! | #REF! | #REF! | #REF! | #REF! | #REF! | #REF! | #REF! | #REF! | #REF! | #REF! | #REF! | #REF! | #REF! | #REF! | #REF! | #REF! | #REF! | #REF! | #REF! | #REF! | #REF! | #REF! | #REF! | #REF! | #REF! | #REF! | #REF! | #REF! | #REF! | #REF! | #REF! | #REF! | #REF! | #REF! | #REF! | #REF! | #REF! | #REF! | #REF! | #REF! | #REF! | #REF! | #REF! | #REF! | #REF! | #REF! | #REF! | #REF! | #REF! | #REF! | #REF! | #REF! | #REF! | #REF! | #REF! | #REF! | #REF! | #REF! | #REF! | #REF! | #REF! | #REF! | #REF! | #REF! | #REF! | #REF! | #REF! | #REF! | #REF! | #REF! | #REF! | #REF! | #REF! | #REF! | #REF! | #REF! | #REF! | #REF! | #REF! | #REF! | #REF! | #REF! | #REF! | #REF! | #REF! | #REF! | #REF! | #REF! | #REF! | #REF! | #REF! | #REF! | #REF! | #REF! | #REF! | #REF! | #REF! | #REF! | #REF! | #REF! | #REF! | #REF! | #REF! | #REF! | #REF! | #REF! | #REF! | #REF! | #REF! | #REF! | #REF! | #REF! | #REF! | #REF! | #REF! | #REF! | #REF! | #REF! | #REF! | #REF! | #REF! | #REF! | #REF! | #REF! | #REF! | #REF! | #REF! | #REF! | #REF! | #REF! | #REF! | #REF! | #REF! | #REF! | #REF! | #REF! | #REF! | #REF! | #REF! | #REF! | #REF! | #REF! | #REF! | #REF! | #REF! | #REF! | #REF! | #REF! | #REF! | #REF! | #REF! | #REF! | #REF! | #REF! | #REF! | #REF! | #REF! | #REF! | #REF! | #REF! | #REF! | #REF! | #REF! | #REF! | #REF! | #REF! | #REF! | #REF! | #REF! | #REF! | #REF! | #REF! | #REF! | #REF! | #REF! | #REF! | #REF! | #REF! | #REF! | #REF! | #REF! | #REF! | #REF! | #REF! | #REF! | #REF! | #REF! | #REF! | #REF! | #REF! | #REF! | #REF! | #REF! | #REF! | #REF! | #REF! | #REF! | #REF! | #REF! | #REF! | #REF! | #REF! | #REF! | #REF! | #REF! | #REF! | #REF! | #REF! | #REF! | #REF! | #REF! | #REF! | #REF! | #REF! | #REF! | #REF! | #REF! | #REF! | #REF! | #REF! | #REF! | #REF! | #REF! | #REF! | #REF! | #REF! | #REF! | #REF! | #REF! | #REF! | #REF! | #REF! | #REF! | #REF! | #REF! | #REF! | #REF! | #REF! | #REF! | #REF! | #REF! | #REF! | #REF! | #REF! | #REF! | #REF! | #REF! | #REF! | #REF! | #REF! | #REF! | #REF! | #REF! | #REF! | #REF! | #REF! | #REF! | #REF! | #REF! | #REF! | #REF! | #REF! | #REF! | #REF! | #REF! |  | #REF!
| sell Malin - no burn |  |  | NB |  | -163770.7092 | -127243.3715 | #REF! | #REF! | #REF! | #REF! | #REF! | #REF! | #REF! | #REF! | #REF! | #REF! | #REF! | #REF! | #REF! | #REF! | #REF! | #REF! | #REF! | #REF! | #REF! | #REF! | #REF! | #REF! | #REF! | #REF! | #REF! | #REF! | #REF! | #REF! | #REF! | #REF! | #REF! | #REF! | #REF! | #REF! | #REF! | #REF! | #REF! | #REF! | #REF! | #REF! | #REF! | #REF! | #REF! | #REF! | #REF! | #REF! | #REF! | #REF! | #REF! | #REF! | #REF! | #REF! | #REF! | #REF! | #REF! | #REF! | #REF! | #REF! | #REF! | #REF! | #REF! | #REF! | #REF! | #REF! | #REF! | #REF! | #REF! | #REF! | #REF! | #REF! | #REF! | #REF! | #REF! | #REF! | #REF! | #REF! | #REF! | #REF! | #REF! | #REF! | #REF! | #REF! | #REF! | #REF! | #REF! | #REF! | #REF! | #REF! | #REF! | #REF! | #REF! | #REF! | #REF! | #REF! | #REF! | #REF! | #REF! | #REF! | #REF! | #REF! | #REF! | #REF! | #REF! | #REF! | #REF! | #REF! | #REF! | #REF! | #REF! | #REF! | #REF! | #REF! | #REF! | #REF! | #REF! | #REF! | #REF! | #REF! | #REF! | #REF! | #REF! | #REF! | #REF! | #REF! | #REF! | #REF! | #REF! | #REF! | #REF! | #REF! | #REF! | #REF! | #REF! | #REF! | #REF! | #REF! | #REF! | #REF! | #REF! | #REF! | #REF! | #REF! | #REF! | #REF! | #REF! | #REF! | #REF! | #REF! | #REF! | #REF! | #REF! | #REF! | #REF! | #REF! | #REF! | #REF! | #REF! | #REF! | #REF! | #REF! | #REF! | #REF! | #REF! | #REF! | #REF! | #REF! | #REF! | #REF! | #REF! | #REF! | #REF! | #REF! | #REF! | #REF! | #REF! | #REF! | #REF! | #REF! | #REF! | #REF! | #REF! | #REF! | #REF! | #REF! | #REF! | #REF! | #REF! | #REF! | #REF! | #REF! | #REF! | #REF! | #REF! | #REF! | #REF! | #REF! | #REF! | #REF! | #REF! | #REF! | #REF! | #REF! | #REF! | #REF! | #REF! | #REF! | #REF! | #REF! | #REF! | #REF! | #REF! | #REF! | #REF! | #REF! | #REF! | #REF! | #REF! | #REF! | #REF! | #REF! | #REF! | #REF! | #REF! | #REF! | #REF! | #REF! | #REF! | #REF! | #REF! | #REF! | #REF! | #REF! | #REF! | #REF! | #REF! | #REF! | #REF! | #REF! | #REF! | #REF! | #REF! | #REF! | #REF! | #REF! | #REF! | #REF! | #REF! | #REF! | #REF! | #REF! | #REF! | #REF! | #REF! | #REF! | #REF! | #REF! | #REF! | #REF! | #REF! | #REF! | #REF! | #REF! | #REF! | #REF! | #REF! | #REF! | #REF! | #REF! | #REF! | #REF! | #REF! | #REF! | #REF! | #REF! | #REF! | #REF! | #REF! | #REF! | #REF! | #REF! | #REF! | #REF! | #REF! | #REF! | #REF! | #REF! | #REF! | #REF! | #REF! | #REF! | #REF! | #REF! | #REF! | #REF! | #REF! | #REF! | #REF! | #REF! | #REF! | #REF! | #REF! | #REF! | #REF! | #REF! | #REF! | #REF! | #REF! | #REF! | #REF! | #REF! | #REF! | #REF! | #REF! | #REF! | #REF! | #REF! | #REF! | #REF! | #REF! | #REF! | #REF! | #REF! | #REF! | #REF! | #REF! | #REF! | #REF! | #REF! | #REF! | #REF! | #REF! | #REF! | #REF! | #REF! | #REF! | #REF! | #REF! | #REF! | #REF! | #REF! | #REF! | #REF! | #REF! | #REF! | #REF! | #REF! | #REF! | #REF! | #REF! | #REF! | #REF! | #REF! | #REF! | #REF! | #REF! | #REF! | #REF! | #REF! | #REF! | #REF! | #REF! | #REF! | #REF! | #REF! |  | #REF!
| Other exp - burn |  |  | B |  | 2168.9076 | 1689.4924 | #REF! | #REF! | #REF! | #REF! | #REF! | #REF! | #REF! | #REF! | #REF! | #REF! | #REF! | #REF! | #REF! | #REF! | #REF! | #REF! | #REF! | #REF! | #REF! | #REF! | #REF! | #REF! | #REF! | #REF! | #REF! | #REF! | #REF! | #REF! | #REF! | #REF! | #REF! | #REF! | #REF! | #REF! | #REF! | #REF! | #REF! | #REF! | #REF! | #REF! | #REF! | #REF! | #REF! | #REF! | #REF! | #REF! | #REF! | #REF! | #REF! | #REF! | #REF! | #REF! | #REF! | #REF! | #REF! | #REF! | #REF! | #REF! | #REF! | #REF! | #REF! | #REF! | #REF! | #REF! | #REF! | #REF! | #REF! | #REF! | #REF! | #REF! | #REF! | #REF! | #REF! | #REF! | #REF! | #REF! | #REF! | #REF! | #REF! | #REF! | #REF! | #REF! | #REF! | #REF! | #REF! | #REF! | #REF! | #REF! | #REF! | #REF! | #REF! | #REF! | #REF! | #REF! | #REF! | #REF! | #REF! | #REF! | #REF! | #REF! | #REF! | #REF! | #REF! | #REF! | #REF! | #REF! | #REF! | #REF! | #REF! | #REF! | #REF! | #REF! | #REF! | #REF! | #REF! | #REF! | #REF! | #REF! | #REF! | #REF! | #REF! | #REF! | #REF! | #REF! | #REF! | #REF! | #REF! | #REF! | #REF! | #REF! | #REF! | #REF! | #REF! | #REF! | #REF! | #REF! | #REF! | #REF! | #REF! | #REF! | #REF! | #REF! | #REF! | #REF! | #REF! | #REF! | #REF! | #REF! | #REF! | #REF! | #REF! | #REF! | #REF! | #REF! | #REF! | #REF! | #REF! | #REF! | #REF! | #REF! | #REF! | #REF! | #REF! | #REF! | #REF! | #REF! | #REF! | #REF! | #REF! | #REF! | #REF! | #REF! | #REF! | #REF! | #REF! | #REF! | #REF! | #REF! | #REF! | #REF! | #REF! | #REF! | #REF! | #REF! | #REF! | #REF! | #REF! | #REF! | #REF! | #REF! | #REF! | #REF! | #REF! | #REF! | #REF! | #REF! | #REF! | #REF! | #REF! | #REF! | #REF! | #REF! | #REF! | #REF! | #REF! | #REF! | #REF! | #REF! | #REF! | #REF! | #REF! | #REF! | #REF! | #REF! | #REF! | #REF! | #REF! | #REF! | #REF! | #REF! | #REF! | #REF! | #REF! | #REF! | #REF! | #REF! | #REF! | #REF! | #REF! | #REF! | #REF! | #REF! | #REF! | #REF! | #REF! | #REF! | #REF! | #REF! | #REF! | #REF! | #REF! | #REF! | #REF! | #REF! | #REF! | #REF! | #REF! | #REF! | #REF! | #REF! | #REF! | #REF! | #REF! | #REF! | #REF! | #REF! | #REF! | #REF! | #REF! | #REF! | #REF! | #REF! | #REF! | #REF! | #REF! | #REF! | #REF! | #REF! | #REF! | #REF! | #REF! | #REF! | #REF! | #REF! | #REF! | #REF! | #REF! | #REF! | #REF! | #REF! | #REF! | #REF! | #REF! | #REF! | #REF! | #REF! | #REF! | #REF! | #REF! | #REF! | #REF! | #REF! | #REF! | #REF! | #REF! | #REF! | #REF! | #REF! | #REF! | #REF! | #REF! | #REF! | #REF! | #REF! | #REF! | #REF! | #REF! | #REF! | #REF! | #REF! | #REF! | #REF! | #REF! | #REF! | #REF! | #REF! | #REF! | #REF! | #REF! | #REF! | #REF! | #REF! | #REF! | #REF! | #REF! | #REF! | #REF! | #REF! | #REF! | #REF! | #REF! | #REF! | #REF! | #REF! | #REF! | #REF! | #REF! | #REF! | #REF! | #REF! | #REF! | #REF! | #REF! | #REF! | #REF! | #REF! | #REF! | #REF! | #REF! | #REF! | #REF! | #REF! | #REF! | #REF! | #REF! | #REF! | #REF! | #REF! | #REF! | #REF! | #REF! | #REF! | #REF! | 281208.4401 |  | #REF!
| Other exp - no burn |  |  | NB |  | 151.5437 | 152.2471 | #REF! | #REF! | #REF! | #REF! | #REF! | #REF! | #REF! | #REF! | #REF! | #REF! | #REF! | #REF! | #REF! | #REF! | #REF! | #REF! | #REF! | #REF! | #REF! | #REF! | #REF! | #REF! | #REF! | #REF! | #REF! | #REF! | #REF! | #REF! | #REF! | #REF! | #REF! | #REF! | #REF! | #REF! | #REF! | #REF! | #REF! | #REF! | #REF! | #REF! | #REF! | #REF! | #REF! | #REF! | #REF! | #REF! | #REF! | #REF! | #REF! | #REF! | #REF! | #REF! | #REF! | #REF! | #REF! | #REF! | #REF! | #REF! | #REF! | #REF! | #REF! | #REF! | #REF! | #REF! | #REF! | #REF! | #REF! | #REF! | #REF! | #REF! | #REF! | #REF! | #REF! | #REF! | #REF! | #REF! | #REF! | #REF! | #REF! | #REF! | #REF! | #REF! | #REF! | #REF! | #REF! | #REF! | #REF! | #REF! | #REF! | #REF! | #REF! | #REF! | #REF! | #REF! | #REF! | #REF! | #REF! | #REF! | #REF! | #REF! | #REF! | #REF! | #REF! | #REF! | #REF! | #REF! | #REF! | #REF! | #REF! | #REF! | #REF! | #REF! | #REF! | #REF! | #REF! | #REF! | #REF! | #REF! | #REF! | #REF! | #REF! | #REF! | #REF! | #REF! | #REF! | #REF! | #REF! | #REF! | #REF! | #REF! | #REF! | #REF! | #REF! | #REF! | #REF! | #REF! | #REF! | #REF! | #REF! | #REF! | #REF! | #REF! | #REF! | #REF! | #REF! | #REF! | #REF! | #REF! | #REF! | #REF! | #REF! | #REF! | #REF! | #REF! | #REF! | #REF! | #REF! | #REF! | #REF! | #REF! | #REF! | #REF! | #REF! | #REF! | #REF! | #REF! | #REF! | #REF! | #REF! | #REF! | #REF! | #REF! | #REF! | #REF! | #REF! | #REF! | #REF! | #REF! | #REF! | #REF! | #REF! | #REF! | #REF! | #REF! | #REF! | #REF! | #REF! | #REF! | #REF! | #REF! | #REF! | #REF! | #REF! | #REF! | #REF! | #REF! | #REF! | #REF! | #REF! | #REF! | #REF! | #REF! | #REF! | #REF! | #REF! | #REF! | #REF! | #REF! | #REF! | #REF! | #REF! | #REF! | #REF! | #REF! | #REF! | #REF! | #REF! | #REF! | #REF! | #REF! | #REF! | #REF! | #REF! | #REF! | #REF! | #REF! | #REF! | #REF! | #REF! | #REF! | #REF! | #REF! | #REF! | #REF! | #REF! | #REF! | #REF! | #REF! | #REF! | #REF! | #REF! | #REF! | #REF! | #REF! | #REF! | #REF! | #REF! | #REF! | #REF! | #REF! | #REF! | #REF! | #REF! | #REF! | #REF! | #REF! | #REF! | #REF! | #REF! | #REF! | #REF! | #REF! | #REF! | #REF! | #REF! | #REF! | #REF! | #REF! | #REF! | #REF! | #REF! | #REF! | #REF! | #REF! | #REF! | #REF! | #REF! | #REF! | #REF! | #REF! | #REF! | #REF! | #REF! | #REF! | #REF! | #REF! | #REF! | #REF! | #REF! | #REF! | #REF! | #REF! | #REF! | #REF! | #REF! | #REF! | #REF! | #REF! | #REF! | #REF! | #REF! | #REF! | #REF! | #REF! | #REF! | #REF! | #REF! | #REF! | #REF! | #REF! | #REF! | #REF! | #REF! | #REF! | #REF! | #REF! | #REF! | #REF! | #REF! | #REF! | #REF! | #REF! | #REF! | #REF! | #REF! | #REF! | #REF! | #REF! | #REF! | #REF! | #REF! | #REF! | #REF! | #REF! | #REF! | #REF! | #REF! | #REF! | #REF! | #REF! | #REF! | #REF! | #REF! | #REF! | #REF! | #REF! | #REF! | #REF! | #REF! | #REF! | #REF! | #REF! | #REF! | #REF! | #REF! | #REF! | #REF! | #REF! | #REF! | #REF! | #REF! | #REF! | #REF! | 87486.4444 |  | #REF!
| Total $ |  |  |  |  | 991278.701 | 766032.8672 | #REF! | #REF! | #REF! | #REF! | #REF! | #REF! | #REF! | #REF! | #REF! | #REF! | #REF! | #REF! | #REF! | #REF! | #REF! | #REF! | #REF! | #REF! | #REF! | #REF! | #REF! | #REF! | #REF! | #REF! | #REF! | #REF! | #REF! | #REF! | #REF! | #REF! | #REF! | #REF! | #REF! | #REF! | #REF! | #REF! | #REF! | #REF! | #REF! | #REF! | #REF! | #REF! | #REF! | #REF! | #REF! | #REF! | #REF! | #REF! | #REF! | #REF! | #REF! | #REF! | #REF! | #REF! | #REF! | #REF! | #REF! | #REF! | #REF! | #REF! | #REF! | #REF! | #REF! | #REF! | #REF! | #REF! | #REF! | #REF! | #REF! | #REF! | #REF! | #REF! | #REF! | #REF! | #REF! | #REF! | #REF! | #REF! | #REF! | #REF! | #REF! | #REF! | #REF! | #REF! | #REF! | #REF! | #REF! | #REF! | #REF! | #REF! | #REF! | #REF! | #REF! | #REF! | #REF! | #REF! | #REF! | #REF! | #REF! | #REF! | #REF! | #REF! | #REF! | #REF! | #REF! | #REF! | #REF! | #REF! | #REF! | #REF! | #REF! | #REF! | #REF! | #REF! | #REF! | #REF! | #REF! | #REF! | #REF! | #REF! | #REF! | #REF! | #REF! | #REF! | #REF! | #REF! | #REF! | #REF! | #REF! | #REF! | #REF! | #REF! | #REF! | #REF! | #REF! | #REF! | #REF! | #REF! | #REF! | #REF! | #REF! | #REF! | #REF! | #REF! | #REF! | #REF! | #REF! | #REF! | #REF! | #REF! | #REF! | #REF! | #REF! | #REF! | #REF! | #REF! | #REF! | #REF! | #REF! | #REF! | #REF! | #REF! | #REF! | #REF! | #REF! | #REF! | #REF! | #REF! | #REF! | #REF! | #REF! | #REF! | #REF! | #REF! | #REF! | #REF! | #REF! | #REF! | #REF! | #REF! | #REF! | #REF! | #REF! | #REF! | #REF! | #REF! | #REF! | #REF! | #REF! | #REF! | #REF! | #REF! | #REF! | #REF! | #REF! | #REF! | #REF! | #REF! | #REF! | #REF! | #REF! | #REF! | #REF! | #REF! | #REF! | #REF! | #REF! | #REF! | #REF! | #REF! | #REF! | #REF! | #REF! | #REF! | #REF! | #REF! | #REF! | #REF! | #REF! | #REF! | #REF! | #REF! | #REF! | #REF! | #REF! | #REF! | #REF! | #REF! | #REF! | #REF! | #REF! | #REF! | #REF! | #REF! | #REF! | #REF! | #REF! | #REF! | #REF! | #REF! | #REF! | #REF! | #REF! | #REF! | #REF! | #REF! | #REF! | #REF! | #REF! | #REF! | #REF! | #REF! | #REF! | #REF! | #REF! | #REF! | #REF! | #REF! | #REF! | #REF! | #REF! | #REF! | #REF! | #REF! | #REF! | #REF! | #REF! | #REF! | #REF! | #REF! | #REF! | #REF! | #REF! | #REF! | #REF! | #REF! | #REF! | #REF! | #REF! | #REF! | #REF! | #REF! | #REF! | #REF! | #REF! | #REF! | #REF! | #REF! | #REF! | #REF! | #REF! | #REF! | #REF! | #REF! | #REF! | #REF! | #REF! | #REF! | #REF! | #REF! | #REF! | #REF! | #REF! | #REF! | #REF! | #REF! | #REF! | #REF! | #REF! | #REF! | #REF! | #REF! | #REF! | #REF! | #REF! | #REF! | #REF! | #REF! | #REF! | #REF! | #REF! | #REF! | #REF! | #REF! | #REF! | #REF! | #REF! | #REF! | #REF! | #REF! | #REF! | #REF! | #REF! | #REF! | #REF! | #REF! | #REF! | #REF! | #REF! | #REF! | #REF! | #REF! | #REF! | #REF! | #REF! | #REF! | #REF! | #REF! | #REF! | #REF! | #REF! | #REF! | #REF! | #REF! | #REF! | #REF! | #REF! | #REF! | #REF! | #REF! | #REF! | #REF! | #REF! | 111781972.3917 | 0 | #REF!
[5 empty] | avg gas price - burn | 7.7805 | 0 | 0 | 0 | 0 | 0 | 0 | 0 | 0 | 0 | 0 | 0 | 0 | 0 | 0 | 0 | 0 | 0 | 0 | 0 | 0 | 0 | 0 | 0 | 0 | 0 | 0 | 0 | 0 | 0 | 0 | 0 | 0 | 0 | 0 | 0 | 0 | 0 | 0 | 0 | 0 | 0 | 0 | 0 | 0 | 0 | 0 | 0 | 0 | 0 | 0 | 0 | 0 | 0 | 0 | 0 | 0 | 0 | 0 | 0 | 0 | 0 | 0 | 0 | 0 | 0 | 0 | 0 | 0 | 0 | 0 | 0 | 0 | 0 | 0 | 0 | 0 | 0 | 0 | 0 | 0 | 0 | 0 | 0 | 0 | 0 | 0 | 0 | 0 | 0 | 0 | 0 | 0 | 0 | 0 | 0 | 0 | 0 | 0 | 0 | 0 | 0 | 0 | 0 | 0 | 0 | 0 | 0 | 0 | 0 | 0 | 0 | 0 | 0 | 0 | 0 | 0 | 0 | 0 | 0 | 0 | 0 | 0 | 0 | 0 | 0 | 0 | 0 | 0 | 0 | 0 | 0 | 0 | 0 | 0 | 0 | 0 | 0 | 0 | 0 | 0 | 0 | 0 | 0 | 0 | 0 | 0 | 0 | 0 | 0 | 0 | 0 | 0 | 0 | 0 | 0 | 0 | 0 | 0 | 0 | 0 | 0 | 0 | 0 | 0 | 0 | 0 | 0 | 0 | 0 | 0 | 0 | 0 | 0 | 0 | 0 | 0 | 0 | 0 | 0 | 0 | 0 | 0 | 0 | 0 | 0 | 0 | 0 | 0 | 0 | 0 | 0 | 0 | 0 | 0 | 0 | 0 | 0 | 0 | 0 | 0 | 0 | 0 | 0 | 0 | 0 | 0 | 0 | 0 | 0 | 0 | 0 | 0 | 0 | 0 | 0 | 0 | 0 | 0 | 0 | 0 | 0 | 0 | 0 | 0 | 0 | 0 | 0 | 0 | 0 | 0 | 0 | 0 | 0 | 0 | 0 | 0 | 0 | 0 | 0 | 0 | 0 | 0 | 0 | 0 | 0 | 0 | 0 | 0 | 0 | 0 | 0 | 0 | 0 | 0 | 0 | 0 | 0 | 0 | 0 | 0 | 0 | 0 | 0 | 0 | 0 | 0 | 0 | 0 | 0 | 0 | 0 | 0 | 0 | 0 | 0 | 0 | 0 | 0 | 0 | 0 | 0 | 0 | 0 | 0 | 0 | 0 | 0 | 0 | 0 | 0 | 0 | 0 | 0 | 0 | 0 | 0 | 0 | 0 | 0 | 0 | 0 | 0 | 0 | 0 | 0 | 0 | 0 | 0 | 0 | 0 | 0 | 0 | 0 | 0 | 0 | 0 | 0 | 0 | 0 | 0 | 0 | 0 | 0 | 0 | 0 | 0 | 0 | 0 | 0 | 0 | 0 | 0 | 0 | 0 | 0 | 0 | 0 | 0 | 0 | 0 | 0 | 0 | 0 | 0 | 0 | 0 | 0 | 0 | 0 | 0 | 0 | 0 | 0 | 0 | 0 | 0 | 0 | 0 | 0 | 0 | 0 | 0 | 0 | 0 | 0 |  | for Pro-Forma | Jan-2025 | Feb-2025 | Mar-2025 | Apr-2025 | May-2025 | Jun-2025 | Jul-2025 | Aug-2025 | Sep-2025 | Oct-2025 | Nov-2025 | Dec-2025
[373 empty] | 2025 | 1 | 2 | 3 | 4 | 5 | 6 | 7 | 8 | 9 | 10 | 11 | 12
| 547 Burned $ |  |  | B |  | 1098833.254 | 849564.8373 | #REF! | #REF! | #REF! | #REF! | #REF! | #REF! | #REF! | #REF! | #REF! | #REF! | #REF! | #REF! | #REF! | #REF! | #REF! | #REF! | #REF! | #REF! | #REF! | #REF! | #REF! | #REF! | #REF! | #REF! | #REF! | #REF! | #REF! | #REF! | #REF! | #REF! | #REF! | #REF! | #REF! | #REF! | #REF! | #REF! | #REF! | #REF! | #REF! | #REF! | #REF! | #REF! | #REF! | #REF! | #REF! | #REF! | #REF! | #REF! | #REF! | #REF! | #REF! | #REF! | #REF! | #REF! | #REF! | #REF! | #REF! | #REF! | #REF! | #REF! | #REF! | #REF! | #REF! | #REF! | #REF! | #REF! | #REF! | #REF! | #REF! | #REF! | #REF! | #REF! | #REF! | #REF! | #REF! | #REF! | #REF! | #REF! | #REF! | #REF! | #REF! | #REF! | #REF! | #REF! | #REF! | #REF! | #REF! | #REF! | #REF! | #REF! | #REF! | #REF! | #REF! | #REF! | #REF! | #REF! | #REF! | #REF! | #REF! | #REF! | #REF! | #REF! | #REF! | #REF! | #REF! | #REF! | #REF! | #REF! | #REF! | #REF! | #REF! | #REF! | #REF! | #REF! | #REF! | #REF! | #REF! | #REF! | #REF! | #REF! | #REF! | #REF! | #REF! | #REF! | #REF! | #REF! | #REF! | #REF! | #REF! | #REF! | #REF! | #REF! | #REF! | #REF! | #REF! | #REF! | #REF! | #REF! | #REF! | #REF! | #REF! | #REF! | #REF! | #REF! | #REF! | #REF! | #REF! | #REF! | #REF! | #REF! | #REF! | #REF! | #REF! | #REF! | #REF! | #REF! | #REF! | #REF! | #REF! | #REF! | #REF! | #REF! | #REF! | #REF! | #REF! | #REF! | #REF! | #REF! | #REF! | #REF! | #REF! | #REF! | #REF! | #REF! | #REF! | #REF! | #REF! | #REF! | #REF! | #REF! | #REF! | #REF! | #REF! | #REF! | #REF! | #REF! | #REF! | #REF! | #REF! | #REF! | #REF! | #REF! | #REF! | #REF! | #REF! | #REF! | #REF! | #REF! | #REF! | #REF! | #REF! | #REF! | #REF! | #REF! | #REF! | #REF! | #REF! | #REF! | #REF! | #REF! | #REF! | #REF! | #REF! | #REF! | #REF! | #REF! | #REF! | #REF! | #REF! | #REF! | #REF! | #REF! | #REF! | #REF! | #REF! | #REF! | #REF! | #REF! | #REF! | #REF! | #REF! | #REF! | #REF! | #REF! | #REF! | #REF! | #REF! | #REF! | #REF! | #REF! | #REF! | #REF! | #REF! | #REF! | #REF! | #REF! | #REF! | #REF! | #REF! | #REF! | #REF! | #REF! | #REF! | #REF! | #REF! | #REF! | #REF! | #REF! | #REF! | #REF! | #REF! | #REF! | #REF! | #REF! | #REF! | #REF! | #REF! | #REF! | #REF! | #REF! | #REF! | #REF! | #REF! | #REF! | #REF! | #REF! | #REF! | #REF! | #REF! | #REF! | #REF! | #REF! | #REF! | #REF! | #REF! | #REF! | #REF! | #REF! | #REF! | #REF! | #REF! | #REF! | #REF! | #REF! | #REF! | #REF! | #REF! | #REF! | #REF! | #REF! | #REF! | #REF! | #REF! | #REF! | #REF! | #REF! | #REF! | #REF! | #REF! | #REF! | #REF! | #REF! | #REF! | #REF! | #REF! | #REF! | #REF! | #REF! | #REF! | #REF! | #REF! | #REF! | #REF! | #REF! | #REF! | #REF! | #REF! | #REF! | #REF! | #REF! | #REF! | #REF! | #REF! | #REF! | #REF! | #REF! | #REF! | #REF! | #REF! | #REF! | #REF! | #REF! | #REF! | #REF! | #REF! | #REF! | #REF! | #REF! | #REF! | #REF! | #REF! | #REF! | #REF! | #REF! | #REF! | #REF! | #REF! | #REF! | #REF! | #REF! | #REF! | #REF! | #REF! | 128207878.294
| 456 Not Burned $ |  |  | NB |  | -107554.5531 | -83531.9702 | #REF! | #REF! | #REF! | #REF! | #REF! | #REF! | #REF! | #REF! | #REF! | #REF! | #REF! | #REF! | #REF! | #REF! | #REF! | #REF! | #REF! | #REF! | #REF! | #REF! | #REF! | #REF! | #REF! | #REF! | #REF! | #REF! | #REF! | #REF! | #REF! | #REF! | #REF! | #REF! | #REF! | #REF! | #REF! | #REF! | #REF! | #REF! | #REF! | #REF! | #REF! | #REF! | #REF! | #REF! | #REF! | #REF! | #REF! | #REF! | #REF! | #REF! | #REF! | #REF! | #REF! | #REF! | #REF! | #REF! | #REF! | #REF! | #REF! | #REF! | #REF! | #REF! | #REF! | #REF! | #REF! | #REF! | #REF! | #REF! | #REF! | #REF! | #REF! | #REF! | #REF! | #REF! | #REF! | #REF! | #REF! | #REF! | #REF! | #REF! | #REF! | #REF! | #REF! | #REF! | #REF! | #REF! | #REF! | #REF! | #REF! | #REF! | #REF! | #REF! | #REF! | #REF! | #REF! | #REF! | #REF! | #REF! | #REF! | #REF! | #REF! | #REF! | #REF! | #REF! | #REF! | #REF! | #REF! | #REF! | #REF! | #REF! | #REF! | #REF! | #REF! | #REF! | #REF! | #REF! | #REF! | #REF! | #REF! | #REF! | #REF! | #REF! | #REF! | #REF! | #REF! | #REF! | #REF! | #REF! | #REF! | #REF! | #REF! | #REF! | #REF! | #REF! | #REF! | #REF! | #REF! | #REF! | #REF! | #REF! | #REF! | #REF! | #REF! | #REF! | #REF! | #REF! | #REF! | #REF! | #REF! | #REF! | #REF! | #REF! | #REF! | #REF! | #REF! | #REF! | #REF! | #REF! | #REF! | #REF! | #REF! | #REF! | #REF! | #REF! | #REF! | #REF! | #REF! | #REF! | #REF! | #REF! | #REF! | #REF! | #REF! | #REF! | #REF! | #REF! | #REF! | #REF! | #REF! | #REF! | #REF! | #REF! | #REF! | #REF! | #REF! | #REF! | #REF! | #REF! | #REF! | #REF! | #REF! | #REF! | #REF! | #REF! | #REF! | #REF! | #REF! | #REF! | #REF! | #REF! | #REF! | #REF! | #REF! | #REF! | #REF! | #REF! | #REF! | #REF! | #REF! | #REF! | #REF! | #REF! | #REF! | #REF! | #REF! | #REF! | #REF! | #REF! | #REF! | #REF! | #REF! | #REF! | #REF! | #REF! | #REF! | #REF! | #REF! | #REF! | #REF! | #REF! | #REF! | #REF! | #REF! | #REF! | #REF! | #REF! | #REF! | #REF! | #REF! | #REF! | #REF! | #REF! | #REF! | #REF! | #REF! | #REF! | #REF! | #REF! | #REF! | #REF! | #REF! | #REF! | #REF! | #REF! | #REF! | #REF! | #REF! | #REF! | #REF! | #REF! | #REF! | #REF! | #REF! | #REF! | #REF! | #REF! | #REF! | #REF! | #REF! | #REF! | #REF! | #REF! | #REF! | #REF! | #REF! | #REF! | #REF! | #REF! | #REF! | #REF! | #REF! | #REF! | #REF! | #REF! | #REF! | #REF! | #REF! | #REF! | #REF! | #REF! | #REF! | #REF! | #REF! | #REF! | #REF! | #REF! | #REF! | #REF! | #REF! | #REF! | #REF! | #REF! | #REF! | #REF! | #REF! | #REF! | #REF! | #REF! | #REF! | #REF! | #REF! | #REF! | #REF! | #REF! | #REF! | #REF! | #REF! | #REF! | #REF! | #REF! | #REF! | #REF! | #REF! | #REF! | #REF! | #REF! | #REF! | #REF! | #REF! | #REF! | #REF! | #REF! | #REF! | #REF! | #REF! | #REF! | #REF! | #REF! | #REF! | #REF! | #REF! | #REF! | #REF! | #REF! | #REF! | #REF! | #REF! | #REF! | #REF! | #REF! | #REF! | #REF! | #REF! | #REF! | #REF! | #REF! | #REF! | #REF! | #REF! | #REF! | #REF! | #REF! | #REF! | -16425905.9023 |  | 16425.9059 | #REF! | #REF! | #REF! | #REF! | #REF! | #REF! | #REF! | #REF! | #REF! | #REF! | #REF! | #REF! | changed sign to positive
[6 empty] | 991278.701 | 766032.8672 | #REF! | #REF! | #REF! | #REF! | #REF! | #REF! | #REF! | #REF! | #REF! | #REF! | #REF! | #REF! | #REF! | #REF! | #REF! | #REF! | #REF! | #REF! | #REF! | #REF! | #REF! | #REF! | #REF! | #REF! | #REF! | #REF! | #REF! | #REF! | #REF! | #REF! | #REF! | #REF! | #REF! | #REF! | #REF! | #REF! | #REF! | #REF! | #REF! | #REF! | #REF! | #REF! | #REF! | #REF! | #REF! | #REF! | #REF! | #REF! | #REF! | #REF! | #REF! | #REF! | #REF! | #REF! | #REF! | #REF! | #REF! | #REF! | #REF! | #REF! | #REF! | #REF! | #REF! | #REF! | #REF! | #REF! | #REF! | #REF! | #REF! | #REF! | #REF! | #REF! | #REF! | #REF! | #REF! | #REF! | #REF! | #REF! | #REF! | #REF! | #REF! | #REF! | #REF! | #REF! | #REF! | #REF! | #REF! | #REF! | #REF! | #REF! | #REF! | #REF! | #REF! | #REF! | #REF! | #REF! | #REF! | #REF! | #REF! | #REF! | #REF! | #REF! | #REF! | #REF! | #REF! | #REF! | #REF! | #REF! | #REF! | #REF! | #REF! | #REF! | #REF! | #REF! | #REF! | #REF! | #REF! | #REF! | #REF! | #REF! | #REF! | #REF! | #REF! | #REF! | #REF! | #REF! | #REF! | #REF! | #REF! | #REF! | #REF! | #REF! | #REF! | #REF! | #REF! | #REF! | #REF! | #REF! | #REF! | #REF! | #REF! | #REF! | #REF! | #REF! | #REF! | #REF! | #REF! | #REF! | #REF! | #REF! | #REF! | #REF! | #REF! | #REF! | #REF! | #REF! | #REF! | #REF! | #REF! | #REF! | #REF! | #REF! | #REF! | #REF! | #REF! | #REF! | #REF! | #REF! | #REF! | #REF! | #REF! | #REF! | #REF! | #REF! | #REF! | #REF! | #REF! | #REF! | #REF! | #REF! | #REF! | #REF! | #REF! | #REF! | #REF! | #REF! | #REF! | #REF! | #REF! | #REF! | #REF! | #REF! | #REF! | #REF! | #REF! | #REF! | #REF! | #REF! | #REF! | #REF! | #REF! | #REF! | #REF! | #REF! | #REF! | #REF! | #REF! | #REF! | #REF! | #REF! | #REF! | #REF! | #REF! | #REF! | #REF! | #REF! | #REF! | #REF! | #REF! | #REF! | #REF! | #REF! | #REF! | #REF! | #REF! | #REF! | #REF! | #REF! | #REF! | #REF! | #REF! | #REF! | #REF! | #REF! | #REF! | #REF! | #REF! | #REF! | #REF! | #REF! | #REF! | #REF! | #REF! | #REF! | #REF! | #REF! | #REF! | #REF! | #REF! | #REF! | #REF! | #REF! | #REF! | #REF! | #REF! | #REF! | #REF! | #REF! | #REF! | #REF! | #REF! | #REF! | #REF! | #REF! | #REF! | #REF! | #REF! | #REF! | #REF! | #REF! | #REF! | #REF! | #REF! | #REF! | #REF! | #REF! | #REF! | #REF! | #REF! | #REF! | #REF! | #REF! | #REF! | #REF! | #REF! | #REF! | #REF! | #REF! | #REF! | #REF! | #REF! | #REF! | #REF! | #REF! | #REF! | #REF! | #REF! | #REF! | #REF! | #REF! | #REF! | #REF! | #REF! | #REF! | #REF! | #REF! | #REF! | #REF! | #REF! | #REF! | #REF! | #REF! | #REF! | #REF! | #REF! | #REF! | #REF! | #REF! | #REF! | #REF! | #REF! | #REF! | #REF! | #REF! | #REF! | #REF! | #REF! | #REF! | #REF! | #REF! | #REF! | #REF! | #REF! | #REF! | #REF! | #REF! | #REF! | #REF! | #REF! | #REF! | #REF! | #REF! | #REF! | #REF! | #REF! | #REF! | #REF! | #REF! | #REF! | #REF! | #REF! | #REF! | #REF! | #REF! | #REF! | #REF! | #REF! | #REF! | #REF! | #REF! | #REF! | #REF! | #REF! | 111781972.3917 | 0 | 0
[5 empty] | net gas price - all | 7.0844 | 5.4775 | 0 | 0 | 0 | 0 | 0 | 0 | 0 | 0 | 0 | 0 | 0 | 0 | 0 | 0 | 0 | 0 | 0 | 0 | 0 | 0 | 0 | 0 | 0 | 0 | 0 | 0 | 0 | 0 | 0 | 0 | 0 | 0 | 0 | 0 | 0 | 0 | 0 | 0 | 0 | 0 | 0 | 0 | 0 | 0 | 0 | 0 | 0 | 0 | 0 | 0 | 0 | 0 | 0 | 0 | 0 | 0 | 0 | 0 | 0 | 0 | 0 | 0 | 0 | 0 | 0 | 0 | 0 | 0 | 0 | 0 | 0 | 0 | 0 | 0 | 0 | 0 | 0 | 0 | 0 | 0 | 0 | 0 | 0 | 0 | 0 | 0 | 0 | 0 | 0 | 0 | 0 | 0 | 0 | 0 | 0 | 0 | 0 | 0 | 0 | 0 | 0 | 0 | 0 | 0 | 0 | 0 | 0 | 0 | 0 | 0 | 0 | 0 | 0 | 0 | 0 | 0 | 0 | 0 | 0 | 0 | 0 | 0 | 0 | 0 | 0 | 0 | 0 | 0 | 0 | 0 | 0 | 0 | 0 | 0 | 0 | 0 | 0 | 0 | 0 | 0 | 0 | 0 | 0 | 0 | 0 | 0 | 0 | 0 | 0 | 0 | 0 | 0 | 0 | 0 | 0 | 0 | 0 | 0 | 0 | 0 | 0 | 0 | 0 | 0 | 0 | 0 | 0 | 0 | 0 | 0 | 0 | 0 | 0 | 0 | 0 | 0 | 0 | 0 | 0 | 0 | 0 | 0 | 0 | 0 | 0 | 0 | 0 | 0 | 0 | 0 | 0 | 0 | 0 | 0 | 0 | 0 | 0 | 0 | 0 | 0 | 0 | 0 | 0 | 0 | 0 | 0 | 0 | 0 | 0 | 0 | 0 | 0 | 0 | 0 | 0 | 0 | 0 | 0 | 0 | 0 | 0 | 0 | 0 | 0 | 0 | 0 | 0 | 0 | 0 | 0 | 0 | 0 | 0 | 0 | 0 | 0 | 0 | 0 | 0 | 0 | 0 | 0 | 0 | 0 | 0 | 0 | 0 | 0 | 0 | 0 | 0 | 0 | 0 | 0 | 0 | 0 | 0 | 0 | 0 | 0 | 0 | 0 | 0 | 0 | 0 | 0 | 0 | 0 | 0 | 0 | 0 | 0 | 0 | 0 | 0 | 0 | 0 | 0 | 0 | 0 | 0 | 0 | 0 | 0 | 0 | 0 | 0 | 0 | 0 | 0 | 0 | 0 | 0 | 0 | 0 | 0 | 0 | 0 | 0 | 0 | 0 | 0 | 0 | 0 | 0 | 0 | 0 | 0 | 0 | 0 | 0 | 0 | 0 | 0 | 0 | 0 | 0 | 0 | 0 | 0 | 0 | 0 | 0 | 0 | 0 | 0 | 0 | 0 | 0 | 0 | 0 | 0 | 0 | 0 | 0 | 0 | 0 | 0 | 0 | 0 | 0 | 0 | 0 | 0 | 0 | 0 | 0 | 0 | 0 | 0 | 0 | 0 | 0 | 0 | 0 | 0 | 0 | 0 | 0 | 0 | 0 | 0 | 0 | 2.974
Gas Burned by Plant $
$000's | Rathdrum |  |  |  | R | 306280.8272 | 254037.1443 | 0 | 0 | 0 | 0 | 0 | 0 | 0 | 0 | 0 | 0 | 0 | 0 | 0 | 0 | 0 | 0 | 0 | 0 | 0 | 0 | 0 | 0 | 0 | 0 | 0 | 0 | 0 | 0 | 0 | 0 | 0 | 0 | 0 | 0 | 0 | 0 | 0 | 0 | 0 | 0 | 0 | 0 | 0 | 0 | 0 | 0 | 0 | 0 | 0 | 0 | 0 | 0 | 0 | 0 | 0 | 0 | 0 | 0 | 0 | 0 | 0 | 0 | 0 | 0 | 0 | 0 | 0 | 0 | 0 | 0 | 0 | 0 | 0 | 0 | 0 | 0 | 0 | 0 | 0 | 0 | 0 | 0 | 0 | 0 | 0 | 0 | 0 | 0 | 0 | 0 | 0 | 0 | 0 | 0 | 0 | 0 | 0 | 0 | 0 | 0 | 0 | 0 | 0 | 0 | 0 | 0 | 0 | 0 | 0 | 0 | 0 | 0 | 0 | 0 | 0 | 0 | 0 | 0 | 0 | 0 | 0 | 0 | 0 | 0 | 0 | 0 | 0 | 0 | 0 | 0 | 0 | 0 | 0 | 0 | 0 | 0 | 0 | 0 | 0 | 0 | 0 | 0 | 0 | 0 | 0 | 0 | 0 | 0 | 0 | 0 | 0 | 0 | 0 | 0 | 0 | 0 | 0 | 0 | 0 | 0 | 0 | 0 | 0 | 0 | 0 | 0 | 0 | 0 | 0 | 0 | 0 | 0 | 0 | 0 | 0 | 0 | 0 | 0 | 0 | 0 | 0 | 0 | 0 | 0 | 0 | 0 | 0 | 0 | 0 | 0 | 0 | 0 | 0 | 0 | 0 | 0 | 0 | 0 | 0 | 0 | 0 | 0 | 0 | 0 | 0 | 0 | 0 | 0 | 0 | 0 | 0 | 0 | 0 | 0 | 0 | 0 | 0 | 0 | 0 | 0 | 0 | 0 | 0 | 0 | 0 | 0 | 0 | 0 | 0 | 0 | 0 | 0 | 0 | 0 | 0 | 0 | 0 | 0 | 0 | 0 | 0 | 0 | 0 | 0 | 0 | 0 | 0 | 0 | 0 | 0 | 0 | 0 | 0 | 0 | 0 | 0 | 0 | 0 | 0 | 0 | 0 | 0 | 0 | 0 | 0 | 0 | 0 | 0 | 0 | 0 | 0 | 0 | 0 | 0 | 0 | 0 | 0 | 0 | 0 | 0 | 0 | 0 | 0 | 0 | 0 | 0 | 0 | 0 | 0 | 0 | 0 | 0 | 0 | 0 | 0 | 0 | 0 | 0 | 0 | 0 | 0 | 0 | 0 | 0 | 0 | 0 | 0 | 0 | 0 | 0 | 0 | 0 | 0 | 0 | 0 | 0 | 0 | 0 | 0 | 0 | 0 | 0 | 0 | 0 | 0 | 0 | 0 | 0 | 0 | 0 | 0 | 0 | 0 | 0 | 0 | 0 | 0 | 0 | 0 | 0 | 0 | 0 | 0 | 0 | 0 | 0 | 0 | 0 | 0 | 0 | 0 | 0 | 0 | 0 | 0 | 0 | 0 | 0 | 0 | 0 | 0 | 0 | 0 | 560317.9715 |  | 560.318 | 560.318 | 0 | 0 | 0 | 0 | 0 | 0 | 0 | 0 | 0 | 0 | 0
| Lanc |  |  |  | L | 364496.96 | 264570.2937 | 0 | 0 | 0 | 0 | 0 | 0 | 0 | 0 | 0 | 0 | 0 | 0 | 0 | 0 | 0 | 0 | 0 | 0 | 0 | 0 | 0 | 0 | 0 | 0 | 0 | 0 | 0 | 0 | 0 | 0 | 0 | 0 | 0 | 0 | 0 | 0 | 0 | 0 | 0 | 0 | 0 | 0 | 0 | 0 | 0 | 0 | 0 | 0 | 0 | 0 | 0 | 0 | 0 | 0 | 0 | 0 | 0 | 0 | 0 | 0 | 0 | 0 | 0 | 0 | 0 | 0 | 0 | 0 | 0 | 0 | 0 | 0 | 0 | 0 | 0 | 0 | 0 | 0 | 0 | 0 | 0 | 0 | 0 | 0 | 0 | 0 | 0 | 0 | 0 | 0 | 0 | 0 | 0 | 0 | 0 | 0 | 0 | 0 | 0 | 0 | 0 | 0 | 0 | 0 | 0 | 0 | 0 | 0 | 0 | 0 | 0 | 0 | 0 | 0 | 0 | 0 | 0 | 0 | 0 | 0 | 0 | 0 | 0 | 0 | 0 | 0 | 0 | 0 | 0 | 0 | 0 | 0 | 0 | 0 | 0 | 0 | 0 | 0 | 0 | 0 | 0 | 0 | 0 | 0 | 0 | 0 | 0 | 0 | 0 | 0 | 0 | 0 | 0 | 0 | 0 | 0 | 0 | 0 | 0 | 0 | 0 | 0 | 0 | 0 | 0 | 0 | 0 | 0 | 0 | 0 | 0 | 0 | 0 | 0 | 0 | 0 | 0 | 0 | 0 | 0 | 0 | 0 | 0 | 0 | 0 | 0 | 0 | 0 | 0 | 0 | 0 | 0 | 0 | 0 | 0 | 0 | 0 | 0 | 0 | 0 | 0 | 0 | 0 | 0 | 0 | 0 | 0 | 0 | 0 | 0 | 0 | 0 | 0 | 0 | 0 | 0 | 0 | 0 | 0 | 0 | 0 | 0 | 0 | 0 | 0 | 0 | 0 | 0 | 0 | 0 | 0 | 0 | 0 | 0 | 0 | 0 | 0 | 0 | 0 | 0 | 0 | 0 | 0 | 0 | 0 | 0 | 0 | 0 | 0 | 0 | 0 | 0 | 0 | 0 | 0 | 0 | 0 | 0 | 0 | 0 | 0 | 0 | 0 | 0 | 0 | 0 | 0 | 0 | 0 | 0 | 0 | 0 | 0 | 0 | 0 | 0 | 0 | 0 | 0 | 0 | 0 | 0 | 0 | 0 | 0 | 0 | 0 | 0 | 0 | 0 | 0 | 0 | 0 | 0 | 0 | 0 | 0 | 0 | 0 | 0 | 0 | 0 | 0 | 0 | 0 | 0 | 0 | 0 | 0 | 0 | 0 | 0 | 0 | 0 | 0 | 0 | 0 | 0 | 0 | 0 | 0 | 0 | 0 | 0 | 0 | 0 | 0 | 0 | 0 | 0 | 0 | 0 | 0 | 0 | 0 | 0 | 0 | 0 | 0 | 0 | 0 | 0 | 0 | 0 | 0 | 0 | 0 | 0 | 0 | 0 | 0 | 0 | 0 | 0 | 0 | 0 | 0 | 0 | 0 | 0 | 0 | 0 | 0 | 629067.2536 |  | 629.0673 | 629.0673 | 0 | 0 | 0 | 0 | 0 | 0 | 0 | 0 | 0 | 0 | 0
| Boulder |  |  |  | B | 36132.4587 | 27950.2104 | 0 | 0 | 0 | 0 | 0 | 0 | 0 | 0 | 0 | 0 | 0 | 0 | 0 | 0 | 0 | 0 | 0 | 0 | 0 | 0 | 0 | 0 | 0 | 0 | 0 | 0 | 0 | 0 | 0 | 0 | 0 | 0 | 0 | 0 | 0 | 0 | 0 | 0 | 0 | 0 | 0 | 0 | 0 | 0 | 0 | 0 | 0 | 0 | 0 | 0 | 0 | 0 | 0 | 0 | 0 | 0 | 0 | 0 | 0 | 0 | 0 | 0 | 0 | 0 | 0 | 0 | 0 | 0 | 0 | 0 | 0 | 0 | 0 | 0 | 0 | 0 | 0 | 0 | 0 | 0 | 0 | 0 | 0 | 0 | 0 | 0 | 0 | 0 | 0 | 0 | 0 | 0 | 0 | 0 | 0 | 0 | 0 | 0 | 0 | 0 | 0 | 0 | 0 | 0 | 0 | 0 | 0 | 0 | 0 | 0 | 0 | 0 | 0 | 0 | 0 | 0 | 0 | 0 | 0 | 0 | 0 | 0 | 0 | 0 | 0 | 0 | 0 | 0 | 0 | 0 | 0 | 0 | 0 | 0 | 0 | 0 | 0 | 0 | 0 | 0 | 0 | 0 | 0 | 0 | 0 | 0 | 0 | 0 | 0 | 0 | 0 | 0 | 0 | 0 | 0 | 0 | 0 | 0 | 0 | 0 | 0 | 0 | 0 | 0 | 0 | 0 | 0 | 0 | 0 | 0 | 0 | 0 | 0 | 0 | 0 | 0 | 0 | 0 | 0 | 0 | 0 | 0 | 0 | 0 | 0 | 0 | 0 | 0 | 0 | 0 | 0 | 0 | 0 | 0 | 0 | 0 | 0 | 0 | 0 | 0 | 0 | 0 | 0 | 0 | 0 | 0 | 0 | 0 | 0 | 0 | 0 | 0 | 0 | 0 | 0 | 0 | 0 | 0 | 0 | 0 | 0 | 0 | 0 | 0 | 0 | 0 | 0 | 0 | 0 | 0 | 0 | 0 | 0 | 0 | 0 | 0 | 0 | 0 | 0 | 0 | 0 | 0 | 0 | 0 | 0 | 0 | 0 | 0 | 0 | 0 | 0 | 0 | 0 | 0 | 0 | 0 | 0 | 0 | 0 | 0 | 0 | 0 | 0 | 0 | 0 | 0 | 0 | 0 | 0 | 0 | 0 | 0 | 0 | 0 | 0 | 0 | 0 | 0 | 0 | 0 | 0 | 0 | 0 | 0 | 0 | 0 | 0 | 0 | 0 | 0 | 0 | 0 | 0 | 0 | 0 | 0 | 0 | 0 | 0 | 0 | 0 | 0 | 0 | 0 | 0 | 0 | 0 | 0 | 0 | 0 | 0 | 0 | 0 | 0 | 0 | 0 | 0 | 0 | 0 | 0 | 0 | 0 | 0 | 0 | 0 | 0 | 0 | 0 | 0 | 0 | 0 | 0 | 0 | 0 | 0 | 0 | 0 | 0 | 0 | 0 | 0 | 0 | 0 | 0 | 0 | 0 | 0 | 0 | 0 | 0 | 0 | 0 | 0 | 0 | 0 | 0 | 0 | 0 | 0 | 0 | 0 | 0 | 0 | 64082.6691 |  | 64.0827 | 64.0827 | 0 | 0 | 0 | 0 | 0 | 0 | 0 | 0 | 0 | 0 | 0
| Kettle |  |  |  | K | 12334.0928 | 9063.9684 | 0 | 0 | 0 | 0 | 0 | 0 | 0 | 0 | 0 | 0 | 0 | 0 | 0 | 0 | 0 | 0 | 0 | 0 | 0 | 0 | 0 | 0 | 0 | 0 | 0 | 0 | 0 | 0 | 0 | 0 | 0 | 0 | 0 | 0 | 0 | 0 | 0 | 0 | 0 | 0 | 0 | 0 | 0 | 0 | 0 | 0 | 0 | 0 | 0 | 0 | 0 | 0 | 0 | 0 | 0 | 0 | 0 | 0 | 0 | 0 | 0 | 0 | 0 | 0 | 0 | 0 | 0 | 0 | 0 | 0 | 0 | 0 | 0 | 0 | 0 | 0 | 0 | 0 | 0 | 0 | 0 | 0 | 0 | 0 | 0 | 0 | 0 | 0 | 0 | 0 | 0 | 0 | 0 | 0 | 0 | 0 | 0 | 0 | 0 | 0 | 0 | 0 | 0 | 0 | 0 | 0 | 0 | 0 | 0 | 0 | 0 | 0 | 0 | 0 | 0 | 0 | 0 | 0 | 0 | 0 | 0 | 0 | 0 | 0 | 0 | 0 | 0 | 0 | 0 | 0 | 0 | 0 | 0 | 0 | 0 | 0 | 0 | 0 | 0 | 0 | 0 | 0 | 0 | 0 | 0 | 0 | 0 | 0 | 0 | 0 | 0 | 0 | 0 | 0 | 0 | 0 | 0 | 0 | 0 | 0 | 0 | 0 | 0 | 0 | 0 | 0 | 0 | 0 | 0 | 0 | 0 | 0 | 0 | 0 | 0 | 0 | 0 | 0 | 0 | 0 | 0 | 0 | 0 | 0 | 0 | 0 | 0 | 0 | 0 | 0 | 0 | 0 | 0 | 0 | 0 | 0 | 0 | 0 | 0 | 0 | 0 | 0 | 0 | 0 | 0 | 0 | 0 | 0 | 0 | 0 | 0 | 0 | 0 | 0 | 0 | 0 | 0 | 0 | 0 | 0 | 0 | 0 | 0 | 0 | 0 | 0 | 0 | 0 | 0 | 0 | 0 | 0 | 0 | 0 | 0 | 0 | 0 | 0 | 0 | 0 | 0 | 0 | 0 | 0 | 0 | 0 | 0 | 0 | 0 | 0 | 0 | 0 | 0 | 0 | 0 | 0 | 0 | 0 | 0 | 0 | 0 | 0 | 0 | 0 | 0 | 0 | 0 | 0 | 0 | 0 | 0 | 0 | 0 | 0 | 0 | 0 | 0 | 0 | 0 | 0 | 0 | 0 | 0 | 0 | 0 | 0 | 0 | 0 | 0 | 0 | 0 | 0 | 0 | 0 | 0 | 0 | 0 | 0 | 0 | 0 | 0 | 0 | 0 | 0 | 0 | 0 | 0 | 0 | 0 | 0 | 0 | 0 | 0 | 0 | 0 | 0 | 0 | 0 | 0 | 0 | 0 | 0 | 0 | 0 | 0 | 0 | 0 | 0 | 0 | 0 | 0 | 0 | 0 | 0 | 0 | 0 | 0 | 0 | 0 | 0 | 0 | 0 | 0 | 0 | 0 | 0 | 0 | 0 | 0 | 0 | 0 | 0 | 0 | 0 | 0 | 0 | 0 | 0 | 0 | 0 | 0 | 0 | 0 | 21398.0613 |  | 21.3981 | 21.3981 | 0 | 0 | 0 | 0 | 0 | 0 | 0 | 0 | 0 | 0 | 0
| Northeast |  |  |  | N | 0 | 0 | 0 | 0 | 0 | 0 | 0 | 0 | 0 | 0 | 0 | 0 | 0 | 0 | 0 | 0 | 0 | 0 | 0 | 0 | 0 | 0 | 0 | 0 | 0 | 0 | 0 | 0 | 0 | 0 | 0 | 0 | 0 | 0 | 0 | 0 | 0 | 0 | 0 | 0 | 0 | 0 | 0 | 0 | 0 | 0 | 0 | 0 | 0 | 0 | 0 | 0 | 0 | 0 | 0 | 0 | 0 | 0 | 0 | 0 | 0 | 0 | 0 | 0 | 0 | 0 | 0 | 0 | 0 | 0 | 0 | 0 | 0 | 0 | 0 | 0 | 0 | 0 | 0 | 0 | 0 | 0 | 0 | 0 | 0 | 0 | 0 | 0 | 0 | 0 | 0 | 0 | 0 | 0 | 0 | 0 | 0 | 0 | 0 | 0 | 0 | 0 | 0 | 0 | 0 | 0 | 0 | 0 | 0 | 0 | 0 | 0 | 0 | 0 | 0 | 0 | 0 | 0 | 0 | 0 | 0 | 0 | 0 | 0 | 0 | 0 | 0 | 0 | 0 | 0 | 0 | 0 | 0 | 0 | 0 | 0 | 0 | 0 | 0 | 0 | 0 | 0 | 0 | 0 | 0 | 0 | 0 | 0 | 0 | 0 | 0 | 0 | 0 | 0 | 0 | 0 | 0 | 0 | 0 | 0 | 0 | 0 | 0 | 0 | 0 | 0 | 0 | 0 | 0 | 0 | 0 | 0 | 0 | 0 | 0 | 0 | 0 | 0 | 0 | 0 | 0 | 0 | 0 | 0 | 0 | 0 | 0 | 0 | 0 | 0 | 0 | 0 | 0 | 0 | 0 | 0 | 0 | 0 | 0 | 0 | 0 | 0 | 0 | 0 | 0 | 0 | 0 | 0 | 0 | 0 | 0 | 0 | 0 | 0 | 0 | 0 | 0 | 0 | 0 | 0 | 0 | 0 | 0 | 0 | 0 | 0 | 0 | 0 | 0 | 0 | 0 | 0 | 0 | 0 | 0 | 0 | 0 | 0 | 0 | 0 | 0 | 0 | 0 | 0 | 0 | 0 | 0 | 0 | 0 | 0 | 0 | 0 | 0 | 0 | 0 | 0 | 0 | 0 | 0 | 0 | 0 | 0 | 0 | 0 | 0 | 0 | 0 | 0 | 0 | 0 | 0 | 0 | 0 | 0 | 0 | 0 | 0 | 0 | 0 | 0 | 0 | 0 | 0 | 0 | 0 | 0 | 0 | 0 | 0 | 0 | 0 | 0 | 0 | 0 | 0 | 0 | 0 | 0 | 0 | 0 | 0 | 0 | 0 | 0 | 0 | 0 | 0 | 0 | 0 | 0 | 0 | 0 | 0 | 0 | 0 | 0 | 0 | 0 | 0 | 0 | 0 | 0 | 0 | 0 | 0 | 0 | 0 | 0 | 0 | 0 | 0 | 0 | 0 | 0 | 0 | 0 | 0 | 0 | 0 | 0 | 0 | 0 | 0 | 0 | 0 | 0 | 0 | 0 | 0 | 0 | 0 | 0 | 0 | 0 | 0 | 0 | 0 | 0 | 0 | 0 | 0 | 0 | 0 | 0 | 0 | 0 |  | 0 | 0 | 0 | 0 | 0 | 0 | 0 | 0 | 0 | 0 | 0 | 0 | 0
| Coyote |  |  |  | C | 379588.9154 | 293943.2204 | 0 | 0 | 0 | 0 | 0 | 0 | 0 | 0 | 0 | 0 | 0 | 0 | 0 | 0 | 0 | 0 | 0 | 0 | 0 | 0 | 0 | 0 | 0 | 0 | 0 | 0 | 0 | 0 | 0 | 0 | 0 | 0 | 0 | 0 | 0 | 0 | 0 | 0 | 0 | 0 | 0 | 0 | 0 | 0 | 0 | 0 | 0 | 0 | 0 | 0 | 0 | 0 | 0 | 0 | 0 | 0 | 0 | 0 | 0 | 0 | 0 | 0 | 0 | 0 | 0 | 0 | 0 | 0 | 0 | 0 | 0 | 0 | 0 | 0 | 0 | 0 | 0 | 0 | 0 | 0 | 0 | 0 | 0 | 0 | 0 | 0 | 0 | 0 | 0 | 0 | 0 | 0 | 0 | 0 | 0 | 0 | 0 | 0 | 0 | 0 | 0 | 0 | 0 | 0 | 0 | 0 | 0 | 0 | 0 | 0 | 0 | 0 | 0 | 0 | 0 | 0 | 0 | 0 | 0 | 0 | 0 | 0 | 0 | 0 | 0 | 0 | 0 | 0 | 0 | 0 | 0 | 0 | 0 | 0 | 0 | 0 | 0 | 0 | 0 | 0 | 0 | 0 | 0 | 0 | 0 | 0 | 0 | 0 | 0 | 0 | 0 | 0 | 0 | 0 | 0 | 0 | 0 | 0 | 0 | 0 | 0 | 0 | 0 | 0 | 0 | 0 | 0 | 0 | 0 | 0 | 0 | 0 | 0 | 0 | 0 | 0 | 0 | 0 | 0 | 0 | 0 | 0 | 0 | 0 | 0 | 0 | 0 | 0 | 0 | 0 | 0 | 0 | 0 | 0 | 0 | 0 | 0 | 0 | 0 | 0 | 0 | 0 | 0 | 0 | 0 | 0 | 0 | 0 | 0 | 0 | 0 | 0 | 0 | 0 | 0 | 0 | 0 | 0 | 0 | 0 | 0 | 0 | 0 | 0 | 0 | 0 | 0 | 0 | 0 | 0 | 0 | 0 | 0 | 0 | 0 | 0 | 0 | 0 | 0 | 0 | 0 | 0 | 0 | 0 | 0 | 0 | 0 | 0 | 0 | 0 | 0 | 0 | 0 | 0 | 0 | 0 | 0 | 0 | 0 | 0 | 0 | 0 | 0 | 0 | 0 | 0 | 0 | 0 | 0 | 0 | 0 | 0 | 0 | 0 | 0 | 0 | 0 | 0 | 0 | 0 | 0 | 0 | 0 | 0 | 0 | 0 | 0 | 0 | 0 | 0 | 0 | 0 | 0 | 0 | 0 | 0 | 0 | 0 | 0 | 0 | 0 | 0 | 0 | 0 | 0 | 0 | 0 | 0 | 0 | 0 | 0 | 0 | 0 | 0 | 0 | 0 | 0 | 0 | 0 | 0 | 0 | 0 | 0 | 0 | 0 | 0 | 0 | 0 | 0 | 0 | 0 | 0 | 0 | 0 | 0 | 0 | 0 | 0 | 0 | 0 | 0 | 0 | 0 | 0 | 0 | 0 | 0 | 0 | 0 | 0 | 0 | 0 | 0 | 0 | 0 | 0 | 0 | 0 | 0 | 0 | 0 | 0 | 0 | 673532.1358 |  | 673.5321 | 673.5321 | 0 | 0 | 0 | 0 | 0 | 0 | 0 | 0 | 0 | 0 | 0
| Total |  |  |  |  | 1098833.254 | 849564.8373 | 0 | 0 | 0 | 0 | 0 | 0 | 0 | 0 | 0 | 0 | 0 | 0 | 0 | 0 | 0 | 0 | 0 | 0 | 0 | 0 | 0 | 0 | 0 | 0 | 0 | 0 | 0 | 0 | 0 | 0 | 0 | 0 | 0 | 0 | 0 | 0 | 0 | 0 | 0 | 0 | 0 | 0 | 0 | 0 | 0 | 0 | 0 | 0 | 0 | 0 | 0 | 0 | 0 | 0 | 0 | 0 | 0 | 0 | 0 | 0 | 0 | 0 | 0 | 0 | 0 | 0 | 0 | 0 | 0 | 0 | 0 | 0 | 0 | 0 | 0 | 0 | 0 | 0 | 0 | 0 | 0 | 0 | 0 | 0 | 0 | 0 | 0 | 0 | 0 | 0 | 0 | 0 | 0 | 0 | 0 | 0 | 0 | 0 | 0 | 0 | 0 | 0 | 0 | 0 | 0 | 0 | 0 | 0 | 0 | 0 | 0 | 0 | 0 | 0 | 0 | 0 | 0 | 0 | 0 | 0 | 0 | 0 | 0 | 0 | 0 | 0 | 0 | 0 | 0 | 0 | 0 | 0 | 0 | 0 | 0 | 0 | 0 | 0 | 0 | 0 | 0 | 0 | 0 | 0 | 0 | 0 | 0 | 0 | 0 | 0 | 0 | 0 | 0 | 0 | 0 | 0 | 0 | 0 | 0 | 0 | 0 | 0 | 0 | 0 | 0 | 0 | 0 | 0 | 0 | 0 | 0 | 0 | 0 | 0 | 0 | 0 | 0 | 0 | 0 | 0 | 0 | 0 | 0 | 0 | 0 | 0 | 0 | 0 | 0 | 0 | 0 | 0 | 0 | 0 | 0 | 0 | 0 | 0 | 0 | 0 | 0 | 0 | 0 | 0 | 0 | 0 | 0 | 0 | 0 | 0 | 0 | 0 | 0 | 0 | 0 | 0 | 0 | 0 | 0 | 0 | 0 | 0 | 0 | 0 | 0 | 0 | 0 | 0 | 0 | 0 | 0 | 0 | 0 | 0 | 0 | 0 | 0 | 0 | 0 | 0 | 0 | 0 | 0 | 0 | 0 | 0 | 0 | 0 | 0 | 0 | 0 | 0 | 0 | 0 | 0 | 0 | 0 | 0 | 0 | 0 | 0 | 0 | 0 | 0 | 0 | 0 | 0 | 0 | 0 | 0 | 0 | 0 | 0 | 0 | 0 | 0 | 0 | 0 | 0 | 0 | 0 | 0 | 0 | 0 | 0 | 0 | 0 | 0 | 0 | 0 | 0 | 0 | 0 | 0 | 0 | 0 | 0 | 0 | 0 | 0 | 0 | 0 | 0 | 0 | 0 | 0 | 0 | 0 | 0 | 0 | 0 | 0 | 0 | 0 | 0 | 0 | 0 | 0 | 0 | 0 | 0 | 0 | 0 | 0 | 0 | 0 | 0 | 0 | 0 | 0 | 0 | 0 | 0 | 0 | 0 | 0 | 0 | 0 | 0 | 0 | 0 | 0 | 0 | 0 | 0 | 0 | 0 | 0 | 0 | 0 | 0 | 0 | 0 | 0 | 0 | 0 | 0 | 0 | 0 | 0 | 0 | 0 | 0 | 1948398.0914 | 0 | 128207.8783 | 1948.3981 | 0 | 0 | 0 | 0 | 0 | 0 | 0 | 0 | 0 | 0 | 0
[6 empty] | 0 | 0 | #REF! | #REF! | #REF! | #REF! | #REF! | #REF! | #REF! | #REF! | #REF! | #REF! | #REF! | #REF! | #REF! | #REF! | #REF! | #REF! | #REF! | #REF! | #REF! | #REF! | #REF! | #REF! | #REF! | #REF! | #REF! | #REF! | #REF! | #REF! | #REF! | #REF! | #REF! | #REF! | #REF! | #REF! | #REF! | #REF! | #REF! | #REF! | #REF! | #REF! | #REF! | #REF! | #REF! | #REF! | #REF! | #REF! | #REF! | #REF! | #REF! | #REF! | #REF! | #REF! | #REF! | #REF! | #REF! | #REF! | #REF! | #REF! | #REF! | #REF! | #REF! | #REF! | #REF! | #REF! | #REF! | #REF! | #REF! | #REF! | #REF! | #REF! | #REF! | #REF! | #REF! | #REF! | #REF! | #REF! | #REF! | #REF! | #REF! | #REF! | #REF! | #REF! | #REF! | #REF! | #REF! | #REF! | #REF! | #REF! | #REF! | #REF! | #REF! | #REF! | #REF! | #REF! | #REF! | #REF! | #REF! | #REF! | #REF! | #REF! | #REF! | #REF! | #REF! | #REF! | #REF! | #REF! | #REF! | #REF! | #REF! | #REF! | #REF! | #REF! | #REF! | #REF! | #REF! | #REF! | #REF! | #REF! | #REF! | #REF! | #REF! | #REF! | #REF! | #REF! | #REF! | #REF! | #REF! | #REF! | #REF! | #REF! | #REF! | #REF! | #REF! | #REF! | #REF! | #REF! | #REF! | #REF! | #REF! | #REF! | #REF! | #REF! | #REF! | #REF! | #REF! | #REF! | #REF! | #REF! | #REF! | #REF! | #REF! | #REF! | #REF! | #REF! | #REF! | #REF! | #REF! | #REF! | #REF! | #REF! | #REF! | #REF! | #REF! | #REF! | #REF! | #REF! | #REF! | #REF! | #REF! | #REF! | #REF! | #REF! | #REF! | #REF! | #REF! | #REF! | #REF! | #REF! | #REF! | #REF! | #REF! | #REF! | #REF! | #REF! | #REF! | #REF! | #REF! | #REF! | #REF! | #REF! | #REF! | #REF! | #REF! | #REF! | #REF! | #REF! | #REF! | #REF! | #REF! | #REF! | #REF! | #REF! | #REF! | #REF! | #REF! | #REF! | #REF! | #REF! | #REF! | #REF! | #REF! | #REF! | #REF! | #REF! | #REF! | #REF! | #REF! | #REF! | #REF! | #REF! | #REF! | #REF! | #REF! | #REF! | #REF! | #REF! | #REF! | #REF! | #REF! | #REF! | #REF! | #REF! | #REF! | #REF! | #REF! | #REF! | #REF! | #REF! | #REF! | #REF! | #REF! | #REF! | #REF! | #REF! | #REF! | #REF! | #REF! | #REF! | #REF! | #REF! | #REF! | #REF! | #REF! | #REF! | #REF! | #REF! | #REF! | #REF! | #REF! | #REF! | #REF! | #REF! | #REF! | #REF! | #REF! | #REF! | #REF! | #REF! | #REF! | #REF! | #REF! | #REF! | #REF! | #REF! | #REF! | #REF! | #REF! | #REF! | #REF! | #REF! | #REF! | #REF! | #REF! | #REF! | #REF! | #REF! | #REF! | #REF! | #REF! | #REF! | #REF! | #REF! | #REF! | #REF! | #REF! | #REF! | #REF! | #REF! | #REF! | #REF! | #REF! | #REF! | #REF! | #REF! | #REF! | #REF! | #REF! | #REF! | #REF! | #REF! | #REF! | #REF! | #REF! | #REF! | #REF! | #REF! | #REF! | #REF! | #REF! | #REF! | #REF! | #REF! | #REF! | #REF! | #REF! | #REF! | #REF! | #REF! | #REF! | #REF! | #REF! | #REF! | #REF! | #REF! | #REF! | #REF! | #REF! | #REF! | #REF! | #REF! | #REF! | #REF! | #REF! | #REF! | #REF! | #REF! | #REF! | #REF! | #REF! | #REF! | #REF! | #REF! | #REF! | #REF! | #REF! | #REF! | #REF! | #REF! | #REF! | #REF! | #REF! | #REF! | #REF! | -126259480.2026 |  | 0
Gas Transportation for BP, NE and KFCT $
| Boulder |  |  |  | B | 4601.0388 | 4601.0388 | 5019.315 | 5019.315 | 5019.315 | 5019.315 | 5019.315 | 3973.6248 | 5019.315 | 5019.315 | 5019.315 | 5019.315 | 4182.7626 | 5019.315 | 5019.315 | 5019.315 | 5019.315 | 4601.0388 | 4182.7626 | 5019.315 | 5019.315 | 5019.315 | 3764.4864 | 0 | 0 | 1673.1048 | 5019.315 | 5019.315 | 4810.1772 | 3555.348 | 4601.0388 | 0 | 0 | 0 | 0 | 0 | 0 | 4812.6029 | 4812.6029 | 4812.6029 | 4812.6029 | 4812.6029 | 4812.6029 | 4812.6029 | 4411.5529 | 1002.6256 | 0 | 1002.6256 | 1604.201 | 4812.6029 | 4812.6029 | 4812.6029 | 4812.6029 | 4010.5024 | 4812.6029 | 4812.6029 | 4812.6029 | 4812.6029 | 2406.3015 | 1368.7951 | 1710.994 | 2395.3913 | 4106.3852 | 4106.3852 | 2053.1927 | 0 | 1882.0934 | 3250.8883 | 1710.994 | 1710.994 | 1539.8945 | 1026.5964 | 1882.0934 | 1539.8945 | 171.0994 | 1882.0934 | 3764.1865 | 3593.0872 | 0 | 1026.5964 | 3250.8883 | 0 | 3079.7892 | 3079.7892 | 4106.3852 | 3250.8883 | 4106.3852 | 0 | 1197.6958 | 3250.8883 | 2580.5415 | 3870.8121 | 2903.109 | 1128.9868 | 322.5677 | 967.703 | 1935.4062 | 0 | 806.4191 | 0 | 2580.5415 | 2257.9738 | 1935.4062 | 3225.6769 | 3225.6769 | 3870.8121 | 3870.8121 | 3870.8121 | 3870.8121 | 1451.5545 | 645.1353 | 3225.6769 | 3870.8121 | 1290.2707 | 1612.8385 | 1451.5545 | 0 | 0 | 0 | 0 | 0 | 0 | 0 | 0 | 976.8494 | 781.4795 | 1172.2192 | 2344.4385 | 2149.0685 | 0 | 976.8494 | 1172.2192 | 1562.959 | 1953.6987 | 1953.6987 | 781.4795 | 781.4795 | 0 | 0 | 0 | 1562.959 | 2930.5481 | 2735.1782 | 195.3699 | 0 | 0 | 390.7397 | 2539.8083 | 3125.9179 | 2930.5481 | 3712.0275 | 1880.0787 | 4177.9525 | 5013.5428 | 4804.6452 | 3551.2595 | 2924.5668 | 835.5905 | 0 | 2297.8737 | 0 | 0 | 1671.1809 | 835.5905 | 0 | 0 | 0 | 1044.4881 | 2924.5668 | 1462.2834 | 1671.1809 | 1044.4881 | 1044.4881 | 1044.4881 | 1880.0787 | 2924.5668 | 3760.1574 | 2506.7713 | 1880.0787 | 835.5905 | 0 | 3343.5889 | 5015.3834 | 4179.4862 | 3761.5373 | 2716.666 | 0 | 1880.7687 | 2716.666 | 3134.6145 | 2089.743 | 2716.666 | 1671.7945 | 0 | 1671.7945 | 2716.666 | 5015.3834 | 5015.3834 | 4597.4346 | 2925.6404 | 4597.4346 | 5015.3834 | 5015.3834 | 5015.3834 | 5015.3834 | 5015.3834 | 5015.3834 | 5015.3834 | 5015.3834 | 3970.5119 | 4388.4606 | 4597.4346 | 3965.8097 | 5009.4439 | 5009.4439 | 5009.4439 | 5009.4439 | 5009.4439 | 5009.4439 | 5009.4439 | 4800.717 | 1878.5414 | 2087.2683 | 5009.4439 | 5009.4439 | 5009.4439 | 5009.4439 | 5009.4439 | 3548.3561 | 3339.6292 | 4800.717 | 4383.2634 | 5009.4439 | 5009.4439 | 4800.717 | 834.9073 | 3757.0829 | 5009.4439 | 5009.4439 | 5009.4439 | 5009.4439 | 5009.4439 | 4800.717 | 3333.7735 | 5000.66 | 5000.66 | 4583.9383 | 3750.4952 | 5000.66 | 5000.66 | 5000.66 | 5000.66 | 5000.66 | 5000.66 | 5000.66 | 4792.2989 | 2083.6082 | 3750.4952 | 5000.66 | 4167.2165 | 4583.9383 | 3750.4952 | 4375.5776 | 5000.66 | 5000.66 | 5000.66 | 5000.66 | 5000.66 | 5000.66 | 5000.66 | 5000.66 | 5000.66 | 5000.66 | 4957.9958 | 4957.9958 | 4957.9958 | 4957.9958 | 4957.9958 | 4957.9958 | 4544.8295 | 3925.0803 | 4957.9958 | 4957.9958 | 4957.9958 | 4957.9958 | 4957.9958 | 4957.9958 | 4957.9958 | 4957.9958 | 4131.6632 | 3925.0803 | 4957.9958 | 4957.9958 | 4131.6632 | 4131.6632 | 4131.6632 | 4957.9958 | 4957.9958 | 4957.9958 | 3718.4968 | 4131.6632 | 4957.9958 | 4957.9958 | 4957.9958 | 1794.8442 | 0 | 2592.553 | 3988.5431 | 3988.5431 | 3988.5431 | 4187.9701 | 4786.2517 | 4786.2517 | 4786.2517 | 4786.2517 | 4786.2517 | 4786.2517 | 4786.2517 | 4786.2517 | 4786.2517 | 3988.5431 | 2791.98 | 3988.5431 | 3190.8344 | 3988.5431 | 2791.98 | 4786.2517 | 1196.5629 | 3589.6885 | 4786.2517 | 4786.2517 | 4786.2517 | 4786.2517 | 4786.2517 | 3964.949 | 5008.3562 | 5008.3562 | 5008.3562 | 5008.3562 | 5008.3562 | 5008.3562 | 5008.3562 | 5008.3562 | 5008.3562 | 5008.3562 | 5008.3562 | 2086.8149 | 1252.0889 | 834.726 | 4799.675 | 5008.3562 | 5008.3562 | 5008.3562 | 5008.3562 | 5008.3562 | 2712.8596 | 4173.6303 | 2712.8596 | 0 | 0 | 0 | 0 | 0 | 834.726 | 4173.6303 | 1194679.4034
| Kettle |  |  |  | K | 1570.6 | 1492.07 | 1884.72 | 1884.72 | 1884.72 | 1884.72 | 1884.72 | 1492.07 | 1884.72 | 1884.72 | 1884.72 | 1884.72 | 1570.6 | 1884.72 | 1884.72 | 1884.72 | 1884.72 | 1727.66 | 1099.42 | 1884.72 | 1884.72 | 1570.6 | 1335.01 | 0 | 0 | 628.2401 | 1884.72 | 1884.72 | 1649.13 | 1570.6 | 1806.19 | 0 | 0 | 0 | 0 | 0 | 0 | 1888.031 | 1888.031 | 1888.031 | 1888.031 | 1888.031 | 1888.031 | 1888.031 | 1730.695 | 0 | 0 | 393.3398 | 629.3438 | 1888.031 | 1888.031 | 1888.031 | 1888.031 | 1888.031 | 1888.031 | 1888.031 | 1888.031 | 1888.031 | 944.0156 | 316.1822 | 316.1822 | 869.5011 | 1897.093 | 1897.093 | 395.2278 | 0 | 553.3188 | 1897.093 | 711.41 | 0 | 395.2278 | 474.2733 | 1106.638 | 948.5466 | 79.0456 | 1027.592 | 1739.002 | 1739.002 | 0 | 790.4556 | 1659.957 | 79.0456 | 1897.093 | 1897.093 | 1897.093 | 1897.093 | 1897.093 | 79.0456 | 553.3188 | 1897.093 | 1591.803 | 1910.163 | 1910.163 | 557.131 | 557.131 | 477.5409 | 1034.672 | 0 | 557.131 | 159.1803 | 1353.032 | 1910.163 | 875.4916 | 1591.803 | 1910.163 | 1910.163 | 1910.163 | 1910.163 | 1910.163 | 716.3113 | 477.5409 | 1591.803 | 1910.163 | 1193.852 | 1193.852 | 875.4916 | 0 | 0 | 0 | 0 | 0 | 0 | 0 | 0 | 384.6614 | 76.9323 | 461.5937 | 923.1874 | 1000.12 | 0 | 384.6614 | 461.5937 | 615.4583 | 769.3229 | 769.3229 | 0 | 307.7292 | 0 | 0 | 0 | 615.4583 | 1230.917 | 1077.052 | 76.9323 | 0 | 0 | 153.8646 | 1000.12 | 1846.375 | 1307.849 | 1846.375 | 1134.797 | 1945.366 | 1945.366 | 1864.309 | 1377.967 | 1945.366 | 486.3415 | 0 | 1377.967 | 0 | 0 | 729.5122 | 1134.797 | 0 | 0 | 0 | 486.3415 | 1621.138 | 648.4553 | 810.5691 | 405.2845 | 405.2845 | 405.2845 | 891.626 | 1540.081 | 1945.366 | 1377.967 | 729.5122 | 324.2276 | 0 | 1388.706 | 1960.526 | 1960.526 | 1960.526 | 1061.952 | 0 | 735.1973 | 1143.64 | 1225.329 | 816.8858 | 1061.952 | 735.1973 | 0 | 735.1973 | 1061.952 | 1960.526 | 1960.526 | 1878.837 | 1307.017 | 1960.526 | 1960.526 | 1960.526 | 1960.526 | 1960.526 | 1960.526 | 1960.526 | 1960.526 | 1960.526 | 1878.837 | 1633.772 | 1960.526 | 1960.876 | 1960.876 | 1960.876 | 1960.876 | 1960.876 | 1960.876 | 1960.876 | 1960.876 | 1879.173 | 898.7347 | 817.0316 | 1960.876 | 1960.876 | 1960.876 | 1960.876 | 1960.876 | 1388.954 | 1388.954 | 1960.876 | 1960.876 | 1960.876 | 1960.876 | 1960.876 | 571.9221 | 1470.657 | 1960.876 | 1960.876 | 1960.876 | 1960.876 | 1960.876 | 1879.173 | 1157.751 | 1736.627 | 1736.627 | 1591.908 | 1302.47 | 1736.627 | 1736.627 | 1736.627 | 1736.627 | 1736.627 | 1736.627 | 1736.627 | 1736.627 | 1664.268 | 1302.47 | 1736.627 | 1736.627 | 1736.627 | 1664.268 | 1519.549 | 1736.627 | 1736.627 | 1736.627 | 1736.627 | 1736.627 | 1736.627 | 1736.627 | 1736.627 | 1736.627 | 1736.627 | 1582.352 | 1582.352 | 1582.352 | 1582.352 | 1582.352 | 1582.352 | 1450.49 | 1252.695 | 1582.352 | 1582.352 | 1582.352 | 1582.352 | 1582.352 | 1582.352 | 1582.352 | 1582.352 | 1318.627 | 1252.695 | 1582.352 | 1582.352 | 1318.627 | 1318.627 | 1582.352 | 1582.352 | 1582.352 | 1582.352 | 1582.352 | 1582.352 | 1582.352 | 1582.352 | 1582.352 | 787.8415 | 0 | 1496.899 | 1890.82 | 1890.82 | 1890.82 | 1890.82 | 1890.82 | 1890.82 | 1890.82 | 1890.82 | 1890.82 | 1890.82 | 1890.82 | 1890.82 | 1890.82 | 1890.82 | 1890.82 | 1575.683 | 1260.546 | 1890.82 | 787.8415 | 1890.82 | 78.7841 | 945.4098 | 1890.82 | 1890.82 | 1890.82 | 1890.82 | 1890.82 | 1883.169 | 1883.169 | 1883.169 | 1883.169 | 1883.169 | 1883.169 | 1883.169 | 1883.169 | 1883.169 | 1883.169 | 1883.169 | 1883.169 | 627.7231 | 0 | 0 | 1726.238 | 1569.308 | 1883.169 | 1883.169 | 1883.169 | 1726.238 | 706.1885 | 1490.842 | 1020.05 | 0 | 0 | 0 | 0 | 0 | 0 | 1490.842 | 473421.5997
| Northeast |  |  |  | N | 0 | 0 | 0 | 0 | 0 | 0 | 0 | 0 | 0 | 0 | 0 | 0 | 0 | 0 | 0 | 0 | 0 | 0 | 0 | 0 | 0 | 0 | 0 | 0 | 0 | 0 | 0 | 0 | 0 | 0 | 0 | 0 | 0 | 0 | 0 | 0 | 0 | 0 | 0 | 0 | 0 | 0 | 0 | 0 | 0 | 0 | 0 | 0 | 0 | 0 | 0 | 0 | 0 | 0 | 0 | 0 | 0 | 0 | 0 | 0 | 0 | 0 | 0 | 0 | 0 | 0 | 0 | 0 | 0 | 0 | 0 | 0 | 0 | 0 | 0 | 0 | 0 | 0 | 0 | 0 | 0 | 0 | 0 | 0 | 0 | 0 | 0 | 0 | 0 | 0 | 0 | 0 | 0 | 0 | 0 | 0 | 0 | 0 | 0 | 0 | 0 | 0 | 0 | 0 | 0 | 0 | 0 | 0 | 0 | 0 | 0 | 0 | 0 | 0 | 0 | 0 | 0 | 0 | 0 | 0 | 0 | 0 | 0 | 0 | 0 | 0 | 0 | 0 | 0 | 0 | 0 | 0 | 0 | 0 | 0 | 0 | 0 | 0 | 0 | 0 | 0 | 0 | 0 | 0 | 0 | 0 | 0 | 0 | 0 | 0 | 0 | 0 | 0 | 0 | 0 | 0 | 0 | 0 | 0 | 0 | 0 | 0 | 0 | 0 | 0 | 0 | 0 | 0 | 0 | 0 | 0 | 0 | 0 | 0 | 0 | 0 | 0 | 0 | 0 | 0 | 0 | 0 | 0 | 0 | 0 | 0 | 0 | 0 | 0 | 0 | 0 | 0 | 0 | 0 | 0 | 0 | 0 | 0 | 0 | 0 | 0 | 0 | 0 | 0 | 0 | 0 | 0 | 0 | 0 | 0 | 0 | 0 | 0 | 0 | 0 | 0 | 0 | 0 | 0 | 0 | 0 | 0 | 0 | 0 | 0 | 0 | 0 | 0 | 0 | 0 | 0 | 0 | 0 | 0 | 0 | 0 | 0 | 0 | 0 | 0 | 0 | 0 | 0 | 0 | 0 | 0 | 0 | 0 | 0 | 0 | 0 | 0 | 0 | 0 | 0 | 0 | 0 | 0 | 0 | 0 | 0 | 0 | 0 | 0 | 0 | 0 | 0 | 0 | 0 | 0 | 0 | 0 | 0 | 0 | 0 | 0 | 0 | 0 | 0 | 0 | 0 | 0 | 0 | 0 | 0 | 0 | 0 | 0 | 0 | 0 | 0 | 0 | 0 | 0 | 0 | 0 | 0 | 0 | 0 | 0 | 0 | 0 | 0 | 0 | 0 | 0 | 0 | 0 | 0 | 0 | 0 | 0 | 0 | 0 | 0 | 0 | 0 | 0 | 0 | 0 | 0 | 0 | 0 | 0 | 0 | 0 | 0 | 0 | 0 | 0 | 0 | 0 | 0 | 0 | 0 | 0 | 0 | 0 | 0 | 0 | 0 | 0 | 0 | 0 | 0 | 0 | 0 | 0 | 0 | 0 | 0 | 0 | 0 | 0 | 0 | 0 | 0 | 0 | 0 | 0 | 0 | 0 | 0 | 0 | 0 | 0
| Total dekatherms - 000's |  |  |  |  | 6171.6388 | 6093.1088 | 6904.035 | 6904.035 | 6904.035 | 6904.035 | 6904.035 | 5465.6948 | 6904.035 | 6904.035 | 6904.035 | 6904.035 | 5753.3626 | 6904.035 | 6904.035 | 6904.035 | 6904.035 | 6328.6988 | 5282.1826 | 6904.035 | 6904.035 | 6589.915 | 5099.4964 | 0 | 0 | 2301.3449 | 6904.035 | 6904.035 | 6459.3072 | 5125.948 | 6407.2288 | 0 | 0 | 0 | 0 | 0 | 0 | 6700.6339 | 6700.6339 | 6700.6339 | 6700.6339 | 6700.6339 | 6700.6339 | 6700.6339 | 6142.2479 | 1002.6256 | 0 | 1395.9654 | 2233.5448 | 6700.6339 | 6700.6339 | 6700.6339 | 6700.6339 | 5898.5334 | 6700.6339 | 6700.6339 | 6700.6339 | 6700.6339 | 3350.3171 | 1684.9773 | 2027.1762 | 3264.8924 | 6003.4782 | 6003.4782 | 2448.4205 | 0 | 2435.4122 | 5147.9813 | 2422.404 | 1710.994 | 1935.1223 | 1500.8697 | 2988.7314 | 2488.4411 | 250.1449 | 2909.6854 | 5503.1885 | 5332.0892 | 0 | 1817.052 | 4910.8453 | 79.0456 | 4976.8822 | 4976.8822 | 6003.4782 | 5147.9813 | 6003.4782 | 79.0456 | 1751.0146 | 5147.9813 | 4172.3445 | 5780.9751 | 4813.272 | 1686.1178 | 879.6987 | 1445.2439 | 2970.0782 | 0 | 1363.5501 | 159.1803 | 3933.5735 | 4168.1368 | 2810.8978 | 4817.4799 | 5135.8399 | 5780.9751 | 5780.9751 | 5780.9751 | 5780.9751 | 2167.8658 | 1122.6762 | 4817.4799 | 5780.9751 | 2484.1227 | 2806.6905 | 2327.0461 | 0 | 0 | 0 | 0 | 0 | 0 | 0 | 0 | 1361.5108 | 858.4118 | 1633.8129 | 3267.6259 | 3149.1885 | 0 | 1361.5108 | 1633.8129 | 2178.4173 | 2723.0216 | 2723.0216 | 781.4795 | 1089.2087 | 0 | 0 | 0 | 2178.4173 | 4161.4651 | 3812.2302 | 272.3022 | 0 | 0 | 544.6043 | 3539.9283 | 4972.2929 | 4238.3971 | 5558.4025 | 3014.8757 | 6123.3185 | 6958.9088 | 6668.9542 | 4929.2265 | 4869.9328 | 1321.932 | 0 | 3675.8407 | 0 | 0 | 2400.6931 | 1970.3875 | 0 | 0 | 0 | 1530.8296 | 4545.7048 | 2110.7387 | 2481.75 | 1449.7726 | 1449.7726 | 1449.7726 | 2771.7047 | 4464.6478 | 5705.5234 | 3884.7383 | 2609.5909 | 1159.8181 | 0 | 4732.2949 | 6975.9094 | 6140.0122 | 5722.0633 | 3778.618 | 0 | 2615.966 | 3860.306 | 4359.9435 | 2906.6288 | 3778.618 | 2406.9918 | 0 | 2406.9918 | 3778.618 | 6975.9094 | 6975.9094 | 6476.2716 | 4232.6574 | 6557.9606 | 6975.9094 | 6975.9094 | 6975.9094 | 6975.9094 | 6975.9094 | 6975.9094 | 6975.9094 | 6975.9094 | 5849.3489 | 6022.2326 | 6557.9606 | 5926.6857 | 6970.3199 | 6970.3199 | 6970.3199 | 6970.3199 | 6970.3199 | 6970.3199 | 6970.3199 | 6679.89 | 2777.2761 | 2904.2999 | 6970.3199 | 6970.3199 | 6970.3199 | 6970.3199 | 6970.3199 | 4937.3101 | 4728.5832 | 6761.593 | 6344.1394 | 6970.3199 | 6970.3199 | 6761.593 | 1406.8294 | 5227.7399 | 6970.3199 | 6970.3199 | 6970.3199 | 6970.3199 | 6970.3199 | 6679.89 | 4491.5245 | 6737.287 | 6737.287 | 6175.8463 | 5052.9652 | 6737.287 | 6737.287 | 6737.287 | 6737.287 | 6737.287 | 6737.287 | 6737.287 | 6528.9259 | 3747.8762 | 5052.9652 | 6737.287 | 5903.8435 | 6320.5653 | 5414.7632 | 5895.1266 | 6737.287 | 6737.287 | 6737.287 | 6737.287 | 6737.287 | 6737.287 | 6737.287 | 6737.287 | 6737.287 | 6737.287 | 6540.3478 | 6540.3478 | 6540.3478 | 6540.3478 | 6540.3478 | 6540.3478 | 5995.3195 | 5177.7753 | 6540.3478 | 6540.3478 | 6540.3478 | 6540.3478 | 6540.3478 | 6540.3478 | 6540.3478 | 6540.3478 | 5450.2902 | 5177.7753 | 6540.3478 | 6540.3478 | 5450.2902 | 5450.2902 | 5714.0152 | 6540.3478 | 6540.3478 | 6540.3478 | 5300.8488 | 5714.0152 | 6540.3478 | 6540.3478 | 6540.3478 | 2582.6857 | 0 | 4089.452 | 5879.3631 | 5879.3631 | 5879.3631 | 6078.7901 | 6677.0717 | 6677.0717 | 6677.0717 | 6677.0717 | 6677.0717 | 6677.0717 | 6677.0717 | 6677.0717 | 6677.0717 | 5879.3631 | 4682.8 | 5564.2261 | 4451.3804 | 5879.3631 | 3579.8215 | 6677.0717 | 1275.3471 | 4535.0983 | 6677.0717 | 6677.0717 | 6677.0717 | 6677.0717 | 6677.0717 | 5848.118 | 6891.5252 | 6891.5252 | 6891.5252 | 6891.5252 | 6891.5252 | 6891.5252 | 6891.5252 | 6891.5252 | 6891.5252 | 6891.5252 | 6891.5252 | 2714.538 | 1252.0889 | 834.726 | 6525.913 | 6577.6642 | 6891.5252 | 6891.5252 | 6891.5252 | 6734.5942 | 3419.0481 | 5664.4723 | 3732.9096 | 0 | 0 | 0 | 0 | 0 | 834.726 | 5664.4723 | 1668101.0031
| Total transport $ |  |  |  | 0.02091 | 1290.4897 | 1274.0691 | 1443.6337 | 1443.6337 | 1443.6337 | 1443.6337 | 1443.6337 | 1142.8768 | 1443.6337 | 1443.6337 | 1443.6337 | 1443.6337 | 1203.0281 | 1443.6337 | 1443.6337 | 1443.6337 | 1443.6337 | 1323.3309 | 1104.5044 | 1443.6337 | 1443.6337 | 1377.9512 | 1066.3047 | 0 | 0 | 481.2112 | 1443.6337 | 1443.6337 | 1350.6411 | 1071.8357 | 1339.7515 | 0 | 0 | 0 | 0 | 0 | 0 | 1401.1025 | 1401.1025 | 1401.1025 | 1401.1025 | 1401.1025 | 1401.1025 | 1401.1025 | 1284.344 | 209.649 | 0 | 291.8964 | 467.0342 | 1401.1025 | 1401.1025 | 1401.1025 | 1401.1025 | 1233.3833 | 1401.1025 | 1401.1025 | 1401.1025 | 1401.1025 | 700.5513 | 352.3288 | 423.8825 | 682.689 | 1255.3273 | 1255.3273 | 511.9647 | 0 | 509.2447 | 1076.4429 | 506.5247 | 357.7688 | 404.6341 | 313.8319 | 624.9437 | 520.333 | 52.3053 | 608.4152 | 1150.7167 | 1114.9399 | 0 | 379.9456 | 1026.8578 | 16.5284 | 1040.6661 | 1040.6661 | 1255.3273 | 1076.4429 | 1255.3273 | 16.5284 | 366.1372 | 1076.4429 | 872.4372 | 1208.8019 | 1006.4552 | 352.5672 | 183.945 | 302.2005 | 621.0434 | 0 | 285.1183 | 33.2846 | 822.5102 | 871.5574 | 587.7587 | 1007.335 | 1073.9041 | 1208.8019 | 1208.8019 | 1208.8019 | 1208.8019 | 453.3007 | 234.7516 | 1007.335 | 1208.8019 | 519.4301 | 586.879 | 486.5853 | 0 | 0 | 0 | 0 | 0 | 0 | 0 | 0 | 284.6919 | 179.4939 | 341.6303 | 683.2606 | 658.4953 | 0 | 284.6919 | 341.6303 | 455.5071 | 569.3838 | 569.3838 | 163.4074 | 227.7535 | 0 | 0 | 0 | 455.5071 | 870.1624 | 797.1373 | 56.9384 | 0 | 0 | 113.8768 | 740.199 | 1039.7064 | 886.2488 | 1162.262 | 630.4105 | 1280.3859 | 1455.1078 | 1394.4783 | 1030.7013 | 1018.3029 | 276.416 | 0 | 768.6183 | 0 | 0 | 501.9849 | 412.008 | 0 | 0 | 0 | 320.0965 | 950.5069 | 441.3555 | 518.9339 | 303.1475 | 303.1475 | 303.1475 | 579.5635 | 933.5579 | 1193.0249 | 812.2988 | 545.6655 | 242.518 | 0 | 989.5229 | 1458.6627 | 1283.8766 | 1196.4834 | 790.109 | 0 | 546.9985 | 807.19 | 911.6642 | 607.7761 | 790.109 | 503.302 | 0 | 503.302 | 790.109 | 1458.6627 | 1458.6627 | 1354.1884 | 885.0487 | 1371.2696 | 1458.6627 | 1458.6627 | 1458.6627 | 1458.6627 | 1458.6627 | 1458.6627 | 1458.6627 | 1458.6627 | 1223.0989 | 1259.2488 | 1371.2696 | 1239.27 | 1457.4939 | 1457.4939 | 1457.4939 | 1457.4939 | 1457.4939 | 1457.4939 | 1457.4939 | 1396.765 | 580.7284 | 607.2891 | 1457.4939 | 1457.4939 | 1457.4939 | 1457.4939 | 1457.4939 | 1032.3915 | 988.7467 | 1413.8491 | 1326.5595 | 1457.4939 | 1457.4939 | 1413.8491 | 294.168 | 1093.1204 | 1457.4939 | 1457.4939 | 1457.4939 | 1457.4939 | 1457.4939 | 1396.765 | 939.1778 | 1408.7667 | 1408.7667 | 1291.3695 | 1056.575 | 1408.7667 | 1408.7667 | 1408.7667 | 1408.7667 | 1408.7667 | 1408.7667 | 1408.7667 | 1365.1984 | 783.6809 | 1056.575 | 1408.7667 | 1234.4937 | 1321.6302 | 1132.227 | 1232.671 | 1408.7667 | 1408.7667 | 1408.7667 | 1408.7667 | 1408.7667 | 1408.7667 | 1408.7667 | 1408.7667 | 1408.7667 | 1408.7667 | 1367.5867 | 1367.5867 | 1367.5867 | 1367.5867 | 1367.5867 | 1367.5867 | 1253.6213 | 1082.6728 | 1367.5867 | 1367.5867 | 1367.5867 | 1367.5867 | 1367.5867 | 1367.5867 | 1367.5867 | 1367.5867 | 1139.6557 | 1082.6728 | 1367.5867 | 1367.5867 | 1139.6557 | 1139.6557 | 1194.8006 | 1367.5867 | 1367.5867 | 1367.5867 | 1108.4075 | 1194.8006 | 1367.5867 | 1367.5867 | 1367.5867 | 540.0396 | 0 | 855.1044 | 1229.3748 | 1229.3748 | 1229.3748 | 1271.075 | 1396.1757 | 1396.1757 | 1396.1757 | 1396.1757 | 1396.1757 | 1396.1757 | 1396.1757 | 1396.1757 | 1396.1757 | 1229.3748 | 979.1735 | 1163.4797 | 930.7836 | 1229.3748 | 748.5407 | 1396.1757 | 266.6751 | 948.2891 | 1396.1757 | 1396.1757 | 1396.1757 | 1396.1757 | 1396.1757 | 1222.8415 | 1441.0179 | 1441.0179 | 1441.0179 | 1441.0179 | 1441.0179 | 1441.0179 | 1441.0179 | 1441.0179 | 1441.0179 | 1441.0179 | 1441.0179 | 567.6099 | 261.8118 | 174.5412 | 1364.5684 | 1375.3896 | 1441.0179 | 1441.0179 | 1441.0179 | 1408.2036 | 714.923 | 1184.4412 | 780.5514 | 0 | 0 | 0 | 0 | 0 | 174.5412 | 1184.4412 | 348799.9197 |  | 348.7999 | 38.5678 | 25.2034 | 20.2725 | 18.5612 | 10.8814 | 16.2154 | 33.2299 | 40.4759 | 39.5889 | 40.4229 | 34.7927 | 30.5881
0
Note on A14: <Plant> served by <Purch Pt> King = KG-ST, purch @ King Stan = KG-ST, purch @ Stan King 26 = KG-MA, purch @ King
Note on B62: Must use NWP to serve KFCT and NECT. Losses incurred by LDC are charged to Thermal. Based off of Stanfield price.
Note on B63: Plants located in WA State are subject to a generation tax (KFCT, NECT, Boulder).
Note on C14: miles from King to plant, where Purch Pt is King or miles from Stan to plant, where Purch Pt is Stan and plant is forward haul from Stan or zero where Purch Pt is Stan and fuel is back-hauled to plants north of Stan or miles from King, when gas is not burned
Note on D14: K1 - use King-Stan capacity, King segment S - use King-Stan capacity, Stan segment K2 - use King-Malin capacity, King segment
Note on E2: placeholder if this capacity changes
Note on E14: K - Kingsgate S - Stanfield
Note on E35: B - Burned NB - Not Burned
Note on E45: B - Burned NB - Not Burned
Note on E71: B - Burned NB - Not Burned
Note on F46: GTN Fuel Rate - 5-yr avg (Oct-18 to Sep-23)
Note on F48: GTN Fuel Loss Rate per mile - 5-yr avg (Oct-18 to Sep-23)
Note on F60: Delivery Charge - 5-yr avg (Oct-18 to Sep-23)
Note on F62: NWP fuel rate Apr'20-Oct'20 rate. The $0.03 is the NWP variable fuel rate.
Note on F82: excludes fuel & tax adders because it's the basis for the tax
Note on F104: per therm rate, retail Sch 147; multiply by 10 to get per dekatherm rate from Resource Accounting, NWP Commodity Transport in 'Pipeline Accrual' workbook.
Note on G1: Change to a formula if capacity changes during the test period.
Note on G14: The formulas in this section choose which section of GTN pipeline has capacity to handle the Gas Burned requirements of each plant. Because AECO gas is cheaper than Malin, gas is purchased at AECO and nominated from AECO/Kingsgate first. Once that pipeline capacity is fully utilized, gas is purchased at Stanfield (Malin forward minus mileage charges) and nominated from Stanfield. Surplus gas not burned is sold at either Stanfield or Malin.
Note on G36: lesser of: Burn qty sourced from AECO AND capacity to King minus NoBurn qty if plants aren't running, capacity to King minus NoBurn qty < 0, so MAX forces to zero.
Note on G37: capacity to King minus Burn qty
Note on G38: Burn purchases @ King = total Burn qty minus (AECO qty + Stan qty)
Note on G39: NoBurn purch/sold @ King = difference in capacities between AECO/King and King/south, minus King burn. Positive - buy more @ King to sell @ Stan/Malin (NoBurn) Negative - sell surplus AECO sales @ King
Note on G40: Burn sourced at Stanfield

## Conf Gas Contracts MTM
Financial Gas Deals | [5 empty] | deal sql --> | select ds.dlt_deal_type as DealTyp, ffswap_key as Key, trade_date, decode(sign(volume), 1, 'PURCHASE', 'SALE') as DN_Direction, to_date(f.CM_CONTRACT_MONTH, 'yyyymm') as CM, f.dy_beg_day, f.dy_end_day, s.short_description, f.BP_BASIS_POINT, volume as DthPerDay, fixed_price * crncy as Price, Basis * crncy as Basis from fixed_float_swap_months f, deals_strategies ds, strategies s where f.FFSWAP_KEY = ds.DEAL_KEY and ds.stg_strategy_key = s.strategy and trade_date <= '24-May-2022' and ds.dlt_deal_type IN ('BSWPS','FSWPS','SSWPS') and f.cm_contract_month between 202301 and 202312 and f.PRT_PORTFOLIO <> 1 order by cm_contract_month, key | [7 empty] | Physical Gas Deals
[6 empty] | price sql --> | select * from (select bp_basis_point as Prod, to_date(cm_contract_month, 'YYYYMM') as CM, avg(flat_price) as GasPrice from m2m_basis where settle_date between '25-Feb-2022' and '24-May-2022' and to_char(settle_date,'d') not in (1,7) and cm_contract_month between 202301 and 202312 and bp_basis_point in ('AECO', 'HENRY HUB', 'MALIN') group by bp_basis_point, cm_contract_month) pivot (avg(gasprice) for prod in ('AECO' AECO, 'MALIN' MALIN, 'HENRY HUB' as HENRY_HUB)) order by 1 | [7 empty] | simulate a liquidation of physical deals; add the phys MTM value to the financial MTM value; add both values to the index costs on 'Conf Fuel Costs' tab to get total 547 fuel $. | [13 empty] | Gas Prices (avg from 5/18/24 - 7/15/24) |  |  |  |  | for Pro-Forma |  | positive = exp for CS2 & Lanc / positive = rev for Transport
[8 empty] | Purch (Sale) ---> | 12120000 |  |  |  | Exp (Rev) ---> | 4039856.803 | [12 empty] | Exp (Rev) ---> | 3702648.75 | Month | AECO | MALIN | HENRY HUB |  |  |  | 2025-01-01 | 2025-02-01 | 2025-03-01 | 2025-04-01 | 2025-05-01 | 2025-06-01 | 2025-07-01 | 2025-08-01 | 2025-09-01 | 2025-10-01 | 2025-11-01 | 2025-12-01
DEALTYP | KEY | TRADE_DATE | DN_DIRECTION | CM | BEG_DAY | END_DAY | STRATEGY | BP_BASIS_POINT | DTH | PRICE | BASIS | M2MPrice | M2MBasis | M2M_Dollars | KEY | TRADE DATE | MONTH | DIRECTION | STRATEGY | COUNTERPARTY | BASIS POINT | PURCH DTH | SALE DTH | EXP $ | REV $ | Price | M2Mprice | Exp(Rev) |  | 1 | 3 | 2 |  | month --> | 2025 | 1 | 2 | 3 | 4 | 5 | 6 | 7 | 8 | 9 | 10 | 11 | 12
BSWPS | 414540 | 2022-05-11 | PURCHASE | 2025-01-01 | 2024-11-01 | 2025-03-31 | LANC TRANSPORT OPT | AECO | 77500 | 0 | -1.22 | 2.2784 | -1.6087 | 30121.4744 | 624039 | 45070 | 45809 | PURCHASE | CS2 CT | National Bank of Canada | AECO | 75000 | 0 | 192750 | 0 | 2.57 | 1.9353 | 47600 | 2025-01-01 | 2.2784 | 6.761 | 3.8871 |  | CS2 | 6057.8975 | 117.8575 | 474.085 | 1473.2613 | 550.2225 | 613.9863 | 539.8875 | 434.6362 | 402.6113 | 380.3125 | 349.2613 | 595.8875 | 125.8888
BSWPS | 414541 | 2022-05-11 | SALE | 2025-01-01 | 2024-11-01 | 2025-03-31 | LANC TRANSPORT OPT | MALIN | -77500 | 0 | 0.13 | 6.761 | 2.8739 | 212653.5256 | 624039 | 45070 | 45778 | PURCHASE | CS2 CT | National Bank of Canada | AECO | 77500 | 0 | 199175 | 0 | 2.57 | 1.9052 | 51525 | 2025-02-01 | 2.2864 | 5.6646 | 3.7224 |  | LANCASTER | 69.3581 | -17.3367 | -16.9793 | 30.4515 | 0 | 0 | 0 | 0 | 0 | 0 | 126.9075 | -18.45 | -35.235
BSWPS | 414752 | 2022-09-14 | SALE | 2025-01-01 | 2024-11-01 | 2025-03-31 | LANC TRANSPORT OPT | MALIN | -77500 | 0 | 0.1975 | 6.761 | 2.8739 | 207422.2756 | 624039 | 45070 | 45870 | PURCHASE | CS2 CT | National Bank of Canada | AECO | 77500 | 0 | 199175 | 0 | 2.57 | 2.0235 | 42350 | 2025-03-01 | 2.1519 | 3.5797 | 3.3191 |  | TRANSPORT | 1615.25 | 1097.2375 | 604.525 | -86.5125 | 0 | 0 | 0 | 0 | 0 | 0 | 0 | 0 | 0
BSWPS | 414753 | 2022-09-14 | PURCHASE | 2025-01-01 | 2024-11-01 | 2025-03-31 | LANC TRANSPORT OPT | AECO | 77500 | 0 | -1.3325 | 2.2784 | -1.6087 | 21402.7244 | 624039 | 45070 | 45901 | PURCHASE | CS2 CT | National Bank of Canada | AECO | 75000 | 0 | 192750 | 0 | 2.57 | 2.0473 | 39200 | 2025-04-01 | 1.9757 | 2.715 | 3.0734 |  | Total | 7742.5056 | 1197.7583 | 1061.6307 | 1417.2003 | 550.2225 | 613.9863 | 539.8875 | 434.6362 | 402.6113 | 380.3125 | 476.1687 | 577.4375 | 90.6538
BSWPS | 414821 | 2022-11-04 | PURCHASE | 2025-01-01 | 2024-11-01 | 2025-03-31 | LANC TRANSPORT OPT | AECO | 77500 | 0 | -1.35 | 2.2784 | -1.6087 | 20046.4744 | 624039 | 45070 | 45748 | PURCHASE | CS2 CT | National Bank of Canada | AECO | 75000 | 0 | 192750 | 0 | 2.57 | 1.9757 | 44575 | 2025-05-01 | 1.9052 | 2.5629 | 3.1008 |  |  | ok
BSWPS | 414823 | 2022-11-04 | SALE | 2025-01-01 | 2024-11-01 | 2025-03-31 | LANC TRANSPORT OPT | MALIN | -77500 | 0 | 0.25 | 6.761 | 2.8739 | 203353.5256 | 624039 | 45070 | 45931 | PURCHASE | CS2 CT | National Bank of Canada | AECO | 77500 | 0 | 199175 | 0 | 2.57 | 2.2074 | 28100 | 2025-06-01 | 1.9353 | 2.819 | 3.2678
BSWPS | 414851 | 2022-11-23 | SALE | 2025-01-01 | 2024-11-01 | 2025-03-31 | LANC TRANSPORT OPT | MALIN | -77500 | 0 | 0.35 | 6.761 | 2.8739 | 195603.5256 | 624039 | 45070 | 45839 | PURCHASE | CS2 CT | National Bank of Canada | AECO | 77500 | 0 | 199175 | 0 | 2.57 | 2 | 44175 | 2025-07-01 | 2 | 3.5606 | 3.4623
BSWPS | 414852 | 2022-11-23 | PURCHASE | 2025-01-01 | 2024-11-01 | 2025-03-31 | LANC TRANSPORT OPT | AECO | 77500 | 0 | -1.45 | 2.2784 | -1.6087 | 12296.4744 | 624541 | 45091 | 45748 | PURCHASE | CS2 CT | National Bank of Canada | AECO | 75000 | 0 | 189000 | 0 | 2.52 | 1.9757 | 40825 | 2025-08-01 | 2.0235 | 3.6377 | 3.4938
BSWPS | 414865 | 2022-11-30 | PURCHASE | 2025-01-01 | 2024-11-01 | 2025-03-31 | LANC TRANSPORT OPT | AECO | 77500 | 0 | -1.365 | 2.2784 | -1.6087 | 18883.9744 | 624541 | 45091 | 45931 | PURCHASE | CS2 CT | National Bank of Canada | AECO | 77500 | 0 | 195300 | 0 | 2.52 | 2.2074 | 24225 | 2025-09-01 | 2.0473 | 3.569 | 3.457
BSWPS | 414866 | 2022-11-30 | SALE | 2025-01-01 | 2024-11-01 | 2025-03-31 | LANC TRANSPORT OPT | MALIN | -77500 | 0 | 0.61 | 6.761 | 2.8739 | 175453.5256 | 624541 | 45091 | 45901 | PURCHASE | CS2 CT | National Bank of Canada | AECO | 75000 | 0 | 189000 | 0 | 2.52 | 2.0473 | 35450 | 2025-10-01 | 2.2074 | 3.1994 | 3.5244
BSWPS | 415048 | 2023-03-14 | PURCHASE | 2025-01-01 | 2024-11-01 | 2025-03-31 | CS2 CT | MALIN | 77500 | 0 | 2 | 6.761 | 2.8739 | -67728.5256 | 624541 | 45091 | 45809 | PURCHASE | CS2 CT | National Bank of Canada | AECO | 75000 | 0 | 189000 | 0 | 2.52 | 1.9353 | 43850 | 2025-11-01 | 2.5483 | 4.8387 | 3.8163
FSWPS | 415049 | 2023-03-14 | PURCHASE | 2025-01-01 | 2024-11-01 | 2025-03-31 | CS2 CT | HENRY HUB | 77500 | 4.42 | 0 | 3.8871 | 0 | 41303.5256 | 624541 | 45091 | 45870 | PURCHASE | CS2 CT | National Bank of Canada | AECO | 77500 | 0 | 195300 | 0 | 2.52 | 2.0235 | 38475 | 2025-12-01 | 2.8526 | 6.9 | 4.2368
BSWPS | 415082 | 2023-03-29 | PURCHASE | 2025-01-01 | 2024-11-01 | 2025-03-31 | CS2 CT | MALIN | 77500 | 0 | 2.06 | 6.761 | 2.8739 | -63078.5256 | 624541 | 45091 | 45778 | PURCHASE | CS2 CT | National Bank of Canada | AECO | 77500 | 0 | 195300 | 0 | 2.52 | 1.9052 | 47650
FSWPS | 415083 | 2023-03-29 | PURCHASE | 2025-01-01 | 2024-11-01 | 2025-03-31 | CS2 CT | HENRY HUB | 77500 | 4.27 | 0 | 3.8871 | 0 | 29678.5256 | 624541 | 45091 | 45839 | PURCHASE | CS2 CT | National Bank of Canada | AECO | 77500 | 0 | 195300 | 0 | 2.52 | 2 | 40300 | Averages |  |  | Delta | Delta % Malin
BSWPS | 415123 | 2023-04-13 | PURCHASE | 2025-01-01 | 2024-11-01 | 2025-03-31 | CS2 CT | MALIN | 77500 | 0 | 2.05 | 6.761 | 2.8739 | -63853.5256 | 625167 | 45117 | 45689 | PURCHASE | CS2 CT | National Bank of Canada | AECO | 70000 | 0 | 207900 | 0 | 2.97 | 2.2864 | 47850 | 2025 | 2.1843 | 4.1506 | 1.9663 | 47.37%
FSWPS | 415124 | 2023-04-13 | PURCHASE | 2025-01-01 | 2024-11-01 | 2025-03-31 | CS2 CT | HENRY HUB | 77500 | 4.17 | 0 | 3.8871 | 0 | 21928.5256 | 625167 | 45117 | 45717 | PURCHASE | CS2 CT | National Bank of Canada | AECO | 77500 | 0 | 230175 | 0 | 2.97 | 2.1519 | 63400
BSWPS | 415152 | 2023-04-25 | PURCHASE | 2025-01-01 | 2024-11-01 | 2025-03-31 | CS2 CT | MALIN | 77500 | 0 | 1.15 | 6.761 | 2.8739 | -133603.5256 | 625167 | 45117 | 45658 | PURCHASE | CS2 CT | National Bank of Canada | AECO | 77500 | 0 | 230175 | 0 | 2.97 | 2.2784 | 53600
FSWPS | 415157 | 2023-04-25 | PURCHASE | 2025-01-01 | 2024-11-01 | 2025-03-31 | CS2 CT | HENRY HUB | 77500 | 4.4 | 0 | 3.8871 | 0 | 39753.5256 | 625818 | 45142 | 45992 | PURCHASE | CS2 CT | National Bank of Canada | AECO | 77500 | 0 | 264275 | 0 | 3.41 | 2.8526 | 43200
BSWPS | 415175 | 2023-05-10 | PURCHASE | 2025-01-01 | 2025-01-01 | 2025-12-31 | CS2 CT | MALIN | 77500 | 0 | 0.355 | 6.761 | 2.8739 | -195216.0256 | 625818 | 45142 | 45962 | PURCHASE | CS2 CT | National Bank of Canada | AECO | 75000 | 0 | 255750 | 0 | 3.41 | 2.5483 | 64625
FSWPS | 415176 | 2023-05-10 | PURCHASE | 2025-01-01 | 2025-01-01 | 2025-12-31 | CS2 CT | HENRY HUB | 77500 | 4.128 | 0 | 3.8871 | 0 | 18673.5256 | 625886 | 45146 | 45778 | PURCHASE | CS2 CT | National Bank of Canada | AECO | 77500 | 0 | 210800 | 0 | 2.72 | 1.9052 | 63150
BSWPS | 415177 | 2023-05-10 | PURCHASE | 2025-01-01 | 2024-11-01 | 2025-03-31 | CS2 CT | AECO | 77500 | 0 | -1.18 | 2.2784 | -1.6087 | 33221.4744 | 625886 | 45146 | 45839 | PURCHASE | CS2 CT | National Bank of Canada | AECO | 77500 | 0 | 210800 | 0 | 2.72 | 2 | 55800
FSWPS | 415178 | 2023-05-10 | PURCHASE | 2025-01-01 | 2024-11-01 | 2025-03-31 | CS2 CT | HENRY HUB | 77500 | 4.245 | 0 | 3.8871 | 0 | 27741.0256 | 625886 | 45146 | 45901 | PURCHASE | CS2 CT | National Bank of Canada | AECO | 75000 | 0 | 204000 | 0 | 2.72 | 2.0473 | 50450
FSWPS | 415215 | 2023-06-05 | PURCHASE | 2025-01-01 | 2024-11-01 | 2025-03-31 | CS2 CT | HENRY HUB | 77500 | 4.16 | 0 | 3.8871 | 0 | 21153.5256 | 625886 | 45146 | 45870 | PURCHASE | CS2 CT | National Bank of Canada | AECO | 77500 | 0 | 210800 | 0 | 2.72 | 2.0235 | 53975
BSWPS | 415216 | 2023-06-05 | PURCHASE | 2025-01-01 | 2024-11-01 | 2025-03-31 | CS2 CT | AECO | 77500 | 0 | -1.265 | 2.2784 | -1.6087 | 26633.9744 | 625886 | 45146 | 45809 | PURCHASE | CS2 CT | National Bank of Canada | AECO | 75000 | 0 | 204000 | 0 | 2.72 | 1.9353 | 58850
BSWPS | 415428 | 2023-08-30 | PURCHASE | 2025-01-01 | 2024-11-01 | 2025-03-31 | CS2 CT | AECO | 77500 | 0 | -1.2 | 2.2784 | -1.6087 | 31671.4744 | 625886 | 45146 | 45748 | PURCHASE | CS2 CT | National Bank of Canada | AECO | 75000 | 0 | 204000 | 0 | 2.72 | 1.9757 | 55825
FSWPS | 415429 | 2023-08-30 | PURCHASE | 2025-01-01 | 2024-11-01 | 2025-03-31 | CS2 CT | HENRY HUB | 77500 | 4.17 | 0 | 3.8871 | 0 | 21928.5256 | 625886 | 45146 | 45931 | PURCHASE | CS2 CT | National Bank of Canada | AECO | 77500 | 0 | 210800 | 0 | 2.72 | 2.2074 | 39725
FSWPS | 415670 | 2024-06-04 | PURCHASE | 2025-01-01 | 2025-01-01 | 2025-01-31 | LANCASTER CT | HENRY HUB | 77500 | 3.788 | 0 | 3.8871 | 0 | -7676.4744 | 625887 | 45146 | 45717 | PURCHASE | CS2 CT | National Bank of Canada | AECO | 77500 | 0 | 234825 | 0 | 3.03 | 2.1519 | 68050
BSWPS | 415671 | 2024-06-04 | PURCHASE | 2025-01-01 | 2025-01-01 | 2025-01-31 | LANCASTER CT | AECO | 77500 | 0 | -1.58 | 2.2784 | -1.6087 | 2221.4744 | 625887 | 45146 | 45658 | PURCHASE | CS2 CT | National Bank of Canada | AECO | 77500 | 0 | 234825 | 0 | 3.03 | 2.2784 | 58250
FSWPS | 415674 | 2024-06-05 | PURCHASE | 2025-01-01 | 2025-01-01 | 2025-03-31 | LANCASTER CT | HENRY HUB | 77500 | 3.64 | 0 | 3.8871 | 0 | -19146.4744 | 625887 | 45146 | 45689 | PURCHASE | CS2 CT | National Bank of Canada | AECO | 70000 | 0 | 212100 | 0 | 3.03 | 2.2864 | 52050
BSWPS | 415675 | 2024-06-05 | PURCHASE | 2025-01-01 | 2025-01-01 | 2025-03-31 | LANCASTER CT | AECO | 155000 | 0 | -1.385 | 2.2784 | -1.6087 | 34667.9487 | 626906 | 45189 | 45778 | PURCHASE | CS2 CT | Morgan Stanley Capital Group Inc. | AECO | 77500 | 0 | 199950 | 0 | 2.58 | 1.9052 | 52300
FSWPS | 415676 | 2024-06-05 | PURCHASE | 2025-01-01 | 2025-01-01 | 2025-03-31 | LANCASTER CT | HENRY HUB | 77500 | 3.64 | 0 | 3.8871 | 0 | -19146.4744 | 626906 | 45189 | 45870 | PURCHASE | CS2 CT | Morgan Stanley Capital Group Inc. | AECO | 77500 | 0 | 199950 | 0 | 2.58 | 2.0235 | 43125
BSWPS | 415679 | 2024-06-05 | PURCHASE | 2025-01-01 | 2025-01-01 | 2025-03-31 | LANCASTER CT | AECO | 62500 | 0 | -1.39 | 2.2784 | -1.6087 | 13666.5116 | 626906 | 45189 | 45839 | PURCHASE | CS2 CT | Morgan Stanley Capital Group Inc. | AECO | 77500 | 0 | 199950 | 0 | 2.58 | 2 | 44950
FSWPS | 415680 | 2024-06-05 | PURCHASE | 2025-01-01 | 2025-01-01 | 2025-03-31 | LANCASTER CT | HENRY HUB | 62500 | 3.627 | 0 | 3.8871 | 0 | -16253.2051 | 626906 | 45189 | 45931 | PURCHASE | CS2 CT | Morgan Stanley Capital Group Inc. | AECO | 77500 | 0 | 199950 | 0 | 2.58 | 2.2074 | 28875
BSWPS | 415707 | 2024-07-02 | PURCHASE | 2025-01-01 | 2025-01-01 | 2025-01-31 | CS2 CT | AECO | 77500 | 0 | -1.49 | 2.2784 | -1.6087 | 9196.4744 | 626906 | 45189 | 45748 | PURCHASE | CS2 CT | Morgan Stanley Capital Group Inc. | AECO | 75000 | 0 | 193500 | 0 | 2.58 | 1.9757 | 45325
FSWPS | 415708 | 2024-07-02 | PURCHASE | 2025-01-01 | 2025-01-01 | 2025-01-31 | CS2 CT | HENRY HUB | 77500 | 3.74 | 0 | 3.8871 | 0 | -11396.4744 | 626906 | 45189 | 45809 | PURCHASE | CS2 CT | Morgan Stanley Capital Group Inc. | AECO | 75000 | 0 | 193500 | 0 | 2.58 | 1.9353 | 48350
BSWPS | 415714 | 2024-07-11 | PURCHASE | 2025-01-01 | 2025-01-01 | 2025-03-31 | LANCASTER CT | AECO | 77500 | 0 | -1.36 | 2.2784 | -1.6087 | 19271.4744 | 626906 | 45189 | 45901 | PURCHASE | CS2 CT | Morgan Stanley Capital Group Inc. | AECO | 75000 | 0 | 193500 | 0 | 2.58 | 2.0473 | 39950
FSWPS | 415715 | 2024-07-11 | PURCHASE | 2025-01-01 | 2025-01-01 | 2025-03-31 | LANCASTER CT | HENRY HUB | 77500 | 3.362 | 0 | 3.8871 | 0 | -40691.4744 | 626999 | 45194 | 45658 | PURCHASE | CS2 CT | National Bank of Canada | AECO | 77500 | 0 | 218550 | 0 | 2.82 | 2.2784 | 41975
BSWPS | 414540 | 2022-05-11 | PURCHASE | 2025-02-01 | 2024-11-01 | 2025-03-31 | LANC TRANSPORT OPT | AECO | 70000 | 0 | -1.22 | 2.2864 | -1.436 | 15118.7179 | 626999 | 45194 | 45689 | PURCHASE | CS2 CT | National Bank of Canada | AECO | 70000 | 0 | 197400 | 0 | 2.82 | 2.2864 | 37350
BSWPS | 414541 | 2022-05-11 | SALE | 2025-02-01 | 2024-11-01 | 2025-03-31 | LANC TRANSPORT OPT | MALIN | -70000 | 0 | 0.13 | 5.6646 | 1.9422 | 126856.2821 | 626999 | 45194 | 45717 | PURCHASE | CS2 CT | National Bank of Canada | AECO | 77500 | 0 | 218550 | 0 | 2.82 | 2.1519 | 51775
BSWPS | 414752 | 2022-09-14 | SALE | 2025-02-01 | 2024-11-01 | 2025-03-31 | LANC TRANSPORT OPT | MALIN | -70000 | 0 | 0.1975 | 5.6646 | 1.9422 | 122131.2821 | 627314 | 45210 | 45962 | PURCHASE | CS2 CT | National Bank of Canada | AECO | 75000 | 0 | 246750 | 0 | 3.29 | 2.5483 | 55625
BSWPS | 414753 | 2022-09-14 | PURCHASE | 2025-02-01 | 2024-11-01 | 2025-03-31 | LANC TRANSPORT OPT | AECO | 70000 | 0 | -1.3325 | 2.2864 | -1.436 | 7243.7179 | 627314 | 45210 | 45992 | PURCHASE | CS2 CT | National Bank of Canada | AECO | 77500 | 0 | 254975 | 0 | 3.29 | 2.8526 | 33900
BSWPS | 414821 | 2022-11-04 | PURCHASE | 2025-02-01 | 2024-11-01 | 2025-03-31 | LANC TRANSPORT OPT | AECO | 70000 | 0 | -1.35 | 2.2864 | -1.436 | 6018.7179 | 627398 | 45215 | 45717 | PURCHASE | CS2 CT | National Bank of Canada | AECO | 77500 | 0 | 230950 | 0 | 2.98 | 2.1519 | 64175
BSWPS | 414823 | 2022-11-04 | SALE | 2025-02-01 | 2024-11-01 | 2025-03-31 | LANC TRANSPORT OPT | MALIN | -70000 | 0 | 0.25 | 5.6646 | 1.9422 | 118456.2821 | 627398 | 45215 | 45658 | PURCHASE | CS2 CT | National Bank of Canada | AECO | 77500 | 0 | 230950 | 0 | 2.98 | 2.2784 | 54375
BSWPS | 414851 | 2022-11-23 | SALE | 2025-02-01 | 2024-11-01 | 2025-03-31 | LANC TRANSPORT OPT | MALIN | -70000 | 0 | 0.35 | 5.6646 | 1.9422 | 111456.2821 | 627398 | 45215 | 45689 | PURCHASE | CS2 CT | National Bank of Canada | AECO | 70000 | 0 | 208600 | 0 | 2.98 | 2.2864 | 48550
BSWPS | 414852 | 2022-11-23 | PURCHASE | 2025-02-01 | 2024-11-01 | 2025-03-31 | LANC TRANSPORT OPT | AECO | 70000 | 0 | -1.45 | 2.2864 | -1.436 | -981.2821 | 627752 | 45233 | 45748 | PURCHASE | CS2 CT | National Bank of Canada | AECO | 75000 | 0 | 207750 | 0 | 2.77 | 1.9757 | 59575
BSWPS | 414865 | 2022-11-30 | PURCHASE | 2025-02-01 | 2024-11-01 | 2025-03-31 | LANC TRANSPORT OPT | AECO | 70000 | 0 | -1.365 | 2.2864 | -1.436 | 4968.7179 | 627752 | 45233 | 45778 | PURCHASE | CS2 CT | National Bank of Canada | AECO | 77500 | 0 | 214675 | 0 | 2.77 | 1.9052 | 67025
BSWPS | 414866 | 2022-11-30 | SALE | 2025-02-01 | 2024-11-01 | 2025-03-31 | LANC TRANSPORT OPT | MALIN | -70000 | 0 | 0.61 | 5.6646 | 1.9422 | 93256.2821 | 627752 | 45233 | 45870 | PURCHASE | CS2 CT | National Bank of Canada | AECO | 77500 | 0 | 214675 | 0 | 2.77 | 2.0235 | 57850
BSWPS | 415048 | 2023-03-14 | PURCHASE | 2025-02-01 | 2024-11-01 | 2025-03-31 | CS2 CT | MALIN | 70000 | 0 | 2 | 5.6646 | 1.9422 | 4043.7179 | 627752 | 45233 | 45901 | PURCHASE | CS2 CT | National Bank of Canada | AECO | 75000 | 0 | 207750 | 0 | 2.77 | 2.0473 | 54200
FSWPS | 415049 | 2023-03-14 | PURCHASE | 2025-02-01 | 2024-11-01 | 2025-03-31 | CS2 CT | HENRY HUB | 70000 | 4.42 | 0 | 3.7224 | 0 | 48831.2821 | 627752 | 45233 | 45931 | PURCHASE | CS2 CT | National Bank of Canada | AECO | 77500 | 0 | 214675 | 0 | 2.77 | 2.2074 | 43600
BSWPS | 415082 | 2023-03-29 | PURCHASE | 2025-02-01 | 2024-11-01 | 2025-03-31 | CS2 CT | MALIN | 70000 | 0 | 2.06 | 5.6646 | 1.9422 | 8243.7179 | 627752 | 45233 | 45839 | PURCHASE | CS2 CT | National Bank of Canada | AECO | 77500 | 0 | 214675 | 0 | 2.77 | 2 | 59675
FSWPS | 415083 | 2023-03-29 | PURCHASE | 2025-02-01 | 2024-11-01 | 2025-03-31 | CS2 CT | HENRY HUB | 70000 | 4.27 | 0 | 3.7224 | 0 | 38331.2821 | 627752 | 45233 | 45809 | PURCHASE | CS2 CT | National Bank of Canada | AECO | 75000 | 0 | 207750 | 0 | 2.77 | 1.9353 | 62600
BSWPS | 415123 | 2023-04-13 | PURCHASE | 2025-02-01 | 2024-11-01 | 2025-03-31 | CS2 CT | MALIN | 70000 | 0 | 2.05 | 5.6646 | 1.9422 | 7543.7179 | 627998 | 45243 | 45992 | PURCHASE | CS2 CT | Morgan Stanley Capital Group Inc. | AECO | 77500 | 0 | 271250 | 0 | 3.5 | 2.8526 | 50175
FSWPS | 415124 | 2023-04-13 | PURCHASE | 2025-02-01 | 2024-11-01 | 2025-03-31 | CS2 CT | HENRY HUB | 70000 | 4.17 | 0 | 3.7224 | 0 | 31331.2821 | 627998 | 45243 | 45962 | PURCHASE | CS2 CT | Morgan Stanley Capital Group Inc. | AECO | 75000 | 0 | 262500 | 0 | 3.5 | 2.5483 | 71375
BSWPS | 415152 | 2023-04-25 | PURCHASE | 2025-02-01 | 2024-11-01 | 2025-03-31 | CS2 CT | MALIN | 70000 | 0 | 1.15 | 5.6646 | 1.9422 | -55456.2821 | 628461 | 45260 | 45717 | PURCHASE | CS2 CT | National Bank of Canada | AECO | 155000 | 0 | 424312.5 | 0 | 2.7375 | 2.1519 | 90762.5
FSWPS | 415157 | 2023-04-25 | PURCHASE | 2025-02-01 | 2024-11-01 | 2025-03-31 | CS2 CT | HENRY HUB | 70000 | 4.4 | 0 | 3.7224 | 0 | 47431.2821 | 628461 | 45260 | 45658 | PURCHASE | CS2 CT | National Bank of Canada | AECO | 155000 | 0 | 424312.5 | 0 | 2.7375 | 2.2784 | 71162.5
BSWPS | 415175 | 2023-05-10 | PURCHASE | 2025-02-01 | 2025-01-01 | 2025-12-31 | CS2 CT | MALIN | 70000 | 0 | 0.355 | 5.6646 | 1.9422 | -111106.2821 | 628461 | 45260 | 45689 | PURCHASE | CS2 CT | National Bank of Canada | AECO | 140000 | 0 | 383250 | 0 | 2.7375 | 2.2864 | 63150
FSWPS | 415176 | 2023-05-10 | PURCHASE | 2025-02-01 | 2025-01-01 | 2025-12-31 | CS2 CT | HENRY HUB | 70000 | 4.128 | 0 | 3.7224 | 0 | 28391.2821 | 628660 | 45271 | 45962 | PURCHASE | CS2 CT | Morgan Stanley Capital Group Inc. | AECO | 75000 | 0 | 211875 | 0 | 2.825 | 2.5483 | 20750
BSWPS | 415177 | 2023-05-10 | PURCHASE | 2025-02-01 | 2024-11-01 | 2025-03-31 | CS2 CT | AECO | 70000 | 0 | -1.18 | 2.2864 | -1.436 | 17918.7179 | 628660 | 45271 | 45992 | PURCHASE | CS2 CT | Morgan Stanley Capital Group Inc. | AECO | 77500 | 0 | 218937.5 | 0 | 2.825 | 2.8526 | -2137.5
FSWPS | 415178 | 2023-05-10 | PURCHASE | 2025-02-01 | 2024-11-01 | 2025-03-31 | CS2 CT | HENRY HUB | 70000 | 4.245 | 0 | 3.7224 | 0 | 36581.2821 | 629258 | 45299 | 45658 | PURCHASE | CS2 CT | National Bank of Canada | AECO | 77500 | 0 | 194912.5 | 0 | 2.515 | 2.2784 | 18337.5
FSWPS | 415215 | 2023-06-05 | PURCHASE | 2025-02-01 | 2024-11-01 | 2025-03-31 | CS2 CT | HENRY HUB | 70000 | 4.16 | 0 | 3.7224 | 0 | 30631.2821 | 629258 | 45299 | 45717 | PURCHASE | CS2 CT | National Bank of Canada | AECO | 77500 | 0 | 194912.5 | 0 | 2.515 | 2.1519 | 28137.5
BSWPS | 415216 | 2023-06-05 | PURCHASE | 2025-02-01 | 2024-11-01 | 2025-03-31 | CS2 CT | AECO | 70000 | 0 | -1.265 | 2.2864 | -1.436 | 11968.7179 | 629258 | 45299 | 45689 | PURCHASE | CS2 CT | National Bank of Canada | AECO | 70000 | 0 | 176050 | 0 | 2.515 | 2.2864 | 16000
BSWPS | 415428 | 2023-08-30 | PURCHASE | 2025-02-01 | 2024-11-01 | 2025-03-31 | CS2 CT | AECO | 70000 | 0 | -1.2 | 2.2864 | -1.436 | 16518.7179 | 629552 | 45309 | 45992 | PURCHASE | CS2 CT | Morgan Stanley Capital Group Inc. | AECO | 77500 | 0 | 246450 | 0 | 3.18 | 2.8526 | 25375
FSWPS | 415429 | 2023-08-30 | PURCHASE | 2025-02-01 | 2024-11-01 | 2025-03-31 | CS2 CT | HENRY HUB | 70000 | 4.17 | 0 | 3.7224 | 0 | 31331.2821 | 629552 | 45309 | 45962 | PURCHASE | CS2 CT | Morgan Stanley Capital Group Inc. | AECO | 75000 | 0 | 238500 | 0 | 3.18 | 2.5483 | 47375
FSWPS | 415660 | 2024-05-29 | PURCHASE | 2025-02-01 | 2025-02-01 | 2025-02-28 | LANCASTER CT | HENRY HUB | 70000 | 3.65 | 0 | 3.7224 | 0 | -5068.7179 | 629556 | 45310 | 45778 | PURCHASE | CS2 CT | National Bank of Canada | AECO | 77500 | 0 | 177668.75 | 0 | 2.2925 | 1.9052 | 30018.75
BSWPS | 415661 | 2024-05-29 | PURCHASE | 2025-02-01 | 2025-02-01 | 2025-02-28 | LANCASTER CT | AECO | 70000 | 0 | -1.32 | 2.2864 | -1.436 | 8118.7179 | 629556 | 45310 | 45901 | PURCHASE | CS2 CT | National Bank of Canada | AECO | 75000 | 0 | 171937.5 | 0 | 2.2925 | 2.0473 | 18387.5
FSWPS | 415674 | 2024-06-05 | PURCHASE | 2025-02-01 | 2025-01-01 | 2025-03-31 | LANCASTER CT | HENRY HUB | 70000 | 3.64 | 0 | 3.7224 | 0 | -5768.7179 | 629556 | 45310 | 45748 | PURCHASE | CS2 CT | National Bank of Canada | AECO | 75000 | 0 | 171937.5 | 0 | 2.2925 | 1.9757 | 23762.5
BSWPS | 415675 | 2024-06-05 | PURCHASE | 2025-02-01 | 2025-01-01 | 2025-03-31 | LANCASTER CT | AECO | 140000 | 0 | -1.385 | 2.2864 | -1.436 | 7137.4359 | 629556 | 45310 | 45931 | PURCHASE | CS2 CT | National Bank of Canada | AECO | 77500 | 0 | 177668.75 | 0 | 2.2925 | 2.2074 | 6593.75
FSWPS | 415676 | 2024-06-05 | PURCHASE | 2025-02-01 | 2025-01-01 | 2025-03-31 | LANCASTER CT | HENRY HUB | 70000 | 3.64 | 0 | 3.7224 | 0 | -5768.7179 | 629556 | 45310 | 45839 | PURCHASE | CS2 CT | National Bank of Canada | AECO | 77500 | 0 | 177668.75 | 0 | 2.2925 | 2 | 22668.75
BSWPS | 415679 | 2024-06-05 | PURCHASE | 2025-02-01 | 2025-01-01 | 2025-03-31 | LANCASTER CT | AECO | 62500 | 0 | -1.39 | 2.2864 | -1.436 | 2873.8553 | 629556 | 45310 | 45809 | PURCHASE | CS2 CT | National Bank of Canada | AECO | 75000 | 0 | 171937.5 | 0 | 2.2925 | 1.9353 | 26787.5
FSWPS | 415680 | 2024-06-05 | PURCHASE | 2025-02-01 | 2025-01-01 | 2025-03-31 | LANCASTER CT | HENRY HUB | 62500 | 3.627 | 0 | 3.7224 | 0 | -5963.141 | 629556 | 45310 | 45870 | PURCHASE | CS2 CT | National Bank of Canada | AECO | 77500 | 0 | 177668.75 | 0 | 2.2925 | 2.0235 | 20843.75
BSWPS | 415714 | 2024-07-11 | PURCHASE | 2025-02-01 | 2025-01-01 | 2025-03-31 | LANCASTER CT | AECO | 70000 | 0 | -1.36 | 2.2864 | -1.436 | 5318.7179 | 629975 | 45328 | 45658 | PURCHASE | CS2 CT | National Bank of Canada | AECO | 77500 | 0 | 185225 | 0 | 2.39 | 2.2784 | 8650
FSWPS | 415715 | 2024-07-11 | PURCHASE | 2025-02-01 | 2025-01-01 | 2025-03-31 | LANCASTER CT | HENRY HUB | 70000 | 3.362 | 0 | 3.7224 | 0 | -25228.7179 | 629975 | 45328 | 45717 | PURCHASE | CS2 CT | National Bank of Canada | AECO | 77500 | 0 | 185225 | 0 | 2.39 | 2.1519 | 18450
BSWPS | 414540 | 2022-05-11 | PURCHASE | 2025-03-01 | 2024-11-01 | 2025-03-31 | LANC TRANSPORT OPT | AECO | 77500 | 0 | -1.22 | 2.1519 | -1.1672 | -4092.5641 | 629975 | 45328 | 45689 | PURCHASE | CS2 CT | National Bank of Canada | AECO | 70000 | 0 | 167300 | 0 | 2.39 | 2.2864 | 7250
BSWPS | 414541 | 2022-05-11 | SALE | 2025-03-01 | 2024-11-01 | 2025-03-31 | LANC TRANSPORT OPT | MALIN | -77500 | 0 | 0.13 | 3.5797 | 0.26055 | 10117.5641 | 630117 | 45335 | 45962 | PURCHASE | CS2 CT | National Bank of Canada | AECO | 75000 | 0 | 234750 | 0 | 3.13 | 2.5483 | 43625
BSWPS | 414752 | 2022-09-14 | SALE | 2025-03-01 | 2024-11-01 | 2025-03-31 | LANC TRANSPORT OPT | MALIN | -77500 | 0 | 0.1975 | 3.5797 | 0.26055 | 4886.3141 | 630117 | 45335 | 45992 | PURCHASE | CS2 CT | National Bank of Canada | AECO | 77500 | 0 | 242575 | 0 | 3.13 | 2.8526 | 21500
BSWPS | 414753 | 2022-09-14 | PURCHASE | 2025-03-01 | 2024-11-01 | 2025-03-31 | LANC TRANSPORT OPT | AECO | 77500 | 0 | -1.3325 | 2.1519 | -1.1672 | -12811.3141 | 630317 | 45345 | 45748 | PURCHASE | CS2 CT | National Bank of Canada | AECO | 75000 | 0 | 167250 | 0 | 2.23 | 1.9757 | 19075
BSWPS | 414821 | 2022-11-04 | PURCHASE | 2025-03-01 | 2024-11-01 | 2025-03-31 | LANC TRANSPORT OPT | AECO | 77500 | 0 | -1.35 | 2.1519 | -1.1672 | -14167.5641 | 630317 | 45345 | 45809 | PURCHASE | CS2 CT | National Bank of Canada | AECO | 75000 | 0 | 167250 | 0 | 2.23 | 1.9353 | 22100
BSWPS | 414823 | 2022-11-04 | SALE | 2025-03-01 | 2024-11-01 | 2025-03-31 | LANC TRANSPORT OPT | MALIN | -77500 | 0 | 0.25 | 3.5797 | 0.26055 | 817.5641 | 630317 | 45345 | 45931 | PURCHASE | CS2 CT | National Bank of Canada | AECO | 77500 | 0 | 172825 | 0 | 2.23 | 2.2074 | 1750
BSWPS | 414851 | 2022-11-23 | SALE | 2025-03-01 | 2024-11-01 | 2025-03-31 | LANC TRANSPORT OPT | MALIN | -77500 | 0 | 0.35 | 3.5797 | 0.26055 | -6932.4359 | 630317 | 45345 | 45901 | PURCHASE | CS2 CT | National Bank of Canada | AECO | 75000 | 0 | 167250 | 0 | 2.23 | 2.0473 | 13700
BSWPS | 414852 | 2022-11-23 | PURCHASE | 2025-03-01 | 2024-11-01 | 2025-03-31 | LANC TRANSPORT OPT | AECO | 77500 | 0 | -1.45 | 2.1519 | -1.1672 | -21917.5641 | 630317 | 45345 | 45870 | PURCHASE | CS2 CT | National Bank of Canada | AECO | 77500 | 0 | 172825 | 0 | 2.23 | 2.0235 | 16000
BSWPS | 414865 | 2022-11-30 | PURCHASE | 2025-03-01 | 2024-11-01 | 2025-03-31 | LANC TRANSPORT OPT | AECO | 77500 | 0 | -1.365 | 2.1519 | -1.1672 | -15330.0641 | 630317 | 45345 | 45778 | PURCHASE | CS2 CT | National Bank of Canada | AECO | 77500 | 0 | 172825 | 0 | 2.23 | 1.9052 | 25175
BSWPS | 414866 | 2022-11-30 | SALE | 2025-03-01 | 2024-11-01 | 2025-03-31 | LANC TRANSPORT OPT | MALIN | -77500 | 0 | 0.61 | 3.5797 | 0.26055 | -27082.4359 | 630317 | 45345 | 45839 | PURCHASE | CS2 CT | National Bank of Canada | AECO | 77500 | 0 | 172825 | 0 | 2.23 | 2 | 17825
BSWPS | 415048 | 2023-03-14 | PURCHASE | 2025-03-01 | 2024-11-01 | 2025-03-31 | CS2 CT | MALIN | 77500 | 0 | 2 | 3.5797 | 0.26055 | 134807.4359 | 630515 | 45356 | 45992 | PURCHASE | CS2 CT | National Bank of Canada | AECO | 77500 | 0 | 240250 | 0 | 3.1 | 2.8526 | 19175
FSWPS | 415049 | 2023-03-14 | PURCHASE | 2025-03-01 | 2024-11-01 | 2025-03-31 | CS2 CT | HENRY HUB | 77500 | 4.42 | 0 | 3.3191 | 0 | 85317.5641 | 630515 | 45356 | 45962 | PURCHASE | CS2 CT | National Bank of Canada | AECO | 75000 | 0 | 232500 | 0 | 3.1 | 2.5483 | 41375
BSWPS | 415082 | 2023-03-29 | PURCHASE | 2025-03-01 | 2024-11-01 | 2025-03-31 | CS2 CT | MALIN | 77500 | 0 | 2.06 | 3.5797 | 0.26055 | 139457.4359 | 630558 | 45357 | 45717 | PURCHASE | CS2 CT | Morgan Stanley Capital Group Inc. | AECO | 77500 | 0 | 187550 | 0 | 2.42 | 2.1519 | 20775
FSWPS | 415083 | 2023-03-29 | PURCHASE | 2025-03-01 | 2024-11-01 | 2025-03-31 | CS2 CT | HENRY HUB | 77500 | 4.27 | 0 | 3.3191 | 0 | 73692.5641 | 630558 | 45357 | 45658 | PURCHASE | CS2 CT | Morgan Stanley Capital Group Inc. | AECO | 77500 | 0 | 187550 | 0 | 2.42 | 2.2784 | 10975
BSWPS | 415123 | 2023-04-13 | PURCHASE | 2025-03-01 | 2024-11-01 | 2025-03-31 | CS2 CT | MALIN | 77500 | 0 | 2.05 | 3.5797 | 0.26055 | 138682.4359 | 630558 | 45357 | 45689 | PURCHASE | CS2 CT | Morgan Stanley Capital Group Inc. | AECO | 70000 | 0 | 169400 | 0 | 2.42 | 2.2864 | 9350
FSWPS | 415124 | 2023-04-13 | PURCHASE | 2025-03-01 | 2024-11-01 | 2025-03-31 | CS2 CT | HENRY HUB | 77500 | 4.17 | 0 | 3.3191 | 0 | 65942.5641 | 631229 | 45386 | 45992 | PURCHASE | CS2 CT | National Bank of Canada | AECO | 77500 | 0 | 239668.75 | 0 | 3.0925 | 2.8526 | 18593.75
BSWPS | 415152 | 2023-04-25 | PURCHASE | 2025-03-01 | 2024-11-01 | 2025-03-31 | CS2 CT | MALIN | 77500 | 0 | 1.15 | 3.5797 | 0.26055 | 68932.4359 | 631229 | 45386 | 45962 | PURCHASE | CS2 CT | National Bank of Canada | AECO | 75000 | 0 | 231937.5 | 0 | 3.0925 | 2.5483 | 40812.5
FSWPS | 415157 | 2023-04-25 | PURCHASE | 2025-03-01 | 2024-11-01 | 2025-03-31 | CS2 CT | HENRY HUB | 77500 | 4.4 | 0 | 3.3191 | 0 | 83767.5641 | 631414 | 45394 | 45689 | PURCHASE | LANCASTER CT | National Bank of Canada | AECO | 70000 | 0 | 165900 | 0 | 2.37 | 2.2864 | 5850
BSWPS | 415175 | 2023-05-10 | PURCHASE | 2025-03-01 | 2025-01-01 | 2025-12-31 | CS2 CT | MALIN | 77500 | 0 | 0.355 | 3.5797 | 0.26055 | 7319.9359 | 631414 | 45394 | 45717 | PURCHASE | LANCASTER CT | National Bank of Canada | AECO | 77500 | 0 | 183675 | 0 | 2.37 | 2.1519 | 16900
FSWPS | 415176 | 2023-05-10 | PURCHASE | 2025-03-01 | 2025-01-01 | 2025-12-31 | CS2 CT | HENRY HUB | 77500 | 4.128 | 0 | 3.3191 | 0 | 62687.5641 | 631414 | 45394 | 45658 | PURCHASE | LANCASTER CT | National Bank of Canada | AECO | 77500 | 0 | 183675 | 0 | 2.37 | 2.2784 | 7100
BSWPS | 415177 | 2023-05-10 | PURCHASE | 2025-03-01 | 2024-11-01 | 2025-03-31 | CS2 CT | AECO | 77500 | 0 | -1.18 | 2.1519 | -1.1672 | -992.5641 | 631839 | 45413 | 45658 | PURCHASE | CS2 CT | Morgan Stanley Capital Group Inc. | AECO | 77500 | 0 | 189100 | 0 | 2.44 | 2.2784 | 12525
FSWPS | 415178 | 2023-05-10 | PURCHASE | 2025-03-01 | 2024-11-01 | 2025-03-31 | CS2 CT | HENRY HUB | 77500 | 4.245 | 0 | 3.3191 | 0 | 71755.0641 | 632147 | 45426 | 45962 | PURCHASE | CS2 CT | National Bank of Canada | AECO | 75000 | 0 | 216750 | 0 | 2.89 | 2.5483 | 25625
FSWPS | 415215 | 2023-06-05 | PURCHASE | 2025-03-01 | 2024-11-01 | 2025-03-31 | CS2 CT | HENRY HUB | 77500 | 4.16 | 0 | 3.3191 | 0 | 65167.5641 | 632147 | 45426 | 45992 | PURCHASE | CS2 CT | National Bank of Canada | AECO | 77500 | 0 | 223975 | 0 | 2.89 | 2.8526 | 2900
BSWPS | 415216 | 2023-06-05 | PURCHASE | 2025-03-01 | 2024-11-01 | 2025-03-31 | CS2 CT | AECO | 77500 | 0 | -1.265 | 2.1519 | -1.1672 | -7580.0641 | 632175 | 45427 | 45658 | PURCHASE | LANCASTER CT | National Bank of Canada | AECO | 77500 | 0 | 185225 | 0 | 2.39 | 2.2784 | 8650
BSWPS | 415428 | 2023-08-30 | PURCHASE | 2025-03-01 | 2024-11-01 | 2025-03-31 | CS2 CT | AECO | 77500 | 0 | -1.2 | 2.1519 | -1.1672 | -2542.5641 | 632500 | 45441 | 45901 | PURCHASE | CS2 CT | Morgan Stanley Capital Group Inc. | AECO | 75000 | 0 | 161250 | 0 | 2.15 | 2.0473 | 7700
FSWPS | 415429 | 2023-08-30 | PURCHASE | 2025-03-01 | 2024-11-01 | 2025-03-31 | CS2 CT | HENRY HUB | 77500 | 4.17 | 0 | 3.3191 | 0 | 65942.5641 | 632500 | 45441 | 45870 | PURCHASE | CS2 CT | Morgan Stanley Capital Group Inc. | AECO | 77500 | 0 | 166625 | 0 | 2.15 | 2.0235 | 9800
FSWPS | 415666 | 2024-06-03 | PURCHASE | 2025-03-01 | 2025-03-01 | 2025-03-31 | LANCASTER CT | HENRY HUB | 77500 | 3.297 | 0 | 3.3191 | 0 | -1714.9359 | 632500 | 45441 | 45839 | PURCHASE | CS2 CT | Morgan Stanley Capital Group Inc. | AECO | 77500 | 0 | 166625 | 0 | 2.15 | 2 | 11625
BSWPS | 415667 | 2024-06-03 | PURCHASE | 2025-03-01 | 2025-03-01 | 2025-03-31 | LANCASTER CT | AECO | 77500 | 0 | -1.095 | 2.1519 | -1.1672 | 5594.9359 | 632752 | 45448 | 45931 | PURCHASE | LANCASTER CT | National Bank of Canada | AECO | 62000 | 0 | 161200 | 0 | 2.6 | 2.2074 | 24340
FSWPS | 415674 | 2024-06-05 | PURCHASE | 2025-03-01 | 2025-01-01 | 2025-03-31 | LANCASTER CT | HENRY HUB | 77500 | 3.64 | 0 | 3.3191 | 0 | 24867.5641 | 632752 | 45448 | 45962 | PURCHASE | LANCASTER CT | National Bank of Canada | AECO | 60000 | 0 | 156000 | 0 | 2.6 | 2.5483 | 3100
BSWPS | 415675 | 2024-06-05 | PURCHASE | 2025-03-01 | 2025-01-01 | 2025-03-31 | LANCASTER CT | AECO | 155000 | 0 | -1.385 | 2.1519 | -1.1672 | -33760.1282 | 632752 | 45448 | 45992 | PURCHASE | LANCASTER CT | National Bank of Canada | AECO | 62000 | 0 | 161200 | 0 | 2.6 | 2.8526 | -15660
FSWPS | 415676 | 2024-06-05 | PURCHASE | 2025-03-01 | 2025-01-01 | 2025-03-31 | LANCASTER CT | HENRY HUB | 77500 | 3.64 | 0 | 3.3191 | 0 | 24867.5641 | 632753 | 45448 | 45992 | PURCHASE | LANCASTER CT | National Bank of Canada | AECO | 77500 | 0 | 201500 | 0 | 2.6 | 2.8526 | -19575
BSWPS | 415679 | 2024-06-05 | PURCHASE | 2025-03-01 | 2025-01-01 | 2025-03-31 | LANCASTER CT | AECO | 62500 | 0 | -1.39 | 2.1519 | -1.1672 | -13925.4549 | 632753 | 45448 | 45962 | PURCHASE | LANCASTER CT | National Bank of Canada | AECO | 75000 | 0 | 195000 | 0 | 2.6 | 2.5483 | 3875
FSWPS | 415680 | 2024-06-05 | PURCHASE | 2025-03-01 | 2025-01-01 | 2025-03-31 | LANCASTER CT | HENRY HUB | 62500 | 3.627 | 0 | 3.3191 | 0 | 19241.9872 | 632753 | 45448 | 45931 | PURCHASE | LANCASTER CT | National Bank of Canada | AECO | 77500 | 0 | 201500 | 0 | 2.6 | 2.2074 | 30425
BSWPS | 415681 | 2024-06-06 | PURCHASE | 2025-03-01 | 2025-03-01 | 2025-03-31 | CS2 CT | AECO | 77500 | 0 | -1.16 | 2.1519 | -1.1672 | 557.4359 | 632754 | 45448 | 45931 | PURCHASE | LANCASTER CT | National Bank of Canada | AECO | 155000 | 0 | 382462.5 | 0 | 2.4675 | 2.2074 | 40312.5
FSWPS | 415682 | 2024-06-06 | PURCHASE | 2025-03-01 | 2025-03-01 | 2025-03-31 | CS2 CT | HENRY HUB | 77500 | 3.348 | 0 | 3.3191 | 0 | 2237.5641 | 632754 | 45448 | 45962 | PURCHASE | LANCASTER CT | National Bank of Canada | AECO | 150000 | 0 | 370125 | 0 | 2.4675 | 2.5483 | -12125
FSWPS | 415683 | 2024-06-06 | PURCHASE | 2025-03-01 | 2025-03-01 | 2025-03-31 | CS2 CT | HENRY HUB | 77500 | 3.35 | 0 | 3.3191 | 0 | 2392.5641 | 632790 | 45449 | 45717 | PURCHASE | CS2 CT | National Bank of Canada | AECO | 248000 | 0 | 543120 | 0 | 2.19 | 2.1519 | 9440
BSWPS | 415684 | 2024-06-06 | PURCHASE | 2025-03-01 | 2025-03-01 | 2025-03-31 | CS2 CT | AECO | 77500 | 0 | -1.1575 | 2.1519 | -1.1672 | 751.1859 | 632791 | 45449 | 45748 | PURCHASE | CS2 CT | National Bank of Canada | AECO | 60000 | 0 | 123000 | 0 | 2.05 | 1.9757 | 4460
BSWPS | 415714 | 2024-07-11 | PURCHASE | 2025-03-01 | 2025-01-01 | 2025-03-31 | LANCASTER CT | AECO | 77500 | 0 | -1.36 | 2.1519 | -1.1672 | -14942.5641 | 632792 | 45449 | 45689 | PURCHASE | LANCASTER CT | National Bank of Canada | AECO | 112000 | 0 | 257600 | 0 | 2.3 | 2.2864 | 1520
FSWPS | 415715 | 2024-07-11 | PURCHASE | 2025-03-01 | 2025-01-01 | 2025-03-31 | LANCASTER CT | HENRY HUB | 77500 | 3.362 | 0 | 3.3191 | 0 | 3322.5641 | 632793 | 45449 | 45931 | PURCHASE | LANCASTER CT | National Bank of Canada | AECO | 124000 | 0 | 302250 | 0 | 2.4375 | 2.2074 | 28530
FSWPS | 415098 | 2023-04-06 | PURCHASE | 2025-04-01 | 2025-04-01 | 2025-10-31 | CS2 CT | HENRY HUB | 75000 | 3.85 | 0 | 3.0734 | 0 | 58242.3077 | 632793 | 45449 | 45962 | PURCHASE | LANCASTER CT | National Bank of Canada | AECO | 120000 | 0 | 292500 | 0 | 2.4375 | 2.5483 | -13300
BSWPS | 415099 | 2023-04-06 | PURCHASE | 2025-04-01 | 2025-04-01 | 2025-10-31 | CS2 CT | MALIN | 75000 | 0 | -0.02 | 2.715 | -0.35844 | 25382.6923 | 633495 | 45474 | 45839 | PURCHASE | CS2 CT | Morgan Stanley Capital Group Inc. | AECO | 77500 | 0 | 153837.5 | 0 | 1.985 | 2 | -1162.5
BSWPS | 415175 | 2023-05-10 | PURCHASE | 2025-04-01 | 2025-01-01 | 2025-12-31 | CS2 CT | MALIN | 75000 | 0 | 0.355 | 2.715 | -0.35844 | 53507.6923 | 633495 | 45474 | 45901 | PURCHASE | CS2 CT | Morgan Stanley Capital Group Inc. | AECO | 75000 | 0 | 148875 | 0 | 1.985 | 2.0473 | -4675
FSWPS | 415176 | 2023-05-10 | PURCHASE | 2025-04-01 | 2025-01-01 | 2025-12-31 | CS2 CT | HENRY HUB | 75000 | 4.128 | 0 | 3.0734 | 0 | 79092.3077 | 633495 | 45474 | 45870 | PURCHASE | CS2 CT | Morgan Stanley Capital Group Inc. | AECO | 77500 | 0 | 153837.5 | 0 | 1.985 | 2.0235 | -2987.5
BSWPS | 415539 | 2023-12-07 | PURCHASE | 2025-04-01 | 2025-04-01 | 2025-10-31 | CS2 CT | AECO | 75000 | 0 | -1.04 | 1.9757 | -1.0978 | 4332.6923 | 633715 | 45483 | 45992 | PURCHASE | CS2 CT | National Bank of Canada | AECO | 77500 | 0 | 209250 | 0 | 2.7 | 2.8526 | -11825
FSWPS | 415540 | 2023-12-07 | PURCHASE | 2025-04-01 | 2025-04-01 | 2025-10-31 | CS2 CT | HENRY HUB | 75000 | 3.334 | 0 | 3.0734 | 0 | 19542.3077 | 633715 | 45483 | 45962 | PURCHASE | CS2 CT | National Bank of Canada | AECO | 75000 | 0 | 202500 | 0 | 2.7 | 2.5483 | 11375
FSWPS | 415619 | 2024-05-01 | PURCHASE | 2025-04-01 | 2025-04-01 | 2025-04-30 | CS2 CT | HENRY HUB | 75000 | 2.999 | 0 | 3.0734 | 0 | -5582.6923
BSWPS | 415620 | 2024-05-01 | PURCHASE | 2025-04-01 | 2025-04-01 | 2025-04-30 | CS2 CT | AECO | 75000 | 0 | -0.845 | 1.9757 | -1.0978 | 18957.6923
FSWPS | 415672 | 2024-06-05 | PURCHASE | 2025-04-01 | 2025-04-01 | 2025-04-30 | CS2 CT | HENRY HUB | 75000 | 3.08 | 0 | 3.0734 | 0 | 492.3077
BSWPS | 415673 | 2024-06-05 | PURCHASE | 2025-04-01 | 2025-04-01 | 2025-04-30 | CS2 CT | AECO | 75000 | 0 | -1.06 | 1.9757 | -1.0978 | 2832.6923
FSWPS | 415098 | 2023-04-06 | PURCHASE | 2025-05-01 | 2025-04-01 | 2025-10-31 | CS2 CT | HENRY HUB | 77500 | 3.85 | 0 | 3.1008 | 0 | 58065.3846
BSWPS | 415099 | 2023-04-06 | PURCHASE | 2025-05-01 | 2025-04-01 | 2025-10-31 | CS2 CT | MALIN | 77500 | 0 | -0.02 | 2.5629 | -0.53787 | 40134.6154
BSWPS | 415175 | 2023-05-10 | PURCHASE | 2025-05-01 | 2025-01-01 | 2025-12-31 | CS2 CT | MALIN | 77500 | 0 | 0.355 | 2.5629 | -0.53787 | 69197.1154
FSWPS | 415176 | 2023-05-10 | PURCHASE | 2025-05-01 | 2025-01-01 | 2025-12-31 | CS2 CT | HENRY HUB | 77500 | 4.128 | 0 | 3.1008 | 0 | 79610.3846
BSWPS | 415539 | 2023-12-07 | PURCHASE | 2025-05-01 | 2025-04-01 | 2025-10-31 | CS2 CT | AECO | 77500 | 0 | -1.04 | 1.9052 | -1.1956 | 12059.6154
FSWPS | 415540 | 2023-12-07 | PURCHASE | 2025-05-01 | 2025-04-01 | 2025-10-31 | CS2 CT | HENRY HUB | 77500 | 3.334 | 0 | 3.1008 | 0 | 18075.3846
FSWPS | 415098 | 2023-04-06 | PURCHASE | 2025-06-01 | 2025-04-01 | 2025-10-31 | CS2 CT | HENRY HUB | 75000 | 3.85 | 0 | 3.2678 | 0 | 43665.3846
BSWPS | 415099 | 2023-04-06 | PURCHASE | 2025-06-01 | 2025-04-01 | 2025-10-31 | CS2 CT | MALIN | 75000 | 0 | -0.02 | 2.819 | -0.44879 | 32159.6154
BSWPS | 415175 | 2023-05-10 | PURCHASE | 2025-06-01 | 2025-01-01 | 2025-12-31 | CS2 CT | MALIN | 75000 | 0 | 0.355 | 2.819 | -0.44879 | 60284.6154
FSWPS | 415176 | 2023-05-10 | PURCHASE | 2025-06-01 | 2025-01-01 | 2025-12-31 | CS2 CT | HENRY HUB | 75000 | 4.128 | 0 | 3.2678 | 0 | 64515.3846
BSWPS | 415539 | 2023-12-07 | PURCHASE | 2025-06-01 | 2025-04-01 | 2025-10-31 | CS2 CT | AECO | 75000 | 0 | -1.04 | 1.9353 | -1.3325 | 21934.6154
FSWPS | 415540 | 2023-12-07 | PURCHASE | 2025-06-01 | 2025-04-01 | 2025-10-31 | CS2 CT | HENRY HUB | 75000 | 3.334 | 0 | 3.2678 | 0 | 4965.3846
FSWPS | 415677 | 2024-06-05 | PURCHASE | 2025-06-01 | 2025-06-01 | 2025-06-30 | CS2 CT | HENRY HUB | 75000 | 3.285 | 0 | 3.2678 | 0 | 1290.3846
BSWPS | 415678 | 2024-06-05 | PURCHASE | 2025-06-01 | 2025-06-01 | 2025-06-30 | CS2 CT | AECO | 75000 | 0 | -1.32 | 1.9353 | -1.3325 | 934.6154
FSWPS | 415098 | 2023-04-06 | PURCHASE | 2025-07-01 | 2025-04-01 | 2025-10-31 | CS2 CT | HENRY HUB | 77500 | 3.85 | 0 | 3.4623 | 0 | 30046.1538
BSWPS | 415099 | 2023-04-06 | PURCHASE | 2025-07-01 | 2025-04-01 | 2025-10-31 | CS2 CT | MALIN | 77500 | 0 | -0.02 | 3.5606 | 0.098337 | -9171.1538
BSWPS | 415175 | 2023-05-10 | PURCHASE | 2025-07-01 | 2025-01-01 | 2025-12-31 | CS2 CT | MALIN | 77500 | 0 | 0.355 | 3.5606 | 0.098337 | 19891.3462
FSWPS | 415176 | 2023-05-10 | PURCHASE | 2025-07-01 | 2025-01-01 | 2025-12-31 | CS2 CT | HENRY HUB | 77500 | 4.128 | 0 | 3.4623 | 0 | 51591.1538
BSWPS | 415539 | 2023-12-07 | PURCHASE | 2025-07-01 | 2025-04-01 | 2025-10-31 | CS2 CT | AECO | 77500 | 0 | -1.04 | 2 | -1.4623 | 32728.8462
FSWPS | 415540 | 2023-12-07 | PURCHASE | 2025-07-01 | 2025-04-01 | 2025-10-31 | CS2 CT | HENRY HUB | 77500 | 3.334 | 0 | 3.4623 | 0 | -9943.8462
FSWPS | 415610 | 2024-04-26 | PURCHASE | 2025-07-01 | 2025-07-01 | 2025-09-30 | CS2 CT | AECO | 77500 | 2.305 | 0 | 2 | -1.4623 | 23637.5
FSWPS | 415098 | 2023-04-06 | PURCHASE | 2025-08-01 | 2025-04-01 | 2025-10-31 | CS2 CT | HENRY HUB | 77500 | 3.85 | 0 | 3.4938 | 0 | 27603.9103
BSWPS | 415099 | 2023-04-06 | PURCHASE | 2025-08-01 | 2025-04-01 | 2025-10-31 | CS2 CT | MALIN | 77500 | 0 | -0.02 | 3.6377 | 0.14392 | -12703.9103
BSWPS | 415175 | 2023-05-10 | PURCHASE | 2025-08-01 | 2025-01-01 | 2025-12-31 | CS2 CT | MALIN | 77500 | 0 | 0.355 | 3.6377 | 0.14392 | 16358.5897
FSWPS | 415176 | 2023-05-10 | PURCHASE | 2025-08-01 | 2025-01-01 | 2025-12-31 | CS2 CT | HENRY HUB | 77500 | 4.128 | 0 | 3.4938 | 0 | 49148.9103
BSWPS | 415539 | 2023-12-07 | PURCHASE | 2025-08-01 | 2025-04-01 | 2025-10-31 | CS2 CT | AECO | 77500 | 0 | -1.04 | 2.0235 | -1.4703 | 33346.0897
FSWPS | 415540 | 2023-12-07 | PURCHASE | 2025-08-01 | 2025-04-01 | 2025-10-31 | CS2 CT | HENRY HUB | 77500 | 3.334 | 0 | 3.4938 | 0 | -12386.0897
FSWPS | 415610 | 2024-04-26 | PURCHASE | 2025-08-01 | 2025-07-01 | 2025-09-30 | CS2 CT | AECO | 77500 | 2.305 | 0 | 2.0235 | -1.4703 | 21812.5
FSWPS | 415098 | 2023-04-06 | PURCHASE | 2025-09-01 | 2025-04-01 | 2025-10-31 | CS2 CT | HENRY HUB | 75000 | 3.85 | 0 | 3.457 | 0 | 29476.9231
BSWPS | 415099 | 2023-04-06 | PURCHASE | 2025-09-01 | 2025-04-01 | 2025-10-31 | CS2 CT | MALIN | 75000 | 0 | -0.02 | 3.569 | 0.11203 | -9901.9231
BSWPS | 415175 | 2023-05-10 | PURCHASE | 2025-09-01 | 2025-01-01 | 2025-12-31 | CS2 CT | MALIN | 75000 | 0 | 0.355 | 3.569 | 0.11203 | 18223.0769
FSWPS | 415176 | 2023-05-10 | PURCHASE | 2025-09-01 | 2025-01-01 | 2025-12-31 | CS2 CT | HENRY HUB | 75000 | 4.128 | 0 | 3.457 | 0 | 50326.9231
BSWPS | 415539 | 2023-12-07 | PURCHASE | 2025-09-01 | 2025-04-01 | 2025-10-31 | CS2 CT | AECO | 75000 | 0 | -1.04 | 2.0473 | -1.4096 | 27723.0769
FSWPS | 415540 | 2023-12-07 | PURCHASE | 2025-09-01 | 2025-04-01 | 2025-10-31 | CS2 CT | HENRY HUB | 75000 | 3.334 | 0 | 3.457 | 0 | -9223.0769
FSWPS | 415610 | 2024-04-26 | PURCHASE | 2025-09-01 | 2025-07-01 | 2025-09-30 | CS2 CT | AECO | 75000 | 2.305 | 0 | 2.0473 | -1.4096 | 19325
FSWPS | 415098 | 2023-04-06 | PURCHASE | 2025-10-01 | 2025-04-01 | 2025-10-31 | CS2 CT | HENRY HUB | 77500 | 3.85 | 0 | 3.5244 | 0 | 25233.2051
BSWPS | 415099 | 2023-04-06 | PURCHASE | 2025-10-01 | 2025-04-01 | 2025-10-31 | CS2 CT | MALIN | 77500 | 0 | -0.02 | 3.1994 | -0.32506 | 23641.7949
BSWPS | 415175 | 2023-05-10 | PURCHASE | 2025-10-01 | 2025-01-01 | 2025-12-31 | CS2 CT | MALIN | 77500 | 0 | 0.355 | 3.1994 | -0.32506 | 52704.2949
FSWPS | 415176 | 2023-05-10 | PURCHASE | 2025-10-01 | 2025-01-01 | 2025-12-31 | CS2 CT | HENRY HUB | 77500 | 4.128 | 0 | 3.5244 | 0 | 46778.2051
BSWPS | 415539 | 2023-12-07 | PURCHASE | 2025-10-01 | 2025-04-01 | 2025-10-31 | CS2 CT | AECO | 77500 | 0 | -1.04 | 2.2074 | -1.317 | 21466.7949
FSWPS | 415540 | 2023-12-07 | PURCHASE | 2025-10-01 | 2025-04-01 | 2025-10-31 | CS2 CT | HENRY HUB | 77500 | 3.334 | 0 | 3.5244 | 0 | -14756.7949
BSWPS | 415611 | 2024-04-29 | PURCHASE | 2025-10-01 | 2025-10-01 | 2025-10-31 | CS2 CT | AECO | 77500 | 0 | -1.09 | 2.2074 | -1.317 | 17591.7949
FSWPS | 415612 | 2024-04-29 | PURCHASE | 2025-10-01 | 2025-10-01 | 2025-10-31 | CS2 CT | HENRY HUB | 77500 | 3.56 | 0 | 3.5244 | 0 | 2758.2051
FSWPS | 415668 | 2024-06-04 | PURCHASE | 2025-10-01 | 2025-10-01 | 2025-10-31 | CS2 CT | HENRY HUB | 77500 | 3.475 | 0 | 3.5244 | 0 | -3829.2949
BSWPS | 415669 | 2024-06-04 | PURCHASE | 2025-10-01 | 2025-10-01 | 2025-10-31 | CS2 CT | AECO | 77500 | 0 | -1.255 | 2.2074 | -1.317 | 4804.2949
BSWPS | 415685 | 2024-06-06 | PURCHASE | 2025-10-01 | 2025-10-01 | 2025-10-31 | LANCASTER CT | AECO | 77500 | 0 | -1.27 | 2.2074 | -1.317 | 3641.7949
FSWPS | 415686 | 2024-06-06 | PURCHASE | 2025-10-01 | 2025-10-01 | 2025-10-31 | LANCASTER CT | HENRY HUB | 77500 | 3.52 | 0 | 3.5244 | 0 | -341.7949
BSWPS | 415166 | 2023-05-02 | PURCHASE | 2025-11-01 | 2025-11-01 | 2026-03-31 | CS2 CT | AECO | 75000 | 0 | -1 | 2.5483 | -1.268 | 20098.0769
FSWPS | 415167 | 2023-05-02 | PURCHASE | 2025-11-01 | 2025-11-01 | 2026-03-31 | CS2 CT | HENRY HUB | 75000 | 4.66 | 0 | 3.8163 | 0 | 63276.9231
BSWPS | 415175 | 2023-05-10 | PURCHASE | 2025-11-01 | 2025-01-01 | 2025-12-31 | CS2 CT | MALIN | 75000 | 0 | 0.355 | 4.8387 | 1.0224 | -50051.9231
FSWPS | 415176 | 2023-05-10 | PURCHASE | 2025-11-01 | 2025-01-01 | 2025-12-31 | CS2 CT | HENRY HUB | 75000 | 4.128 | 0 | 3.8163 | 0 | 23376.9231
BSWPS | 415434 | 2023-09-06 | PURCHASE | 2025-11-01 | 2025-11-01 | 2026-03-31 | CS2 CT | AECO | 75000 | 0 | -1.13 | 2.5483 | -1.268 | 10348.0769
FSWPS | 415435 | 2023-09-06 | PURCHASE | 2025-11-01 | 2025-11-01 | 2026-03-31 | CS2 CT | HENRY HUB | 75000 | 4.515 | 0 | 3.8163 | 0 | 52401.9231
FSWPS | 415608 | 2024-04-26 | PURCHASE | 2025-11-01 | 2025-11-01 | 2026-03-31 | CS2 CT | HENRY HUB | 75000 | 4.185 | 0 | 3.8163 | 0 | 27651.9231
BSWPS | 415609 | 2024-04-26 | PURCHASE | 2025-11-01 | 2025-11-01 | 2026-03-31 | CS2 CT | AECO | 75000 | 0 | -1.11 | 2.5483 | -1.268 | 11848.0769
FSWPS | 415687 | 2024-06-11 | PURCHASE | 2025-11-01 | 2025-11-01 | 2026-03-31 | CS2 CT | HENRY HUB | 75000 | 4.15 | 0 | 3.8163 | 0 | 25026.9231
BSWPS | 415688 | 2024-06-11 | PURCHASE | 2025-11-01 | 2025-11-01 | 2026-03-31 | CS2 CT | AECO | 75000 | 0 | -1.41 | 2.5483 | -1.268 | -10651.9231
BSWPS | 415166 | 2023-05-02 | PURCHASE | 2025-12-01 | 2025-11-01 | 2026-03-31 | CS2 CT | AECO | 77500 | 0 | -1 | 2.8526 | -1.3842 | 29776.6026
FSWPS | 415167 | 2023-05-02 | PURCHASE | 2025-12-01 | 2025-11-01 | 2026-03-31 | CS2 CT | HENRY HUB | 77500 | 4.66 | 0 | 4.2368 | 0 | 32798.3974
BSWPS | 415175 | 2023-05-10 | PURCHASE | 2025-12-01 | 2025-01-01 | 2025-12-31 | CS2 CT | MALIN | 77500 | 0 | 0.355 | 6.9 | 2.6632 | -178885.8974
FSWPS | 415176 | 2023-05-10 | PURCHASE | 2025-12-01 | 2025-01-01 | 2025-12-31 | CS2 CT | HENRY HUB | 77500 | 4.128 | 0 | 4.2368 | 0 | -8431.6026
BSWPS | 415434 | 2023-09-06 | PURCHASE | 2025-12-01 | 2025-11-01 | 2026-03-31 | CS2 CT | AECO | 77500 | 0 | -1.13 | 2.8526 | -1.3842 | 19701.6026
FSWPS | 415435 | 2023-09-06 | PURCHASE | 2025-12-01 | 2025-11-01 | 2026-03-31 | CS2 CT | HENRY HUB | 77500 | 4.515 | 0 | 4.2368 | 0 | 21560.8974
FSWPS | 415608 | 2024-04-26 | PURCHASE | 2025-12-01 | 2025-11-01 | 2026-03-31 | CS2 CT | HENRY HUB | 77500 | 4.185 | 0 | 4.2368 | 0 | -4014.1026
BSWPS | 415609 | 2024-04-26 | PURCHASE | 2025-12-01 | 2025-11-01 | 2026-03-31 | CS2 CT | AECO | 77500 | 0 | -1.11 | 2.8526 | -1.3842 | 21251.6026
FSWPS | 415687 | 2024-06-11 | PURCHASE | 2025-12-01 | 2025-11-01 | 2026-03-31 | CS2 CT | HENRY HUB | 77500 | 4.15 | 0 | 4.2368 | 0 | -6726.6026
BSWPS | 415688 | 2024-06-11 | PURCHASE | 2025-12-01 | 2025-11-01 | 2026-03-31 | CS2 CT | AECO | 77500 | 0 | -1.41 | 2.8526 | -1.3842 | -1998.3974

## Steps for Updating Aurora
Steps to Update Aurora
Input different prices:
1) See work paper NaturalGas_Elec_Prices_2020_081020.xlsx for current assumptions, calculations and aurora inputs used in this rate case. First three tabs highlighed in yellow are the inputs for Aurora.
2) Changes to gas prices need to be made to the 'Times Series Monthly' and 'Daily Change' tables in Aurora. For examples of the input see sheets 'Monthly Table to AURORA' and 'Daily Change table to Aurora' sheets in the above referenced workbook.
3) Changes to electric prices need to be made to the 'Electric Prices' table in Aurora. For an example of the input see sheet 'Electric Prices Table to Aurora' sheet in the above referenced workbook.
Input different native load:
1) See work paper 'Native Load Table_2020 weather adj No Clearwater' for current assumptions, calculations and aurora inputs used in this rate case. Sheet 'Test Per Load for 100121-093022' includes the input table (highlighed in yellow) for Aurora.
2) Changes to native load need to be made to the 'Times Series Hourly Table' in Aurora. There are otherly hourly inputs included in this table. Updated native load data would go into the native load column.
Note: Anytime changes are made to Aurora, the following sheets - 'Aurora Portfolio Output', 'Aurora Fuel Output' and 'Colstrip Fuel Model' - need to be updated in order to see the impact flow through to the proforma.
'Aurora Portfolio Output'
After running the case in Aurora, select 'output'
Right click on Portfolio Month, select 'Query Table'
Copy sql from 'Aurora Portfolio Ouptput') and paste over the sql statement in the Query Builder
Click 'Create Table with SQL then Exit'
Name output table 'PortfolioEnergyCost'
Double-click on 'PortfolioEnergyCost' table at the top of the ouput tables
Right mouse click - copy and paste into C15
'Aurora Fuel Output'
Run these 3 queries - 'NG Price by Day', 'Fuel Usage By Day' and 'Start Fuel Usage by Day' - from the Quick View Manager in Aurora.
Copy all from each pivot quick view and paste in cells C20, M20 and AI20 accordingly.
'Colstrip Fuel Model'
Select 'ColstripFuelUsage' from Quick View Manager, copy and paste in N4 in the 'Colstrip Fuel Model' sheet.

## Summation Index
Unit | Plant | River System | Plant Costs
Adams_Nielson_Solar | Adams Nielson Solar
Avista-Buck-a-Block_Solar | Small Power
Boulder Park Solar | Boulder Park Solar
Boulder_Park_1 | Boulder Park
Boulder_Park_2 | Boulder Park
Boulder_Park_3 | Boulder Park
Boulder_Park_4 | Boulder Park
Boulder_Park_5 | Boulder Park
Boulder_Park_6 | Boulder Park
Cabinet_Gorge_1-4 | Cabinet Gorge | Clark Fork
CAISO_Arbitrage_Buy | CAISO Optimization
CAISO_Arbitrage_Sale | CAISO Optimization
Canadian_Entitlement | Canadian Entitlement
City_of_Cove | Small Power
Clearwater Wind | Clearwater Wind
Clearwater Wind Losses | Clearwater Wind Losses
Colstrip_3 | Colstrip
Colstrip_4 | Colstrip
Coyote_Springs_2 | Coyote Springs 2
Coyote_Springs_2_DB | Coyote Springs 2
Deep_Creek | Small Power
Deer Lake (IP&L) | Small Power
Derr_Creek (Clark Fork) | Small Power
Douglas_Exchange_Purchase | Douglas Exchange Purchase
Douglas_Exchange_Sale | Douglas Exchange Sale
EBC 4.6 | EBC 4.6 | Columbia Basin
Elf I Solar | Elf I Solar
Jim_Ford_Creek | Small Power
John_Day_Creek | Small Power
Kettle_Falls | Kettle Falls
Kettle_Falls_CT | Kettle Falls CT
Lancaster | Lancaster
Lancaster_DB | Lancaster
Lancaster_Capacity | Lancaster Capacity and Energy Payment
Lancaster_Energy | Lancaster Capacity and Energy Payment
Lancaster_Fixed_O&M | Lancaster Capacity and Energy Payment
Little_Falls_1-4 | Little Falls | Spokane
Load Following & Integration | Load Following & Integration
Long_Lake_1-4 | Long Lake | Spokane
Main Canal | Columbia Basin | Columbia Basin
Market Purchases | ST Market Purchases
Market Sales | ST Market Sales
Meyers_Falls _1-2 | Small Power
Monroe_Street | Monroe Street | Spokane
Net Station Service | Station Service
Nichols_Pumping_Load | Nichols Pumping
Nichols_Pumping_Sale | Nichols Pumping
Nine_Mile_1-4 | Nine Mile | Spokane
Northeast_A | Northeast
Northeast_B | Northeast
Noxon_Rapids_1 | Noxon Rapids | Clark Fork
Noxon_Rapids_2 | Noxon Rapids | Clark Fork
Noxon_Rapids_3 | Noxon Rapids | Clark Fork
Noxon_Rapids_4 | Noxon Rapids | Clark Fork
Noxon_Rapids_5 | Noxon Rapids | Clark Fork
Palouse_Wind | Palouse Wind
PEC 66 | Columbia Basin | Columbia Basin
PEC Headworks | Columbia Basin | Columbia Basin
PhillipsRanch | Small Power
Post_Falls_1-6 | Post Falls | Spokane
Priest_Rapids | Priest Rapids | Mid-Columbia
Quincy Chute | Columbia Basin | Columbia Basin
Rattlesnake_Flats | Rattlesnake Flats
Rathdrum_1 | Rathdrum
Rathdrum_2 | Rathdrum
Resource Total | Resource Total
Rock_Island | Chelan PUD | Mid-Columbia
Rocky_Reach | Chelan PUD | Mid-Columbia
Russell D Smith | Columbia Basin | Columbia Basin
Sheep_Creek | Small Power
Solar_Select | Adams Nielson Solar
Spokane_County_Digester | Small Power
Spokane_Waste-to-Energy | Spokane Waste-to-Energy
Stimson_Lumber | Stimson Lumber
Summer Falls | Columbia Basin | Columbia Basin
Total | Total
Total Contract Purchases | Total Contract Purchases
Total Contract Sales | Total Contract Sales
Upper_Falls | Upper Falls | Spokane
Upriver | Upriver
Upriver_Pump_Load | Upriver
Wanapum | Priest Rapids | Mid-Columbia
Wells_Purchase | Wells | Mid-Columbia
FIN_13968 | ST Market Sales
FIN_14029 | ST Market Sales
FIN_14030 | ST Market Sales
FIN_14031 | ST Market Sales
PHY_327925 | ST Market Sales
PHY_327984 | ST Market Sales
PHY_327985 | ST Market Sales
PHY_327988 | ST Market Sales
PHY_327990 | ST Market Sales
PHY_328510 | ST Market Sales
Pre-Schedule Purchases | ST Market Purchases
Pre-Schedule Sales | ST Market Sales
PHY_327986H | ST Market Sales
PHY_327986L | ST Market Sales
PHY_327987H | ST Market Sales
PHY_327987L | ST Market Sales
PHY_327989H | ST Market Sales
PHY_327989L | ST Market Sales
PHY_327991H | ST Market Sales
PHY_327991L | ST Market Sales
PHY_327992H | ST Market Sales
PHY_327992L | ST Market Sales

## Conf 8760 cost (000s)
2025 Total | 1934.691 | 1.3182 | 0 | 852.496 | 851.9185 | 846.864 | 858.822 | 858.3697 | 857.4898 | 0 | 0 | 95.8948 | 11291.94 | 749.9279 | 13053.4881 | 13053.5 | 55493.38 | 1499.9996 | 26.5594 | 43.0257 | 67.0642 | 347.598 | 0 | -884.6469 | -137.8032 | -99.4697 | 134.5347 | 246.943 | 132.7128 | 7790.9746 | 2022.8876 | 52196.2075 | 18409.2271 | 784.0325 | 4342.09 | 7231.0175 | 0 | 0 | 0 | 11082.2116 | -9602.4273 | 414.67 | 0 | 143.1251 | 0 | -2545.8399 | 0 | 0 | 0 | 0 | 0 | 0 | 0 | 0 | 22998.9002 | 188.5185 | 0.43388 | -1326 | -1433.7 | -774.15 | -2097.6 | -1278 | -2662.4 | -1771.2 | -402.8 | -799.2 | -491.4 | -880 | -2624.4 | -1076.4 | -1880 | -1316 | -2949.1 | 0 | 3640.2578 | -267313.9661 | 16266.9592 | 54.6464 | 22414.1792 | 18739.6487 | 11530.376 | 191751.506 | 10940.8194 | 27275.9256 | 561.3819 | 315.4626 | -1934.691 | 5845.3519 | 1654.1997 | 15640.5921 | 79107.3473 | 182420.2894 | -296544.2312 | 0 | 3486.9166 | 0 | 14934.9615 | 1749.9055
2025 $/MWh | 43.81 | 69.4157 | 0 | 38.6477 | 38.66 | 38.7577 | 38.7601 | 38.7508 | 38.7626 | 0 | 0 | 45.0119 | 30 | #DIV/0! | 17.1213 | 17.1213 | 29.1515 | 39.6013 | 82.6506 | 70.4 | 67.1866 | 43.17 | #DIV/0! | #DIV/0! | #DIV/0! | #DIV/0! | #DIV/0! | 73.7249 | 55.3618 | 28.2028 | 46.9781 | 29.1389 | #DIV/0! | 44.6807 | #DIV/0! | #DIV/0! | 0 | 0 | #DIV/0! | 61.2657 | 70.5541 | 44.6394 | 0 | 45.5869 | 0 | 69.1955 | 0 | #DIV/0! | #DIV/0! | 0 | 0 | 0 | 0 | 0 | 68.94 | 43.17 | 20.07 | 42.5 | 132.75 | 99.25 | 109.25 | 88.75 | 64 | 54 | 53 | 37 | 31.5 | 44 | 81 | 69 | 94 | 82.25 | 95.75 | 0 | 52.4756 | 72.871 | 98.7393 | 43.17 | 47.7218 | 51.4606 | 30.1 | 18.4165 | 34.3556 | 44.1191 | 43.17 | 43.2832 | 43.81 | 49.0149 | 53.1825 | 43.17 | 8.3944 | 57.8335 | 70.8226 | 0 | 53.1277 | 0 | 93.9574 | 31.3471
Item¦ | Adams_Nielson_Solar | Avista-Buck-a-Block_Solar | Boulder Park Solar | Boulder_Park_1 | Boulder_Park_2 | Boulder_Park_3 | Boulder_Park_4 | Boulder_Park_5 | Boulder_Park_6 | Cabinet_Gorge_1-4 | Canadian_Entitlement | City_of_Cove | Clearwater Wind | Clearwater Wind Losses | Colstrip_3 | Colstrip_4 | Coyote_Springs_2 | Coyote_Springs_2_DB | Deep_Creek | Deer Lake (IP&L) | Derr_Creek (Clark Fork) | EBC 4.6 | Elf I Solar | FIN_13968 | FIN_14029 | FIN_14030 | FIN_14031 | Jim_Ford_Creek | John_Day_Creek | Kettle_Falls | Kettle_Falls_CT | Lancaster | Lancaster_Capacity | Lancaster_DB | Lancaster_Energy | Lancaster_Fixed_O&M | Little_Falls_1-4 | Long_Lake_1-4 | Main Canal | Market Purchases | Market Sales | Meyers_Falls _1-2 | Monroe_Street | Net Station Service | Nichols_Pumping_Load | Nichols_Pumping_Sale | Nine_Mile_1-4 | Northeast_A | Northeast_B | Noxon_Rapids_1 | Noxon_Rapids_2 | Noxon_Rapids_3 | Noxon_Rapids_4 | Noxon_Rapids_5 | Palouse_Wind | PEC 66 | PhillipsRanch | PHY_327925 | PHY_327984 | PHY_327985 | PHY_327986H | PHY_327986L | PHY_327987H | PHY_327987L | PHY_327988 | PHY_327989H | PHY_327989L | PHY_327990 | PHY_327991H | PHY_327991L | PHY_327992H | PHY_327992L | PHY_328510 | Post_Falls_1-6 | Pre-Schedule Purchases | Pre-Schedule Sales | Priest_Rapids | Quincy Chute | Rathdrum_1 | Rathdrum_2 | Rattlesnake_Flats | Resource Total | Rock_Island | Rocky_Reach | Russell D Smith | Sheep_Creek | Solar_Select | Spokane_Waste-to-Energy | Stimson_Lumber | Summer Falls | Total | Total Contract Purchases | Total Contract Sales | Upper_Falls | Upriver | Upriver_Pump_Load | Wanapum | Wells_Purchase
Time_Period¦ | Item | Item | Item | Item | Item | Item | Item | Item | Item | Item | Item | Item | Item | Item | Item | Item | Item | Item | Item | Item | Item | Item | Item | Item | Item | Item | Item | Item | Item | Item | Item | Item | Item | Item | Item | Item | Item | Item | Item | Item | Item | Item | Item | Item | Item | Item | Item | Item | Item | Item | Item | Item | Item | Item | Item | Item | Item | Item | Item | Item | Item | Item | Item | Item | Item | Item | Item | Item | Item | Item | Item | Item | Item | Item | Item | Item | Item | Item | Item | Item | Item | Item | Item | Item | Item | Item | Item | Item | Item | Item | Item | Item | Item | Item | Item | Item | Item | Item
2025_01_01 Hr 01 | 0 | 3.3843e-06 | 0 | 0.37629 | 0.37629 | 0.37629 | 0.37629 | 0.37629 | 0.37629 | 0 | 0 | 0.0031592 | 0.72 | 0.050539 | 4.1837 | 4.1837 | 34.7062 | 0 | 0.0016124 | 0.0058432 | 0.0039341 | 0 | 0 | 0.073931 | 0 | -0.032319 | 0 | 0.06302 | 0.016238 | 4.998 | 1.0022 | 31.2664 | 2.0585 | 0 | 0.42241 | 0.79648 | 0 | 0 | 0 | 15.2042 | 0 | 0.056408 | 0 | 0.20306 | 0 | -0.31377 | 0 | 0 | 0 | 0 | 0 | 0 | 0 | 0 | 5.116 | 0 | 0 | 0 | 0 | -2.4813 | 0 | 0 | 0 | 0 | 0 | 0 | 0 | 0 | 0 | 0 | 0 | 0 | 0 | 0 | 0 | -29.2419 | 1.822 | 0 | 9.9421 | 10.0077 | 0.70075 | 49.5286 | 1.2254 | 3.0551 | 0 | 0.032612 | 0 | 0.74789 | 0.22757 | 0 | 52.2852 | 19.5478 | -31.9953 | 0 | 0.60707 | 0 | 1.6728 | 0.14226
2025_01_01 Hr 02 | 0 | 5.2054e-06 | 0 | 0.37629 | 0.37629 | 0.37629 | 0.37629 | 0.37629 | 0.37629 | 0 | 0 | 0.0031592 | 1.29 | 0.13927 | 1.6399 | 1.6399 | 17.3917 | 0 | 0.0016124 | 0.0058432 | 0.0039341 | 0 | 0 | 1.0856 | 0 | 0.9794 | 0 | 0.06302 | 0.016238 | 0.93077 | 0.85258 | 16.3697 | 2.0585 | 0 | 0.53019 | 0.79648 | 0 | 0 | 0 | 9.9772 | -0.084256 | 0.056408 | 0 | 0 | 0 | -0.48374 | 0 | 0 | 0 | 0 | 0 | 0 | 0 | 0 | 4.9781 | 0 | 0 | 0 | 0 | -2.4813 | 0 | 0 | 0 | 0 | 0 | 0 | 0 | 0 | 0 | 0 | 0 | 0 | 0 | 0 | 0 | -36.0218 | 1.822 | 0 | 7.7521 | 7.8178 | 0.51359 | 56.6523 | 1.2254 | 3.0551 | 0 | 0.032612 | 0 | 0.74789 | 0.22757 | 0 | 49.6146 | 19.9911 | -36.9218 | 0 | 0.60707 | 0 | 1.6728 | 0.14415
2025_01_01 Hr 03 | 0 | 5.1845e-06 | 0 | 0.37629 | 0.37629 | 0.37629 | 0.37629 | 0.37629 | 0.37629 | 0 | 0 | 0.0031592 | 1.71 | 0.18388 | 1.6399 | 1.6399 | 20.3854 | 1.3355 | 0.0016124 | 0.0058432 | 0.0039341 | 0 | 0 | 1.074 | 0 | 0.96777 | 0 | 0.06302 | 0.016238 | 1.1719 | 0.85258 | 18.2179 | 2.0585 | 0 | 0.60344 | 0.79648 | 0 | 0 | 0 | 0.81328 | -0.60081 | 0.056408 | 0 | 0 | 0 | -0.48179 | 0 | 0 | 0 | 0 | 0 | 0 | 0 | 0 | 4.9769 | 0 | 0 | 0 | 0 | -2.4813 | 0 | 0 | 0 | 0 | 0 | 0 | 0 | 0 | 0 | 0 | 0 | 0 | 0 | 0 | 0 | -42.4844 | 1.822 | 0 | 7.7521 | 7.8178 | 0.531 | 63.0708 | 1.2254 | 3.0551 | 0 | 0.032612 | 0 | 0.74789 | 0.22757 | 0 | 40.4232 | 20.5456 | -43.4056 | 0 | 0.60707 | 0 | 1.6728 | 0.14465
2025_01_01 Hr 04 | 0 | 5.1992e-06 | 0 | 0.37629 | 0.37629 | 0.37629 | 0.37629 | 0.37629 | 0.37629 | 0 | 0 | 0.0031592 | 1.92 | 0.20704 | 1.6399 | 1.6399 | 20.3854 | 1.3355 | 0.0016124 | 0.0058432 | 0.0039341 | 0 | 0 | 1.0822 | 0 | 0.97596 | 0 | 0.06302 | 0.016238 | 1.2821 | 0.85258 | 18.2179 | 2.0585 | 0 | 0.60344 | 0.79648 | 0 | 0 | 0 | 0.056024 | -0.52738 | 0.056408 | 0 | 0 | 0 | -0.48316 | 0 | 0 | 0 | 0 | 0 | 0 | 0 | 0 | 4.9781 | 0 | 0 | 0 | 0 | -2.4813 | 0 | 0 | 0 | 0 | 0 | 0 | 0 | 0 | 0 | 0 | 0 | 0 | 0 | 0 | 0 | -44.4669 | 1.822 | 0 | 7.8212 | 7.8868 | 0.33949 | 63.3191 | 1.2254 | 3.0551 | 0 | 0.032612 | 0 | 0.74789 | 0.22757 | 0 | 38.0633 | 20.5887 | -45.3731 | 0 | 0.60707 | 0 | 1.6728 | 0.14485
2025_01_01 Hr 05 | 0 | 4.9746e-06 | 0 | 0.37629 | 0.37629 | 0.37629 | 0.37629 | 0.37629 | 0.37629 | 0 | 0 | 0.0031592 | 1.89 | 0.195 | 1.6399 | 1.6399 | 20.3854 | 1.3355 | 0.0016124 | 0.0058432 | 0.0039341 | 0 | 0 | 0.9574 | 0 | 0.85115 | 0 | 0.06302 | 0.016238 | 1.2821 | 0.85258 | 18.2179 | 2.0585 | 0 | 0.60344 | 0.79648 | 0 | 0 | 0 | 0.76502 | -1.3948 | 0.056408 | 0 | 0 | 0 | -0.46219 | 0 | 0 | 0 | 0 | 0 | 0 | 0 | 0 | 5.2528 | 0 | 0 | 0 | 0 | -2.4813 | 0 | 0 | 0 | 0 | 0 | 0 | 0 | 0 | 0 | 0 | 0 | 0 | 0 | 0 | 0 | -45.171 | 1.822 | 0 | 7.8212 | 7.8868 | 0.531 | 63.3191 | 1.2254 | 3.0551 | 0 | 0.032612 | 0 | 0.74789 | 0.22757 | 0 | 37.3974 | 21.014 | -46.3059 | 0 | 0.60707 | 0 | 1.6728 | 0.14599
2025_01_01 Hr 06 | 0 | 5.8456e-06 | 0 | 0.37629 | 0.37629 | 0.37629 | 0.37629 | 0.37629 | 0.37629 | 0 | 0 | 0.0031592 | 2.04 | 0.24733 | 1.6399 | 1.6399 | 20.3854 | 1.3355 | 0.0016124 | 0.0058432 | 0.0039341 | 0 | 0 | 1.4413 | 0 | 1.3351 | 0 | 0.06302 | 0.016238 | 1.2821 | 0.85258 | 18.2179 | 2.0585 | 2.1803 | 0.60344 | 0.79648 | 0 | 0 | 0 | 0.93765 | -4.1417 | 0.056408 | 0 | 0 | 0 | -0.54349 | 0 | 0 | 0 | 0 | 0 | 0 | 0 | 0 | 4.9787 | 0 | 0 | 0 | 0 | -2.4813 | 0 | 0 | 0 | 0 | 0 | 0 | 0 | 0 | 0 | 0 | 0 | 0 | 0 | 0 | 0 | -61.4881 | 1.822 | 0 | 8.9129 | 8.989 | 0.38302 | 67.6934 | 1.2254 | 3.0551 | 0 | 0.032612 | 0 | 0.74789 | 0.22757 | 0 | 23.5499 | 20.797 | -61.7365 | 0 | 0.60707 | 0 | 1.6728 | 0.14868
2025_01_01 Hr 07 | 0 | 6.4578e-06 | 0 | 0.37629 | 0.37629 | 0.37629 | 0.37629 | 0.37629 | 0.37629 | 0 | 0 | 0.0031592 | 2.19 | 0.29333 | 1.6399 | 1.6399 | 20.3135 | 1.3294 | 0.0016124 | 0.0058432 | 0.0039341 | 0 | 0 | 0 | 0 | 0 | 0 | 0.06302 | 0.016238 | 1.2821 | 0.85258 | 18.1977 | 2.0585 | 2.1803 | 0.60107 | 0.79648 | 0 | 0 | 0 | 0 | -3.8646 | 0.056408 | 0 | 0 | 0 | -0.60063 | 0 | 0 | 0 | 0 | 0 | 0 | 0 | 0 | 5.185 | 0 | 0 | 0 | -3.3188 | 0 | 0 | 0 | 0 | 0 | 0 | 0 | 0 | 0 | 0 | 0 | 0 | 0 | -2.3937 | 0 | 0 | -67.3029 | 1.822 | 0 | 9.3533 | 9.4325 | 0.30032 | 68.479 | 1.2254 | 3.0551 | 0 | 0.032612 | 0 | 0.74789 | 0.22757 | 0 | 12.1153 | 21.1168 | -73.616 | 0 | 0.60707 | 0 | 1.6728 | 0.15136
2025_01_01 Hr 08 | 0 | 6.411e-06 | 0 | 0.37629 | 0.37629 | 0.37629 | 0.37629 | 0.37629 | 0.37629 | 0 | 0 | 0.0031592 | 2.37 | 0.31513 | 1.6399 | 1.6399 | 20.3135 | 1.3294 | 0.0016124 | 0.0058432 | 0.0039341 | 0 | 0 | 0 | 0 | 0 | 0 | 0.06302 | 0.016238 | 1.2821 | 0.85258 | 18.1977 | 2.0585 | 2.1803 | 0.60107 | 0.79648 | 0 | 0 | 0 | 0.093008 | -3.7543 | 0.056408 | 0 | 0 | 0 | -0.59626 | 0 | 0 | 0 | 0 | 0 | 0 | 0 | 0 | 5.116 | 0 | 0 | 0 | -3.3188 | 0 | 0 | 0 | 0 | 0 | 0 | 0 | 0 | 0 | 0 | 0 | 0 | 0 | -2.3937 | 0 | 0 | -70.7875 | 1.822 | 0 | 9.1471 | 9.2263 | 0.39172 | 68.0666 | 1.2254 | 3.0551 | 0 | 0.032612 | 0 | 0.74789 | 0.22757 | 0 | 8.6518 | 21.3428 | -77.0963 | 0 | 0.60707 | 0 | 1.6728 | 0.15303
2025_01_01 Hr 09 | 0.045117 | 4.0539e-06 | 0 | 0.37629 | 0.37629 | 0.37629 | 0.37629 | 0.37629 | 0.37629 | 0 | 0 | 0.0031592 | 2.58 | 0.32539 | 1.6399 | 1.6399 | 20.3135 | 1.3294 | 0.0016124 | 0.0058432 | 0.0039341 | 0 | 0 | 0 | 0 | 0 | 0 | 0.06302 | 0.016238 | 1.2821 | 0.85258 | 18.1977 | 2.0585 | 2.1803 | 0.60107 | 0.79648 | 0 | 0 | 0 | 0.5342 | -3.5448 | 0.056408 | 0 | 0 | 0 | -0.56544 | 0 | 0 | 0 | 0 | 0 | 0 | 0 | 0 | 5.3242 | 0 | 0 | 0 | -3.3188 | 0 | 0 | 0 | 0 | 0 | 0 | 0 | 0 | 0 | 0 | 0 | 0 | 0 | -2.3937 | 0 | 0 | -66.8396 | 1.822 | 0 | 8.8677 | 8.9446 | 0.56147 | 67.5055 | 1.2254 | 3.0551 | 0 | 0.032612 | -0.045117 | 0.74789 | 0.22757 | 0 | 13.3181 | 21.9859 | -73.1626 | 0 | 0.60707 | 0 | 1.6728 | 0.15294
2025_01_01 Hr 10 | 0.20401 | 2.1322e-05 | 0 | 0.37629 | 0.37629 | 0.37629 | 0.37629 | 0.37629 | 0.37629 | 0 | 0 | 0.0031592 | 2.37 | 0.26202 | 1.6399 | 1.6399 | 20.3135 | 1.3294 | 0.0016124 | 0.0058432 | 0.0039341 | 0 | 0 | 0 | 0 | 0 | 0 | 0.06302 | 0.016238 | 1.2821 | 0.85258 | 18.1977 | 2.0585 | 2.1803 | 0.60107 | 0.79648 | 0 | 0 | 0 | 0.41939 | -1.8934 | 0.056408 | 0 | 0 | 0 | -0.49541 | 0 | 0 | 0 | 0 | 0 | 0 | 0 | 0 | 5.1167 | 0 | 0 | 0 | -3.3188 | 0 | 0 | 0 | 0 | 0 | 0 | 0 | 0 | 0 | 0 | 0 | 0 | 0 | -2.3937 | 0 | 0 | -56.819 | 1.822 | 0 | 8.3756 | 8.4465 | 0.5397 | 66.5153 | 1.2254 | 3.0551 | 0 | 0.032612 | -0.20401 | 0.74789 | 0.22757 | 0 | 23.4521 | 21.6418 | -63.231 | 0 | 0.60707 | 0 | 1.6728 | 0.15256
2025_01_01 Hr 11 | 0.045117 | 9.3396e-05 | 0 | 0.37629 | 0.37629 | 0.37629 | 0.37629 | 0.37629 | 0.37629 | 0 | 0 | 0.0031592 | 2.25 | 0.22544 | 1.6399 | 1.6399 | 20.3135 | 1.3294 | 0.0016124 | 0.0058432 | 0.0039341 | 0 | 0 | 0 | 0 | 0 | 0 | 0.06302 | 0.016238 | 1.2821 | 0.85258 | 18.1977 | 2.0585 | 2.1803 | 0.60107 | 0.79648 | 0 | 0 | 0 | 0.42884 | -0.38541 | 0.056408 | 0 | 0 | 0 | -0.44878 | 0 | 0 | 0 | 0 | 0 | 0 | 0 | 0 | 4.9799 | 0 | 0 | 0 | -3.3188 | 0 | 0 | 0 | 0 | 0 | 0 | 0 | 0 | 0 | 0 | 0 | 0 | 0 | -2.3937 | 0 | 0 | -51.7659 | 1.822 | 0 | 7.6772 | 7.7422 | 0.56147 | 65.1126 | 1.2254 | 3.0551 | 0 | 0.032612 | -0.045117 | 0.74789 | 0.22757 | 0 | 28.3946 | 21.2108 | -57.9723 | 0 | 0.60707 | 0 | 1.6728 | 0.15195
2025_01_01 Hr 12 | 0.27208 | 0.00011707 | 0 | 0.37629 | 0.37629 | 0.37629 | 0.37629 | 0.37629 | 0.37629 | 0 | 0 | 0.0031592 | 2.19 | 0.24171 | 1.6399 | 1.6399 | 20.3135 | 1.3294 | 0.0016124 | 0.0058432 | 0.0039341 | 0 | 0 | 0 | 0 | 0 | 0 | 0.06302 | 0.016238 | 1.2821 | 0.85258 | 18.1977 | 2.0585 | 2.1803 | 0.60107 | 0.79648 | 0 | 0 | 0 | 0.27542 | -1.1312 | 0.056408 | 0 | 0 | 0 | -0.49456 | 0 | 0 | 0 | 0 | 0 | 0 | 0 | 0 | 4.9092 | 0 | 0 | 0 | -3.3188 | 0 | 0 | 0 | 0 | 0 | 0 | 0 | 0 | 0 | 0 | 0 | 0 | 0 | -2.3937 | 0 | 0 | -58.0291 | 1.822 | 0 | 8.092 | 8.158 | 0.531 | 65.9432 | 1.2254 | 3.0551 | 0 | 0.032612 | -0.27208 | 0.74789 | 0.22757 | 0 | 21.8714 | 21.2922 | -64.5082 | 0 | 0.60707 | 0 | 1.6728 | 0.15136
2025_01_01 Hr 13 | 0.24927 | 0.00020498 | 0 | 0.37629 | 0.37629 | 0.37629 | 0.37629 | 0.37629 | 0.37629 | 0 | 0 | 0.0031592 | 2.4 | 0.27577 | 1.6399 | 1.6399 | 20.3135 | 1.3294 | 0.0016124 | 0.0058432 | 0.0039341 | 0 | 0 | 0 | 0 | 0 | 0 | 0.06302 | 0.016238 | 1.2821 | 0.85258 | 18.1977 | 2.0585 | 2.1803 | 0.60107 | 0.79648 | 0 | 0 | 0 | 0.15829 | -1.8007 | 0.056408 | 0 | 0 | 0 | -0.51496 | 0 | 0 | 0 | 0 | 0 | 0 | 0 | 0 | 4.77 | 0 | 0 | 0 | -3.3188 | 0 | 0 | 0 | 0 | 0 | 0 | 0 | 0 | 0 | 0 | 0 | 0 | 0 | -2.3937 | 0 | 0 | -60.9409 | 1.822 | 0 | 8.5133 | 8.584 | 0.33949 | 66.7905 | 1.2254 | 3.0551 | 0 | 0.032612 | -0.24927 | 0.74789 | 0.22757 | 0 | 18.913 | 21.1826 | -67.4177 | 0 | 0.60707 | 0 | 1.6728 | 0.15102
2025_01_01 Hr 14 | 0.34088 | 0.00022758 | 0 | 0.37629 | 0.37629 | 0.37629 | 0.37629 | 0.37629 | 0.37629 | 0 | 0 | 0.0031592 | 2.64 | 0.2967 | 1.6399 | 1.6399 | 20.3135 | 1.2186 | 0.0016124 | 0.0058432 | 0.0039341 | 0 | 0 | 0 | 0 | 0 | 0 | 0.06302 | 0.016238 | 1.2821 | 0.85258 | 18.1977 | 2.0585 | 1.9986 | 0.60107 | 0.79648 | 0 | 0 | 0 | 0.27256 | -2.468 | 0.056408 | 0 | 0 | 0 | -0.50363 | 0 | 0 | 0 | 0 | 0 | 0 | 0 | 0 | 5.1148 | 0 | 0 | 0 | -3.3188 | 0 | 0 | 0 | 0 | 0 | 0 | 0 | 0 | 0 | 0 | 0 | 0 | 0 | -2.3937 | 0 | 0 | -66.8108 | 1.822 | 0 | 8.7882 | 8.859 | 0.47007 | 67.0478 | 1.2254 | 3.0551 | 0 | 0.032612 | -0.34088 | 0.74789 | 0.22757 | 0 | 13.4957 | 22.011 | -73.3678 | 0 | 0.60707 | 0 | 1.6728 | 0.15152
2025_01_01 Hr 15 | 0.24934 | 8.8942e-05 | 0 | 0.37629 | 0.37629 | 0.37629 | 0.37629 | 0.37629 | 0.37629 | 0 | 0 | 0.0031592 | 2.61 | 0.28322 | 1.6399 | 1.6399 | 20.3135 | 0.88624 | 0.0016124 | 0.0058432 | 0.0039341 | 0 | 0 | 0 | 0 | 0 | 0 | 0.06302 | 0.016238 | 1.2821 | 0.85258 | 18.1977 | 2.0585 | 1.4535 | 0.60107 | 0.79648 | 0 | 0 | 0 | 0.9258 | -0.7208 | 0.056408 | 0 | 0 | 0 | -0.48621 | 0 | 0 | 0 | 0 | 0 | 0 | 0 | 0 | 5.116 | 0 | 0 | 0 | -3.3188 | 0 | 0 | 0 | 0 | 0 | 0 | 0 | 0 | 0 | 0 | 0 | 0 | 0 | -2.3937 | 0 | 0 | -66.3993 | 1.822 | 0 | 8.3025 | 8.371 | 0.59193 | 65.1968 | 1.2254 | 3.0551 | 0 | 0.032612 | -0.24934 | 0.74789 | 0.22757 | 0 | 14.5527 | 21.9982 | -72.8473 | 0 | 0.60707 | 0 | 1.6728 | 0.15073
2025_01_01 Hr 16 | 0.11334 | 3.7505e-05 | 0 | 0.37629 | 0.37629 | 0.37629 | 0.37629 | 0.37629 | 0.37629 | 0 | 0 | 0.0031592 | 2.67 | 0.32794 | 1.6399 | 1.6399 | 20.3135 | 1.3294 | 0.0016124 | 0.0058432 | 0.0039341 | 0 | 0 | 0 | 0 | 0 | 0 | 0.06302 | 0.016238 | 1.2821 | 0.85258 | 18.1977 | 2.0585 | 2.1803 | 0.60107 | 0.79648 | 0 | 0 | 0 | 0.072783 | -2.3411 | 0.056408 | 0 | 0 | 0 | -0.55061 | 0 | 0 | 0 | 0 | 0 | 0 | 0 | 0 | 5.1856 | 0 | 0 | 0 | -3.3188 | 0 | 0 | 0 | 0 | 0 | 0 | 0 | 0 | 0 | 0 | 0 | 0 | 0 | -2.3937 | 0 | 0 | -71.1079 | 1.822 | 0 | 8.5818 | 8.6527 | 0.66157 | 66.9278 | 1.2254 | 3.0551 | 0 | 0.032612 | -0.11334 | 0.74789 | 0.22757 | 0 | 9.2813 | 22.1062 | -77.4843 | 0 | 0.60707 | 0 | 1.6728 | 0.15086
2025_01_01 Hr 17 | 0.022667 | 2.1437e-05 | 0 | 0.37629 | 0.37629 | 0.37629 | 0.37629 | 0.37629 | 0.37629 | 0 | 0 | 0.0031592 | 2.79 | 0.37214 | 1.6399 | 1.6399 | 20.3135 | 1.3294 | 0.0016124 | 0.0058432 | 0.0039341 | 0 | 0 | 0 | 0 | 0 | 0 | 0.06302 | 0.016238 | 1.2821 | 0.85258 | 18.1977 | 2.0585 | 2.1803 | 0.60107 | 0.79648 | 0 | 0 | 0 | 0 | -3.5791 | 0.056408 | 0 | 0 | 0 | -0.59812 | 0 | 0 | 0 | 0 | 0 | 0 | 0 | 0 | 4.9781 | 0 | 0 | 0 | -3.3188 | 0 | 0 | 0 | 0 | 0 | 0 | 0 | 0 | 0 | 0 | 0 | 0 | 0 | -2.3937 | 0 | 0 | -71.5927 | 1.822 | 0 | 9.3533 | 9.4325 | 0.63981 | 68.479 | 1.2254 | 3.0551 | 0 | 0.032612 | -0.022667 | 0.74789 | 0.22757 | 0 | 8.9257 | 21.9518 | -77.926 | 0 | 0.60707 | 0 | 1.6728 | 0.1522
2025_01_01 Hr 18 | 0 | 0 | 0 | 0.37629 | 0.37629 | 0.37629 | 0.37629 | 0.37629 | 0.37629 | 0 | 0 | 0.0031592 | 2.52 | 0.34437 | 1.6399 | 1.6399 | 20.3135 | 1.3294 | 0.0016124 | 0.0058432 | 0.0039341 | 0 | 0 | 0 | 0 | 0 | 0 | 0.06302 | 0.016238 | 1.2821 | 0.85258 | 18.1977 | 2.0585 | 2.1803 | 0.60107 | 0.79648 | 0 | 0 | 0 | 0 | -3.9214 | 0.056408 | 0 | 0 | 0 | -0.61284 | 0 | 0 | 0 | 0 | 0 | 0 | 0 | 0 | 5.3931 | 0 | 0 | 0 | -3.3188 | 0 | 0 | 0 | 0 | 0 | 0 | 0 | 0 | 0 | 0 | 0 | 0 | 0 | -2.3937 | 0 | 0 | -76.1563 | 1.822 | 0 | 9.3533 | 9.4325 | 0.57017 | 68.479 | 1.2254 | 3.0551 | 0 | 0.032612 | 0 | 0.74789 | 0.22757 | 0 | 4.0541 | 21.978 | -82.4816 | 0 | 0.60707 | 0 | 1.6728 | 0.15357
2025_01_01 Hr 19 | 0 | 0 | 0 | 0.37629 | 0.37629 | 0.37629 | 0.37629 | 0.37629 | 0.37629 | 0 | 0 | 0.0031592 | 2.58 | 0.35005 | 1.6399 | 1.6399 | 20.3135 | 1.3294 | 0.0016124 | 0.0058432 | 0.0039341 | 0 | 0 | 0 | 0 | 0 | 0 | 0.06302 | 0.016238 | 1.2821 | 0.85258 | 18.1977 | 2.0585 | 2.1803 | 0.60107 | 0.79648 | 0 | 0 | 0 | 0 | -3.9759 | 0.056408 | 0 | 0 | 0 | -0.60845 | 0 | 0 | 0 | 0 | 0 | 0 | 0 | 0 | 4.8396 | 0 | 0 | 0 | -3.3188 | 0 | 0 | 0 | 0 | 0 | 0 | 0 | 0 | 0 | 0 | 0 | 0 | 0 | -2.3937 | 0 | 0 | -75.6937 | 1.822 | 0 | 9.3533 | 9.4325 | 0.49183 | 68.479 | 1.2254 | 3.0551 | 0 | 0.032612 | 0 | 0.74789 | 0.22757 | 0 | 3.9 | 21.4115 | -82.0146 | 0 | 0.60707 | 0 | 1.6728 | 0.15325
2025_01_01 Hr 20 | 0 | 0 | 0 | 0.37629 | 0.37629 | 0.37629 | 0.37629 | 0.37629 | 0.37629 | 0 | 0 | 0.0031592 | 2.55 | 0.32458 | 1.6399 | 1.6399 | 20.3135 | 1.3294 | 0.0016124 | 0.0058432 | 0.0039341 | 0 | 0 | 0 | 0 | 0 | 0 | 0.06302 | 0.016238 | 1.2821 | 0.85258 | 18.1977 | 2.0585 | 2.1803 | 0.60107 | 0.79648 | 0 | 0 | 0 | 0 | -3.7395 | 0.056408 | 0 | 0 | 0 | -0.57068 | 0 | 0 | 0 | 0 | 0 | 0 | 0 | 0 | 4.0108 | 0 | 0 | 0 | -3.3188 | 0 | 0 | 0 | 0 | 0 | 0 | 0 | 0 | 0 | 0 | 0 | 0 | 0 | -2.3937 | 0 | 0 | -58.3622 | 1.822 | 0 | 9.3533 | 9.4325 | 0.5223 | 68.479 | 1.2254 | 3.0551 | 0 | 0.032612 | 0 | 0.74789 | 0.22757 | 0 | 20.6503 | 20.5562 | -64.6453 | 0 | 0.60707 | 0 | 1.6728 | 0.15166
2025_01_01 Hr 21 | 0 | 0 | 0 | 0.37629 | 0.37629 | 0.37629 | 0.37629 | 0.37629 | 0.37629 | 0 | 0 | 0.0031592 | 2.64 | 0.25395 | 1.6399 | 1.6399 | 20.3135 | 1.3294 | 0.0016124 | 0.0058432 | 0.0039341 | 0 | 0 | 0 | 0 | 0 | 0 | 0.06302 | 0.016238 | 1.2821 | 0 | 18.1977 | 2.0585 | 2.1803 | 0.60107 | 0.79648 | 0 | 0 | 0 | 0.1542 | -0.081616 | 0.056408 | 0 | 0 | 0 | -0.43078 | 0 | 0 | 0 | 0 | 0 | 0 | 0 | 0 | 3.8717 | 0 | 0 | 0 | -3.3188 | 0 | 0 | 0 | 0 | 0 | 0 | 0 | 0 | 0 | 0 | 0 | 0 | 0 | -2.3937 | 0 | 0 | -42.9143 | 1.822 | 0 | 7.6772 | 7.7422 | 1.0751 | 64.26 | 1.2254 | 3.0551 | 0 | 0.032612 | 0 | 0.74789 | 0.22757 | 0 | 36.2629 | 20.9878 | -49.0576 | 0 | 0.60707 | 0 | 1.6728 | 0.15032
2025_01_01 Hr 22 | 0 | 0 | 0 | 0.37629 | 0.37629 | 0.37629 | 0.37629 | 0.37629 | 0.37629 | 0 | 0 | 0.0031592 | 2.61 | 0.25928 | 1.6399 | 1.6399 | 20.3135 | 1.3294 | 0.0016124 | 0.0058432 | 0.0039341 | 0 | 0 | 0 | 0 | 0 | 0 | 0.06302 | 0.016238 | 1.2821 | 0 | 18.1977 | 2.0585 | 2.1803 | 0.60107 | 0.79648 | 0 | 0 | 0 | 0.13983 | -0.041611 | 0.056408 | 0 | 0 | 0 | -0.44494 | 0 | 0 | 0 | 0 | 0 | 0 | 0 | 0 | 4.0102 | 0 | 0 | 0 | -3.3188 | 0 | 0 | 0 | 0 | 0 | 0 | 0 | 0 | 0 | 0 | 0 | 0 | 0 | -2.3937 | 0 | 0 | -48.0408 | 1.822 | 0 | 7.6772 | 7.7422 | 1.2927 | 64.26 | 1.2254 | 3.0551 | 0 | 0.032612 | 0 | 0.74789 | 0.22757 | 0 | 31.478 | 21.318 | -54.1982 | 0 | 0.60707 | 0 | 1.6728 | 0.14901
2025_01_01 Hr 23 | 0 | 0 | 0 | 0 | 0 | 0 | 0 | 0 | 0 | 0 | 0 | 0.0031592 | 2.52 | 0.23945 | 1.6399 | 1.6399 | 20.3854 | 1.3355 | 0.0016124 | 0.0058432 | 0.0039341 | 0 | 0 | 0.7389 | 0 | 0.63265 | 0 | 0.06302 | 0.016238 | 1.2821 | 0 | 18.2179 | 2.0585 | 0 | 0.60344 | 0.79648 | 0 | 0 | 0 | 0.34554 | -0.64152 | 0.056408 | 0 | 0.0061084 | 0 | -0.42548 | 0 | 0 | 0 | 0 | 0 | 0 | 0 | 0 | 3.9418 | 0 | 0 | 0 | 0 | -2.4813 | 0 | 0 | 0 | 0 | 0 | 0 | 0 | 0 | 0 | 0 | 0 | 0 | 0 | 0 | 0 | -37.0693 | 1.822 | 0 | 7.7521 | 7.8178 | 1.1316 | 60.0707 | 1.2254 | 3.0551 | 0 | 0.032612 | 0 | 0.74789 | 0.22757 | 0 | 42.1488 | 20.9786 | -38.6045 | 0 | 0.60707 | 0 | 1.6728 | 0.14648
2025_01_01 Hr 24 | 0 | 0 | 0 | 0 | 0 | 0 | 0 | 0 | 0 | 0 | 0 | 0.0031592 | 2.46 | 0.20492 | 1.6399 | 1.6399 | 20.3854 | 0.77904 | 0.0016124 | 0.0058432 | 0.0039341 | 0 | 0 | 0.42498 | 0 | 0.31873 | 0 | 0.06302 | 0.016238 | 1.2821 | 0 | 18.2179 | 2.0585 | 0 | 0.60344 | 0.79648 | 0 | 0 | 0 | 0.60971 | -0.30017 | 0.056408 | 0 | 0.005355 | 0 | -0.37275 | 0 | 0 | 0 | 0 | 0 | 0 | 0 | 0 | 3.9412 | 0 | 0 | 0 | 0 | -2.4813 | 0 | 0 | 0 | 0 | 0 | 0 | 0 | 0 | 0 | 0 | 0 | 0 | 0 | 0 | 0 | -29.0805 | 1.822 | 0 | 7.7521 | 7.8178 | 1.3057 | 59.5142 | 1.2254 | 3.0551 | 0 | 0.032612 | 0 | 0.74789 | 0.22757 | 0 | 49.6888 | 21.0559 | -31.1908 | 0 | 0.60707 | 0 | 1.6728 | 0.14477
2025_01_02 Hr 01 | 0 | 0 | 0 | 0 | 0 | 0 | 0 | 0 | 0 | 0 | 0 | 0.0031592 | 2.07 | 0.16951 | 1.6399 | 1.6399 | 15.7634 | 0 | 0.0016124 | 0.0058432 | 0.0039341 | 0 | 0 | 0.38719 | 0 | 0.28094 | 0 | 0.06302 | 0.016238 | 1.2821 | 0 | 14.086 | 2.0585 | 0 | 0.60344 | 0.79648 | 0 | 0 | 0 | 0.12643 | -0.50747 | 0.056408 | 0 | 0.0052643 | 0 | -0.3664 | 0 | 0 | 0 | 0 | 0 | 0 | 0 | 0 | 3.594 | 0 | 0 | 0 | 0 | -2.4813 | 0 | 0 | 0 | 0 | 0 | 0 | 0 | 0 | 0 | 0 | 0 | 0 | 0 | 0 | 0 | -30.6393 | 1.822 | 0 | 5.9939 | 6.0447 | 1.2927 | 46.4499 | 1.2254 | 3.0551 | 0 | 0.032612 | 0 | 0.74789 | 0.22757 | 0 | 33.5188 | 20.2688 | -32.8188 | 0 | 0.60707 | 0 | 1.6728 | 0.14343
2025_01_02 Hr 02 | 0 | 0 | 0 | 0 | 0 | 0 | 0 | 0 | 0 | 0 | 0 | 0.0031592 | 2.22 | 0.19229 | 1.6399 | 1.6399 | 15.7634 | 0 | 0.0016124 | 0.0058432 | 0.0039341 | 0 | 0 | 0.51385 | 0 | 0.4076 | 0 | 0.06302 | 0.016238 | 1.2821 | 0 | 14.086 | 2.0585 | 0 | 0.60344 | 0.79648 | 0 | 0 | 0 | 0 | -0.94685 | 0.056408 | 0 | 0.0055683 | 0 | -0.38768 | 0 | 0 | 0 | 0 | 0 | 0 | 0 | 0 | 3.8015 | 0 | 0 | 0 | 0 | -2.4813 | 0 | 0 | 0 | 0 | 0 | 0 | 0 | 0 | 0 | 0 | 0 | 0 | 0 | 0 | 0 | -33.6828 | 1.822 | 0 | 6.2575 | 6.3109 | 1.3057 | 46.9798 | 1.2254 | 3.0551 | 0 | 0.032612 | 0 | 0.74789 | 0.22757 | 0 | 31.0645 | 20.6619 | -35.6302 | 0 | 0.60707 | 0 | 1.6728 | 0.14317
2025_01_02 Hr 03 | 0 | 0 | 0 | 0.29095 | 0.29095 | 0.29095 | 0.29095 | 0.29095 | 0.29095 | 0 | 0 | 0.0031592 | 2.7 | 0.23141 | 1.6399 | 1.6399 | 15.7634 | 0 | 0.0016124 | 0.0058432 | 0.0039341 | 0 | 0 | 0.4895 | 0 | 0.38325 | 0 | 0.06302 | 0.016238 | 1.2821 | 0 | 14.086 | 2.0585 | 0 | 0.60344 | 0.79648 | 0 | 0 | 0 | 0.072048 | -0.43485 | 0.056408 | 0 | 0 | 0 | -0.38359 | 0 | 0 | 0 | 0 | 0 | 0 | 0 | 0 | 3.2498 | 0 | 0 | 0 | 0 | -2.4813 | 0 | 0 | 0 | 0 | 0 | 0 | 0 | 0 | 0 | 0 | 0 | 0 | 0 | 0 | 0 | -34.6135 | 1.822 | 0 | 5.9939 | 6.0447 | 1.3144 | 48.1956 | 1.2254 | 3.0551 | 0 | 0.032612 | 0 | 0.74789 | 0.22757 | 0 | 31.8645 | 20.6374 | -36.6056 | 0 | 0.60707 | 0 | 1.6728 | 0.14252
2025_01_02 Hr 04 | 0 | 0 | 0 | 0.29095 | 0.29095 | 0.29095 | 0.29095 | 0.29095 | 0.29095 | 0 | 0 | 0.0031592 | 2.67 | 0.22997 | 1.6399 | 1.6399 | 15.7634 | 0 | 0.0016124 | 0.0058432 | 0.0039341 | 0 | 0 | 0.50088 | 0 | 0.39463 | 0 | 0.06302 | 0.016238 | 1.2821 | 0 | 14.086 | 2.0585 | 0 | 0.60344 | 0.79648 | 0 | 0 | 0 | 0.051517 | -1.2373 | 0.056408 | 0 | 0 | 0 | -0.3855 | 0 | 0 | 0 | 0 | 0 | 0 | 0 | 0 | 3.3883 | 0 | 0 | 0 | 0 | -2.4813 | 0 | 0 | 0 | 0 | 0 | 0 | 0 | 0 | 0 | 0 | 0 | 0 | 0 | 0 | 0 | -37.456 | 1.822 | 0 | 6.3643 | 6.4177 | 1.4233 | 48.939 | 1.2254 | 3.0551 | 0 | 0.032612 | 0 | 0.74789 | 0.22757 | 0 | 29.1797 | 20.8538 | -39.4273 | 0 | 0.60707 | 0 | 1.6728 | 0.14303
2025_01_02 Hr 05 | 0 | 0 | 0 | 0.29095 | 0.29095 | 0.29095 | 0.29095 | 0.29095 | 0.29095 | 0 | 0 | 0.0031592 | 2.67 | 0.22472 | 1.6399 | 1.6399 | 15.7634 | 0 | 0.0016124 | 0.0058432 | 0.0039341 | 0 | 0 | 0.44813 | 0 | 0.34188 | 0 | 0.06302 | 0.016238 | 1.2821 | 0 | 14.086 | 2.0585 | 0 | 0.60344 | 0.79648 | 0 | 0 | 0 | 0 | -1.16 | 0.056408 | 0 | 0 | 0 | -0.37664 | 0 | 0 | 0 | 0 | 0 | 0 | 0 | 0 | 3.9418 | 0 | 0 | 0 | 0 | -2.4813 | 0 | 0 | 0 | 0 | 0 | 0 | 0 | 0 | 0 | 0 | 0 | 0 | 0 | 0 | 0 | -37.9041 | 1.822 | 0 | 6.3631 | 6.4175 | 1.5234 | 48.9377 | 1.2254 | 3.0551 | 0 | 0.032612 | 0 | 0.74789 | 0.22757 | 0 | 29.3087 | 21.503 | -39.972 | 0 | 0.60707 | 0 | 1.6728 | 0.14386
2025_01_02 Hr 06 | 0 | 0 | 0 | 0.29095 | 0.29095 | 0.29095 | 0.29095 | 0.29095 | 0.29095 | 0 | 0 | 0.0031592 | 2.61 | 0.24616 | 1.6399 | 1.6399 | 15.7634 | 0 | 0.0016124 | 0.0058432 | 0.0039341 | 0 | 0 | 0.72002 | 0 | 0.61377 | 0 | 0.06302 | 0.016238 | 1.2821 | 0.80994 | 14.086 | 2.0585 | 0 | 0.60344 | 0.79648 | 0 | 0 | 0 | 0 | -2.4163 | 0.056408 | 0 | 0 | 0 | -0.42231 | 0 | 0 | 0 | 0 | 0 | 0 | 0 | 0 | 3.8021 | 0 | 0 | 0 | 0 | -2.4813 | 0 | 0 | 0 | 0 | 0 | 0 | 0 | 0 | 0 | 0 | 0 | 0 | 0 | 0 | 0 | -44.5675 | 1.822 | 0 | 6.8914 | 6.9503 | 1.4363 | 50.659 | 1.2254 | 3.0551 | 0 | 0.032612 | 0 | 0.74789 | 0.22757 | 0 | 23.345 | 21.2395 | -46.1373 | 0 | 0.60707 | 0 | 1.6728 | 0.1457
2025_01_02 Hr 07 | 0 | 0 | 0 | 0.29095 | 0.29095 | 0.29095 | 0.29095 | 0.29095 | 0.29095 | 0 | 0 | 0.0031592 | 2.61 | 0.29596 | 1.6399 | 1.6399 | 15.7077 | 0 | 0.0016124 | 0.0058432 | 0.0039341 | 0 | 0 | 0 | 0 | 0 | 0 | 0.06302 | 0.016238 | 1.2821 | 0.66031 | 14.0704 | 2.0585 | 0 | 0.60107 | 0.79648 | 0 | 0 | 0 | 0 | -3.4911 | 0.056408 | 0 | 0 | 0 | -0.50817 | 0 | 0 | 0 | 0 | 0 | 0 | 0 | 0 | 3.6648 | 0 | 0 | 0 | -3.3188 | 0 | 0 | 0 | 0 | 0 | 0 | 0 | 0 | 0 | 0 | 0 | 0 | 0 | -2.3937 | 0 | 0 | -48.3533 | 1.822 | 0 | 7.2319 | 7.2932 | 1.3623 | 51.2712 | 1.2254 | 3.0551 | 0 | 0.032612 | 0 | 0.74789 | 0.22757 | 0 | 14.284 | 21.0779 | -54.574 | 0 | 0.60707 | 0 | 1.6728 | 0.14803
2025_01_02 Hr 08 | 0 | 0 | 0 | 0.29095 | 0.29095 | 0.29095 | 0.29095 | 0.29095 | 0.29095 | 0 | 0 | 0.0031592 | 2.64 | 0.33003 | 1.6399 | 1.6399 | 15.7077 | 0 | 0.0016124 | 0.0058432 | 0.0039341 | 0 | 0 | 0 | 0 | 0 | 0 | 0.06302 | 0.016238 | 1.2821 | 0.66031 | 14.0704 | 2.0585 | 0 | 0.60107 | 0.79648 | 0 | 0 | 0 | 0 | -3.8757 | 0.056408 | 0 | 0 | 0 | -0.56044 | 0 | 0 | 0 | 0 | 0 | 0 | 0 | 0 | 3.3889 | 0 | 0 | 0 | -3.3188 | 0 | 0 | 0 | 0 | 0 | 0 | 0 | 0 | 0 | 0 | 0 | 0 | 0 | -2.3937 | 0 | 0 | -55.2744 | 1.822 | 0 | 7.2319 | 7.2932 | 1.3449 | 51.2712 | 1.2254 | 3.0551 | 0 | 0.032612 | 0 | 0.74789 | 0.22757 | 0 | 6.6985 | 20.8503 | -61.5473 | 0 | 0.60707 | 0 | 1.6728 | 0.14966
2025_01_02 Hr 09 | 0.11348 | 0 | 0 | 0.29095 | 0.29095 | 0.29095 | 0.29095 | 0.29095 | 0.29095 | 0 | 0 | 0.0031592 | 2.67 | 0.3351 | 1.6399 | 1.6399 | 15.7077 | 0 | 0.0016124 | 0.0058432 | 0.0039341 | 0 | 0 | 0 | 0 | 0 | 0 | 0.06302 | 0.016238 | 1.2821 | 0.66031 | 14.0704 | 2.0585 | 0 | 0.60107 | 0.79648 | 0 | 0 | 0 | 0 | -4.0383 | 0.056408 | 0 | 0 | 0 | -0.56267 | 0 | 0 | 0 | 0 | 0 | 0 | 0 | 0 | 3.7337 | 0 | 0 | 0 | -3.3188 | 0 | 0 | 0 | 0 | 0 | 0 | 0 | 0 | 0 | 0 | 0 | 0 | 0 | -2.3937 | 0 | 0 | -58.0366 | 1.822 | 0 | 7.2319 | 7.2932 | 1.2753 | 51.2712 | 1.2254 | 3.0551 | 0 | 0.032612 | -0.11348 | 0.74789 | 0.22757 | 0 | 4.0814 | 21.2737 | -64.4252 | 0 | 0.60707 | 0 | 1.6728 | 0.14934
2025_01_02 Hr 10 | 0.067929 | 5.0475e-05 | 0 | 0.29095 | 0.29095 | 0.29095 | 0.29095 | 0.29095 | 0.29095 | 0 | 0 | 0.0031592 | 2.67 | 0.29949 | 1.6399 | 1.6399 | 15.7077 | 0 | 0.0016124 | 0.0058432 | 0.0039341 | 0 | 0 | 0 | 0 | 0 | 0 | 0.06302 | 0.016238 | 1.2821 | 0.66031 | 14.0704 | 2.0585 | 0 | 0.60107 | 0.79648 | 0 | 0 | 0 | 0 | -3.4592 | 0.056408 | 0 | 0 | 0 | -0.50265 | 0 | 0 | 0 | 0 | 0 | 0 | 0 | 0 | 3.6636 | 0 | 0 | 0 | -3.3188 | 0 | 0 | 0 | 0 | 0 | 0 | 0 | 0 | 0 | 0 | 0 | 0 | 0 | -2.3937 | 0 | 0 | -55.4138 | 1.822 | 0 | 7.2319 | 7.2932 | 1.2143 | 51.2712 | 1.2254 | 3.0551 | 0 | 0.032612 | -0.067929 | 0.74789 | 0.22757 | 0 | 7.1773 | 21.0621 | -61.6969 | 0 | 0.60707 | 0 | 1.6728 | 0.14993
2025_01_02 Hr 11 | 0.24919 | 0.00018522 | 0 | 0.29095 | 0.29095 | 0.29095 | 0.29095 | 0.29095 | 0.29095 | 0 | 0 | 0.0031592 | 2.4 | 0.26342 | 1.6399 | 1.6399 | 15.7077 | 0 | 0.0016124 | 0.0058432 | 0.0039341 | 0 | 0 | 0 | 0 | 0 | 0 | 0.06302 | 0.016238 | 1.2821 | 0.66031 | 14.0704 | 2.0585 | 0 | 0.60107 | 0.79648 | 0 | 0 | 0 | 0 | -3.3723 | 0.056408 | 0 | 0 | 0 | -0.49182 | 0 | 0 | 0 | 0 | 0 | 0 | 0 | 0 | 3.7337 | 0 | 0 | 0 | -3.3188 | 0 | 0 | 0 | 0 | 0 | 0 | 0 | 0 | 0 | 0 | 0 | 0 | 0 | -2.3937 | 0 | 0 | -52.5418 | 1.822 | 0 | 7.2319 | 7.2932 | 1.3449 | 51.2712 | 1.2254 | 3.0551 | 0 | 0.032612 | -0.24919 | 0.74789 | 0.22757 | 0 | 10.0415 | 21.138 | -58.9954 | 0 | 0.60707 | 0 | 1.6728 | 0.1497
2025_01_02 Hr 12 | 0.20415 | 0.00017813 | 0 | 0.29095 | 0.29095 | 0.29095 | 0.29095 | 0.29095 | 0.29095 | 0 | 0 | 0.0031592 | 2.25 | 0.2571 | 1.6399 | 1.6399 | 15.7077 | 0 | 0.0016124 | 0.0058432 | 0.0039341 | 0 | 0 | 0 | 0 | 0 | 0 | 0.06302 | 0.016238 | 1.2821 | 0.66031 | 14.0704 | 2.0585 | 0 | 0.60107 | 0.79648 | 0 | 0 | 0 | 0 | -3.5252 | 0.056408 | 0 | 0 | 0 | -0.5121 | 0 | 0 | 0 | 0 | 0 | 0 | 0 | 0 | 3.4579 | 0 | 0 | 0 | -3.3188 | 0 | 0 | 0 | 0 | 0 | 0 | 0 | 0 | 0 | 0 | 0 | 0 | 0 | -2.3937 | 0 | 0 | -57.3991 | 1.822 | 0 | 7.2319 | 7.2932 | 1.3144 | 51.2712 | 1.2254 | 3.0551 | 0 | 0.032612 | -0.20415 | 0.74789 | 0.22757 | 0 | 4.5484 | 20.6304 | -63.8279 | 0 | 0.60707 | 0 | 1.6728 | 0.14979
2025_01_02 Hr 13 | 0.20408 | 9.4179e-05 | 0 | 0.29095 | 0.29095 | 0.29095 | 0.29095 | 0.29095 | 0.29095 | 0 | 0 | 0.0031592 | 2.31 | 0.26032 | 1.6399 | 1.6399 | 15.7077 | 0 | 0.0016124 | 0.0058432 | 0.0039341 | 0 | 0 | 0 | 0 | 0 | 0 | 0.06302 | 0.016238 | 1.2821 | 0.66031 | 14.0704 | 2.0585 | 0 | 0.60107 | 0.79648 | 0 | 0 | 0 | 0 | -3.3972 | 0.056408 | 0 | 0 | 0 | -0.50502 | 0 | 0 | 0 | 0 | 0 | 0 | 0 | 0 | 3.3883 | 0 | 0 | 0 | -3.3188 | 0 | 0 | 0 | 0 | 0 | 0 | 0 | 0 | 0 | 0 | 0 | 0 | 0 | -2.3937 | 0 | 0 | -56.4272 | 1.822 | 0 | 7.2319 | 7.2932 | 1.284 | 51.2712 | 1.2254 | 3.0551 | 0 | 0.032612 | -0.20408 | 0.74789 | 0.22757 | 0 | 5.6182 | 20.593 | -62.8488 | 0 | 0.60707 | 0 | 1.6728 | 0.14942
2025_01_02 Hr 14 | 0.24912 | 7.1099e-05 | 0 | 0.29095 | 0.29095 | 0.29095 | 0.29095 | 0.29095 | 0.29095 | 0 | 0 | 0.0031592 | 2.31 | 0.26893 | 1.6399 | 1.6399 | 15.7077 | 0 | 0.0016124 | 0.0058432 | 0.0039341 | 0 | 0 | 0 | 0 | 0 | 0 | 0.06302 | 0.016238 | 1.2821 | 0.66031 | 14.0704 | 2.0585 | 0 | 0.60107 | 0.79648 | 0 | 0 | 0 | 0.58553 | -3.9756 | 0.056408 | 0 | 0 | 0 | -0.52179 | 0 | 0 | 0 | 0 | 0 | 0 | 0 | 0 | 3.3883 | 0 | 0 | 0 | -3.3188 | 0 | 0 | 0 | 0 | 0 | 0 | 0 | 0 | 0 | 0 | 0 | 0 | 0 | -2.3937 | 0 | 0 | -57.7794 | 1.822 | 0 | 7.2319 | 7.2932 | 1.284 | 51.2712 | 1.2254 | 3.0551 | 0 | 0.032612 | -0.24912 | 0.74789 | 0.22757 | 0 | 4.2647 | 20.6463 | -64.2628 | 0 | 0.60707 | 0 | 1.6728 | 0.14909
2025_01_02 Hr 15 | 0.20415 | 9.8076e-05 | 0 | 0.29095 | 0.29095 | 0.29095 | 0.29095 | 0.29095 | 0.29095 | 0 | 0 | 0.0031592 | 2.46 | 0.28325 | 1.6399 | 1.6399 | 15.7077 | 0 | 0.0016124 | 0.0058432 | 0.0039341 | 0 | 0 | 0 | 0 | 0 | 0 | 0.06302 | 0.016238 | 1.2821 | 0.66031 | 14.0704 | 2.0585 | 0 | 0.60107 | 0.79648 | 0 | 0 | 0 | 0 | -2.4828 | 0.056408 | 0 | 0 | 0 | -0.51604 | 0 | 0 | 0 | 0 | 0 | 0 | 0 | 0 | 4.0102 | 0 | 0 | 0 | -3.3188 | 0 | 0 | 0 | 0 | 0 | 0 | 0 | 0 | 0 | 0 | 0 | 0 | 0 | -2.3937 | 0 | 0 | -58.6103 | 1.822 | 0 | 6.7485 | 6.807 | 1.3057 | 50.3016 | 1.2254 | 3.0551 | 0 | 0.032612 | -0.20415 | 0.74789 | 0.22757 | 0 | 4.1847 | 21.4089 | -65.043 | 0 | 0.60707 | 0 | 1.6728 | 0.14863
2025_01_02 Hr 16 | 0.13586 | 0.00010821 | 0 | 0.29095 | 0.29095 | 0.29095 | 0.29095 | 0.29095 | 0.29095 | 0 | 0 | 0.0031592 | 2.07 | 0.23623 | 1.6399 | 1.6399 | 15.7077 | 0 | 0.0016124 | 0.0058432 | 0.0039341 | 0 | 0 | 0 | 0 | 0 | 0 | 0.06302 | 0.016238 | 1.2821 | 0.66031 | 14.0704 | 2.0585 | 0 | 0.60107 | 0.79648 | 0 | 0 | 0 | 0 | -2.7445 | 0.056408 | 0 | 0 | 0 | -0.51143 | 0 | 0 | 0 | 0 | 0 | 0 | 0 | 0 | 3.8027 | 0 | 0 | 0 | -3.3188 | 0 | 0 | 0 | 0 | 0 | 0 | 0 | 0 | 0 | 0 | 0 | 0 | 0 | -2.3937 | 0 | 0 | -56.2847 | 1.822 | 0 | 6.8565 | 6.9159 | 1.4842 | 50.5185 | 1.2254 | 3.0551 | 0 | 0.032612 | -0.13586 | 0.74789 | 0.22757 | 0 | 6.0035 | 20.874 | -62.6445 | 0 | 0.60707 | 0 | 1.6728 | 0.1481
2025_01_02 Hr 17 | 0 | 2.9612e-05 | 0 | 0.29095 | 0.29095 | 0.29095 | 0.29095 | 0.29095 | 0.29095 | 0 | 0 | 0.0031592 | 2.67 | 0.3514 | 1.6399 | 1.6399 | 15.7077 | 0 | 0.0016124 | 0.0058432 | 0.0039341 | 0 | 0 | 0 | 0 | 0 | 0 | 0.06302 | 0.016238 | 1.2821 | 0.66031 | 14.0704 | 2.0585 | 0 | 0.60107 | 0.79648 | 0 | 0 | 0 | 0 | -4.1355 | 0.056408 | 0 | 0 | 0 | -0.59014 | 0 | 0 | 0 | 0 | 0 | 0 | 0 | 0 | 3.5952 | 0 | 0 | 0 | -3.3188 | 0 | 0 | 0 | 0 | 0 | 0 | 0 | 0 | 0 | 0 | 0 | 0 | 0 | -2.3937 | 0 | 0 | -69.9099 | 1.822 | 0 | 7.2319 | 7.2932 | 1.7671 | 51.2712 | 1.2254 | 3.0551 | 0 | 0.032612 | 0 | 0.74789 | 0.22757 | 0 | -7.5468 | 21.5299 | -76.2125 | 0 | 0.60707 | 0 | 1.6728 | 0.14939
2025_01_02 Hr 18 | 0 | 0 | 0 | 0.29095 | 0.29095 | 0.29095 | 0.29095 | 0.29095 | 0.29095 | 0 | 0 | 0.0031592 | 2.64 | 0.34905 | 1.6399 | 1.6399 | 15.7077 | 0 | 0.0016124 | 0.0058432 | 0.0039341 | 0 | 0 | 0 | 0 | 0 | 0 | 0.06302 | 0.016238 | 1.2821 | 0.66031 | 14.0704 | 2.0585 | 0 | 0.60107 | 0.79648 | 0 | 0 | 0 | 0 | -4.0088 | 0.056408 | 0 | 0 | 0 | -0.59288 | 0 | 0 | 0 | 0 | 0 | 0 | 0 | 0 | 4.0108 | 0 | 0 | 0 | -3.3188 | 0 | 0 | 0 | 0 | 0 | 0 | 0 | 0 | 0 | 0 | 0 | 0 | 0 | -2.3937 | 0 | 0 | -74.4701 | 1.822 | 0 | 7.2319 | 7.2932 | 1.7366 | 51.2712 | 1.2254 | 3.0551 | 0 | 0.032612 | 0 | 0.74789 | 0.22757 | 0 | -11.6292 | 21.8839 | -80.7755 | 0 | 0.60707 | 0 | 1.6728 | 0.1506
2025_01_02 Hr 19 | 0 | 0 | 0 | 0.29095 | 0.29095 | 0.29095 | 0.29095 | 0.29095 | 0.29095 | 0 | 0 | 0.0031592 | 2.64 | 0.33293 | 1.6399 | 1.6399 | 15.7077 | 0 | 0.0016124 | 0.0058432 | 0.0039341 | 0 | 0 | 0 | 0 | 0 | 0 | 0.06302 | 0.016238 | 1.2821 | 0.66031 | 14.0704 | 2.0585 | 0 | 0.60107 | 0.79648 | 0 | 0 | 0 | 0 | -3.8118 | 0.056408 | 0 | 0 | 0 | -0.5654 | 0 | 0 | 0 | 0 | 0 | 0 | 0 | 0 | 4.4234 | 0 | 0 | 0 | -3.3188 | 0 | 0 | 0 | 0 | 0 | 0 | 0 | 0 | 0 | 0 | 0 | 0 | 0 | -2.3937 | 0 | 0 | -74.127 | 1.822 | 0 | 7.2319 | 7.2932 | 1.8977 | 51.2712 | 1.2254 | 3.0551 | 0 | 0.032612 | 0 | 0.74789 | 0.22757 | 0 | -10.5044 | 22.441 | -80.4049 | 0 | 0.60707 | 0 | 1.6728 | 0.15024
2025_01_02 Hr 20 | 0 | 0 | 0 | 0.29095 | 0.29095 | 0.29095 | 0.29095 | 0.29095 | 0.29095 | 0 | 0 | 0.0031592 | 2.7 | 0.3445 | 1.6399 | 1.6399 | 15.7077 | 0 | 0.0016124 | 0.0058432 | 0.0039341 | 0 | 0 | 0 | 0 | 0 | 0 | 0.06302 | 0.016238 | 1.2821 | 0.66031 | 14.0704 | 2.0585 | 0 | 0.60107 | 0.79648 | 0 | 0 | 0 | 0 | -3.9155 | 0.056408 | 0 | 0 | 0 | -0.57206 | 0 | 0 | 0 | 0 | 0 | 0 | 0 | 0 | 4.2165 | 0 | 0 | 0 | -3.3188 | 0 | 0 | 0 | 0 | 0 | 0 | 0 | 0 | 0 | 0 | 0 | 0 | 0 | -2.3937 | 0 | 0 | -69.3116 | 1.822 | 0 | 7.2319 | 7.2932 | 1.6975 | 51.2712 | 1.2254 | 3.0551 | 0 | 0.032612 | 0 | 0.74789 | 0.22757 | 0 | -6.1354 | 22.1051 | -75.5962 | 0 | 0.60707 | 0 | 1.6728 | 0.14983
2025_01_02 Hr 21 | 0 | 0 | 0 | 0.29095 | 0.29095 | 0.29095 | 0.29095 | 0.29095 | 0.29095 | 0 | 0 | 0.0031592 | 2.73 | 0.30613 | 1.6399 | 1.6399 | 15.7077 | 0 | 0.0016124 | 0.0058432 | 0.0039341 | 0 | 0 | 0 | 0 | 0 | 0 | 0.06302 | 0.016238 | 1.2821 | 0.66031 | 14.0704 | 2.0585 | 0 | 0.60107 | 0.79648 | 0 | 0 | 0 | 0 | -3.3852 | 0.056408 | 0 | 0 | 0 | -0.50251 | 0 | 0 | 0 | 0 | 0 | 0 | 0 | 0 | 4.9775 | 0 | 0 | 0 | -3.3188 | 0 | 0 | 0 | 0 | 0 | 0 | 0 | 0 | 0 | 0 | 0 | 0 | 0 | -2.3937 | 0 | 0 | -62.0171 | 1.822 | 0 | 7.2319 | 7.2932 | 1.9673 | 51.2712 | 1.2254 | 3.0551 | 0 | 0.032612 | 0 | 0.74789 | 0.22757 | 0 | 2.7807 | 23.1268 | -68.2321 | 0 | 0.60707 | 0 | 1.6728 | 0.14902
2025_01_02 Hr 22 | 0 | 0 | 0 | 0.29095 | 0.29095 | 0.29095 | 0.29095 | 0.29095 | 0.29095 | 0 | 0 | 0.0031592 | 2.73 | 0.27273 | 1.6399 | 1.6399 | 15.7077 | 0 | 0.0016124 | 0.0058432 | 0.0039341 | 0 | 0 | 0 | 0 | 0 | 0 | 0.06302 | 0.016238 | 1.2821 | 0.66031 | 14.0704 | 2.0585 | 0 | 0.60107 | 0.79648 | 0 | 0 | 0 | 0 | -3.0703 | 0.056408 | 0 | 0 | 0 | -0.44746 | 0 | 0 | 0 | 0 | 0 | 0 | 0 | 0 | 4.7005 | 0 | 0 | 0 | -3.3188 | 0 | 0 | 0 | 0 | 0 | 0 | 0 | 0 | 0 | 0 | 0 | 0 | 0 | -2.3937 | 0 | 0 | -52.0656 | 1.822 | 0 | 7.2319 | 7.2932 | 2.1371 | 51.2712 | 1.2254 | 3.0551 | 0 | 0.032612 | 0 | 0.74789 | 0.22757 | 0 | 12.9598 | 22.9844 | -58.2255 | 0 | 0.60707 | 0 | 1.6728 | 0.14737
2025_01_02 Hr 23 | 0 | 0 | 0 | 0.29095 | 0.29095 | 0.29095 | 0.29095 | 0.29095 | 0.29095 | 0 | 0 | 0.0031592 | 2.73 | 0.24149 | 1.6399 | 1.6399 | 15.7634 | 0 | 0.0016124 | 0.0058432 | 0.0039341 | 0 | 0 | 0.56313 | 0 | 0.45688 | 0 | 0.06302 | 0.016238 | 1.2821 | 0.66031 | 14.086 | 2.0585 | 0 | 0.60344 | 0.79648 | 0 | 0 | 0 | 0.010674 | -2.2706 | 0.056408 | 0 | 0 | 0 | -0.39596 | 0 | 0 | 0 | 0 | 0 | 0 | 0 | 0 | 4.8396 | 0 | 0 | 0 | 0 | -2.4813 | 0 | 0 | 0 | 0 | 0 | 0 | 0 | 0 | 0 | 0 | 0 | 0 | 0 | 0 | 0 | -43.4049 | 1.822 | 0 | 6.8914 | 6.9503 | 2.0065 | 50.659 | 1.2254 | 3.0551 | 0 | 0.032612 | 0 | 0.74789 | 0.22757 | 0 | 26.0991 | 22.9621 | -45.2621 | 0 | 0.60707 | 0 | 1.6728 | 0.14538
2025_01_02 Hr 24 | 0 | 0 | 0 | 0.29095 | 0.29095 | 0.29095 | 0.29095 | 0.29095 | 0.29095 | 0 | 0 | 0.0031592 | 2.82 | 0.2477 | 1.6399 | 1.6399 | 15.7634 | 0 | 0.0016124 | 0.0058432 | 0.0039341 | 0 | 0 | 0.54652 | 0 | 0.44027 | 0 | 0.06302 | 0.016238 | 1.2821 | 0.66031 | 14.086 | 2.0585 | 0 | 0.60344 | 0.79648 | 0 | 0 | 0 | 0 | -1.7894 | 0.056408 | 0 | 0 | 0 | -0.39317 | 0 | 0 | 0 | 0 | 0 | 0 | 0 | 0 | 4.5625 | 0 | 0 | 0 | 0 | -2.4813 | 0 | 0 | 0 | 0 | 0 | 0 | 0 | 0 | 0 | 0 | 0 | 0 | 0 | 0 | 0 | -43.2322 | 1.822 | 0 | 6.6801 | 6.7372 | 1.8541 | 50.2346 | 1.2254 | 3.0551 | 0 | 0.032612 | 0 | 0.74789 | 0.22757 | 0 | 25.953 | 22.6275 | -45.1198 | 0 | 0.60707 | 0 | 1.6728 | 0.14399
2025_01_03 Hr 01 | 0 | 0 | 0 | 0.21841 | 0.21841 | 0.21841 | 0.21841 | 0.21841 | 0.21841 | 0 | 0 | 0.0031592 | 2.82 | 0.21709 | 1.6399 | 1.6399 | 11.8346 | 0 | 0.0016124 | 0.0058432 | 0.0039341 | 0 | 0 | 0.25577 | 0 | 0.14952 | 0 | 0.06302 | 0.016238 | 1.2821 | 0.49687 | 10.5739 | 2.0585 | 0 | 0.60344 | 0.79648 | 0 | 0 | 0 | 0 | -2.5902 | 0.056408 | 0 | 0 | 0 | -0.34432 | 0 | 0 | 0 | 0 | 0 | 0 | 0 | 0 | 4.4948 | 0 | 0 | 0 | 0 | -2.4813 | 0 | 0 | 0 | 0 | 0 | 0 | 0 | 0 | 0 | 0 | 0 | 0 | 0 | 0 | 0 | -39.6225 | 1.822 | 0 | 5.4512 | 5.4973 | 1.9368 | 39.7263 | 1.2254 | 3.0551 | 0 | 0.032612 | 0 | 0.74789 | 0.22757 | 0 | 17.7045 | 22.6112 | -42.0428 | 0 | 0.60707 | 0 | 1.6728 | 0.14331
2025_01_03 Hr 02 | 0 | 0 | 0 | 0.21841 | 0.21841 | 0.21841 | 0.21841 | 0.21841 | 0.21841 | 0 | 0 | 0.0031592 | 2.85 | 0.21105 | 1.6399 | 1.6399 | 11.8346 | 0 | 0.0016124 | 0.0058432 | 0.0039341 | 0 | 0 | 0.17733 | 0 | 0.071084 | 0 | 0.06302 | 0.016238 | 1.2821 | 0.49687 | 10.5739 | 2.0585 | 0 | 0.60344 | 0.79648 | 0 | 0 | 0 | 0 | -2.4754 | 0.056408 | 0 | 0 | 0 | -0.33114 | 0 | 0 | 0 | 0 | 0 | 0 | 0 | 0 | 4.8402 | 0 | 0 | 0 | 0 | -2.4813 | 0 | 0 | 0 | 0 | 0 | 0 | 0 | 0 | 0 | 0 | 0 | 0 | 0 | 0 | 0 | -38.8077 | 1.822 | 0 | 5.4512 | 5.4973 | 2.5375 | 39.7263 | 1.2254 | 3.0551 | 0 | 0.032612 | 0 | 0.74789 | 0.22757 | 0 | 19.4596 | 23.5804 | -41.3717 | 0 | 0.60707 | 0 | 1.6728 | 0.14248
2025_01_03 Hr 03 | 0 | 0 | 0 | 0.21841 | 0.21841 | 0.21841 | 0.21841 | 0.21841 | 0.21841 | 0 | 0 | 0.0031592 | 2.85 | 0.21256 | 1.6399 | 1.6399 | 11.8346 | 0 | 0.0016124 | 0.0058432 | 0.0039341 | 0 | 0 | 0.1915 | 0 | 0.085251 | 0 | 0.06302 | 0.016238 | 1.2821 | 0.49687 | 10.5739 | 2.0585 | 0 | 0.60344 | 0.79648 | 0 | 0 | 0 | 0 | -2.49 | 0.056408 | 0 | 0 | 0 | -0.33352 | 0 | 0 | 0 | 0 | 0 | 0 | 0 | 0 | 5.2546 | 0 | 0 | 0 | 0 | -2.4813 | 0 | 0 | 0 | 0 | 0 | 0 | 0 | 0 | 0 | 0 | 0 | 0 | 0 | 0 | 0 | -41.2544 | 1.822 | 0 | 5.4512 | 5.4973 | 2.5288 | 39.7263 | 1.2254 | 3.0551 | 0 | 0.032612 | 0 | 0.74789 | 0.22757 | 0 | 17.4307 | 23.9869 | -43.7924 | 0 | 0.60707 | 0 | 1.6728 | 0.1418
2025_01_03 Hr 04 | 0 | 0 | 0 | 0.21841 | 0.21841 | 0.21841 | 0.21841 | 0.21841 | 0.21841 | 0 | 0 | 0.0031592 | 2.85 | 0.21698 | 1.6399 | 1.6399 | 11.8346 | 0 | 0.0016124 | 0.0058432 | 0.0039341 | 0 | 0 | 0.233 | 0 | 0.12675 | 0 | 0.06302 | 0.016238 | 1.2821 | 0.49687 | 10.5739 | 2.0585 | 0 | 0.60344 | 0.79648 | 0 | 0 | 0 | 0 | -2.607 | 0.056408 | 0 | 0 | 0 | -0.34049 | 0 | 0 | 0 | 0 | 0 | 0 | 0 | 0 | 4.9781 | 0 | 0 | 0 | 0 | -2.4813 | 0 | 0 | 0 | 0 | 0 | 0 | 0 | 0 | 0 | 0 | 0 | 0 | 0 | 0 | 0 | -43.8997 | 1.822 | 0 | 5.4512 | 5.4973 | 2.5375 | 39.7263 | 1.2254 | 3.0551 | 0 | 0.032612 | 0 | 0.74789 | 0.22757 | 0 | 14.4815 | 23.7239 | -46.3617 | 0 | 0.60707 | 0 | 1.6728 | 0.14215
2025_01_03 Hr 05 | 0 | 0 | 0 | 0.21841 | 0.21841 | 0.21841 | 0.21841 | 0.21841 | 0.21841 | 0 | 0 | 0.0031592 | 2.85 | 0.21403 | 1.6399 | 1.6399 | 11.8346 | 0 | 0.0016124 | 0.0058432 | 0.0039341 | 0 | 0 | 0.20527 | 0 | 0.099019 | 0 | 0.06302 | 0.016238 | 1.247 | 0.49687 | 10.5739 | 2.0585 | 0 | 0.60344 | 0.79648 | 0 | 0 | 0 | 0 | -2.4159 | 0.056408 | 0 | 0 | 0 | -0.33584 | 0 | 0 | 0 | 0 | 0 | 0 | 0 | 0 | 4.9775 | 0 | 0 | 0 | 0 | -2.4813 | 0 | 0 | 0 | 0 | 0 | 0 | 0 | 0 | 0 | 0 | 0 | 0 | 0 | 0 | 0 | -42.2337 | 1.822 | 0 | 5.4512 | 5.4973 | 2.1284 | 39.6912 | 1.2254 | 3.0551 | 0 | 0.032612 | 0 | 0.74789 | 0.22757 | 0 | 15.8413 | 23.3126 | -44.7465 | 0 | 0.60707 | 0 | 1.6728 | 0.14346
2025_01_03 Hr 06 | 0 | 0 | 0 | 0.21841 | 0.21841 | 0.21841 | 0.21841 | 0.21841 | 0.21841 | 0 | 0 | 0.0031592 | 2.85 | 0.24798 | 1.6399 | 1.6399 | 11.8346 | 0.77531 | 0.0016124 | 0.0058432 | 0.0039341 | 0 | 0 | 0.52438 | 0 | 0.41813 | 0 | 0.06302 | 0.016238 | 1.2821 | 0.49687 | 10.5739 | 2.0585 | 0 | 0.60344 | 0.79648 | 0 | 0 | 0 | 0 | -2.7555 | 0.056408 | 0 | 0 | 0 | -0.38945 | 0 | 0 | 0 | 0 | 0 | 0 | 0 | 0 | 4.7005 | 0 | 0 | 0 | 0 | -2.4813 | 0 | 0 | 0 | 0 | 0 | 0 | 0 | 0 | 0 | 0 | 0 | 0 | 0 | 0 | 0 | -55.0658 | 1.822 | 0 | 5.4512 | 5.4973 | 2.4069 | 40.5016 | 1.2254 | 3.0551 | 0 | 0.032612 | 0 | 0.74789 | 0.22757 | 0 | 4.102 | 23.3499 | -56.9939 | 0 | 0.60707 | 0 | 1.6728 | 0.14535
2025_01_03 Hr 07 | 0 | 0 | 0 | 0.21841 | 0.21841 | 0.21841 | 0.21841 | 0.21841 | 0.21841 | 0 | 0 | 0.0031592 | 2.85 | 0.30186 | 1.6399 | 1.6399 | 11.7928 | 0.77175 | 0.0016124 | 0.0058432 | 0.0039341 | 0 | 0 | 0 | 0 | 0 | 0 | 0.06302 | 0.016238 | 1.2821 | 0.49687 | 10.5622 | 2.0585 | 0 | 0.60107 | 0.79648 | 0 | 0 | 0 | 0 | -3.0213 | 0.056408 | 0 | 0 | 0 | -0.47452 | 0 | 0 | 0 | 0 | 0 | 0 | 0 | 0 | 4.3556 | 0 | 0 | 0 | -3.3188 | 0 | 0 | 0 | 0 | 0 | 0 | 0 | 0 | 0 | 0 | 0 | 0 | 0 | -2.3937 | 0 | 0 | -68.6564 | 1.822 | 0 | 5.4287 | 5.4747 | 2.4156 | 40.3995 | 1.2254 | 3.0551 | 0 | 0.032612 | 0 | 0.74789 | 0.22757 | 0 | -14.3972 | 23.068 | -74.8434 | 0 | 0.60707 | 0 | 1.6728 | 0.14806
2025_01_03 Hr 08 | 0 | 0 | 0 | 0.21841 | 0.21841 | 0.21841 | 0.21841 | 0.21841 | 0.21841 | 0 | 0 | 0.0031592 | 2.85 | 0.32072 | 1.6399 | 1.6399 | 11.7928 | 0.77175 | 0.0016124 | 0.0058432 | 0.0039341 | 0 | 0 | 0 | 0 | 0 | 0 | 0.06302 | 0.016238 | 1.2821 | 0.49687 | 10.5622 | 2.0585 | 0 | 0.60107 | 0.79648 | 0 | 0 | 0 | 0 | -3.2006 | 0.056408 | 0 | 0 | 0 | -0.5043 | 0 | 0 | 0 | 0 | 0 | 0 | 0 | 0 | 5.3229 | 0 | 0 | 0 | -3.3188 | 0 | 0 | 0 | 0 | 0 | 0 | 0 | 0 | 0 | 0 | 0 | 0 | 0 | -2.3937 | 0 | 0 | -76.1824 | 1.822 | 0 | 5.4287 | 5.4747 | 2.3895 | 40.3995 | 1.2254 | 3.0551 | 0 | 0.032612 | 0 | 0.74789 | 0.22757 | 0 | -21.1703 | 24.0299 | -82.3992 | 0 | 0.60707 | 0 | 1.6728 | 0.14993
2025_01_03 Hr 09 | 0.045117 | 0 | 0 | 0.21841 | 0.21841 | 0.21841 | 0.21841 | 0.21841 | 0.21841 | 0 | 0 | 0.0031592 | 2.85 | 0.28874 | 1.6399 | 1.6399 | 11.7928 | 0.77175 | 0.0016124 | 0.0058432 | 0.0039341 | 0 | 0 | 0 | 0 | 0 | 0 | 0.06302 | 0.016238 | 1.2821 | 0.49687 | 10.5622 | 2.0585 | 0 | 0.60107 | 0.79648 | 0 | 0 | 0 | 0 | -2.9509 | 0.056408 | 0 | 0 | 0 | -0.4538 | 0 | 0 | 0 | 0 | 0 | 0 | 0 | 0 | 5.8765 | 0 | 0 | 0 | -3.3188 | 0 | 0 | 0 | 0 | 0 | 0 | 0 | 0 | 0 | 0 | 0 | 0 | 0 | -2.3937 | 0 | 0 | -67.5955 | 1.822 | 0 | 5.4287 | 5.4747 | 2.2676 | 40.3995 | 1.2254 | 3.0551 | 0 | 0.032612 | -0.045117 | 0.74789 | 0.22757 | 0 | -11.8837 | 24.4746 | -73.8069 | 0 | 0.60707 | 0 | 1.6728 | 0.14984
2025_01_03 Hr 10 | 0.13579 | 3.3228e-05 | 0 | 0.21841 | 0.21841 | 0.21841 | 0.21841 | 0.21841 | 0.21841 | 0 | 0 | 0.0031592 | 2.85 | 0.28059 | 1.6399 | 1.6399 | 11.7928 | 0.77175 | 0.0016124 | 0.0058432 | 0.0039341 | 0 | 0 | 0 | 0 | 0 | 0 | 0.06302 | 0.016238 | 1.2821 | 0.49687 | 10.5622 | 2.0585 | 0 | 0.60107 | 0.79648 | 0 | 0 | 0 | 0 | -2.8659 | 0.056408 | 0 | 0 | 0 | -0.44093 | 0 | 0 | 0 | 0 | 0 | 0 | 0 | 0 | 4.9086 | 0 | 0 | 0 | -3.3188 | 0 | 0 | 0 | 0 | 0 | 0 | 0 | 0 | 0 | 0 | 0 | 0 | 0 | -2.3937 | 0 | 0 | -64.196 | 1.822 | 0 | 5.4287 | 5.4747 | 2.4766 | 40.3995 | 1.2254 | 3.0551 | 0 | 0.032612 | -0.13579 | 0.74789 | 0.22757 | 0 | -9.1534 | 23.7982 | -70.4852 | 0 | 0.60707 | 0 | 1.6728 | 0.14983
2025_01_03 Hr 11 | 0.068002 | 0.00012183 | 0 | 0.21841 | 0.21841 | 0.21841 | 0.21841 | 0.21841 | 0.21841 | 0 | 0 | 0.0031592 | 2.79 | 0.26772 | 1.6399 | 1.6399 | 11.7928 | 0.77175 | 0.0016124 | 0.0058432 | 0.0039341 | 0 | 0 | 0 | 0 | 0 | 0 | 0.06302 | 0.016238 | 1.2821 | 0.49687 | 10.5622 | 2.0585 | 0 | 0.60107 | 0.79648 | 0 | 0 | 0 | 0 | -2.8118 | 0.056408 | 0 | 0 | 0 | -0.4297 | 0 | 0 | 0 | 0 | 0 | 0 | 0 | 0 | 4.5643 | 0 | 0 | 0 | -3.3188 | 0 | 0 | 0 | 0 | 0 | 0 | 0 | 0 | 0 | 0 | 0 | 0 | 0 | -2.3937 | 0 | 0 | -64.2691 | 1.822 | 0 | 5.4287 | 5.4747 | 2.3677 | 40.3995 | 1.2254 | 3.0551 | 0 | 0.032612 | -0.068002 | 0.74789 | 0.22757 | 0 | -9.6874 | 23.2041 | -70.4793 | 0 | 0.60707 | 0 | 1.6728 | 0.14942
2025_01_03 Hr 12 | 0.067929 | 0.00013407 | 0 | 0.21841 | 0.21841 | 0.21841 | 0.21841 | 0.21841 | 0.21841 | 0 | 0 | 0.0031592 | 2.82 | 0.25851 | 1.6399 | 1.6399 | 11.7928 | 0.77175 | 0.0016124 | 0.0058432 | 0.0039341 | 0 | 0 | 0 | 0 | 0 | 0 | 0.06302 | 0.016238 | 1.2821 | 0.49687 | 10.5622 | 2.0585 | 0 | 0.60107 | 0.79648 | 0 | 0 | 0 | 0 | -2.7156 | 0.056408 | 0 | 0 | 0 | -0.41041 | 0 | 0 | 0 | 0 | 0 | 0 | 0 | 0 | 3.7337 | 0 | 0 | 0 | -3.3188 | 0 | 0 | 0 | 0 | 0 | 0 | 0 | 0 | 0 | 0 | 0 | 0 | 0 | -2.3937 | 0 | 0 | -59.0569 | 1.822 | 0 | 5.4287 | 5.4747 | 2.0152 | 40.3995 | 1.2254 | 3.0551 | 0 | 0.032612 | -0.067929 | 0.74789 | 0.22757 | 0 | -5.5227 | 22.0411 | -65.2477 | 0 | 0.60707 | 0 | 1.6728 | 0.1488
2025_01_03 Hr 13 | 0.13579 | 0.00017174 | 0 | 0.21841 | 0.21841 | 0.21841 | 0.21841 | 0.21841 | 0.21841 | 0 | 0 | 0.0031592 | 2.7 | 0.25761 | 1.6399 | 1.6399 | 11.7928 | 0.77175 | 0.0016124 | 0.0058432 | 0.0039341 | 0 | 0 | 0 | 0 | 0 | 0 | 0.06302 | 0.016238 | 1.2821 | 0.49687 | 10.5622 | 2.0585 | 0 | 0.60107 | 0.79648 | 0 | 0 | 0 | 0 | -2.7293 | 0.056408 | 0 | 0 | 0 | -0.42725 | 0 | 0 | 0 | 0 | 0 | 0 | 0 | 0 | 3.8711 | 0 | 0 | 0 | -3.3188 | 0 | 0 | 0 | 0 | 0 | 0 | 0 | 0 | 0 | 0 | 0 | 0 | 0 | -2.3937 | 0 | 0 | -63.6848 | 1.822 | 0 | 5.4287 | 5.4747 | 2.3764 | 40.3995 | 1.2254 | 3.0551 | 0 | 0.032612 | -0.13579 | 0.74789 | 0.22757 | 0 | -9.8044 | 22.4858 | -69.9604 | 0 | 0.60707 | 0 | 1.6728 | 0.14796
2025_01_03 Hr 14 | 0.090814 | 0.00014722 | 0 | 0.21841 | 0.21841 | 0.21841 | 0.21841 | 0.21841 | 0.21841 | 0 | 0 | 0.0031592 | 2.52 | 0.22411 | 1.6399 | 1.6399 | 11.7928 | 0.70743 | 0.0016124 | 0.0058432 | 0.0039341 | 0 | 0 | 0 | 0 | 0 | 0 | 0.06302 | 0.016238 | 1.2821 | 0.49687 | 10.5622 | 2.0585 | 0 | 0.60107 | 0.79648 | 0 | 0 | 0 | 0 | -2.5565 | 0.056408 | 0 | 0 | 0 | -0.3981 | 0 | 0 | 0 | 0 | 0 | 0 | 0 | 0 | 4.009 | 0 | 0 | 0 | -3.3188 | 0 | 0 | 0 | 0 | 0 | 0 | 0 | 0 | 0 | 0 | 0 | 0 | 0 | -2.3937 | 0 | 0 | -51.6136 | 1.822 | 0 | 5.4287 | 5.4747 | 2.6506 | 40.3352 | 1.2254 | 3.0551 | 0 | 0.032612 | -0.090814 | 0.74789 | 0.22757 | 0 | 2.6023 | 22.6386 | -57.815 | 0 | 0.60707 | 0 | 1.6728 | 0.14705
2025_01_03 Hr 15 | 0.090814 | 0.00016131 | 0 | 0.21841 | 0.21841 | 0.21841 | 0.21841 | 0.21841 | 0.21841 | 0 | 0 | 0.0031592 | 2.43 | 0.2368 | 1.6399 | 1.6399 | 11.7928 | 0.77175 | 0.0016124 | 0.0058432 | 0.0039341 | 0 | 0 | 0 | 0 | 0 | 0 | 0.06302 | 0.016238 | 1.257 | 0.49687 | 10.5622 | 2.0585 | 0 | 0.60107 | 0.79648 | 0 | 0 | 0 | 0 | -3.1372 | 0.056408 | 0 | 0 | 0 | -0.43642 | 0 | 0 | 0 | 0 | 0 | 0 | 0 | 0 | 3.5256 | 0 | 0 | 0 | -3.3188 | 0 | 0 | 0 | 0 | 0 | 0 | 0 | 0 | 0 | 0 | 0 | 0 | 0 | -2.3937 | 0 | 0 | -56.6744 | 1.822 | 0 | 5.4287 | 5.4747 | 2.729 | 40.3744 | 1.2254 | 3.0551 | 0 | 0.032612 | -0.090814 | 0.74789 | 0.22757 | 0 | -3.5204 | 22.1565 | -62.9141 | 0 | 0.60707 | 0 | 1.6728 | 0.1473
2025_01_03 Hr 16 | 0.045117 | 0.00012826 | 0 | 0.21841 | 0.21841 | 0.21841 | 0.21841 | 0.21841 | 0.21841 | 0 | 0 | 0.0031592 | 2.49 | 0.24533 | 1.6399 | 1.6399 | 11.7928 | 0.77175 | 0.0016124 | 0.0058432 | 0.0039341 | 0 | 0 | 0 | 0 | 0 | 0 | 0.06302 | 0.016238 | 1.2821 | 0.49687 | 10.5622 | 2.0585 | 0 | 0.60107 | 0.79648 | 0 | 0 | 0 | 0 | -3.0473 | 0.056408 | 0 | 0 | 0 | -0.44126 | 0 | 0 | 0 | 0 | 0 | 0 | 0 | 0 | 3.7337 | 0 | 0 | 0 | -3.3188 | 0 | 0 | 0 | 0 | 0 | 0 | 0 | 0 | 0 | 0 | 0 | 0 | 0 | -2.3937 | 0 | 0 | -66.286 | 1.822 | 0 | 5.4287 | 5.4747 | 2.7203 | 40.3995 | 1.2254 | 3.0551 | 0 | 0.032612 | -0.045117 | 0.74789 | 0.22757 | 0 | -12.7531 | 22.3797 | -72.4849 | 0 | 0.60707 | 0 | 1.6728 | 0.14825
2025_01_03 Hr 17 | 0 | 2.2383e-05 | 0 | 0.21841 | 0.21841 | 0.21841 | 0.21841 | 0.21841 | 0.21841 | 0 | 0 | 0.0031592 | 2.55 | 0.29596 | 1.6399 | 1.6399 | 11.7928 | 0.77175 | 0.0016124 | 0.0058432 | 0.0039341 | 0 | 0 | 0 | 0 | 0 | 0 | 0.06302 | 0.016238 | 1.2821 | 0.49687 | 10.5622 | 2.0585 | 0 | 0.60107 | 0.79648 | 0 | 0 | 0 | 0 | -3.3272 | 0.056408 | 0 | 0 | 0 | -0.52018 | 0 | 0 | 0 | 0 | 0 | 0 | 0 | 0 | 4.1487 | 0 | 0 | 0 | -3.3188 | 0 | 0 | 0 | 0 | 0 | 0 | 0 | 0 | 0 | 0 | 0 | 0 | 0 | -2.3937 | 0 | 0 | -73.7136 | 1.822 | 0 | 5.4287 | 5.4747 | 2.6376 | 40.3995 | 1.2254 | 3.0551 | 0 | 0.032612 | 0 | 0.74789 | 0.22757 | 0 | -20.095 | 22.7789 | -79.9462 | 0 | 0.60707 | 0 | 1.6728 | 0.14977
2025_01_03 Hr 18 | 0 | 0 | 0 | 0.21841 | 0.21841 | 0.21841 | 0.21841 | 0.21841 | 0.21841 | 0 | 0 | 0.0031592 | 2.61 | 0.30452 | 1.6399 | 1.6399 | 11.7928 | 0.77175 | 0.0016124 | 0.0058432 | 0.0039341 | 0 | 0 | 0 | 0 | 0 | 0 | 0.06302 | 0.016238 | 1.2821 | 0.49687 | 10.5622 | 2.0585 | 0 | 0.60107 | 0.79648 | 0 | 0 | 0 | 0 | -3.4131 | 0.056408 | 0 | 0 | 0 | -0.52294 | 0 | 0 | 0 | 0 | 0 | 0 | 0 | 0 | 4.7017 | 0 | 0 | 0 | -3.3188 | 0 | 0 | 0 | 0 | 0 | 0 | 0 | 0 | 0 | 0 | 0 | 0 | 0 | -2.3937 | 0 | 0 | -73.7753 | 1.822 | 0 | 5.4287 | 5.4747 | 2.5288 | 40.3995 | 1.2254 | 3.0551 | 0 | 0.032612 | 0 | 0.74789 | 0.22757 | 0 | -19.7321 | 23.2923 | -80.0108 | 0 | 0.60707 | 0 | 1.6728 | 0.15051
2025_01_03 Hr 19 | 0 | 0 | 0 | 0.21841 | 0.21841 | 0.21841 | 0.21841 | 0.21841 | 0.21841 | 0 | 0 | 0.0031592 | 1.29 | 0.14786 | 1.6399 | 1.6399 | 11.7928 | 0.77175 | 0.0016124 | 0.0058432 | 0.0039341 | 0 | 0 | 0 | 0 | 0 | 0 | 0.06302 | 0.016238 | 1.2821 | 0.49687 | 10.5622 | 2.0585 | 0 | 0.60107 | 0.79648 | 0 | 0 | 0 | 0 | -3.3407 | 0.056408 | 0 | 0 | 0 | -0.51369 | 0 | 0 | 0 | 0 | 0 | 0 | 0 | 0 | 4.4942 | 0 | 0 | 0 | -3.3188 | 0 | 0 | 0 | 0 | 0 | 0 | 0 | 0 | 0 | 0 | 0 | 0 | 0 | -2.3937 | 0 | 0 | -64.5182 | 1.822 | 0 | 5.4287 | 5.4747 | 2.1153 | 40.3995 | 1.2254 | 3.0551 | 0 | 0.032612 | 0 | 0.74789 | 0.22757 | 0 | -12.4913 | 21.1942 | -70.7443 | 0 | 0.60707 | 0 | 1.6728 | 0.15011
2025_01_03 Hr 20 | 0 | 0 | 0 | 0.21841 | 0.21841 | 0.21841 | 0.21841 | 0.21841 | 0.21841 | 0 | 0 | 0.0031592 | 2.34 | 0.26055 | 1.6399 | 1.6399 | 11.7928 | 0.77175 | 0.0016124 | 0.0058432 | 0.0039341 | 0 | 0 | 0 | 0 | 0 | 0 | 0.06302 | 0.016238 | 1.2821 | 0.49687 | 10.5622 | 2.0585 | 0 | 0.60107 | 0.79648 | 0 | 0 | 0 | 0 | -3.3116 | 0.056408 | 0 | 0 | 0 | -0.49895 | 0 | 0 | 0 | 0 | 0 | 0 | 0 | 0 | 4.1487 | 0 | 0 | 0 | -3.3188 | 0 | 0 | 0 | 0 | 0 | 0 | 0 | 0 | 0 | 0 | 0 | 0 | 0 | -2.3937 | 0 | 0 | -59.1865 | 1.822 | 0 | 5.4287 | 5.4747 | 1.7453 | 40.3995 | 1.2254 | 3.0551 | 0 | 0.032612 | 0 | 0.74789 | 0.22757 | 0 | -6.6698 | 21.6402 | -65.398 | 0 | 0.60707 | 0 | 1.6728 | 0.14878
2025_01_03 Hr 21 | 0 | 0 | 0 | 0.21841 | 0.21841 | 0.21841 | 0.21841 | 0.21841 | 0.21841 | 0 | 0 | 0.0031592 | 2.34 | 0.22992 | 1.6399 | 1.6399 | 11.7928 | 0.77175 | 0.0016124 | 0.0058432 | 0.0039341 | 0 | 0 | 0 | 0 | 0 | 0 | 0.06302 | 0.016238 | 1.2821 | 0.49687 | 10.5622 | 2.0585 | 0 | 0.60107 | 0.79648 | 0 | 0 | 0 | 0 | -2.8063 | 0.056408 | 0 | 0 | 0 | -0.44004 | 0 | 0 | 0 | 0 | 0 | 0 | 0 | 0 | 4.3556 | 0 | 0 | 0 | -3.3188 | 0 | 0 | 0 | 0 | 0 | 0 | 0 | 0 | 0 | 0 | 0 | 0 | 0 | -2.3937 | 0 | 0 | -50.2871 | 1.822 | 0 | 5.4287 | 5.4747 | 1.5843 | 40.3995 | 1.2254 | 3.0551 | 0 | 0.032612 | 0 | 0.74789 | 0.22757 | 0 | 2.8081 | 21.6545 | -56.4397 | 0 | 0.60707 | 0 | 1.6728 | 0.14783
2025_01_03 Hr 22 | 0 | 0 | 0 | 0.21841 | 0.21841 | 0.21841 | 0.21841 | 0.21841 | 0.21841 | 0 | 0 | 0.0031592 | 2.34 | 0.22926 | 1.6399 | 1.6399 | 11.7928 | 0.77175 | 0.0016124 | 0.0058432 | 0.0039341 | 0 | 0 | 0 | 0 | 0 | 0 | 0.06302 | 0.016238 | 1.2821 | 0.49687 | 10.5622 | 2.0585 | 0 | 0.60107 | 0.79648 | 0 | 0 | 0 | 0 | -2.8275 | 0.056408 | 0 | 0 | 0 | -0.43878 | 0 | 0 | 0 | 0 | 0 | 0 | 0 | 0 | 4.7005 | 0 | 0 | 0 | -3.3188 | 0 | 0 | 0 | 0 | 0 | 0 | 0 | 0 | 0 | 0 | 0 | 0 | 0 | -2.3937 | 0 | 0 | -52.1082 | 1.822 | 0 | 5.4287 | 5.4747 | 1.445 | 40.3995 | 1.2254 | 3.0551 | 0 | 0.032612 | 0 | 0.74789 | 0.22757 | 0 | 1.1709 | 21.8584 | -58.2595 | 0 | 0.60707 | 0 | 1.6728 | 0.14685
2025_01_03 Hr 23 | 0 | 0 | 0 | 0.21841 | 0.21841 | 0.21841 | 0.21841 | 0.21841 | 0.21841 | 0 | 0 | 0.0031592 | 2.52 | 0.2383 | 1.6399 | 1.6399 | 11.8346 | 0 | 0.0016124 | 0.0058432 | 0.0039341 | 0 | 0 | 0.72673 | 0 | 0.62048 | 0 | 0.06302 | 0.016238 | 1.2821 | 0.49687 | 10.5739 | 2.0585 | 0 | 0.60344 | 0.79648 | 0 | 0 | 0 | 0 | -3.2158 | 0.056408 | 0 | 0 | 0 | -0.42344 | 0 | 0 | 0 | 0 | 0 | 0 | 0 | 0 | 4.9086 | 0 | 0 | 0 | 0 | -2.4813 | 0 | 0 | 0 | 0 | 0 | 0 | 0 | 0 | 0 | 0 | 0 | 0 | 0 | 0 | 0 | -46.959 | 1.822 | 0 | 5.4512 | 5.4973 | 1.0751 | 39.7263 | 1.2254 | 3.0551 | 0 | 0.032612 | 0 | 0.74789 | 0.22757 | 0 | 9.8796 | 21.8856 | -48.5165 | 0 | 0.60707 | 0 | 1.6728 | 0.14452
2025_01_03 Hr 24 | 0 | 0 | 0 | 0.21841 | 0.21841 | 0.21841 | 0.21841 | 0.21841 | 0.21841 | 0 | 0 | 0.0031592 | 2.73 | 0.24099 | 1.6399 | 1.6399 | 11.8346 | 0 | 0.0016124 | 0.0058432 | 0.0039341 | 0 | 0 | 0.55825 | 0 | 0.452 | 0 | 0.06302 | 0.016238 | 1.2821 | 0.49687 | 10.5739 | 2.0585 | 0 | 0.60344 | 0.79648 | 0 | 0 | 0 | 0 | -2.9231 | 0.056408 | 0 | 0 | 0 | -0.39514 | 0 | 0 | 0 | 0 | 0 | 0 | 0 | 0 | 4.9793 | 0 | 0 | 0 | 0 | -2.4813 | 0 | 0 | 0 | 0 | 0 | 0 | 0 | 0 | 0 | 0 | 0 | 0 | 0 | 0 | 0 | -46.4025 | 1.822 | 0 | 5.4512 | 5.4973 | 1.3623 | 39.7263 | 1.2254 | 3.0551 | 0 | 0.032612 | 0 | 0.74789 | 0.22757 | 0 | 10.9901 | 22.4556 | -48.2686 | 0 | 0.60707 | 0 | 1.6728 | 0.14372
2025_01_04 Hr 01 | 0 | 0 | 0 | 0.21841 | 0.21841 | 0.21841 | 0.21841 | 0.21841 | 0.21841 | 0 | 0 | 0.0031592 | 2.79 | 0.24409 | 1.6399 | 1.6399 | 11.8346 | 0 | 0.0016124 | 0.0058432 | 0.0039341 | 0 | 0 | 0.53715 | 0 | 0.4309 | 0 | 0.06302 | 0.016238 | 1.2821 | 0.49687 | 10.5739 | 2.0585 | 0 | 0.60344 | 0.79648 | 0 | 0 | 0 | 0 | -3.0064 | 0.056408 | 0 | 0 | 0 | -0.39159 | 0 | 0 | 0 | 0 | 0 | 0 | 0 | 0 | 5.254 | 0 | 0 | 0 | 0 | -2.4813 | 0 | 0 | 0 | 0 | 0 | 0 | 0 | 0 | 0 | 0 | 0 | 0 | 0 | 0 | 0 | -43.0684 | 1.822 | 0 | 5.4512 | 5.4973 | 1.6365 | 39.7263 | 1.2254 | 3.0551 | 0 | 0.032612 | 0 | 0.74789 | 0.22757 | 0 | 14.813 | 23.0662 | -44.9731 | 0 | 0.60707 | 0 | 1.6728 | 0.14244
2025_01_04 Hr 02 | 0 | 0 | 0 | 0.21841 | 0.21841 | 0.21841 | 0.21841 | 0.21841 | 0.21841 | 0 | 0 | 0.0031592 | 2.79 | 0.24775 | 1.6399 | 1.6399 | 11.8346 | 0 | 0.0016124 | 0.0058432 | 0.0039341 | 0 | 0 | 0.57229 | 0 | 0.46604 | 0 | 0.06302 | 0.016238 | 1.2821 | 0.49687 | 10.5739 | 2.0585 | 0 | 0.60344 | 0.79648 | 0 | 0 | 0 | 0 | -2.9892 | 0.056408 | 0 | 0 | 0 | -0.3975 | 0 | 0 | 0 | 0 | 0 | 0 | 0 | 0 | 4.9092 | 0 | 0 | 0 | 0 | -2.4813 | 0 | 0 | 0 | 0 | 0 | 0 | 0 | 0 | 0 | 0 | 0 | 0 | 0 | 0 | 0 | -42.0355 | 1.822 | 0 | 5.4512 | 5.4973 | 1.2927 | 39.7263 | 1.2254 | 3.0551 | 0 | 0.032612 | 0 | 0.74789 | 0.22757 | 0 | 15.242 | 22.3808 | -43.8759 | 0 | 0.60707 | 0 | 1.6728 | 0.14203
2025_01_04 Hr 03 | 0 | 0 | 0 | 0.21841 | 0.21841 | 0.21841 | 0.21841 | 0.21841 | 0.21841 | 0 | 0 | 0.0031592 | 2.79 | 0.24165 | 1.6399 | 1.6399 | 11.8346 | 0 | 0.0016124 | 0.0058432 | 0.0039341 | 0 | 0 | 0.51371 | 0 | 0.40746 | 0 | 0.06302 | 0.016238 | 1.2821 | 0.49687 | 10.5739 | 2.0585 | 0 | 0.60344 | 0.79648 | 0 | 0 | 0 | 0 | -2.9243 | 0.056408 | 0 | 0 | 0 | -0.38765 | 0 | 0 | 0 | 0 | 0 | 0 | 0 | 0 | 4.4246 | 0 | 0 | 0 | 0 | -2.4813 | 0 | 0 | 0 | 0 | 0 | 0 | 0 | 0 | 0 | 0 | 0 | 0 | 0 | 0 | 0 | -43.2966 | 1.822 | 0 | 5.4512 | 5.4973 | 1.4058 | 39.7263 | 1.2254 | 3.0551 | 0 | 0.032612 | 0 | 0.74789 | 0.22757 | 0 | 13.5613 | 22.0038 | -45.2444 | 0 | 0.60707 | 0 | 1.6728 | 0.1425
2025_01_04 Hr 04 | 0 | 0 | 0 | 0.21841 | 0.21841 | 0.21841 | 0.21841 | 0.21841 | 0.21841 | 0 | 0 | 0.0031592 | 2.76 | 0.24263 | 1.6399 | 1.6399 | 11.8346 | 0 | 0.0016124 | 0.0058432 | 0.0039341 | 0 | 0 | 0.5485 | 0 | 0.44225 | 0 | 0.06302 | 0.016238 | 1.2821 | 0.49687 | 10.5739 | 2.0585 | 0 | 0.60344 | 0.79648 | 0 | 0 | 0 | 0 | -2.9083 | 0.056408 | 0 | 0 | 0 | -0.3935 | 0 | 0 | 0 | 0 | 0 | 0 | 0 | 0 | 4.3556 | 0 | 0 | 0 | 0 | -2.4813 | 0 | 0 | 0 | 0 | 0 | 0 | 0 | 0 | 0 | 0 | 0 | 0 | 0 | 0 | 0 | -44.0781 | 1.822 | 0 | 5.4512 | 5.4973 | 1.6452 | 39.7263 | 1.2254 | 3.0551 | 0 | 0.032612 | 0 | 0.74789 | 0.22757 | 0 | 13.0007 | 22.1448 | -45.9621 | 0 | 0.60707 | 0 | 1.6728 | 0.14214
2025_01_04 Hr 05 | 0 | 0 | 0 | 0.21841 | 0.21841 | 0.21841 | 0.21841 | 0.21841 | 0.21841 | 0 | 0 | 0.0031592 | 2.67 | 0.23682 | 1.6399 | 1.6399 | 11.8346 | 0 | 0.0016124 | 0.0058432 | 0.0039341 | 0 | 0 | 0.56958 | 0 | 0.46333 | 0 | 0.06302 | 0.016238 | 1.2821 | 0.49687 | 10.5739 | 2.0585 | 0 | 0.60344 | 0.79648 | 0 | 0 | 0 | 0 | -2.96 | 0.056408 | 0 | 0 | 0 | -0.39704 | 0 | 0 | 0 | 0 | 0 | 0 | 0 | 0 | 4.3562 | 0 | 0 | 0 | 0 | -2.4813 | 0 | 0 | 0 | 0 | 0 | 0 | 0 | 0 | 0 | 0 | 0 | 0 | 0 | 0 | 0 | -46.6776 | 1.822 | 0 | 5.4512 | 5.4973 | 2.1458 | 39.7263 | 1.2254 | 3.0551 | 0 | 0.032612 | 0 | 0.74789 | 0.22757 | 0 | 10.7939 | 22.5507 | -48.523 | 0 | 0.60707 | 0 | 1.6728 | 0.14264
2025_01_04 Hr 06 | 0 | 0 | 0 | 0.21841 | 0.21841 | 0.21841 | 0.21841 | 0.21841 | 0.21841 | 0 | 0 | 0.0031592 | 2.67 | 0.24741 | 1.6399 | 1.6399 | 11.8346 | 0 | 0.0016124 | 0.0058432 | 0.0039341 | 0 | 0 | 0.67583 | 0 | 0.56958 | 0 | 0.06302 | 0.016238 | 1.2821 | 0.49687 | 10.5739 | 2.0585 | 0 | 0.60344 | 0.79648 | 0 | 0 | 0 | 0 | -3.0432 | 0.056408 | 0 | 0 | 0 | -0.41489 | 0 | 0 | 0 | 0 | 0 | 0 | 0 | 0 | 4.493 | 0 | 0 | 0 | 0 | -2.4813 | 0 | 0 | 0 | 0 | 0 | 0 | 0 | 0 | 0 | 0 | 0 | 0 | 0 | 0 | 0 | -51.4845 | 1.822 | 0 | 5.4512 | 5.4973 | 1.754 | 39.7263 | 1.2254 | 3.0551 | 0 | 0.032612 | 0 | 0.74789 | 0.22757 | 0 | 5.8556 | 22.3077 | -53.1352 | 0 | 0.60707 | 0 | 1.6728 | 0.14413
2025_01_04 Hr 07 | 0 | 0 | 0 | 0.21841 | 0.21841 | 0.21841 | 0.21841 | 0.21841 | 0.21841 | 0 | 0 | 0.0031592 | 2.64 | 0.26702 | 1.6399 | 1.6399 | 11.7928 | 0.77175 | 0.0016124 | 0.0058432 | 0.0039341 | 0 | 0 | 0 | 0 | 0 | 0 | 0.06302 | 0.016238 | 1.2821 | 0.49687 | 10.5622 | 2.0585 | 0 | 0.60107 | 0.79648 | 0 | 0 | 0 | 0 | -3.0303 | 0.056408 | 0 | 0 | 0 | -0.45305 | 0 | 0 | 0 | 0 | 0 | 0 | 0 | 0 | 4.4942 | 0 | 0 | 0 | -3.3188 | 0 | 0 | 0 | 0 | 0 | 0 | 0 | 0 | 0 | 0 | 0 | 0 | 0 | -2.3937 | 0 | 0 | -61.9108 | 1.822 | 0 | 5.4287 | 5.4747 | 1.7758 | 40.3995 | 1.2254 | 3.0551 | 0 | 0.032612 | 0 | 0.74789 | 0.22757 | 0 | -8.3878 | 22.3193 | -68.0763 | 0 | 0.60707 | 0 | 1.6728 | 0.14549
2025_01_04 Hr 08 | 0 | 0 | 0 | 0.21841 | 0.21841 | 0.21841 | 0.21841 | 0.21841 | 0.21841 | 0 | 0 | 0.0031592 | 2.61 | 0.26768 | 1.6399 | 1.6399 | 11.7928 | 0.77175 | 0.0016124 | 0.0058432 | 0.0039341 | 0 | 0 | 0 | 0 | 0 | 0 | 0.06302 | 0.016238 | 1.2805 | 0.49687 | 10.5622 | 2.0585 | 0 | 0.60107 | 0.79648 | 0 | 0 | 0 | 0 | -2.7329 | 0.056408 | 0 | 0 | 0 | -0.45942 | 0 | 0 | 0 | 0 | 0 | 0 | 0 | 0 | 4.4246 | 0 | 0 | 0 | -3.3188 | 0 | 0 | 0 | 0 | 0 | 0 | 0 | 0 | 0 | 0 | 0 | 0 | 0 | -2.3937 | 0 | 0 | -59.4512 | 1.822 | 0 | 5.3888 | 5.4348 | 1.815 | 40.318 | 1.2254 | 3.0551 | 0 | 0.032612 | 0 | 0.74789 | 0.22757 | 0 | -5.7771 | 22.2609 | -65.6231 | 0 | 0.60707 | 0 | 1.6728 | 0.14682
2025_01_04 Hr 09 | 0.090669 | 0 | 0 | 0.21841 | 0.21841 | 0.21841 | 0.21841 | 0.21841 | 0.21841 | 0 | 0 | 0.0031592 | 2.61 | 0.2719 | 1.6399 | 1.6399 | 11.7928 | 0.77175 | 0.0016124 | 0.0058432 | 0.0039341 | 0 | 0 | 0 | 0 | 0 | 0 | 0.06302 | 0.016238 | 1.2821 | 0.49687 | 10.5622 | 2.0585 | 0 | 0.60107 | 0.79648 | 0 | 0 | 0 | 0 | -2.9179 | 0.056408 | 0 | 0 | 0 | -0.46669 | 0 | 0 | 0 | 0 | 0 | 0 | 0 | 0 | 4.3544 | 0 | 0 | 0 | -3.3188 | 0 | 0 | 0 | 0 | 0 | 0 | 0 | 0 | 0 | 0 | 0 | 0 | 0 | -2.3937 | 0 | 0 | -65.8821 | 1.822 | 0 | 5.4287 | 5.4747 | 1.9151 | 40.3995 | 1.2254 | 3.0551 | 0 | 0.032612 | -0.090669 | 0.74789 | 0.22757 | 0 | -12.2836 | 22.3869 | -72.152 | 0 | 0.60707 | 0 | 1.6728 | 0.14799
2025_01_04 Hr 10 | 0.27208 | 3.2649e-05 | 0 | 0.21841 | 0.21841 | 0.21841 | 0.21841 | 0.21841 | 0.21841 | 0 | 0 | 0.0031592 | 2.58 | 0.26206 | 1.6399 | 1.6399 | 11.7928 | 0.77175 | 0.0016124 | 0.0058432 | 0.0039341 | 0 | 0 | 0 | 0 | 0 | 0 | 0.06302 | 0.016238 | 1.2821 | 0.49687 | 10.5622 | 2.0585 | 0 | 0.60107 | 0.79648 | 0 | 0 | 0 | 0 | -2.9159 | 0.056408 | 0 | 0 | 0 | -0.45499 | 0 | 0 | 0 | 0 | 0 | 0 | 0 | 0 | 4.4942 | 0 | 0 | 0 | -3.3188 | 0 | 0 | 0 | 0 | 0 | 0 | 0 | 0 | 0 | 0 | 0 | 0 | 0 | -2.3937 | 0 | 0 | -65.0938 | 1.822 | 0 | 5.4287 | 5.4747 | 2.2894 | 40.3995 | 1.2254 | 3.0551 | 0 | 0.032612 | -0.27208 | 0.74789 | 0.22757 | 0 | -11.0066 | 23.0432 | -71.5334 | 0 | 0.60707 | 0 | 1.6728 | 0.1487
2025_01_04 Hr 11 | 0.34074 | 0.0001896 | 0 | 0.21841 | 0.21841 | 0.21841 | 0.21841 | 0.21841 | 0.21841 | 0 | 0 | 0.0031592 | 2.58 | 0.2435 | 1.6399 | 1.6399 | 11.7928 | 0.77175 | 0.0016124 | 0.0058432 | 0.0039341 | 0 | 0 | 0 | 0 | 0 | 0 | 0.06302 | 0.016238 | 1.2821 | 0.49687 | 10.5622 | 2.0585 | 0 | 0.60107 | 0.79648 | 0 | 0 | 0 | 0 | -2.7432 | 0.056408 | 0 | 0 | 0 | -0.42261 | 0 | 0 | 0 | 0 | 0 | 0 | 0 | 0 | 4.2861 | 0 | 0 | 0 | -3.3188 | 0 | 0 | 0 | 0 | 0 | 0 | 0 | 0 | 0 | 0 | 0 | 0 | 0 | -2.3937 | 0 | 0 | -54.9455 | 1.822 | 0 | 5.4287 | 5.4747 | 2.5288 | 40.3995 | 1.2254 | 3.0551 | 0 | 0.032612 | -0.34074 | 0.74789 | 0.22757 | 0 | -0.64023 | 23.1248 | -61.4214 | 0 | 0.60707 | 0 | 1.6728 | 0.14872
2025_01_04 Hr 12 | 0.38636 | 0.00056837 | 0 | 0.21841 | 0.21841 | 0.21841 | 0.21841 | 0.21841 | 0.21841 | 0 | 0 | 0.0031592 | 2.61 | 0.24746 | 1.6399 | 1.6399 | 11.7928 | 0.77175 | 0.0016124 | 0.0058432 | 0.0039341 | 0 | 0 | 0 | 0 | 0 | 0 | 0.06302 | 0.016238 | 1.2821 | 0.49687 | 10.5622 | 2.0585 | 0 | 0.60107 | 0.79648 | 0 | 0 | 0 | 0 | -2.8254 | 0.056408 | 0 | 0 | 0 | -0.42456 | 0 | 0 | 0 | 0 | 0 | 0 | 0 | 0 | 4.2183 | 0 | 0 | 0 | -3.3188 | 0 | 0 | 0 | 0 | 0 | 0 | 0 | 0 | 0 | 0 | 0 | 0 | 0 | -2.3937 | 0 | 0 | -58.9474 | 1.822 | 0 | 5.4287 | 5.4747 | 2.8291 | 40.3995 | 1.2254 | 3.0551 | 0 | 0.032612 | -0.38636 | 0.74789 | 0.22757 | 0 | -4.4598 | 23.4368 | -65.4708 | 0 | 0.60707 | 0 | 1.6728 | 0.14819
2025_01_04 Hr 13 | 0.38643 | 0.00066586 | 0 | 0.21841 | 0.21841 | 0.21841 | 0.21841 | 0.21841 | 0.21841 | 0 | 0 | 0.0031592 | 2.67 | 0.23143 | 1.6399 | 1.6399 | 11.7928 | 0.77175 | 0.0016124 | 0.0058432 | 0.0039341 | 0 | 0 | 0 | 0 | 0 | 0 | 0.06302 | 0.016238 | 1.2821 | 0.49687 | 10.5622 | 2.0585 | 0 | 0.60107 | 0.79648 | 0 | 0 | 0 | 0 | -2.5639 | 0.056408 | 0 | 0 | 0 | -0.38794 | 0 | 0 | 0 | 0 | 0 | 0 | 0 | 0 | 3.8711 | 0 | 0 | 0 | -3.3188 | 0 | 0 | 0 | 0 | 0 | 0 | 0 | 0 | 0 | 0 | 0 | 0 | 0 | -2.3937 | 0 | 0 | -53.7875 | 1.822 | 0 | 5.4287 | 5.4747 | 2.6594 | 40.3995 | 1.2254 | 3.0551 | 0 | 0.032612 | -0.38643 | 0.74789 | 0.22757 | 0 | 0.52492 | 22.9637 | -60.2744 | 0 | 0.60707 | 0 | 1.6728 | 0.14795
2025_01_04 Hr 14 | 0.36355 | 0.00059747 | 0 | 0.21841 | 0.21841 | 0.21841 | 0.21841 | 0.21841 | 0.21841 | 0 | 0 | 0.0031592 | 2.7 | 0.26004 | 1.6399 | 1.6399 | 11.7928 | 0.77175 | 0.0016124 | 0.0058432 | 0.0039341 | 0 | 0 | 0 | 0 | 0 | 0 | 0.06302 | 0.016238 | 1.2821 | 0.49687 | 10.5622 | 2.0585 | 0 | 0.60107 | 0.79648 | 0 | 0 | 0 | 0 | -2.8625 | 0.056408 | 0 | 0 | 0 | -0.4313 | 0 | 0 | 0 | 0 | 0 | 0 | 0 | 0 | 2.9733 | 0 | 0 | 0 | -3.3188 | 0 | 0 | 0 | 0 | 0 | 0 | 0 | 0 | 0 | 0 | 0 | 0 | 0 | -2.3937 | 0 | 0 | -57.0736 | 1.822 | 0 | 5.4287 | 5.4747 | 2.9074 | 40.3995 | 1.2254 | 3.0551 | 0 | 0.032612 | -0.36355 | 0.74789 | 0.22757 | 0 | -3.6945 | 22.3494 | -63.5809 | 0 | 0.60707 | 0 | 1.6728 | 0.1476
2025_01_04 Hr 15 | 0.22645 | 0.0006772 | 0 | 0.21841 | 0.21841 | 0.21841 | 0.21841 | 0.21841 | 0.21841 | 0 | 0 | 0.0031592 | 2.73 | 0.29802 | 1.6399 | 1.6399 | 11.7928 | 0.77175 | 0.0016124 | 0.0058432 | 0.0039341 | 0 | 0 | 0 | 0 | 0 | 0 | 0.06302 | 0.016238 | 1.257 | 0.49687 | 10.5622 | 2.0585 | 0 | 0.60107 | 0.79648 | 0 | 0 | 0 | 0.019976 | -2.6147 | 0.056408 | 0 | 0 | 0 | -0.48914 | 0 | 0 | 0 | 0 | 0 | 0 | 0 | 0 | 2.9721 | 0 | 0 | 0 | -3.3188 | 0 | 0 | 0 | 0 | 0 | 0 | 0 | 0 | 0 | 0 | 0 | 0 | 0 | -2.3937 | 0 | 0 | -62.4648 | 1.822 | 0 | 5.228 | 5.2733 | 3.038 | 39.9722 | 1.2254 | 3.0551 | 0 | 0.032612 | -0.22645 | 0.74789 | 0.22757 | 0 | -9.1064 | 22.4091 | -68.8929 | 0 | 0.60707 | 0 | 1.6728 | 0.14695
2025_01_04 Hr 16 | 0.1586 | 0.00015575 | 0 | 0.21841 | 0.21841 | 0.21841 | 0.21841 | 0.21841 | 0.21841 | 0 | 0 | 0.0031592 | 2.76 | 0.2972 | 1.6399 | 1.6399 | 11.7928 | 0.77175 | 0.0016124 | 0.0058432 | 0.0039341 | 0 | 0 | 0 | 0 | 0 | 0 | 0.06302 | 0.016238 | 1.2821 | 0.49687 | 10.5622 | 2.0585 | 0 | 0.60107 | 0.79648 | 0 | 0 | 0 | 0 | -3.5292 | 0.056408 | 0 | 0 | 0 | -0.48246 | 0 | 0 | 0 | 0 | 0 | 0 | 0 | 0 | 3.4567 | 0 | 0 | 0 | -3.3188 | 0 | 0 | 0 | 0 | 0 | 0 | 0 | 0 | 0 | 0 | 0 | 0 | 0 | -2.3937 | 0 | 0 | -67.8506 | 1.822 | 0 | 5.4287 | 5.4747 | 3.2426 | 40.3995 | 1.2254 | 3.0551 | 0 | 0.032612 | -0.1586 | 0.74789 | 0.22757 | 0 | -14.2742 | 23.0596 | -74.2041 | 0 | 0.60707 | 0 | 1.6728 | 0.1476
2025_01_04 Hr 17 | 0 | 4.8597e-05 | 0 | 0.21841 | 0.21841 | 0.21841 | 0.21841 | 0.21841 | 0.21841 | 0 | 0 | 0.0031592 | 2.85 | 0.30778 | 1.6399 | 1.6399 | 11.7928 | 0.77175 | 0.0016124 | 0.0058432 | 0.0039341 | 0 | 0 | 0 | 0 | 0 | 0 | 0.06302 | 0.016238 | 1.2821 | 0.49687 | 10.5622 | 2.0585 | 0 | 0.60107 | 0.79648 | 0 | 0 | 0 | 0 | -3.1542 | 0.056408 | 0 | 0 | 0 | -0.48387 | 0 | 0 | 0 | 0 | 0 | 0 | 0 | 0 | 3.3883 | 0 | 0 | 0 | -3.3188 | 0 | 0 | 0 | 0 | 0 | 0 | 0 | 0 | 0 | 0 | 0 | 0 | 0 | -2.3937 | 0 | 0 | -74.7614 | 1.822 | 0 | 5.4287 | 5.4747 | 3.6909 | 40.3995 | 1.2254 | 3.0551 | 0 | 0.032612 | 0 | 0.74789 | 0.22757 | 0 | -20.329 | 23.3834 | -80.9578 | 0 | 0.60707 | 0 | 1.6728 | 0.14956
2025_01_04 Hr 18 | 0 | 0 | 0 | 0.21841 | 0.21841 | 0.21841 | 0.21841 | 0.21841 | 0.21841 | 0 | 0 | 0.0031592 | 2.85 | 0.30906 | 1.6399 | 1.6399 | 11.7928 | 0.77175 | 0.0016124 | 0.0058432 | 0.0039341 | 0 | 0 | 0 | 0 | 0 | 0 | 0.06302 | 0.016238 | 1.2821 | 0.49687 | 10.5622 | 2.0585 | 0 | 0.60107 | 0.79648 | 0 | 0 | 0 | 0 | -3.1352 | 0.056408 | 0 | 0 | 0 | -0.48588 | 0 | 0 | 0 | 0 | 0 | 0 | 0 | 0 | 3.7331 | 0 | 0 | 0 | -3.3188 | 0 | 0 | 0 | 0 | 0 | 0 | 0 | 0 | 0 | 0 | 0 | 0 | 0 | -2.3937 | 0 | 0 | -76.4121 | 1.822 | 0 | 5.4287 | 5.4747 | 3.6822 | 40.3995 | 1.2254 | 3.0551 | 0 | 0.032612 | 0 | 0.74789 | 0.22757 | 0 | -21.6245 | 23.7217 | -82.6104 | 0 | 0.60707 | 0 | 1.6728 | 0.15045
2025_01_04 Hr 19 | 0 | 0 | 0 | 0.21841 | 0.21841 | 0.21841 | 0.21841 | 0.21841 | 0.21841 | 0 | 0 | 0.0031592 | 2.82 | 0.29987 | 1.6399 | 1.6399 | 11.7928 | 0.77175 | 0.0016124 | 0.0058432 | 0.0039341 | 0 | 0 | 0 | 0 | 0 | 0 | 0.06302 | 0.016238 | 1.2821 | 0.49687 | 10.5622 | 2.0585 | 0 | 0.60107 | 0.79648 | 0 | 0 | 0 | 0 | -3.1036 | 0.056408 | 0 | 0 | 0 | -0.47642 | 0 | 0 | 0 | 0 | 0 | 0 | 0 | 0 | 4.1475 | 0 | 0 | 0 | -3.3188 | 0 | 0 | 0 | 0 | 0 | 0 | 0 | 0 | 0 | 0 | 0 | 0 | 0 | -2.3937 | 0 | 0 | -70.9769 | 1.822 | 0 | 5.4287 | 5.4747 | 3.3514 | 40.3995 | 1.2254 | 3.0551 | 0 | 0.032612 | 0 | 0.74789 | 0.22757 | 0 | -16.1051 | 23.7648 | -77.1658 | 0 | 0.60707 | 0 | 1.6728 | 0.14921
2025_01_04 Hr 20 | 0 | 0 | 0 | 0.21841 | 0.21841 | 0.21841 | 0.21841 | 0.21841 | 0.21841 | 0 | 0 | 0.0031592 | 2.34 | 0.23589 | 1.6399 | 1.6399 | 11.7928 | 0.77175 | 0.0016124 | 0.0058432 | 0.0039341 | 0 | 0 | 0 | 0 | 0 | 0 | 0.06302 | 0.016238 | 1.2821 | 0.49687 | 10.5622 | 2.0585 | 0 | 0.60107 | 0.79648 | 0 | 0 | 0 | 0 | -2.9107 | 0.056408 | 0 | 0 | 0 | -0.45154 | 0 | 0 | 0 | 0 | 0 | 0 | 0 | 0 | 4.3556 | 0 | 0 | 0 | -3.3188 | 0 | 0 | 0 | 0 | 0 | 0 | 0 | 0 | 0 | 0 | 0 | 0 | 0 | -2.3937 | 0 | 0 | -64.1097 | 1.822 | 0 | 5.4287 | 5.4747 | 3.112 | 40.3995 | 1.2254 | 3.0551 | 0 | 0.032612 | 0 | 0.74789 | 0.22757 | 0 | -9.5963 | 23.1887 | -70.2737 | 0 | 0.60707 | 0 | 1.6728 | 0.14831
2025_01_04 Hr 21 | 0 | 0 | 0 | 0.21841 | 0.21841 | 0.21841 | 0.21841 | 0.21841 | 0.21841 | 0 | 0 | 0.0031592 | 2.31 | 0.23613 | 1.6399 | 1.6399 | 11.7928 | 0.77175 | 0.0016124 | 0.0058432 | 0.0039341 | 0 | 0 | 0 | 0 | 0 | 0 | 0.06302 | 0.016238 | 1.2821 | 0.49687 | 10.5622 | 2.0585 | 0 | 0.60107 | 0.79648 | 0 | 0 | 0 | 0 | -2.9827 | 0.056408 | 0 | 0 | 0 | -0.45789 | 0 | 0 | 0 | 0 | 0 | 0 | 0 | 0 | 4.1481 | 0 | 0 | 0 | -3.3188 | 0 | 0 | 0 | 0 | 0 | 0 | 0 | 0 | 0 | 0 | 0 | 0 | 0 | -2.3937 | 0 | 0 | -60.5798 | 1.822 | 0 | 5.4287 | 5.4747 | 2.729 | 40.3995 | 1.2254 | 3.0551 | 0 | 0.032612 | 0 | 0.74789 | 0.22757 | 0 | -6.7663 | 22.5671 | -66.7502 | 0 | 0.60707 | 0 | 1.6728 | 0.14703
2025_01_04 Hr 22 | 0 | 0 | 0 | 0.21841 | 0.21841 | 0.21841 | 0.21841 | 0.21841 | 0.21841 | 0 | 0 | 0.0031592 | 2.28 | 0.23138 | 1.6399 | 1.6399 | 11.7928 | 0.77175 | 0.0016124 | 0.0058432 | 0.0039341 | 0 | 0 | 0 | 0 | 0 | 0 | 0.06302 | 0.016238 | 1.2821 | 0.49687 | 10.5622 | 2.0585 | 0 | 0.60107 | 0.79648 | 0 | 0 | 0 | 0.030735 | -2.8711 | 0.056408 | 0 | 0 | 0 | -0.45457 | 0 | 0 | 0 | 0 | 0 | 0 | 0 | 0 | 4.2171 | 0 | 0 | 0 | -3.3188 | 0 | 0 | 0 | 0 | 0 | 0 | 0 | 0 | 0 | 0 | 0 | 0 | 0 | -2.3937 | 0 | 0 | -62.1508 | 1.822 | 0 | 5.4287 | 5.4747 | 2.6289 | 40.3995 | 1.2254 | 3.0551 | 0 | 0.032612 | 0 | 0.74789 | 0.22757 | 0 | -8.2581 | 22.5007 | -68.3179 | 0 | 0.60707 | 0 | 1.6728 | 0.14649
2025_01_04 Hr 23 | 0 | 0 | 0 | 0.21841 | 0.21841 | 0.21841 | 0.21841 | 0.21841 | 0.21841 | 0 | 0 | 0.0031592 | 2.22 | 0.20146 | 1.6399 | 1.6399 | 11.8346 | 0.77531 | 0.0016124 | 0.0058432 | 0.0039341 | 0 | 0 | 0.6245 | 0 | 0.51825 | 0 | 0.06302 | 0.016238 | 1.2821 | 0.49687 | 10.5739 | 2.0585 | 0 | 0.60344 | 0.79648 | 0 | 0 | 0 | 0 | -2.9356 | 0.056408 | 0 | 0 | 0 | -0.40627 | 0 | 0 | 0 | 0 | 0 | 0 | 0 | 0 | 3.6642 | 0 | 0 | 0 | 0 | -2.4813 | 0 | 0 | 0 | 0 | 0 | 0 | 0 | 0 | 0 | 0 | 0 | 0 | 0 | 0 | 0 | -54.6205 | 1.822 | 0 | 5.4512 | 5.4973 | 2.8683 | 40.5016 | 1.2254 | 3.0551 | 0 | 0.032612 | 0 | 0.74789 | 0.22757 | 0 | 3.2991 | 22.0983 | -56.3653 | 0 | 0.60707 | 0 | 1.6728 | 0.14525
2025_01_04 Hr 24 | 0 | 0 | 0 | 0.21841 | 0.21841 | 0.21841 | 0.21841 | 0.21841 | 0.21841 | 0 | 0 | 0.0031592 | 2.13 | 0.19351 | 1.6399 | 1.6399 | 11.8346 | 0 | 0.0016124 | 0.0058432 | 0.0039341 | 0 | 0 | 0.62717 | 0 | 0.52092 | 0 | 0.06302 | 0.016238 | 1.2821 | 0.49687 | 10.5739 | 2.0585 | 0 | 0.60344 | 0.79648 | 0 | 0 | 0 | 0 | -3.1095 | 0.056408 | 0 | 0 | 0 | -0.40671 | 0 | 0 | 0 | 0 | 0 | 0 | 0 | 0 | 3.3871 | 0 | 0 | 0 | 0 | -2.4813 | 0 | 0 | 0 | 0 | 0 | 0 | 0 | 0 | 0 | 0 | 0 | 0 | 0 | 0 | 0 | -52.6207 | 1.822 | 0 | 5.4512 | 5.4973 | 2.8509 | 39.7263 | 1.2254 | 3.0551 | 0 | 0.032612 | 0 | 0.74789 | 0.22757 | 0 | 3.9601 | 21.7039 | -54.3606 | 0 | 0.60707 | 0 | 1.6728 | 0.14322
2025_01_05 Hr 01 | 0 | 0 | 0 | 0.21485 | 0.21485 | 0.21485 | 0.21485 | 0.21485 | 0.21485 | 0 | 0 | 0.0031592 | 2.1 | 0.17038 | 1.6399 | 1.6399 | 11.642 | 0 | 0.0016124 | 0.0058432 | 0.0039341 | 0 | 0 | 0.36692 | 0 | 0.26067 | 0 | 0.06302 | 0.016238 | 1.2821 | 0.48886 | 10.4017 | 2.0585 | 0 | 0.60344 | 0.79648 | 0 | 0 | 0 | 0 | -2.7156 | 0.056408 | 0 | 0 | 0 | -0.36299 | 0 | 0 | 0 | 0 | 0 | 0 | 0 | 0 | 4.0096 | 0 | 0 | 0 | 0 | -2.4813 | 0 | 0 | 0 | 0 | 0 | 0 | 0 | 0 | 0 | 0 | 0 | 0 | 0 | 0 | 0 | -50.0329 | 1.822 | 0 | 5.3624 | 5.4078 | 2.89 | 39.1539 | 1.2254 | 3.0551 | 0 | 0.032612 | 0 | 0.74789 | 0.22757 | 0 | 6.5007 | 22.3119 | -52.2496 | 0 | 0.60707 | 0 | 1.6728 | 0.14275
2025_01_05 Hr 02 | 0 | 0 | 0 | 0.21485 | 0.21485 | 0.21485 | 0.21485 | 0.21485 | 0.21485 | 0 | 0 | 0.0031592 | 2.01 | 0.15918 | 1.6399 | 1.6399 | 11.642 | 0 | 0.0016124 | 0.0058432 | 0.0039341 | 0 | 0 | 0.315 | 0 | 0.20875 | 0 | 0.06302 | 0.016238 | 1.2821 | 0.48886 | 10.4017 | 2.0585 | 0 | 0.60344 | 0.79648 | 0 | 0 | 0 | 0 | -2.6367 | 0.056408 | 0 | 0 | 0 | -0.35427 | 0 | 0 | 0 | 0 | 0 | 0 | 0 | 0 | 4.4246 | 0 | 0 | 0 | 0 | -2.4813 | 0 | 0 | 0 | 0 | 0 | 0 | 0 | 0 | 0 | 0 | 0 | 0 | 0 | 0 | 0 | -45.7879 | 1.822 | 0 | 5.3624 | 5.4078 | 2.7377 | 39.1539 | 1.2254 | 3.0551 | 0 | 0.032612 | 0 | 0.74789 | 0.22757 | 0 | 10.8901 | 22.4726 | -48.0997 | 0 | 0.60707 | 0 | 1.6728 | 0.14196
2025_01_05 Hr 03 | 0 | 0 | 0 | 0.21485 | 0.21485 | 0.21485 | 0.21485 | 0.21485 | 0.21485 | 0 | 0 | 0.0031592 | 1.92 | 0.16222 | 1.6399 | 1.6399 | 11.642 | 0 | 0.0016124 | 0.0058432 | 0.0039341 | 0 | 0 | 0.4569 | 0 | 0.35065 | 0 | 0.06302 | 0.016238 | 1.2821 | 0.48886 | 10.4017 | 2.0585 | 0 | 0.60344 | 0.79648 | 0 | 0 | 0 | 0 | -2.854 | 0.056408 | 0 | 0 | 0 | -0.37811 | 0 | 0 | 0 | 0 | 0 | 0 | 0 | 0 | 4.9086 | 0 | 0 | 0 | 0 | -2.4813 | 0 | 0 | 0 | 0 | 0 | 0 | 0 | 0 | 0 | 0 | 0 | 0 | 0 | 0 | 0 | -46.4064 | 1.822 | 0 | 5.3624 | 5.4078 | 2.7508 | 39.1539 | 1.2254 | 3.0551 | 0 | 0.032612 | 0 | 0.74789 | 0.22757 | 0 | 10.7237 | 22.882 | -48.4582 | 0 | 0.60707 | 0 | 1.6728 | 0.14132
2025_01_05 Hr 04 | 0 | 0 | 0 | 0.21485 | 0.21485 | 0.21485 | 0.21485 | 0.21485 | 0.21485 | 0 | 0 | 0.0031592 | 1.83 | 0.14813 | 1.6399 | 1.6399 | 11.642 | 0 | 0.0016124 | 0.0058432 | 0.0039341 | 0 | 0 | 0.36196 | 0 | 0.25571 | 0 | 0.06302 | 0.016238 | 1.2821 | 0.48886 | 10.4017 | 2.0585 | 0 | 0.60344 | 0.79648 | 0 | 0 | 0 | 0 | -2.7423 | 0.056408 | 0 | 0 | 0 | -0.36216 | 0 | 0 | 0 | 0 | 0 | 0 | 0 | 0 | 5.531 | 0 | 0 | 0 | 0 | -2.4813 | 0 | 0 | 0 | 0 | 0 | 0 | 0 | 0 | 0 | 0 | 0 | 0 | 0 | 0 | 0 | -43.6977 | 1.822 | 0 | 5.3624 | 5.4078 | 2.3677 | 39.1539 | 1.2254 | 3.0551 | 0 | 0.032612 | 0 | 0.74789 | 0.22757 | 0 | 13.5054 | 23.0171 | -45.9234 | 0 | 0.60707 | 0 | 1.6728 | 0.14103
2025_01_05 Hr 05 | 0 | 0 | 0 | 0.21485 | 0.21485 | 0.21485 | 0.21485 | 0.21485 | 0.21485 | 0 | 0 | 0.0031592 | 1.53 | 0.12987 | 1.6399 | 1.6399 | 11.642 | 0 | 0.0016124 | 0.0058432 | 0.0039341 | 0 | 0 | 0.46742 | 0 | 0.36117 | 0 | 0.06302 | 0.016238 | 1.2821 | 0.48886 | 10.4017 | 2.0585 | 0 | 0.60344 | 0.79648 | 0 | 0 | 0 | 0 | -2.9123 | 0.056408 | 0 | 0 | 0 | -0.37988 | 0 | 0 | 0 | 0 | 0 | 0 | 0 | 0 | 5.4621 | 0 | 0 | 0 | 0 | -2.4813 | 0 | 0 | 0 | 0 | 0 | 0 | 0 | 0 | 0 | 0 | 0 | 0 | 0 | 0 | 0 | -43.8604 | 1.822 | 0 | 5.3624 | 5.4078 | 2.1675 | 39.1539 | 1.2254 | 3.0551 | 0 | 0.032612 | 0 | 0.74789 | 0.22757 | 0 | 12.779 | 22.4303 | -45.8929 | 0 | 0.60707 | 0 | 1.6728 | 0.14158
2025_01_05 Hr 06 | 0 | 0 | 0 | 0.21485 | 0.21485 | 0.21485 | 0.21485 | 0.21485 | 0.21485 | 0 | 0 | 0.0031592 | 0.96 | 0.087407 | 1.6399 | 1.6399 | 11.642 | 0 | 0.0016124 | 0.0058432 | 0.0039341 | 0 | 0 | 0.63256 | 0 | 0.52631 | 0 | 0.06302 | 0.016238 | 1.2821 | 0.48886 | 10.4017 | 2.0585 | 0 | 0.60344 | 0.79648 | 0 | 0 | 0 | 0 | -3.0337 | 0.056408 | 0 | 0 | 0 | -0.40762 | 0 | 0 | 0 | 0 | 0 | 0 | 0 | 0 | 5.3925 | 0 | 0 | 0 | 0 | -2.4813 | 0 | 0 | 0 | 0 | 0 | 0 | 0 | 0 | 0 | 0 | 0 | 0 | 0 | 0 | 0 | -49.8615 | 1.822 | 0 | 5.3624 | 5.4078 | 2.359 | 39.1539 | 1.2254 | 3.0551 | 0 | 0.032612 | 0 | 0.74789 | 0.22757 | 0 | 6.4698 | 21.941 | -51.5915 | 0 | 0.60707 | 0 | 1.6728 | 0.14285
2025_01_05 Hr 07 | 0 | 0 | 0 | 0.21485 | 0.21485 | 0.21485 | 0.21485 | 0.21485 | 0.21485 | 0 | 0 | 0.0031592 | 0.45 | 0.035118 | 1.6399 | 1.6399 | 11.6009 | 0 | 0.0016124 | 0.0058432 | 0.0039341 | 0 | 0 | 0.28411 | 0 | 0.17786 | 0 | 0.06302 | 0.016238 | 1.2771 | 0.48886 | 10.3902 | 2.0585 | 0 | 0.60107 | 0.79648 | 0 | 0 | 0 | 0 | -2.4254 | 0.056408 | 0 | 0 | 0 | -0.34908 | 0 | 0 | 0 | 0 | 0 | 0 | 0 | 0 | 5.531 | 0 | 0 | 0 | 0 | -2.4813 | 0 | 0 | 0 | 0 | 0 | 0 | 0 | 0 | 0 | 0 | 0 | 0 | 0 | 0 | 0 | -41.0645 | 1.822 | 0 | 5.3404 | 5.3856 | 2.3155 | 39.052 | 1.2254 | 3.0551 | 0 | 0.032612 | 0 | 0.74789 | 0.22757 | 0 | 14.666 | 21.4724 | -43.4329 | 0 | 0.60707 | 0 | 1.6728 | 0.14388
2025_01_05 Hr 08 | 0 | 0 | 0 | 0.21485 | 0.21485 | 0.21485 | 0.21485 | 0.21485 | 0.21485 | 0 | 0 | 0.0031592 | 0.33 | 0.026588 | 1.6399 | 1.6399 | 11.6009 | 0 | 0.0016124 | 0.0058432 | 0.0039341 | 0 | 0 | 0.35186 | 0 | 0.24561 | 0 | 0.06302 | 0.016238 | 1.2721 | 0.48886 | 10.3902 | 2.0585 | 0 | 0.60107 | 0.79648 | 0 | 0 | 0 | 0 | -1.87 | 0.056408 | 0 | 0 | 0 | -0.36046 | 0 | 0 | 0 | 0 | 0 | 0 | 0 | 0 | 5.3931 | 0 | 0 | 0 | 0 | -2.4813 | 0 | 0 | 0 | 0 | 0 | 0 | 0 | 0 | 0 | 0 | 0 | 0 | 0 | 0 | 0 | -41.5627 | 1.822 | 0 | 5.1429 | 5.1874 | 2.0282 | 38.6513 | 1.2254 | 3.0551 | 0 | 0.032612 | 0 | 0.74789 | 0.22757 | 0 | 13.8947 | 20.9203 | -43.807 | 0 | 0.60707 | 0 | 1.6728 | 0.14556
2025_01_05 Hr 09 | 0.13593 | 1.4262e-06 | 0 | 0.21485 | 0.21485 | 0.21485 | 0.21485 | 0.21485 | 0.21485 | 0 | 0 | 0.0031592 | 0.24 | 0.021298 | 1.6399 | 1.6399 | 11.6009 | 0 | 0.0016124 | 0.0058432 | 0.0039341 | 0 | 0 | 0.57073 | 0 | 0.46448 | 0 | 0.06302 | 0.016238 | 1.2821 | 0.48886 | 10.3902 | 2.0585 | 0 | 0.60107 | 0.79648 | 0 | 0 | 0 | 0 | -2.6715 | 0.056408 | 0 | 0 | 0 | -0.39723 | 0 | 0 | 0 | 0 | 0 | 0 | 0 | 0 | 5.4621 | 0 | 0 | 0 | 0 | -2.4813 | 0 | 0 | 0 | 0 | 0 | 0 | 0 | 0 | 0 | 0 | 0 | 0 | 0 | 0 | 0 | -47.9183 | 1.822 | 0 | 5.3404 | 5.3856 | 1.8977 | 39.057 | 1.2254 | 3.0551 | 0 | 0.032612 | -0.13593 | 0.74789 | 0.22757 | 0 | 7.3883 | 20.9003 | -49.8975 | 0 | 0.60707 | 0 | 1.6728 | 0.14655
2025_01_05 Hr 10 | 0.20401 | 0.00018351 | 0 | 0.21485 | 0.21485 | 0.21485 | 0.21485 | 0.21485 | 0.21485 | 0 | 0 | 0.0031592 | 0.15 | 0.012687 | 1.6399 | 1.6399 | 11.6009 | 0 | 0.0016124 | 0.0058432 | 0.0039341 | 0 | 0 | 0.45933 | 0 | 0.35308 | 0 | 0.06302 | 0.016238 | 1.2805 | 0.48886 | 10.3902 | 2.0585 | 0 | 0.60107 | 0.79648 | 0 | 0 | 0 | 0 | -2.5569 | 0.056408 | 0 | 0 | 0 | -0.37852 | 0 | 0 | 0 | 0 | 0 | 0 | 0 | 0 | 5.0465 | 0 | 0 | 0 | 0 | -2.4813 | 0 | 0 | 0 | 0 | 0 | 0 | 0 | 0 | 0 | 0 | 0 | 0 | 0 | 0 | 0 | -42.2177 | 1.822 | 0 | 5.3404 | 5.3856 | 1.8063 | 39.0553 | 1.2254 | 3.0551 | 0 | 0.032612 | -0.20401 | 0.74789 | 0.22757 | 0 | 12.3928 | 20.3635 | -44.4691 | 0 | 0.60707 | 0 | 1.6728 | 0.14703
2025_01_05 Hr 11 | 0.22645 | 0.00050065 | 0 | 0.21485 | 0.21485 | 0.21485 | 0.21485 | 0.21485 | 0.21485 | 0 | 0 | 0.0031592 | 0.15 | 0.012494 | 1.6399 | 1.6399 | 11.6009 | 0 | 0.0016124 | 0.0058432 | 0.0039341 | 0 | 0 | 0.42479 | 0 | 0.31854 | 0 | 0.06302 | 0.016238 | 1.2821 | 0.48886 | 10.3902 | 2.0585 | 0 | 0.60107 | 0.79648 | 0 | 0 | 0 | 0 | -2.6029 | 0.056408 | 0 | 0 | 0 | -0.37272 | 0 | 0 | 0 | 0 | 0 | 0 | 0 | 0 | 4.9073 | 0 | 0 | 0 | 0 | -2.4813 | 0 | 0 | 0 | 0 | 0 | 0 | 0 | 0 | 0 | 0 | 0 | 0 | 0 | 0 | 0 | -37.7458 | 1.822 | 0 | 5.3404 | 5.3856 | 1.6975 | 39.057 | 1.2254 | 3.0551 | 0 | 0.032612 | -0.22645 | 0.74789 | 0.22757 | 0 | 16.5091 | 20.1379 | -40.0829 | 0 | 0.60707 | 0 | 1.6728 | 0.14686
2025_01_05 Hr 12 | 0.090669 | 0.00073647 | 0 | 0.21485 | 0.21485 | 0.21485 | 0.21485 | 0.21485 | 0.21485 | 0 | 0 | 0.0031592 | 0.15 | 0.012498 | 1.6399 | 1.6399 | 11.6009 | 0 | 0.0016124 | 0.0058432 | 0.0039341 | 0 | 0 | 0.42547 | 0 | 0.31922 | 0 | 0.06302 | 0.016238 | 1.2805 | 0.48886 | 10.3902 | 2.0585 | 0 | 0.60107 | 0.79648 | 0 | 0 | 0 | 0 | -2.5038 | 0.056408 | 0 | 0 | 0 | -0.37283 | 0 | 0 | 0 | 0 | 0 | 0 | 0 | 0 | 4.0108 | 0 | 0 | 0 | 0 | -2.4813 | 0 | 0 | 0 | 0 | 0 | 0 | 0 | 0 | 0 | 0 | 0 | 0 | 0 | 0 | 0 | -33.5163 | 1.822 | 0 | 5.3404 | 5.3856 | 0.86179 | 39.0553 | 1.2254 | 3.0551 | 0 | 0.032612 | -0.090669 | 0.74789 | 0.22757 | 0 | 19.1058 | 18.2707 | -35.7164 | 0 | 0.60707 | 0 | 1.6728 | 0.14739
2025_01_05 Hr 13 | 0.22645 | 0.00089871 | 0 | 0.21485 | 0.21485 | 0.21485 | 0.21485 | 0.21485 | 0.21485 | 0 | 0 | 0.0031592 | 0.18 | 0.015068 | 1.6399 | 1.6399 | 11.6009 | 0 | 0.0016124 | 0.0058432 | 0.0039341 | 0 | 0 | 0.43604 | 0 | 0.32979 | 0 | 0.06302 | 0.016238 | 1.2821 | 0.48886 | 10.3902 | 2.0585 | 0 | 0.60107 | 0.79648 | 0 | 0 | 0 | 0 | -2.549 | 0.056408 | 0 | 0 | 0 | -0.37461 | 0 | 0 | 0 | 0 | 0 | 0 | 0 | 0 | 3.3883 | 0 | 0 | 0 | 0 | -2.4813 | 0 | 0 | 0 | 0 | 0 | 0 | 0 | 0 | 0 | 0 | 0 | 0 | 0 | 0 | 0 | -31.4739 | 1.822 | 0 | 5.3404 | 5.3856 | 0.58323 | 39.057 | 1.2254 | 3.0551 | 0 | 0.032612 | -0.22645 | 0.74789 | 0.22757 | 0 | 20.2556 | 17.5379 | -33.7904 | 0 | 0.60707 | 0 | 1.6728 | 0.14716
2025_01_05 Hr 14 | 0.022885 | 0.00088422 | 0 | 0.21485 | 0.21485 | 0.21485 | 0.21485 | 0.21485 | 0.21485 | 0 | 0 | 0.0031592 | 0.21 | 0.016672 | 1.6399 | 1.6399 | 11.6009 | 0 | 0.0016124 | 0.0058432 | 0.0039341 | 0 | 0 | 0.32029 | 0 | 0.21404 | 0 | 0.06302 | 0.016238 | 1.2821 | 0.48886 | 10.3902 | 2.0585 | 0 | 0.60107 | 0.79648 | 0 | 0 | 0 | 0 | -2.4122 | 0.056408 | 0 | 0 | 0 | -0.35516 | 0 | 0 | 0 | 0 | 0 | 0 | 0 | 0 | 3.3883 | 0 | 0 | 0 | 0 | -2.4813 | 0 | 0 | 0 | 0 | 0 | 0 | 0 | 0 | 0 | 0 | 0 | 0 | 0 | 0 | 0 | -28.4544 | 1.822 | 0 | 5.3404 | 5.3856 | 0.30032 | 39.057 | 1.2254 | 3.0551 | 0 | 0.032612 | -0.022885 | 0.74789 | 0.22757 | 0 | 22.9485 | 17.0831 | -30.7794 | 0 | 0.60707 | 0 | 1.6728 | 0.14721
2025_01_05 Hr 15 | 0.1586 | 0.00084132 | 0 | 0.21485 | 0.21485 | 0.21485 | 0.21485 | 0.21485 | 0.21485 | 0 | 0 | 0.0031592 | 0.36 | 0.029631 | 1.6399 | 1.6399 | 11.6009 | 0 | 0.0016124 | 0.0058432 | 0.0039341 | 0 | 0 | 0.39846 | 0 | 0.29221 | 0 | 0.06302 | 0.016238 | 1.1717 | 0.48886 | 10.3902 | 2.0585 | 0 | 0.60107 | 0.79648 | 0 | 0 | 0 | 0.39261 | -1.7374 | 0.056408 | 0 | 0 | 0 | -0.36829 | 0 | 0 | 0 | 0 | 0 | 0 | 0 | 0 | 3.3871 | 0 | 0 | 0 | 0 | -2.4813 | 0 | 0 | 0 | 0 | 0 | 0 | 0 | 0 | 0 | 0 | 0 | 0 | 0 | 0 | 0 | -25.6642 | 1.822 | 0 | 4.8999 | 4.9404 | 0.20892 | 38.0609 | 1.2254 | 3.0551 | 0 | 0.032612 | -0.1586 | 0.74789 | 0.22757 | 0 | 26.0235 | 17.2891 | -27.9817 | 0 | 0.60707 | 0 | 1.6728 | 0.14718
2025_01_05 Hr 16 | 0.02274 | 0.00053869 | 0 | 0.21485 | 0.21485 | 0.21485 | 0.21485 | 0.21485 | 0.21485 | 0 | 0 | 0.0031592 | 0.78 | 0.062998 | 1.6399 | 1.6399 | 11.6009 | 0 | 0.0016124 | 0.0058432 | 0.0039341 | 0 | 0 | 0.35716 | 0 | 0.25091 | 0 | 0.06302 | 0.016238 | 1.2069 | 0.48886 | 10.3902 | 2.0585 | 0 | 0.60107 | 0.79648 | 0 | 0 | 0 | 0.22131 | -2.0235 | 0.056408 | 0 | 0 | 0 | -0.36135 | 0 | 0 | 0 | 0 | 0 | 0 | 0 | 0 | 3.8027 | 0 | 0 | 0 | 0 | -2.4813 | 0 | 0 | 0 | 0 | 0 | 0 | 0 | 0 | 0 | 0 | 0 | 0 | 0 | 0 | 0 | -29.5458 | 1.822 | 0 | 5.0594 | 5.1012 | 0.30032 | 38.4164 | 1.2254 | 3.0551 | 0 | 0.032612 | -0.02274 | 0.74789 | 0.22757 | 0 | 22.9248 | 18.1137 | -31.803 | 0 | 0.60707 | 0 | 1.6728 | 0.14762
2025_01_05 Hr 17 | 0.045044 | 0.00017537 | 0 | 0.21485 | 0.21485 | 0.21485 | 0.21485 | 0.21485 | 0.21485 | 0 | 0 | 0.0031592 | 1.92 | 0.17315 | 1.6399 | 1.6399 | 11.6009 | 0 | 0.0016124 | 0.0058432 | 0.0039341 | 0 | 0 | 0.60936 | 0 | 0.50311 | 0 | 0.06302 | 0.016238 | 1.2821 | 0.48886 | 10.3902 | 2.0585 | 0 | 0.60107 | 0.79648 | 0 | 0 | 0 | 0 | -2.874 | 0.056408 | 0 | 0 | 0 | -0.40372 | 0 | 0 | 0 | 0 | 0 | 0 | 0 | 0 | 3.5269 | 0 | 0 | 0 | 0 | -2.4813 | 0 | 0 | 0 | 0 | 0 | 0 | 0 | 0 | 0 | 0 | 0 | 0 | 0 | 0 | 0 | -44.0069 | 1.822 | 0 | 5.3404 | 5.3856 | 0.79215 | 39.057 | 1.2254 | 3.0551 | 0 | 0.032612 | -0.045044 | 0.74789 | 0.22757 | 0 | 9.9621 | 19.6036 | -45.8244 | 0 | 0.60707 | 0 | 1.6728 | 0.14939
2025_01_05 Hr 18 | 0 | 1.6043e-06 | 0 | 0.21485 | 0.21485 | 0.21485 | 0.21485 | 0.21485 | 0.21485 | 0 | 0 | 0.0031592 | 2.58 | 0.25754 | 1.6399 | 1.6399 | 11.6009 | 0 | 0.0016124 | 0.0058432 | 0.0039341 | 0 | 0 | 0.86752 | 0 | 0.76127 | 0 | 0.06302 | 0.016238 | 1.2821 | 0.48886 | 10.3902 | 2.0585 | 0 | 0.60107 | 0.79648 | 0 | 0 | 0 | 0 | -3.1045 | 0.056408 | 0 | 0 | 0 | -0.44709 | 0 | 0 | 0 | 0 | 0 | 0 | 0 | 0 | 3.8021 | 0 | 0 | 0 | 0 | -2.4813 | 0 | 0 | 0 | 0 | 0 | 0 | 0 | 0 | 0 | 0 | 0 | 0 | 0 | 0 | 0 | -59.8574 | 1.822 | 0 | 5.3404 | 5.3856 | 0.91402 | 39.057 | 1.2254 | 3.0551 | 0 | 0.032612 | 0 | 0.74789 | 0.22757 | 0 | -4.503 | 20.7014 | -61.157 | 0 | 0.60707 | 0 | 1.6728 | 0.15095
2025_01_05 Hr 19 | 0 | 0 | 0 | 0.21485 | 0.21485 | 0.21485 | 0.21485 | 0.21485 | 0.21485 | 0 | 0 | 0.0031592 | 2.7 | 0.25119 | 1.6399 | 1.6399 | 11.6009 | 0 | 0.0016124 | 0.0058432 | 0.0039341 | 0 | 0 | 0.68567 | 0 | 0.57942 | 0 | 0.06302 | 0.016238 | 1.2821 | 0.48886 | 10.3902 | 2.0585 | 0 | 0.60107 | 0.79648 | 0 | 0 | 0 | 0 | -2.892 | 0.056408 | 0 | 0 | 0 | -0.41654 | 0 | 0 | 0 | 0 | 0 | 0 | 0 | 0 | 3.3883 | 0 | 0 | 0 | 0 | -2.4813 | 0 | 0 | 0 | 0 | 0 | 0 | 0 | 0 | 0 | 0 | 0 | 0 | 0 | 0 | 0 | -55.6537 | 1.822 | 0 | 5.3404 | 5.3856 | 0.78344 | 39.057 | 1.2254 | 3.0551 | 0 | 0.032612 | 0 | 0.74789 | 0.22757 | 0 | -0.85122 | 20.2701 | -57.2864 | 0 | 0.60707 | 0 | 1.6728 | 0.15038
2025_01_05 Hr 20 | 0 | 0 | 0 | 0.21485 | 0.21485 | 0.21485 | 0.21485 | 0.21485 | 0.21485 | 0 | 0 | 0.0031592 | 2.7 | 0.22655 | 1.6399 | 1.6399 | 11.6009 | 0 | 0.0016124 | 0.0058432 | 0.0039341 | 0 | 0 | 0.44127 | 0 | 0.33502 | 0 | 0.06302 | 0.016238 | 1.2821 | 0.48886 | 10.3902 | 2.0585 | 0 | 0.60107 | 0.79648 | 0 | 0 | 0 | 0 | -2.576 | 0.056408 | 0 | 0 | 0 | -0.37548 | 0 | 0 | 0 | 0 | 0 | 0 | 0 | 0 | 3.7343 | 0 | 0 | 0 | 0 | -2.4813 | 0 | 0 | 0 | 0 | 0 | 0 | 0 | 0 | 0 | 0 | 0 | 0 | 0 | 0 | 0 | -48.8323 | 1.822 | 0 | 5.3404 | 5.3856 | 0.66157 | 39.057 | 1.2254 | 3.0551 | 0 | 0.032612 | 0 | 0.74789 | 0.22757 | 0 | 6.0372 | 20.469 | -50.9128 | 0 | 0.60707 | 0 | 1.6728 | 0.14976
2025_01_05 Hr 21 | 0 | 0 | 0 | 0.21485 | 0.21485 | 0.21485 | 0.21485 | 0.21485 | 0.21485 | 0 | 0 | 0.0031592 | 2.58 | 0.22014 | 1.6399 | 1.6399 | 11.6009 | 0 | 0.0016124 | 0.0058432 | 0.0039341 | 0 | 0 | 0.47921 | 0 | 0.37296 | 0 | 0.06302 | 0.016238 | 1.2821 | 0.48886 | 10.3902 | 2.0585 | 0 | 0.60107 | 0.79648 | 0 | 0 | 0 | 0 | -2.5838 | 0.056408 | 0 | 0 | 0 | -0.38186 | 0 | 0 | 0 | 0 | 0 | 0 | 0 | 0 | 3.3883 | 0 | 0 | 0 | 0 | -2.4813 | 0 | 0 | 0 | 0 | 0 | 0 | 0 | 0 | 0 | 0 | 0 | 0 | 0 | 0 | 0 | -49.7059 | 1.822 | 0 | 5.3404 | 5.3856 | 0.63981 | 39.057 | 1.2254 | 3.0551 | 0 | 0.032612 | 0 | 0.74789 | 0.22757 | 0 | 4.73 | 19.9736 | -51.7168 | 0 | 0.60707 | 0 | 1.6728 | 0.14856
2025_01_05 Hr 22 | 0 | 0 | 0 | 0.21485 | 0.21485 | 0.21485 | 0.21485 | 0.21485 | 0.21485 | 0 | 0 | 0.0031592 | 2.4 | 0.19354 | 1.6399 | 1.6399 | 11.6009 | 0 | 0.0016124 | 0.0058432 | 0.0039341 | 0 | 0 | 0.35379 | 0 | 0.24754 | 0 | 0.06302 | 0.016238 | 1.2821 | 0.48886 | 10.3902 | 2.0585 | 0 | 0.60107 | 0.79648 | 0 | 0 | 0 | 0 | -2.4874 | 0.056408 | 0 | 0 | 0 | -0.36079 | 0 | 0 | 0 | 0 | 0 | 0 | 0 | 0 | 3.525 | 0 | 0 | 0 | 0 | -2.4813 | 0 | 0 | 0 | 0 | 0 | 0 | 0 | 0 | 0 | 0 | 0 | 0 | 0 | 0 | 0 | -44.7031 | 1.822 | 0 | 5.3404 | 5.3856 | 0.82261 | 39.057 | 1.2254 | 3.0551 | 0 | 0.032612 | 0 | 0.74789 | 0.22757 | 0 | 9.7108 | 20.0849 | -46.9438 | 0 | 0.60707 | 0 | 1.6728 | 0.14694
2025_01_05 Hr 23 | 0 | 0 | 0 | 0.21485 | 0.21485 | 0.21485 | 0.21485 | 0.21485 | 0.21485 | 0 | 0 | 0.0031592 | 2.34 | 0.21314 | 1.6399 | 1.6399 | 11.642 | 0 | 0.0016124 | 0.0058432 | 0.0039341 | 0 | 0 | 0.63354 | 0 | 0.52729 | 0 | 0.06302 | 0.016238 | 1.2821 | 0.48886 | 10.4017 | 2.0585 | 0 | 0.60344 | 0.79648 | 0 | 0 | 0 | 0 | -3.0626 | 0.056408 | 0 | 0 | 0 | -0.40779 | 0 | 0 | 0 | 0 | 0 | 0 | 0 | 0 | 4.0096 | 0 | 0 | 0 | 0 | -2.4813 | 0 | 0 | 0 | 0 | 0 | 0 | 0 | 0 | 0 | 0 | 0 | 0 | 0 | 0 | 0 | -48.3366 | 1.822 | 0 | 5.3624 | 5.4078 | 0.91402 | 39.1539 | 1.2254 | 3.0551 | 0 | 0.032612 | 0 | 0.74789 | 0.22757 | 0 | 6.6474 | 20.621 | -50.0649 | 0 | 0.60707 | 0 | 1.6728 | 0.14503
2025_01_05 Hr 24 | 0 | 0 | 0 | 0.21485 | 0.21485 | 0.21485 | 0.21485 | 0.21485 | 0.21485 | 0 | 0 | 0.0031592 | 2.37 | 0.22065 | 1.6399 | 1.6399 | 11.642 | 0 | 0.0016124 | 0.0058432 | 0.0039341 | 0 | 0 | 0.68758 | 0 | 0.58133 | 0 | 0.06302 | 0.016238 | 1.2821 | 0.48886 | 10.4017 | 2.0585 | 0 | 0.60344 | 0.79648 | 0 | 0 | 0 | 0 | -3.1543 | 0.056408 | 0 | 0 | 0 | -0.41686 | 0 | 0 | 0 | 0 | 0 | 0 | 0 | 0 | 4.0108 | 0 | 0 | 0 | 0 | -2.4813 | 0 | 0 | 0 | 0 | 0 | 0 | 0 | 0 | 0 | 0 | 0 | 0 | 0 | 0 | 0 | -50.6437 | 1.822 | 0 | 5.3624 | 5.4078 | 0.89225 | 39.1539 | 1.2254 | 3.0551 | 0 | 0.032612 | 0 | 0.74789 | 0.22757 | 0 | 4.3635 | 20.6367 | -52.2728 | 0 | 0.60707 | 0 | 1.6728 | 0.14382
2025_01_06 Hr 01 | 0 | 0 | 0 | 0.21485 | 0.21485 | 0.21485 | 0.21485 | 0.21485 | 0.21485 | 0 | 0 | 0.0031592 | 1.68 | 0.13938 | 1.6399 | 1.6399 | 11.642 | 0 | 0.0016124 | 0.0058432 | 0.0039341 | 0 | 0 | 0.41608 | 0 | 0.30983 | 0 | 0.06302 | 0.016238 | 1.2821 | 0.48886 | 10.4017 | 2.0585 | 0 | 0.60344 | 0.79648 | 0 | 0 | 0 | 0 | -2.8146 | 0.056408 | 0 | 0.24001 | 0 | -0.37125 | 0 | 0 | 0 | 0 | 0 | 0 | 0 | 0 | 3.0417 | 0 | 0 | 0 | 0 | -2.4813 | 0 | 0 | 0 | 0 | 0 | 0 | 0 | 0 | 0 | 0 | 0 | 0 | 0 | 0 | 0 | -34.3661 | 1.822 | 0 | 5.3624 | 5.4078 | 1.4537 | 39.1539 | 1.2254 | 3.0551 | 0 | 0.032612 | 0 | 0.74789 | 0.22757 | 0 | 19.3033 | 19.4567 | -36.4927 | 0 | 0.60707 | 0 | 1.6728 | 0.14275
2025_01_06 Hr 02 | 0 | 0 | 0 | 0.21485 | 0.21485 | 0.21485 | 0.21485 | 0.21485 | 0.21485 | 0 | 0 | 0.0031592 | 2.04 | 0.17033 | 1.6399 | 1.6399 | 11.642 | 0 | 0.0016124 | 0.0058432 | 0.0039341 | 0 | 0 | 0.43023 | 0 | 0.32398 | 0 | 0.06302 | 0.016238 | 1.2821 | 0.48886 | 10.4017 | 2.0585 | 0 | 0.60344 | 0.79648 | 0 | 0 | 0 | 0 | -2.8193 | 0.056408 | 0 | 0.24154 | 0 | -0.37363 | 0 | 0 | 0 | 0 | 0 | 0 | 0 | 0 | 2.9739 | 0 | 0 | 0 | 0 | -2.4813 | 0 | 0 | 0 | 0 | 0 | 0 | 0 | 0 | 0 | 0 | 0 | 0 | 0 | 0 | 0 | -37.6182 | 1.822 | 0 | 5.3624 | 5.4078 | 1.9543 | 39.1539 | 1.2254 | 3.0551 | 0 | 0.032612 | 0 | 0.74789 | 0.22757 | 0 | 16.8959 | 20.2801 | -39.7189 | 0 | 0.60707 | 0 | 1.6728 | 0.14244
2025_01_06 Hr 03 | 0 | 0 | 0 | 0.21485 | 0.21485 | 0.21485 | 0.21485 | 0.21485 | 0.21485 | 0 | 0 | 0.0031592 | 2.49 | 0.19176 | 1.6399 | 1.6399 | 11.642 | 0 | 0.0016124 | 0.0058432 | 0.0039341 | 0 | 0 | 0.25661 | 0 | 0.15035 | 0 | 0.06302 | 0.016238 | 1.2821 | 0.48886 | 10.4017 | 2.0585 | 0 | 0.60344 | 0.79648 | 0 | 0 | 0 | 0 | -2.5792 | 0.056408 | 0 | 0.22279 | 0 | -0.34446 | 0 | 0 | 0 | 0 | 0 | 0 | 0 | 0 | 2.8354 | 0 | 0 | 0 | 0 | -2.4813 | 0 | 0 | 0 | 0 | 0 | 0 | 0 | 0 | 0 | 0 | 0 | 0 | 0 | 0 | 0 | -35.5439 | 1.822 | 0 | 5.3624 | 5.4078 | 1.8759 | 39.1539 | 1.2254 | 3.0551 | 0 | 0.032612 | 0 | 0.74789 | 0.22757 | 0 | 19.147 | 20.535 | -37.9627 | 0 | 0.60707 | 0 | 1.6728 | 0.14275
2025_01_06 Hr 04 | 0 | 0 | 0 | 0.21485 | 0.21485 | 0.21485 | 0.21485 | 0.21485 | 0.21485 | 0 | 0 | 0.0031592 | 2.58 | 0.19225 | 1.6399 | 1.6399 | 11.642 | 0 | 0.0016124 | 0.0058432 | 0.0039341 | 0 | 0 | 0.18967 | 0 | 0.083417 | 0 | 0.06302 | 0.016238 | 1.2821 | 0.48886 | 10.4017 | 2.0585 | 0 | 0.60344 | 0.79648 | 0 | 0 | 0 | 0 | -2.4688 | 0.056408 | 0 | 0.21556 | 0 | -0.33321 | 0 | 0 | 0 | 0 | 0 | 0 | 0 | 0 | 3.2486 | 0 | 0 | 0 | 0 | -2.4813 | 0 | 0 | 0 | 0 | 0 | 0 | 0 | 0 | 0 | 0 | 0 | 0 | 0 | 0 | 0 | -32.5005 | 1.822 | 0 | 5.3624 | 5.4078 | 1.3623 | 39.1539 | 1.2254 | 3.0551 | 0 | 0.032612 | 0 | 0.74789 | 0.22757 | 0 | 22.1687 | 20.5254 | -35.0418 | 0 | 0.60707 | 0 | 1.6728 | 0.14312
2025_01_06 Hr 05 | 0 | 0 | 0 | 0.21485 | 0.21485 | 0.21485 | 0.21485 | 0.21485 | 0.21485 | 0 | 0 | 0.0031592 | 2.4 | 0.18218 | 1.6399 | 1.6399 | 11.642 | 0 | 0.0016124 | 0.0058432 | 0.0039341 | 0 | 0 | 0.22696 | 0 | 0.12071 | 0 | 0.06302 | 0.016238 | 1.2571 | 0.48886 | 10.4017 | 2.0585 | 0 | 0.60344 | 0.79648 | 0 | 0 | 0 | 0 | -2.7546 | 0.056408 | 0 | 0.085361 | 0 | -0.33948 | 0 | 0 | 0 | 0 | 0 | 0 | 0 | 0 | 3.7337 | 0 | 0 | 0 | 0 | -2.4813 | 0 | 0 | 0 | 0 | 0 | 0 | 0 | 0 | 0 | 0 | 0 | 0 | 0 | 0 | 0 | -27.9876 | 1.822 | 0 | 5.3624 | 5.4078 | 1.1447 | 39.1288 | 1.2254 | 3.0551 | 0 | 0.032612 | 0 | 0.74789 | 0.22757 | 0 | 26.5174 | 20.6039 | -30.4607 | 0 | 0.60707 | 0 | 1.6728 | 0.14405
2025_01_06 Hr 06 | 0 | 0 | 0 | 0.21485 | 0.21485 | 0.21485 | 0.21485 | 0.21485 | 0.21485 | 0 | 0 | 0.0031592 | 2.28 | 0.21632 | 1.6399 | 1.6399 | 11.642 | 0.76269 | 0.0016124 | 0.0058432 | 0.0039341 | 0 | 0 | 0.73506 | 0 | 0.62881 | 0 | 0.06302 | 0.016238 | 1.2821 | 0.48886 | 10.4017 | 2.0585 | 0 | 0.60344 | 0.79648 | 0 | 0 | 0 | 0.22465 | -3.396 | 0.056408 | 0 | 0 | 0 | -0.42484 | 0 | 0 | 0 | 0 | 0 | 0 | 0 | 0 | 3.5958 | 0 | 0 | 0 | 0 | -2.4813 | 0 | 0 | 0 | 0 | 0 | 0 | 0 | 0 | 0 | 0 | 0 | 0 | 0 | 0 | 0 | -47.3503 | 1.822 | 0 | 5.3624 | 5.4078 | 1.7236 | 39.9166 | 1.2254 | 3.0551 | 0 | 0.032612 | 0 | 0.74789 | 0.22757 | 0 | 8.8154 | 20.9626 | -48.8925 | 0 | 0.60707 | 0 | 1.6728 | 0.14768
2025_01_06 Hr 07 | 0 | 0 | 0 | 0.21485 | 0.21485 | 0.21485 | 0.21485 | 0.21485 | 0.21485 | 0 | 0 | 0.0031592 | 1.74 | 0.13707 | 1.6399 | 1.6399 | 11.6009 | 0.75919 | 0.0016124 | 0.0058432 | 0.0039341 | 0 | 0 | 0 | 0 | 0 | 0 | 0.06302 | 0.016238 | 1.2821 | 0.48886 | 10.3902 | 2.0585 | 1.2449 | 0.60107 | 0.79648 | 0 | 0 | 0 | 0 | -2.2504 | 0.056408 | 0 | 0 | 0 | -0.35239 | 0 | 0 | 0 | 0 | 0 | 0 | 0 | 0 | 3.6648 | 0 | 0 | 0 | -3.3188 | 0 | 0 | 0 | 0 | 0 | 0 | 0 | 0 | 0 | 0 | 0 | 0 | 0 | -2.3937 | 0 | 0 | -37.5367 | 1.822 | 0 | 5.3404 | 5.3856 | 1.6061 | 41.0611 | 1.2254 | 3.0551 | 0 | 0.032612 | 0 | 0.74789 | 0.22757 | 0 | 15.5049 | 20.2957 | -43.6016 | 0 | 0.60707 | 0 | 1.6728 | 0.15099
2025_01_06 Hr 08 | 0 | 0 | 0 | 0.21485 | 0.21485 | 0.21485 | 0.21485 | 0.21485 | 0.21485 | 0 | 0 | 0.0031592 | 1.44 | 0.14622 | 1.6399 | 1.6399 | 11.6009 | 0.75919 | 0.0016124 | 0.0058432 | 0.0039341 | 0 | 0 | 0 | 0 | 0 | 0 | 0.06302 | 0.016238 | 1.2821 | 0.48886 | 10.3902 | 2.0585 | 1.2449 | 0.60107 | 0.79648 | 0 | 0 | 0 | 0 | -2.9124 | 0.056408 | 0 | 0 | 0 | -0.45485 | 0 | 0 | 0 | 0 | 0 | 0 | 0 | 0 | 3.5952 | 0 | 0 | 0 | -3.3188 | 0 | 0 | 0 | 0 | 0 | 0 | 0 | 0 | 0 | 0 | 0 | 0 | 0 | -2.3937 | 0 | 0 | -49.3441 | 1.822 | 0 | 5.3404 | 5.3856 | 1.8759 | 41.0611 | 1.2254 | 3.0551 | 0 | 0.032612 | 0 | 0.74789 | 0.22757 | 0 | 2.8443 | 20.207 | -55.5114 | 0 | 0.60707 | 0 | 1.6728 | 0.15284
2025_01_06 Hr 09 | 0.11348 | 1.5097e-06 | 0 | 0.21485 | 0.21485 | 0.21485 | 0.21485 | 0.21485 | 0.21485 | 0 | 0 | 0.0031592 | 1.8 | 0.16909 | 1.6399 | 1.6399 | 11.6009 | 0.75919 | 0.0016124 | 0.0058432 | 0.0039341 | 0 | 0 | 0 | 0 | 0 | 0 | 0.06302 | 0.016238 | 1.2821 | 0.48886 | 10.3902 | 2.0585 | 1.2449 | 0.60107 | 0.79648 | 0 | 0 | 0 | 0 | -2.7476 | 0.056408 | 0 | 0 | 0 | -0.42062 | 0 | 0 | 0 | 0 | 0 | 0 | 0 | 0 | 3.5946 | 0 | 0 | 0 | -3.3188 | 0 | 0 | 0 | 0 | 0 | 0 | 0 | 0 | 0 | 0 | 0 | 0 | 0 | -2.3937 | 0 | 0 | -47.5765 | 1.822 | 0 | 5.3404 | 5.3856 | 2.0674 | 41.0611 | 1.2254 | 3.0551 | 0 | 0.032612 | -0.11348 | 0.74789 | 0.22757 | 0 | 5.3847 | 20.8944 | -53.8231 | 0 | 0.60707 | 0 | 1.6728 | 0.15299
2025_01_06 Hr 10 | 0.13579 | 0.00018274 | 0 | 0.21485 | 0.21485 | 0.21485 | 0.21485 | 0.21485 | 0.21485 | 0 | 0 | 0.0031592 | 1.98 | 0.19242 | 1.6399 | 1.6399 | 11.6009 | 0.75919 | 0.0016124 | 0.0058432 | 0.0039341 | 0 | 0 | 0 | 0 | 0 | 0 | 0.06302 | 0.016238 | 1.2821 | 0.48886 | 10.3902 | 2.0585 | 1.2449 | 0.60107 | 0.79648 | 0 | 0 | 0 | 0 | -2.8616 | 0.056408 | 0 | 0 | 0 | -0.43522 | 0 | 0 | 0 | 0 | 0 | 0 | 0 | 0 | 3.6636 | 0 | 0 | 0 | -3.3188 | 0 | 0 | 0 | 0 | 0 | 0 | 0 | 0 | 0 | 0 | 0 | 0 | 0 | -2.3937 | 0 | 0 | -48.3302 | 1.822 | 0 | 5.3404 | 5.3856 | 1.7236 | 41.0611 | 1.2254 | 3.0551 | 0 | 0.032612 | -0.13579 | 0.74789 | 0.22757 | 0 | 4.4308 | 20.845 | -54.6137 | 0 | 0.60707 | 0 | 1.6728 | 0.15262
2025_01_06 Hr 11 | 0.27215 | 0.00065241 | 0 | 0.21485 | 0.21485 | 0.21485 | 0.21485 | 0.21485 | 0.21485 | 0 | 0 | 0.0031592 | 2.04 | 0.1895 | 1.6399 | 1.6399 | 11.6009 | 0.75919 | 0.0016124 | 0.0058432 | 0.0039341 | 0 | 0 | 0 | 0 | 0 | 0 | 0.06302 | 0.016238 | 1.2821 | 0.48886 | 10.3902 | 2.0585 | 1.2449 | 0.60107 | 0.79648 | 0 | 0 | 0 | 0 | -2.7181 | 0.056408 | 0 | 0 | 0 | -0.41592 | 0 | 0 | 0 | 0 | 0 | 0 | 0 | 0 | 3.179 | 0 | 0 | 0 | -3.3188 | 0 | 0 | 0 | 0 | 0 | 0 | 0 | 0 | 0 | 0 | 0 | 0 | 0 | -2.3937 | 0 | 0 | -37.2263 | 1.822 | 0 | 5.3404 | 5.3856 | 0.56147 | 41.0611 | 1.2254 | 3.0551 | 0 | 0.032612 | -0.27215 | 0.74789 | 0.22757 | 0 | 14.1074 | 19.3913 | -43.6269 | 0 | 0.60707 | 0 | 1.6728 | 0.15167
2025_01_06 Hr 12 | 0.29562 | 0.00092762 | 0 | 0.21485 | 0.21485 | 0.21485 | 0.21485 | 0.21485 | 0.21485 | 0 | 0 | 0.0031592 | 1.83 | 0.18662 | 1.6399 | 1.6399 | 11.6009 | 0.75919 | 0.0016124 | 0.0058432 | 0.0039341 | 0 | 0 | 0 | 0 | 0 | 0 | 0.06302 | 0.016238 | 1.2821 | 0.48886 | 10.3902 | 2.0585 | 1.2449 | 0.60107 | 0.79648 | 0 | 0 | 0 | 0 | -2.8899 | 0.056408 | 0 | 0 | 0 | -0.4568 | 0 | 0 | 0 | 0 | 0 | 0 | 0 | 0 | 2.9733 | 0 | 0 | 0 | -3.3188 | 0 | 0 | 0 | 0 | 0 | 0 | 0 | 0 | 0 | 0 | 0 | 0 | 0 | -2.3937 | 0 | 0 | -36.7134 | 1.822 | 0 | 5.3404 | 5.3856 | 0.13057 | 41.0611 | 1.2254 | 3.0551 | 0 | 0.032612 | -0.29562 | 0.74789 | 0.22757 | 0 | 13.5584 | 18.5655 | -43.1783 | 0 | 0.60707 | 0 | 1.6728 | 0.15161
2025_01_06 Hr 13 | 0.27208 | 0.00092035 | 0 | 0.21485 | 0.21485 | 0.21485 | 0.21485 | 0.21485 | 0.21485 | 0 | 0 | 0.0031592 | 1.71 | 0.1706 | 1.6399 | 1.6399 | 11.6009 | 0.75919 | 0.0016124 | 0.0058432 | 0.0039341 | 0 | 0 | 0 | 0 | 0 | 0 | 0.06302 | 0.016238 | 1.2821 | 0.48886 | 10.3902 | 2.0585 | 1.2449 | 0.60107 | 0.79648 | 0 | 0 | 0 | 0 | -2.7978 | 0.056408 | 0 | 0 | 0 | -0.44685 | 0 | 0 | 0 | 0 | 0 | 0 | 0 | 0 | 3.0423 | 0 | 0 | 0 | -3.3188 | 0 | 0 | 0 | 0 | 0 | 0 | 0 | 0 | 0 | 0 | 0 | 0 | 0 | -2.3937 | 0 | 0 | -31.7952 | 1.822 | 0 | 5.3404 | 5.3856 | 0.047877 | 41.0611 | 1.2254 | 3.0551 | 0 | 0.032612 | -0.27208 | 0.74789 | 0.22757 | 0 | 18.4277 | 18.391 | -38.2266 | 0 | 0.60707 | 0 | 1.6728 | 0.15044
2025_01_06 Hr 14 | 0.24912 | 0.0010678 | 0 | 0.21485 | 0.21485 | 0.21485 | 0.21485 | 0.21485 | 0.21485 | 0 | 0 | 0.0031592 | 1.53 | 0.15403 | 1.6399 | 1.6399 | 11.6009 | 0.69592 | 0.0016124 | 0.0058432 | 0.0039341 | 0 | 0 | 0 | 0 | 0 | 0 | 0.06302 | 0.016238 | 1.2821 | 0.48886 | 10.3902 | 2.0585 | 1.1411 | 0.60107 | 0.79648 | 0 | 0 | 0 | 0.081106 | -2.8727 | 0.056408 | 0 | 0 | 0 | -0.45092 | 0 | 0 | 0 | 0 | 0 | 0 | 0 | 0 | 2.5589 | 0 | 0 | 0 | -3.3188 | 0 | 0 | 0 | 0 | 0 | 0 | 0 | 0 | 0 | 0 | 0 | 0 | 0 | -2.3937 | 0 | 0 | -27.3623 | 1.822 | 0 | 5.3404 | 5.3856 | 0.030467 | 40.8941 | 1.2254 | 3.0551 | 0 | 0.032612 | -0.24912 | 0.74789 | 0.22757 | 0 | 21.9984 | 17.6707 | -33.7749 | 0 | 0.60707 | 0 | 1.6728 | 0.1503
2025_01_06 Hr 15 | 0.24934 | 0.0010674 | 0 | 0.21485 | 0.21485 | 0.21485 | 0.21485 | 0.21485 | 0.21485 | 0 | 0 | 0.0031592 | 1.68 | 0.18172 | 1.6399 | 1.6399 | 11.6009 | 0.75919 | 0.0016124 | 0.0058432 | 0.0039341 | 0 | 0 | 0 | 0 | 0 | 0 | 0.06302 | 0.016238 | 1.2821 | 0.48886 | 10.3902 | 2.0585 | 1.2449 | 0.60107 | 0.79648 | 0 | 0 | 0 | 0 | -2.8718 | 0.056408 | 0 | 0 | 0 | -0.48465 | 0 | 0 | 0 | 0 | 0 | 0 | 0 | 0 | 2.2813 | 0 | 0 | 0 | -3.3188 | 0 | 0 | 0 | 0 | 0 | 0 | 0 | 0 | 0 | 0 | 0 | 0 | 0 | -2.3937 | 0 | 0 | -23.1539 | 1.822 | 0 | 5.3404 | 5.3856 | 0.078344 | 41.0611 | 1.2254 | 3.0551 | 0 | 0.032612 | -0.24934 | 0.74789 | 0.22757 | 0 | 26.2064 | 17.6176 | -29.6004 | 0 | 0.60707 | 0 | 1.6728 | 0.14907
2025_01_06 Hr 16 | 0.045117 | 0.00075635 | 0 | 0.21485 | 0.21485 | 0.21485 | 0.21485 | 0.21485 | 0.21485 | 0 | 0 | 0.0031592 | 1.92 | 0.22477 | 1.6399 | 1.6399 | 11.6009 | 0.75919 | 0.0016124 | 0.0058432 | 0.0039341 | 0 | 0 | 0 | 0 | 0 | 0 | 0.06302 | 0.016238 | 1.2821 | 0.48886 | 10.3902 | 2.0585 | 1.2449 | 0.60107 | 0.79648 | 0 | 0 | 0 | 0 | -3.5286 | 0.056408 | 0 | 0 | 0 | -0.52471 | 0 | 0 | 0 | 0 | 0 | 0 | 0 | 0 | 2.9733 | 0 | 0 | 0 | -3.3188 | 0 | 0 | 0 | 0 | 0 | 0 | 0 | 0 | 0 | 0 | 0 | 0 | 0 | -2.3937 | 0 | 0 | -33.4586 | 1.822 | 0 | 5.3404 | 5.3856 | 0.27856 | 41.0611 | 1.2254 | 3.0551 | 0 | 0.032612 | -0.045117 | 0.74789 | 0.22757 | 0 | 16.3801 | 18.5886 | -39.7409 | 0 | 0.60707 | 0 | 1.6728 | 0.14922
2025_01_06 Hr 17 | 0.022667 | 0.00020037 | 0 | 0.21485 | 0.21485 | 0.21485 | 0.21485 | 0.21485 | 0.21485 | 0 | 0 | 0.0031592 | 2.43 | 0.29414 | 1.6399 | 1.6399 | 11.6009 | 0.75919 | 0.0016124 | 0.0058432 | 0.0039341 | 0 | 0 | 0 | 0 | 0 | 0 | 0.06302 | 0.016238 | 1.2821 | 0.48886 | 10.3902 | 2.0585 | 1.2449 | 0.60107 | 0.79648 | 0 | 0 | 0 | 0.0076744 | -3.6069 | 0.056408 | 0 | 0 | 0 | -0.5426 | 0 | 0 | 0 | 0 | 0 | 0 | 0 | 0 | 3.4573 | 0 | 0 | 0 | -3.3188 | 0 | 0 | 0 | 0 | 0 | 0 | 0 | 0 | 0 | 0 | 0 | 0 | 0 | -2.3937 | 0 | 0 | -49.672 | 1.822 | 0 | 5.3404 | 5.3856 | 0.33949 | 41.0611 | 1.2254 | 3.0551 | 0 | 0.032612 | -0.022667 | 0.74789 | 0.22757 | 0 | 1.2046 | 19.6926 | -55.9498 | 0 | 0.60707 | 0 | 1.6728 | 0.15199
2025_01_06 Hr 18 | 0 | 0 | 0 | 0.21485 | 0.21485 | 0.21485 | 0.21485 | 0.21485 | 0.21485 | 0 | 0 | 0.0031592 | 2.52 | 0.31279 | 1.6399 | 1.6399 | 11.6009 | 0.75919 | 0.0016124 | 0.0058432 | 0.0039341 | 0 | 0 | 0 | 0 | 0 | 0 | 0.06302 | 0.016238 | 1.2821 | 0.48886 | 10.3902 | 2.0585 | 1.2449 | 0.60107 | 0.79648 | 0 | 0 | 0 | 0 | -3.555 | 0.056408 | 0 | 0 | 0 | -0.55646 | 0 | 0 | 0 | 0 | 0 | 0 | 0 | 0 | 3.1119 | 0 | 0 | 0 | -3.3188 | 0 | 0 | 0 | 0 | 0 | 0 | 0 | 0 | 0 | 0 | 0 | 0 | 0 | -2.3937 | 0 | 0 | -56.924 | 1.822 | 0 | 5.3404 | 5.3856 | 0.39172 | 41.0611 | 1.2254 | 3.0551 | 0 | 0.032612 | 0 | 0.74789 | 0.22757 | 0 | -6.1998 | 19.4871 | -63.193 | 0 | 0.60707 | 0 | 1.6728 | 0.15389
2025_01_06 Hr 19 | 0 | 0 | 0 | 0.21485 | 0.21485 | 0.21485 | 0.21485 | 0.21485 | 0.21485 | 0 | 0 | 0.0031592 | 2.37 | 0.31244 | 1.6399 | 1.6399 | 11.6009 | 0.75919 | 0.0016124 | 0.0058432 | 0.0039341 | 0 | 0 | 0 | 0 | 0 | 0 | 0.06302 | 0.016238 | 1.2821 | 0.48886 | 10.3902 | 2.0585 | 1.2449 | 0.60107 | 0.79648 | 0 | 0 | 0 | 0 | -3.7725 | 0.056408 | 0 | 0 | 0 | -0.59114 | 0 | 0 | 0 | 0 | 0 | 0 | 0 | 0 | 3.5256 | 0 | 0 | 0 | -3.3188 | 0 | 0 | 0 | 0 | 0 | 0 | 0 | 0 | 0 | 0 | 0 | 0 | 0 | -2.3937 | 0 | 0 | -63.4886 | 1.822 | 0 | 5.3404 | 5.3856 | 0.59193 | 41.0611 | 1.2254 | 3.0551 | 0 | 0.032612 | 0 | 0.74789 | 0.22757 | 0 | -12.5532 | 19.9505 | -69.7922 | 0 | 0.60707 | 0 | 1.6728 | 0.1537
2025_01_06 Hr 20 | 0 | 0 | 0 | 0.21485 | 0.21485 | 0.21485 | 0.21485 | 0.21485 | 0.21485 | 0 | 0 | 0.0031592 | 2.37 | 0.31532 | 1.6399 | 1.6399 | 11.6009 | 0.75919 | 0.0016124 | 0.0058432 | 0.0039341 | 0 | 0 | 0 | 0 | 0 | 0 | 0.06302 | 0.016238 | 1.2821 | 0.48886 | 10.3902 | 2.0585 | 1.2449 | 0.60107 | 0.79648 | 0 | 0 | 0 | 0 | -3.7963 | 0.056408 | 0 | 0 | 0 | -0.59661 | 0 | 0 | 0 | 0 | 0 | 0 | 0 | 0 | 3.8021 | 0 | 0 | 0 | -3.3188 | 0 | 0 | 0 | 0 | 0 | 0 | 0 | 0 | 0 | 0 | 0 | 0 | 0 | -2.3937 | 0 | 0 | -75.1173 | 1.822 | 0 | 5.3404 | 5.3856 | 0.63111 | 41.0611 | 1.2254 | 3.0551 | 0 | 0.032612 | 0 | 0.74789 | 0.22757 | 0 | -23.8928 | 20.2688 | -81.4264 | 0 | 0.60707 | 0 | 1.6728 | 0.15342
2025_01_06 Hr 21 | 0 | 0 | 0 | 0.21485 | 0.21485 | 0.21485 | 0.21485 | 0.21485 | 0.21485 | 0 | 0 | 0.0031592 | 2.37 | 0.27576 | 1.6399 | 1.6399 | 11.6009 | 0.75919 | 0.0016124 | 0.0058432 | 0.0039341 | 0 | 0 | 0 | 0 | 0 | 0 | 0.06302 | 0.016238 | 1.2821 | 0.48886 | 10.3902 | 2.0585 | 1.2449 | 0.60107 | 0.79648 | 0 | 0 | 0 | 0 | -3.423 | 0.056408 | 0 | 0 | 0 | -0.5215 | 0 | 0 | 0 | 0 | 0 | 0 | 0 | 0 | 3.7343 | 0 | 0 | 0 | -3.3188 | 0 | 0 | 0 | 0 | 0 | 0 | 0 | 0 | 0 | 0 | 0 | 0 | 0 | -2.3937 | 0 | 0 | -65.7162 | 1.822 | 0 | 5.3404 | 5.3856 | 1.2448 | 41.0611 | 1.2254 | 3.0551 | 0 | 0.032612 | 0 | 0.74789 | 0.22757 | 0 | -13.5383 | 20.7739 | -71.9502 | 0 | 0.60707 | 0 | 1.6728 | 0.15213
2025_01_06 Hr 22 | 0 | 0 | 0 | 0.21485 | 0.21485 | 0.21485 | 0.21485 | 0.21485 | 0.21485 | 0 | 0 | 0.0031592 | 2.52 | 0.28445 | 1.6399 | 1.6399 | 11.6009 | 0.75919 | 0.0016124 | 0.0058432 | 0.0039341 | 0 | 0 | 0 | 0 | 0 | 0 | 0.06302 | 0.016238 | 1.2821 | 0.48886 | 10.3902 | 2.0585 | 1.2449 | 0.60107 | 0.79648 | 0 | 0 | 0 | 0 | -3.2631 | 0.056408 | 0 | 0 | 0 | -0.50585 | 0 | 0 | 0 | 0 | 0 | 0 | 0 | 0 | 4.0792 | 0 | 0 | 0 | -3.3188 | 0 | 0 | 0 | 0 | 0 | 0 | 0 | 0 | 0 | 0 | 0 | 0 | 0 | -2.3937 | 0 | 0 | -66.3356 | 1.822 | 0 | 5.3404 | 5.3856 | 1.4842 | 41.0611 | 1.2254 | 3.0551 | 0 | 0.032612 | 0 | 0.74789 | 0.22757 | 0 | -13.2411 | 21.5149 | -72.5539 | 0 | 0.60707 | 0 | 1.6728 | 0.15029
2025_01_06 Hr 23 | 0 | 0 | 0 | 0.21485 | 0.21485 | 0.21485 | 0.21485 | 0.21485 | 0.21485 | 0 | 0 | 0.0031592 | 2.31 | 0.24373 | 1.6399 | 1.6399 | 11.642 | 0.76269 | 0.0016124 | 0.0058432 | 0.0039341 | 0 | 0 | 1.02 | 0 | 0.91371 | 0 | 0.06302 | 0.016238 | 1.2821 | 0.48886 | 10.4017 | 2.0585 | 0 | 0.60344 | 0.79648 | 0 | 0 | 0 | 0 | -3.3635 | 0.056408 | 0 | 0 | 0 | -0.4727 | 0 | 0 | 0 | 0 | 0 | 0 | 0 | 0 | 3.8717 | 0 | 0 | 0 | 0 | -2.4813 | 0 | 0 | 0 | 0 | 0 | 0 | 0 | 0 | 0 | 0 | 0 | 0 | 0 | 0 | 0 | -59.0476 | 1.822 | 0 | 5.3624 | 5.4078 | 1.4668 | 39.9166 | 1.2254 | 3.0551 | 0 | 0.032612 | 0 | 0.74789 | 0.22757 | 0 | -2.4751 | 21.0397 | -60.0679 | 0 | 0.60707 | 0 | 1.6728 | 0.14834
2025_01_06 Hr 24 | 0 | 0 | 0 | 0.21485 | 0.21485 | 0.21485 | 0.21485 | 0.21485 | 0.21485 | 0 | 0 | 0.0031592 | 2.61 | 0.27657 | 1.6399 | 1.6399 | 11.642 | 0.76269 | 0.0016124 | 0.0058432 | 0.0039341 | 0 | 0 | 1.0321 | 0 | 0.92588 | 0 | 0.06302 | 0.016238 | 1.2821 | 0.48886 | 10.4017 | 2.0585 | 0 | 0.60344 | 0.79648 | 0 | 0 | 0 | 0 | -3.361 | 0.056408 | 0 | 0 | 0 | -0.47475 | 0 | 0 | 0 | 0 | 0 | 0 | 0 | 0 | 3.9412 | 0 | 0 | 0 | 0 | -2.4813 | 0 | 0 | 0 | 0 | 0 | 0 | 0 | 0 | 0 | 0 | 0 | 0 | 0 | 0 | 0 | -57.5668 | 1.822 | 0 | 5.3624 | 5.4078 | 1.4842 | 39.9166 | 1.2254 | 3.0551 | 0 | 0.032612 | 0 | 0.74789 | 0.22757 | 0 | -0.55151 | 21.4577 | -58.5648 | 0 | 0.60707 | 0 | 1.6728 | 0.14649
2025_01_07 Hr 01 | 0 | 0 | 0 | 0.21485 | 0.21485 | 0.21485 | 0.21485 | 0.21485 | 0.21485 | 0 | 0 | 0.0031592 | 2.73 | 0.21352 | 1.6399 | 1.6399 | 11.642 | 0 | 0.0016124 | 0.0058432 | 0.0039341 | 0 | 0 | 0.28871 | 0 | 0.18246 | 0 | 0.06302 | 0.016238 | 1.2821 | 0.48886 | 10.4017 | 2.0585 | 0 | 0.60344 | 0.79648 | 0 | 0 | 0 | 0 | -2.6275 | 0.056408 | 0 | 0 | 0 | -0.34985 | 0 | 0 | 0 | 0 | 0 | 0 | 0 | 0 | 4.0792 | 0 | 0 | 0 | 0 | -2.4813 | 0 | 0 | 0 | 0 | 0 | 0 | 0 | 0 | 0 | 0 | 0 | 0 | 0 | 0 | 0 | -36.4871 | 1.822 | 0 | 5.3624 | 5.4078 | 1.5843 | 39.1539 | 1.2254 | 3.0551 | 0 | 0.032612 | 0 | 0.74789 | 0.22757 | 0 | 19.4317 | 21.7523 | -38.8471 | 0 | 0.60707 | 0 | 1.6728 | 0.14615
2025_01_07 Hr 02 | 0 | 0 | 0 | 0.21485 | 0.21485 | 0.21485 | 0.21485 | 0.21485 | 0.21485 | 0 | 0 | 0.0031592 | 2.76 | 0.21951 | 1.6399 | 1.6399 | 11.642 | 0 | 0.0016124 | 0.0058432 | 0.0039341 | 0 | 0 | 0.3241 | 0 | 0.21785 | 0 | 0.06302 | 0.016238 | 1.2821 | 0.48886 | 10.4017 | 2.0585 | 0 | 0.60344 | 0.79648 | 0 | 0 | 0 | 0 | -2.5667 | 0.056408 | 0 | 0.095195 | 0 | -0.3558 | 0 | 0 | 0 | 0 | 0 | 0 | 0 | 0 | 4.4942 | 0 | 0 | 0 | 0 | -2.4813 | 0 | 0 | 0 | 0 | 0 | 0 | 0 | 0 | 0 | 0 | 0 | 0 | 0 | 0 | 0 | -38.2708 | 1.822 | 0 | 5.3624 | 5.4078 | 1.7845 | 39.1539 | 1.2254 | 3.0551 | 0 | 0.032612 | 0 | 0.74789 | 0.22757 | 0 | 18.4243 | 22.403 | -40.5659 | 0 | 0.60707 | 0 | 1.6728 | 0.14563
2025_01_07 Hr 03 | 0 | 0 | 0 | 0.21485 | 0.21485 | 0.21485 | 0.21485 | 0.21485 | 0.21485 | 0 | 0 | 0.0031592 | 2.82 | 0.22801 | 1.6399 | 1.6399 | 11.642 | 0 | 0.0016124 | 0.0058432 | 0.0039341 | 0 | 0 | 0.3595 | 0 | 0.25325 | 0 | 0.06302 | 0.016238 | 1.2821 | 0.48886 | 10.4017 | 2.0585 | 0 | 0.60344 | 0.79648 | 0 | 0 | 0 | 0 | -2.7424 | 0.056408 | 0 | 0 | 0 | -0.36175 | 0 | 0 | 0 | 0 | 0 | 0 | 0 | 0 | 4.7694 | 0 | 0 | 0 | 0 | -2.4813 | 0 | 0 | 0 | 0 | 0 | 0 | 0 | 0 | 0 | 0 | 0 | 0 | 0 | 0 | 0 | -41.9948 | 1.822 | 0 | 5.3624 | 5.4078 | 1.9543 | 39.1539 | 1.2254 | 3.0551 | 0 | 0.032612 | 0 | 0.74789 | 0.22757 | 0 | 15.1033 | 22.9168 | -44.225 | 0 | 0.60707 | 0 | 1.6728 | 0.14594
2025_01_07 Hr 04 | 0 | 0 | 0 | 0.21485 | 0.21485 | 0.21485 | 0.21485 | 0.21485 | 0.21485 | 0 | 0 | 0.0031592 | 2.85 | 0.23796 | 1.6399 | 1.6399 | 11.642 | 0 | 0.0016124 | 0.0058432 | 0.0039341 | 0 | 0 | 0.43025 | 0 | 0.324 | 0 | 0.06302 | 0.016238 | 1.2821 | 0.48886 | 10.4017 | 2.0585 | 0 | 0.60344 | 0.79648 | 0 | 0 | 0 | 0 | -2.8576 | 0.056408 | 0 | 0 | 0 | -0.37363 | 0 | 0 | 0 | 0 | 0 | 0 | 0 | 0 | 4.5637 | 0 | 0 | 0 | 0 | -2.4813 | 0 | 0 | 0 | 0 | 0 | 0 | 0 | 0 | 0 | 0 | 0 | 0 | 0 | 0 | 0 | -45.1156 | 1.822 | 0 | 5.3624 | 5.4078 | 1.7976 | 39.1539 | 1.2254 | 3.0551 | 0 | 0.032612 | 0 | 0.74789 | 0.22757 | 0 | 11.6751 | 22.595 | -47.2162 | 0 | 0.60707 | 0 | 1.6728 | 0.14652
2025_01_07 Hr 05 | 0 | 0 | 0 | 0.21485 | 0.21485 | 0.21485 | 0.21485 | 0.21485 | 0.21485 | 0 | 0 | 0.0031592 | 2.76 | 0.23045 | 1.6399 | 1.6399 | 11.642 | 0 | 0.0016124 | 0.0058432 | 0.0039341 | 0 | 0 | 0.43029 | 0 | 0.32404 | 0 | 0.06302 | 0.016238 | 1.2821 | 0.48886 | 10.4017 | 2.0585 | 0 | 0.60344 | 0.79648 | 0 | 0 | 0 | 0 | -2.9268 | 0.056408 | 0 | 0 | 0 | -0.37364 | 0 | 0 | 0 | 0 | 0 | 0 | 0 | 0 | 4.7023 | 0 | 0 | 0 | 0 | -2.4813 | 0 | 0 | 0 | 0 | 0 | 0 | 0 | 0 | 0 | 0 | 0 | 0 | 0 | 0 | 0 | -46.7463 | 1.822 | 0 | 5.3624 | 5.4078 | 1.7149 | 39.1539 | 1.2254 | 3.0551 | 0 | 0.032612 | 0 | 0.74789 | 0.22757 | 0 | 9.9352 | 22.5549 | -48.8469 | 0 | 0.60707 | 0 | 1.6728 | 0.14812
2025_01_07 Hr 06 | 0 | 0 | 0 | 0.21485 | 0.21485 | 0.21485 | 0.21485 | 0.21485 | 0.21485 | 0 | 0 | 0.0031592 | 2.55 | 0.22492 | 1.6399 | 1.6399 | 11.642 | 0 | 0.0016124 | 0.0058432 | 0.0039341 | 0 | 0 | 0.55631 | 0 | 0.45006 | 0 | 0.06302 | 0.016238 | 1.2821 | 0.48886 | 10.4017 | 2.0585 | 0 | 0.60344 | 0.79648 | 0 | 0 | 0 | 0 | -3.1058 | 0.056408 | 0 | 0 | 0 | -0.39481 | 0 | 0 | 0 | 0 | 0 | 0 | 0 | 0 | 5.1862 | 0 | 0 | 0 | 0 | -2.4813 | 0 | 0 | 0 | 0 | 0 | 0 | 0 | 0 | 0 | 0 | 0 | 0 | 0 | 0 | 0 | -52.2137 | 1.822 | 0 | 5.3624 | 5.4078 | 2.0152 | 39.1539 | 1.2254 | 3.0551 | 0 | 0.032612 | 0 | 0.74789 | 0.22757 | 0 | 5.0908 | 23.1261 | -54.0834 | 0 | 0.60707 | 0 | 1.6728 | 0.15057
2025_01_07 Hr 07 | 0 | 0 | 0 | 0.21485 | 0.21485 | 0.21485 | 0.21485 | 0.21485 | 0.21485 | 0 | 0 | 0.0031592 | 2.31 | 0.23813 | 1.6399 | 1.6399 | 11.6009 | 0 | 0.0016124 | 0.0058432 | 0.0039341 | 0 | 0 | 0 | 0 | 0 | 0 | 0.06302 | 0.016238 | 1.2821 | 0.48886 | 10.3902 | 2.0585 | 1.2449 | 0.60107 | 0.79648 | 0 | 0 | 0 | 0.15089 | -3.2432 | 0.056408 | 0 | 0 | 0 | -0.46178 | 0 | 0 | 0 | 0 | 0 | 0 | 0 | 0 | 5.9454 | 0 | 0 | 0 | -3.3188 | 0 | 0 | 0 | 0 | 0 | 0 | 0 | 0 | 0 | 0 | 0 | 0 | 0 | -2.3937 | 0 | 0 | -71.3803 | 1.822 | 0 | 5.3404 | 5.3856 | 2.198 | 40.3019 | 1.2254 | 3.0551 | 0 | 0.032612 | 0 | 0.74789 | 0.22757 | 0 | -16.5023 | 23.8427 | -77.5546 | 0 | 0.60707 | 0 | 1.6728 | 0.15438
2025_01_07 Hr 08 | 0 | 0 | 0 | 0.21485 | 0.21485 | 0.21485 | 0.21485 | 0.21485 | 0.21485 | 0 | 0 | 0.0031592 | 1.95 | 0.20872 | 1.6399 | 1.6399 | 11.6009 | 0 | 0.0016124 | 0.0058432 | 0.0039341 | 0 | 0 | 0 | 0 | 0 | 0 | 0.06302 | 0.016238 | 1.2821 | 0.48886 | 10.3902 | 2.0585 | 1.2449 | 0.60107 | 0.79648 | 0 | 0 | 0 | 0 | -3.637 | 0.056408 | 0 | 0 | 0 | -0.47956 | 0 | 0 | 0 | 0 | 0 | 0 | 0 | 0 | 5.6684 | 0 | 0 | 0 | -3.3188 | 0 | 0 | 0 | 0 | 0 | 0 | 0 | 0 | 0 | 0 | 0 | 0 | 0 | -2.3937 | 0 | 0 | -67.3753 | 1.822 | 0 | 5.3404 | 5.3856 | 2.1284 | 40.3019 | 1.2254 | 3.0551 | 0 | 0.032612 | 0 | 0.74789 | 0.22757 | 0 | -13.7945 | 23.108 | -73.5674 | 0 | 0.60707 | 0 | 1.6728 | 0.1557
2025_01_07 Hr 09 | 0.13593 | 0 | 0 | 0.21485 | 0.21485 | 0.21485 | 0.21485 | 0.21485 | 0.21485 | 0 | 0 | 0.0031592 | 1.47 | 0.15168 | 1.6399 | 1.6399 | 11.6009 | 0.75919 | 0.0016124 | 0.0058432 | 0.0039341 | 0 | 0 | 0 | 0 | 0 | 0 | 0.06302 | 0.016238 | 1.2821 | 0.48886 | 10.3902 | 2.0585 | 1.2449 | 0.60107 | 0.79648 | 0 | 0 | 0 | 0.10521 | -3.4306 | 0.056408 | 0 | 0 | 0 | -0.46222 | 0 | 0 | 0 | 0 | 0 | 0 | 0 | 0 | 5.4621 | 0 | 0 | 0 | -3.3188 | 0 | 0 | 0 | 0 | 0 | 0 | 0 | 0 | 0 | 0 | 0 | 0 | 0 | -2.3937 | 0 | 0 | -60.8154 | 1.822 | 0 | 5.3404 | 5.3856 | 1.9281 | 41.0611 | 1.2254 | 3.0551 | 0 | 0.032612 | -0.13593 | 0.74789 | 0.22757 | 0 | -7.0903 | 22.3001 | -67.126 | 0 | 0.60707 | 0 | 1.6728 | 0.15542
2025_01_07 Hr 10 | 0.34081 | 1.9961e-05 | 0 | 0.21485 | 0.21485 | 0.21485 | 0.21485 | 0.21485 | 0.21485 | 0 | 0 | 0.0031592 | 1.2 | 0.09936 | 1.6399 | 1.6399 | 11.6009 | 0.75919 | 0.0016124 | 0.0058432 | 0.0039341 | 0 | 0 | 0 | 0 | 0 | 0 | 0.06302 | 0.016238 | 1.2821 | 0.48886 | 10.3902 | 2.0585 | 1.2449 | 0.60107 | 0.79648 | 0 | 0 | 0 | 0 | -2.554 | 0.056408 | 0 | 0 | 0 | -0.3705 | 0 | 0 | 0 | 0 | 0 | 0 | 0 | 0 | 5.1167 | 0 | 0 | 0 | -3.3188 | 0 | 0 | 0 | 0 | 0 | 0 | 0 | 0 | 0 | 0 | 0 | 0 | 0 | -2.3937 | 0 | 0 | -44.2404 | 1.822 | 0 | 5.3404 | 5.3856 | 1.9064 | 41.0611 | 1.2254 | 3.0551 | 0 | 0.032612 | -0.34081 | 0.74789 | 0.22757 | 0 | 9.6572 | 21.8144 | -50.6642 | 0 | 0.60707 | 0 | 1.6728 | 0.15435
2025_01_07 Hr 11 | 0.31807 | 5.0986e-05 | 0 | 0.21485 | 0.21485 | 0.21485 | 0.21485 | 0.21485 | 0.21485 | 0 | 0 | 0.0031592 | 1.29 | 0.13642 | 1.6399 | 1.6399 | 11.6009 | 0.75919 | 0.0016124 | 0.0058432 | 0.0039341 | 0 | 0 | 0 | 0 | 0 | 0 | 0.06302 | 0.016238 | 1.2821 | 0.48886 | 10.3902 | 2.0585 | 1.2449 | 0.60107 | 0.79648 | 0 | 0 | 0 | 0 | -3.115 | 0.056408 | 0 | 0 | 0 | -0.47377 | 0 | 0 | 0 | 0 | 0 | 0 | 0 | 0 | 4.5643 | 0 | 0 | 0 | -3.3188 | 0 | 0 | 0 | 0 | 0 | 0 | 0 | 0 | 0 | 0 | 0 | 0 | 0 | -2.3937 | 0 | 0 | -58.115 | 1.822 | 0 | 5.3404 | 5.3856 | 1.6235 | 41.0611 | 1.2254 | 3.0551 | 0 | 0.032612 | -0.31807 | 0.74789 | 0.22757 | 0 | -5.5902 | 21.083 | -64.6193 | 0 | 0.60707 | 0 | 1.6728 | 0.15386
2025_01_07 Hr 12 | 0.27208 | 9.899e-05 | 0 | 0.21485 | 0.21485 | 0.21485 | 0.21485 | 0.21485 | 0.21485 | 0 | 0 | 0.0031592 | 1.23 | 0.09839 | 1.6399 | 1.6399 | 11.6009 | 0.75919 | 0.0016124 | 0.0058432 | 0.0039341 | 0 | 0 | 0 | 0 | 0 | 0 | 0.06302 | 0.016238 | 1.2821 | 0.48886 | 10.3902 | 2.0585 | 1.2449 | 0.60107 | 0.79648 | 0 | 0 | 0 | 0 | -2.3142 | 0.056408 | 0 | 0 | 0 | -0.35786 | 0 | 0 | 0 | 0 | 0 | 0 | 0 | 0 | 4.0108 | 0 | 0 | 0 | -3.3188 | 0 | 0 | 0 | 0 | 0 | 0 | 0 | 0 | 0 | 0 | 0 | 0 | 0 | -2.3937 | 0 | 0 | -39.6599 | 1.822 | 0 | 5.3404 | 5.3856 | 1.667 | 41.0611 | 1.2254 | 3.0551 | 0 | 0.032612 | -0.27208 | 0.74789 | 0.22757 | 0 | 13.1731 | 20.4286 | -46.0023 | 0 | 0.60707 | 0 | 1.6728 | 0.15339
2025_01_07 Hr 13 | 0.34074 | 0.0001149 | 0 | 0.21485 | 0.21485 | 0.21485 | 0.21485 | 0.21485 | 0.21485 | 0 | 0 | 0.0031592 | 1.95 | 0.16796 | 1.6399 | 1.6399 | 11.6009 | 0.75919 | 0.0016124 | 0.0058432 | 0.0039341 | 0 | 0 | 0 | 0 | 0 | 0 | 0.06302 | 0.016238 | 1.2821 | 0.48886 | 10.3902 | 2.0585 | 1.2449 | 0.60107 | 0.79648 | 0 | 0 | 0 | 0 | -2.5318 | 0.056408 | 0 | 0 | 0 | -0.3855 | 0 | 0 | 0 | 0 | 0 | 0 | 0 | 0 | 3.7337 | 0 | 0 | 0 | -3.3188 | 0 | 0 | 0 | 0 | 0 | 0 | 0 | 0 | 0 | 0 | 0 | 0 | 0 | -2.3937 | 0 | 0 | -46.9806 | 1.822 | 0 | 5.3404 | 5.3856 | 1.6061 | 41.0611 | 1.2254 | 3.0551 | 0 | 0.032612 | -0.34074 | 0.74789 | 0.22757 | 0 | 6.0587 | 20.9488 | -53.4193 | 0 | 0.60707 | 0 | 1.6728 | 0.15333
2025_01_07 Hr 14 | 0.38643 | 0.00010535 | 0 | 0.21485 | 0.21485 | 0.21485 | 0.21485 | 0.21485 | 0.21485 | 0 | 0 | 0.0031592 | 2.43 | 0.20163 | 1.6399 | 1.6399 | 11.6009 | 0.69592 | 0.0016124 | 0.0058432 | 0.0039341 | 0 | 0 | 0 | 0 | 0 | 0 | 0.06302 | 0.016238 | 1.2821 | 0.48886 | 10.3902 | 2.0585 | 1.1411 | 0.60107 | 0.79648 | 0 | 0 | 0 | 0.04533 | -2.3083 | 0.056408 | 0 | 0 | 0 | -0.37129 | 0 | 0 | 0 | 0 | 0 | 0 | 0 | 0 | 4.2165 | 0 | 0 | 0 | -3.3188 | 0 | 0 | 0 | 0 | 0 | 0 | 0 | 0 | 0 | 0 | 0 | 0 | 0 | -2.3937 | 0 | 0 | -49.8029 | 1.822 | 0 | 5.3404 | 5.3856 | 1.6757 | 40.8941 | 1.2254 | 3.0551 | 0 | 0.032612 | -0.38643 | 0.74789 | 0.22757 | 0 | 4.4178 | 22.0598 | -56.2731 | 0 | 0.60707 | 0 | 1.6728 | 0.15264
2025_01_07 Hr 15 | 0.31807 | 8.0219e-05 | 0 | 0.21485 | 0.21485 | 0.21485 | 0.21485 | 0.21485 | 0.21485 | 0 | 0 | 0.0031592 | 2.58 | 0.22593 | 1.6399 | 1.6399 | 11.6009 | 0.75919 | 0.0016124 | 0.0058432 | 0.0039341 | 0 | 0 | 0 | 0 | 0 | 0 | 0.06302 | 0.016238 | 1.2219 | 0.48886 | 10.3902 | 2.0585 | 1.2449 | 0.60107 | 0.79648 | 0 | 0 | 0 | 0.42053 | -2.2106 | 0.056408 | 0 | 0 | 0 | -0.39196 | 0 | 0 | 0 | 0 | 0 | 0 | 0 | 0 | 3.8717 | 0 | 0 | 0 | -3.3188 | 0 | 0 | 0 | 0 | 0 | 0 | 0 | 0 | 0 | 0 | 0 | 0 | 0 | -2.3937 | 0 | 0 | -51.7932 | 1.822 | 0 | 4.9834 | 5.0266 | 1.6452 | 40.2848 | 1.2254 | 3.0551 | 0 | 0.032612 | -0.31807 | 0.74789 | 0.22757 | 0 | 2.0697 | 21.7907 | -58.2157 | 0 | 0.60707 | 0 | 1.6728 | 0.15288
2025_01_07 Hr 16 | 0.13586 | 4.5128e-05 | 0 | 0.21485 | 0.21485 | 0.21485 | 0.21485 | 0.21485 | 0.21485 | 0 | 0 | 0.0031592 | 2.46 | 0.23819 | 1.6399 | 1.6399 | 11.6009 | 0.75919 | 0.0016124 | 0.0058432 | 0.0039341 | 0 | 0 | 0 | 0 | 0 | 0 | 0.06302 | 0.016238 | 1.2821 | 0.48886 | 10.3902 | 2.0585 | 1.2449 | 0.60107 | 0.79648 | 0 | 0 | 0 | 0 | -2.9029 | 0.056408 | 0 | 0 | 0 | -0.43362 | 0 | 0 | 0 | 0 | 0 | 0 | 0 | 0 | 3.5269 | 0 | 0 | 0 | -3.3188 | 0 | 0 | 0 | 0 | 0 | 0 | 0 | 0 | 0 | 0 | 0 | 0 | 0 | -2.3937 | 0 | 0 | -62.3264 | 1.822 | 0 | 5.3404 | 5.3856 | 1.7236 | 41.0611 | 1.2254 | 3.0551 | 0 | 0.032612 | -0.13586 | 0.74789 | 0.22757 | 0 | -9.2153 | 21.2349 | -68.6083 | 0 | 0.60707 | 0 | 1.6728 | 0.15358
2025_01_07 Hr 17 | 0 | 8.7467e-06 | 0 | 0.21485 | 0.21485 | 0.21485 | 0.21485 | 0.21485 | 0.21485 | 0 | 0 | 0.0031592 | 2.58 | 0.28083 | 1.6399 | 1.6399 | 11.6009 | 0.75919 | 0.0016124 | 0.0058432 | 0.0039341 | 0 | 0 | 0 | 0 | 0 | 0 | 0.06302 | 0.016238 | 1.2821 | 0.48886 | 10.3902 | 2.0585 | 1.2449 | 0.60107 | 0.79648 | 0 | 0 | 0 | 0 | -3.1175 | 0.056408 | 0 | 0 | 0 | -0.48771 | 0 | 0 | 0 | 0 | 0 | 0 | 0 | 0 | 3.4573 | 0 | 0 | 0 | -3.3188 | 0 | 0 | 0 | 0 | 0 | 0 | 0 | 0 | 0 | 0 | 0 | 0 | 0 | -2.3937 | 0 | 0 | -73.4733 | 1.822 | 0 | 5.3404 | 5.3856 | 2.1458 | 41.0611 | 1.2254 | 3.0551 | 0 | 0.032612 | 0 | 0.74789 | 0.22757 | 0 | -20.1138 | 21.6161 | -79.6735 | 0 | 0.60707 | 0 | 1.6728 | 0.15543
2025_01_07 Hr 18 | 0 | 0 | 0 | 0.21485 | 0.21485 | 0.21485 | 0.21485 | 0.21485 | 0.21485 | 0 | 0 | 0.0031592 | 2.58 | 0.26854 | 1.6399 | 1.6399 | 11.6009 | 0.75919 | 0.0016124 | 0.0058432 | 0.0039341 | 0 | 0 | 0 | 0 | 0 | 0 | 0.06302 | 0.016238 | 1.2821 | 0.48886 | 10.3902 | 2.0585 | 1.2449 | 0.60107 | 0.79648 | 0 | 0 | 0 | 0 | -2.9539 | 0.056408 | 0 | 0 | 0 | -0.46628 | 0 | 0 | 0 | 0 | 0 | 0 | 0 | 0 | 3.7331 | 0 | 0 | 0 | -3.3188 | 0 | 0 | 0 | 0 | 0 | 0 | 0 | 0 | 0 | 0 | 0 | 0 | 0 | -2.3937 | 0 | 0 | -68.1063 | 1.822 | 0 | 5.3404 | 5.3856 | 2.7377 | 41.0611 | 1.2254 | 3.0551 | 0 | 0.032612 | 0 | 0.74789 | 0.22757 | 0 | -13.7058 | 22.4722 | -74.2851 | 0 | 0.60707 | 0 | 1.6728 | 0.156
2025_01_07 Hr 19 | 0 | 0 | 0 | 0.21485 | 0.21485 | 0.21485 | 0.21485 | 0.21485 | 0.21485 | 0 | 0 | 0.0031592 | 2.7 | 0.29165 | 1.6399 | 1.6399 | 11.6009 | 0.75919 | 0.0016124 | 0.0058432 | 0.0039341 | 0 | 0 | 0 | 0 | 0 | 0 | 0.06302 | 0.016238 | 1.2821 | 0.48886 | 10.3902 | 2.0585 | 1.2449 | 0.60107 | 0.79648 | 0 | 0 | 0 | 0 | -3.1687 | 0.056408 | 0 | 0 | 0 | -0.48398 | 0 | 0 | 0 | 0 | 0 | 0 | 0 | 0 | 4.1475 | 0 | 0 | 0 | -3.3188 | 0 | 0 | 0 | 0 | 0 | 0 | 0 | 0 | 0 | 0 | 0 | 0 | 0 | -2.3937 | 0 | 0 | -70.6241 | 1.822 | 0 | 5.3404 | 5.3856 | 2.7595 | 41.0611 | 1.2254 | 3.0551 | 0 | 0.032612 | 0 | 0.74789 | 0.22757 | 0 | -15.8773 | 23.0509 | -76.8206 | 0 | 0.60707 | 0 | 1.6728 | 0.15548
2025_01_07 Hr 20 | 0 | 0 | 0 | 0.21485 | 0.21485 | 0.21485 | 0.21485 | 0.21485 | 0.21485 | 0 | 0 | 0.0031592 | 2.76 | 0.2723 | 1.6399 | 1.6399 | 11.6009 | 0.75919 | 0.0016124 | 0.0058432 | 0.0039341 | 0 | 0 | 0 | 0 | 0 | 0 | 0.06302 | 0.016238 | 1.2821 | 0.48886 | 10.3902 | 2.0585 | 1.2449 | 0.60107 | 0.79648 | 0 | 0 | 0 | 0 | -2.8999 | 0.056408 | 0 | 0 | 0 | -0.44187 | 0 | 0 | 0 | 0 | 0 | 0 | 0 | 0 | 3.9394 | 0 | 0 | 0 | -3.3188 | 0 | 0 | 0 | 0 | 0 | 0 | 0 | 0 | 0 | 0 | 0 | 0 | 0 | -2.3937 | 0 | 0 | -61.9727 | 1.822 | 0 | 5.3404 | 5.3856 | 2.7769 | 41.0611 | 1.2254 | 3.0551 | 0 | 0.032612 | 0 | 0.74789 | 0.22757 | 0 | -7.0661 | 22.8999 | -68.1271 | 0 | 0.60707 | 0 | 1.6728 | 0.15444
2025_01_07 Hr 21 | 0 | 0 | 0 | 0.21485 | 0.21485 | 0.21485 | 0.21485 | 0.21485 | 0.21485 | 0 | 0 | 0.0031592 | 2.79 | 0.27907 | 1.6399 | 1.6399 | 11.6009 | 0.75919 | 0.0016124 | 0.0058432 | 0.0039341 | 0 | 0 | 0 | 0 | 0 | 0 | 0.06302 | 0.016238 | 1.2821 | 0.48886 | 10.3902 | 2.0585 | 1.2449 | 0.60107 | 0.79648 | 0 | 0 | 0 | 0 | -2.9069 | 0.056408 | 0 | 0 | 0 | -0.44801 | 0 | 0 | 0 | 0 | 0 | 0 | 0 | 0 | 3.94 | 0 | 0 | 0 | -3.3188 | 0 | 0 | 0 | 0 | 0 | 0 | 0 | 0 | 0 | 0 | 0 | 0 | 0 | -2.3937 | 0 | 0 | -58.1917 | 1.822 | 0 | 5.3404 | 5.3856 | 2.6681 | 41.0611 | 1.2254 | 3.0551 | 0 | 0.032612 | 0 | 0.74789 | 0.22757 | 0 | -3.3715 | 22.8265 | -64.3523 | 0 | 0.60707 | 0 | 1.6728 | 0.15257
2025_01_07 Hr 22 | 0 | 0 | 0 | 0.21485 | 0.21485 | 0.21485 | 0.21485 | 0.21485 | 0.21485 | 0 | 0 | 0.0031592 | 2.82 | 0.26944 | 1.6399 | 1.6399 | 11.6009 | 0.75919 | 0.0016124 | 0.0058432 | 0.0039341 | 0 | 0 | 0 | 0 | 0 | 0 | 0.06302 | 0.016238 | 1.2821 | 0.48886 | 10.3902 | 2.0585 | 1.2449 | 0.60107 | 0.79648 | 0 | 0 | 0 | 0 | -2.75 | 0.056408 | 0 | 0 | 0 | -0.42785 | 0 | 0 | 0 | 0 | 0 | 0 | 0 | 0 | 4.2873 | 0 | 0 | 0 | -3.3188 | 0 | 0 | 0 | 0 | 0 | 0 | 0 | 0 | 0 | 0 | 0 | 0 | 0 | -2.3937 | 0 | 0 | -58.5219 | 1.822 | 0 | 5.3404 | 5.3856 | 3.0815 | 41.0611 | 1.2254 | 3.0551 | 0 | 0.032612 | 0 | 0.74789 | 0.22757 | 0 | -2.7452 | 23.6061 | -64.6623 | 0 | 0.60707 | 0 | 1.6728 | 0.15102
2025_01_07 Hr 23 | 0 | 0 | 0 | 0.21485 | 0.21485 | 0.21485 | 0.21485 | 0.21485 | 0.21485 | 0 | 0 | 0.0031592 | 2.85 | 0.25766 | 1.6399 | 1.6399 | 11.642 | 0.76269 | 0.0016124 | 0.0058432 | 0.0039341 | 0 | 0 | 0.61538 | 0 | 0.50913 | 0 | 0.06302 | 0.016238 | 1.2821 | 0.48886 | 10.4017 | 2.0585 | 0 | 0.60344 | 0.79648 | 0 | 0 | 0 | 0 | -2.9624 | 0.056408 | 0 | 0 | 0 | -0.40473 | 0 | 0 | 0 | 0 | 0 | 0 | 0 | 0 | 4.0786 | 0 | 0 | 0 | 0 | -2.4813 | 0 | 0 | 0 | 0 | 0 | 0 | 0 | 0 | 0 | 0 | 0 | 0 | 0 | 0 | 0 | -46.6449 | 1.822 | 0 | 5.3624 | 5.4078 | 2.9292 | 39.9166 | 1.2254 | 3.0551 | 0 | 0.032612 | 0 | 0.74789 | 0.22757 | 0 | 11.8105 | 23.2628 | -48.4064 | 0 | 0.60707 | 0 | 1.6728 | 0.14813
2025_01_07 Hr 24 | 0 | 0 | 0 | 0.21485 | 0.21485 | 0.21485 | 0.21485 | 0.21485 | 0.21485 | 0 | 0 | 0.0031592 | 2.43 | 0.21252 | 1.6399 | 1.6399 | 11.642 | 0.76269 | 0.0016124 | 0.0058432 | 0.0039341 | 0 | 0 | 0.5364 | 0 | 0.43015 | 0 | 0.06302 | 0.016238 | 1.2821 | 0.48886 | 10.4017 | 2.0585 | 0 | 0.60344 | 0.79648 | 0 | 0 | 0 | 0 | -2.8697 | 0.056408 | 0 | 0.020043 | 0 | -0.39146 | 0 | 0 | 0 | 0 | 0 | 0 | 0 | 0 | 3.8021 | 0 | 0 | 0 | 0 | -2.4813 | 0 | 0 | 0 | 0 | 0 | 0 | 0 | 0 | 0 | 0 | 0 | 0 | 0 | 0 | 0 | -39.7063 | 1.822 | 0 | 5.3624 | 5.4078 | 2.6768 | 39.9166 | 1.2254 | 3.0551 | 0 | 0.032612 | 0 | 0.74789 | 0.22757 | 0 | 17.7011 | 22.2667 | -41.6125 | 0 | 0.60707 | 0 | 1.6728 | 0.14611
2025_01_08 Hr 01 | 0 | 0 | 0 | 0 | 0 | 0 | 0 | 0 | 0 | 0 | 0 | 0.0031592 | 2.64 | 0.2105 | 1.6399 | 1.6399 | 17.5351 | 0 | 0.0016124 | 0.0058432 | 0.0039341 | 0 | 0 | 0.32948 | 0 | 0.22323 | 0 | 0.06302 | 0.016238 | 1.2821 | 0 | 15.6699 | 2.0585 | 0 | 0.60344 | 0.79648 | 0 | 0 | 0 | 0.047571 | -0.35512 | 0.056408 | 0 | 0.0051258 | 0 | -0.3567 | 0 | 0 | 0 | 0 | 0 | 0 | 0 | 0 | 4.2867 | 0 | 0 | 0 | 0 | -2.4813 | 0 | 0 | 0 | 0 | 0 | 0 | 0 | 0 | 0 | 0 | 0 | 0 | 0 | 0 | 0 | -38.1339 | 1.822 | 0 | 6.6679 | 6.7243 | 2.9901 | 51.1592 | 1.2254 | 3.0551 | 0 | 0.032612 | 0 | 0.74789 | 0.22757 | 0 | 33.7041 | 23.2716 | -40.4191 | 0 | 0.60707 | 0 | 1.6728 | 0.14505
2025_01_08 Hr 02 | 0 | 0 | 0 | 0 | 0 | 0 | 0 | 0 | 0 | 0 | 0 | 0.0031592 | 2.61 | 0.20851 | 1.6399 | 1.6399 | 17.5351 | 0 | 0.0016124 | 0.0058432 | 0.0039341 | 0 | 0 | 0.3336 | 0 | 0.22736 | 0 | 0.06302 | 0.016238 | 1.2821 | 0 | 15.6699 | 2.0585 | 0 | 0.60344 | 0.79648 | 0 | 0 | 0 | 0.048553 | -0.39844 | 0.056408 | 0 | 0.0051357 | 0 | -0.3574 | 0 | 0 | 0 | 0 | 0 | 0 | 0 | 0 | 4.5637 | 0 | 0 | 0 | 0 | -2.4813 | 0 | 0 | 0 | 0 | 0 | 0 | 0 | 0 | 0 | 0 | 0 | 0 | 0 | 0 | 0 | -37.1611 | 1.822 | 0 | 6.6679 | 6.7243 | 2.8596 | 51.1592 | 1.2254 | 3.0551 | 0 | 0.032612 | 0 | 0.74789 | 0.22757 | 0 | 34.756 | 23.3854 | -39.4387 | 0 | 0.60707 | 0 | 1.6728 | 0.14439
2025_01_08 Hr 03 | 0 | 0 | 0 | 0 | 0 | 0 | 0 | 0 | 0 | 0 | 0 | 0.0031592 | 2.64 | 0.21303 | 1.6399 | 1.6399 | 17.5351 | 0 | 0.0016124 | 0.0058432 | 0.0039341 | 0 | 0 | 0.35513 | 0 | 0.24888 | 0 | 0.06302 | 0.016238 | 1.2821 | 0 | 15.6699 | 2.0585 | 0 | 0.60344 | 0.79648 | 0 | 0 | 0 | 0.10725 | -0.47324 | 0.056408 | 0 | 0.0051873 | 0 | -0.36101 | 0 | 0 | 0 | 0 | 0 | 0 | 0 | 0 | 5.0471 | 0 | 0 | 0 | 0 | -2.4813 | 0 | 0 | 0 | 0 | 0 | 0 | 0 | 0 | 0 | 0 | 0 | 0 | 0 | 0 | 0 | -39.6026 | 1.822 | 0 | 6.6679 | 6.7243 | 3.099 | 51.1592 | 1.2254 | 3.0551 | 0 | 0.032612 | 0 | 0.74789 | 0.22757 | 0 | 33.0952 | 24.1428 | -41.8408 | 0 | 0.60707 | 0 | 1.6728 | 0.14454
2025_01_08 Hr 04 | 0 | 0 | 0 | 0 | 0 | 0 | 0 | 0 | 0 | 0 | 0 | 0.0031592 | 2.73 | 0.21872 | 1.6399 | 1.6399 | 17.5351 | 0 | 0.0016124 | 0.0058432 | 0.0039341 | 0 | 0 | 0.33975 | 0 | 0.2335 | 0 | 0.06302 | 0.016238 | 1.2821 | 0 | 15.6699 | 2.0585 | 0 | 0.60344 | 0.79648 | 0 | 0 | 0 | 0.00066189 | -0.33255 | 0.056408 | 0 | 0.0051504 | 0 | -0.35843 | 0 | 0 | 0 | 0 | 0 | 0 | 0 | 0 | 5.3242 | 0 | 0 | 0 | 0 | -2.4813 | 0 | 0 | 0 | 0 | 0 | 0 | 0 | 0 | 0 | 0 | 0 | 0 | 0 | 0 | 0 | -39.0213 | 1.822 | 0 | 6.6679 | 6.7243 | 2.9988 | 51.1592 | 1.2254 | 3.0551 | 0 | 0.032612 | 0 | 0.74789 | 0.22757 | 0 | 33.9553 | 24.4157 | -41.2878 | 0 | 0.60707 | 0 | 1.6728 | 0.1448
2025_01_08 Hr 05 | 0 | 0 | 0 | 0 | 0 | 0 | 0 | 0 | 0 | 0 | 0 | 0.0031592 | 2.79 | 0.23031 | 1.6399 | 1.6399 | 17.5351 | 0 | 0.0016124 | 0.0058432 | 0.0039341 | 0 | 0 | 0.4049 | 0 | 0.29865 | 0 | 0.06302 | 0.016238 | 1.2821 | 0 | 15.6699 | 2.0585 | 0 | 0.60344 | 0.79648 | 0 | 0 | 0 | 0.27126 | -0.73059 | 0.056408 | 0 | 0.0053068 | 0 | -0.36937 | 0 | 0 | 0 | 0 | 0 | 0 | 0 | 0 | 5.1862 | 0 | 0 | 0 | 0 | -2.4813 | 0 | 0 | 0 | 0 | 0 | 0 | 0 | 0 | 0 | 0 | 0 | 0 | 0 | 0 | 0 | -41.2039 | 1.822 | 0 | 6.6679 | 6.7243 | 3.0815 | 51.1592 | 1.2254 | 3.0551 | 0 | 0.032612 | 0 | 0.74789 | 0.22757 | 0 | 31.7818 | 24.4329 | -43.351 | 0 | 0.60707 | 0 | 1.6728 | 0.14561
2025_01_08 Hr 06 | 0 | 0 | 0 | 0.32367 | 0.32367 | 0.32367 | 0.32367 | 0.32367 | 0.32367 | 0 | 0 | 0.0031592 | 2.76 | 0.29504 | 1.6399 | 1.6399 | 17.5351 | 0 | 0.0016124 | 0.0058432 | 0.0039341 | 0 | 0 | 1.0571 | 0 | 0.95085 | 0 | 0.06302 | 0.016238 | 1.2821 | 0.88365 | 15.6699 | 2.0585 | 0 | 0.60344 | 0.79648 | 0 | 0 | 0 | 0.56673 | -3.7992 | 0.056408 | 0 | 0 | 0 | -0.47894 | 0 | 0 | 0 | 0 | 0 | 0 | 0 | 0 | 5.4615 | 0 | 0 | 0 | 0 | -2.4813 | 0 | 0 | 0 | 0 | 0 | 0 | 0 | 0 | 0 | 0 | 0 | 0 | 0 | 0 | 0 | -60.6644 | 1.822 | 0 | 7.7839 | 7.8503 | 2.8291 | 56.0772 | 1.2254 | 3.0551 | 0 | 0.032612 | 0 | 0.74789 | 0.22757 | 0 | 15.721 | 24.4929 | -61.6166 | 0 | 0.60707 | 0 | 1.6728 | 0.14812
2025_01_08 Hr 07 | 0 | 0 | 0 | 0.32367 | 0.32367 | 0.32367 | 0.32367 | 0.32367 | 0.32367 | 0 | 0 | 0.0031592 | 2.73 | 0.28082 | 1.6399 | 1.6399 | 17.4733 | 0 | 0.0016124 | 0.0058432 | 0.0039341 | 0 | 0 | 0 | 0 | 0 | 0 | 0.06302 | 0.016238 | 1.2821 | 0.73401 | 15.6525 | 2.0585 | 0 | 0.60107 | 0.79648 | 0 | 0 | 0 | 0.032986 | -3.1444 | 0.056408 | 0 | 0 | 0 | -0.46079 | 0 | 0 | 0 | 0 | 0 | 0 | 0 | 0 | 5.531 | 0 | 0 | 0 | -3.3188 | 0 | 0 | 0 | 0 | 0 | 0 | 0 | 0 | 0 | 0 | 0 | 0 | 0 | -2.3937 | 0 | 0 | -59.1132 | 1.822 | 0 | 8.0451 | 8.1133 | 2.568 | 56.5222 | 1.2254 | 3.0551 | 0 | 0.032612 | 0 | 0.74789 | 0.22757 | 0 | 12.3825 | 24.2582 | -65.2865 | 0 | 0.60707 | 0 | 1.6728 | 0.15156
2025_01_08 Hr 08 | 0 | 0 | 0 | 0.32367 | 0.32367 | 0.32367 | 0.32367 | 0.32367 | 0.32367 | 0 | 0 | 0.0031592 | 2.55 | 0.26537 | 1.6399 | 1.6399 | 17.4733 | 0 | 0.0016124 | 0.0058432 | 0.0039341 | 0 | 0 | 0 | 0 | 0 | 0 | 0.06302 | 0.016238 | 1.2821 | 0.73401 | 15.6525 | 2.0585 | 0 | 0.60107 | 0.79648 | 0 | 0 | 0 | 0.2283 | -2.7501 | 0.056408 | 0 | 0 | 0 | -0.4662 | 0 | 0 | 0 | 0 | 0 | 0 | 0 | 0 | 5.3229 | 0 | 0 | 0 | -3.3188 | 0 | 0 | 0 | 0 | 0 | 0 | 0 | 0 | 0 | 0 | 0 | 0 | 0 | -2.3937 | 0 | 0 | -53.2274 | 1.822 | 0 | 7.6274 | 7.6936 | 2.5767 | 55.6848 | 1.2254 | 3.0551 | 0 | 0.032612 | 0 | 0.74789 | 0.22757 | 0 | 17.6218 | 23.8649 | -59.4061 | 0 | 0.60707 | 0 | 1.6728 | 0.15315
2025_01_08 Hr 09 | 0.045117 | 5.5184e-06 | 0 | 0.32367 | 0.32367 | 0.32367 | 0.32367 | 0.32367 | 0.32367 | 0 | 0 | 0.0031592 | 2.43 | 0.27813 | 1.6399 | 1.6399 | 17.4733 | 0 | 0.0016124 | 0.0058432 | 0.0039341 | 0 | 0 | 0 | 0 | 0 | 0 | 0.06302 | 0.016238 | 1.2821 | 0.73401 | 15.6525 | 2.0585 | 0 | 0.60107 | 0.79648 | 0 | 0 | 0 | 0.071543 | -3.837 | 0.056408 | 0 | 0 | 0 | -0.51295 | 0 | 0 | 0 | 0 | 0 | 0 | 0 | 0 | 5.3919 | 0 | 0 | 0 | -3.3188 | 0 | 0 | 0 | 0 | 0 | 0 | 0 | 0 | 0 | 0 | 0 | 0 | 0 | -2.3937 | 0 | 0 | -56.5175 | 1.822 | 0 | 7.986 | 8.0541 | 2.1893 | 56.4039 | 1.2254 | 3.0551 | 0 | 0.032612 | -0.045117 | 0.74789 | 0.22757 | 0 | 13.3343 | 23.4839 | -62.788 | 0 | 0.60707 | 0 | 1.6728 | 0.15262
2025_01_08 Hr 10 | 0.067929 | 0.00014274 | 0 | 0.32367 | 0.32367 | 0.32367 | 0.32367 | 0.32367 | 0.32367 | 0 | 0 | 0.0031592 | 2.43 | 0.27319 | 1.6399 | 1.6399 | 17.4733 | 0 | 0.0016124 | 0.0058432 | 0.0039341 | 0 | 0 | 0 | 0 | 0 | 0 | 0.06302 | 0.016238 | 1.2821 | 0.73401 | 15.6525 | 2.0585 | 0 | 0.60107 | 0.79648 | 0 | 0 | 0 | 0 | -3.5455 | 0.056408 | 0 | 0 | 0 | -0.50381 | 0 | 0 | 0 | 0 | 0 | 0 | 0 | 0 | 5.3242 | 0 | 0 | 0 | -3.3188 | 0 | 0 | 0 | 0 | 0 | 0 | 0 | 0 | 0 | 0 | 0 | 0 | 0 | -2.3937 | 0 | 0 | -49.9674 | 1.822 | 0 | 8.0451 | 8.1133 | 1.5669 | 56.5222 | 1.2254 | 3.0551 | 0 | 0.032612 | -0.067929 | 0.74789 | 0.22757 | 0 | 19.5363 | 22.8113 | -56.2516 | 0 | 0.60707 | 0 | 1.6728 | 0.15217
2025_01_08 Hr 11 | 0.11348 | 0.00039479 | 0 | 0.32367 | 0.32367 | 0.32367 | 0.32367 | 0.32367 | 0.32367 | 0 | 0 | 0.0031592 | 2.22 | 0.21302 | 1.6399 | 1.6399 | 17.4733 | 0 | 0.0016124 | 0.0058432 | 0.0039341 | 0 | 0 | 0 | 0 | 0 | 0 | 0.06302 | 0.016238 | 1.2821 | 0.73401 | 15.6525 | 2.0585 | 0 | 0.60107 | 0.79648 | 0 | 0 | 0 | 0.079387 | -1.6681 | 0.056408 | 0 | 0 | 0 | -0.4297 | 0 | 0 | 0 | 0 | 0 | 0 | 0 | 0 | 5.0471 | 0 | 0 | 0 | -3.3188 | 0 | 0 | 0 | 0 | 0 | 0 | 0 | 0 | 0 | 0 | 0 | 0 | 0 | -2.3937 | 0 | 0 | -33.1231 | 1.822 | 0 | 7.3243 | 7.3863 | 0.4396 | 55.0744 | 1.2254 | 3.0551 | 0 | 0.032612 | -0.11348 | 0.74789 | 0.22757 | 0 | 35.289 | 21.1821 | -39.3788 | 0 | 0.60707 | 0 | 1.6728 | 0.15173
2025_01_08 Hr 12 | 0.15853 | 0.00051762 | 0 | 0.32367 | 0.32367 | 0.32367 | 0.32367 | 0.32367 | 0.32367 | 0 | 0 | 0.0031592 | 2.13 | 0.2171 | 1.6399 | 1.6399 | 17.4733 | 0 | 0.0016124 | 0.0058432 | 0.0039341 | 0 | 0 | 0 | 0 | 0 | 0 | 0.06302 | 0.016238 | 1.2821 | 0.73401 | 15.6525 | 2.0585 | 0 | 0.60107 | 0.79648 | 0 | 0 | 0 | 0.069107 | -2.5709 | 0.056408 | 0 | 0 | 0 | -0.45655 | 0 | 0 | 0 | 0 | 0 | 0 | 0 | 0 | 4.4936 | 0 | 0 | 0 | -3.3188 | 0 | 0 | 0 | 0 | 0 | 0 | 0 | 0 | 0 | 0 | 0 | 0 | 0 | -2.3937 | 0 | 0 | -41.8944 | 1.822 | 0 | 7.7458 | 7.8118 | 0.57017 | 55.9214 | 1.2254 | 3.0551 | 0 | 0.032612 | -0.15853 | 0.74789 | 0.22757 | 0 | 25.9169 | 20.7192 | -48.2219 | 0 | 0.60707 | 0 | 1.6728 | 0.15256
2025_01_08 Hr 13 | 0.090669 | 0.00060458 | 0 | 0.32367 | 0.32367 | 0.32367 | 0.32367 | 0.32367 | 0.32367 | 0 | 0 | 0.0031592 | 2.07 | 0.21812 | 1.6399 | 1.6399 | 17.4733 | 0 | 0.0016124 | 0.0058432 | 0.0039341 | 0 | 0 | 0 | 0 | 0 | 0 | 0.06302 | 0.016238 | 1.2821 | 0.73401 | 15.6525 | 2.0585 | 0 | 0.60107 | 0.79648 | 0 | 0 | 0 | 0 | -3.2191 | 0.056408 | 0 | 0 | 0 | -0.47208 | 0 | 0 | 0 | 0 | 0 | 0 | 0 | 0 | 4.5631 | 0 | 0 | 0 | -3.3188 | 0 | 0 | 0 | 0 | 0 | 0 | 0 | 0 | 0 | 0 | 0 | 0 | 0 | -2.3937 | 0 | 0 | -45.3166 | 1.822 | 0 | 8.0451 | 8.1133 | 0.4396 | 56.5222 | 1.2254 | 3.0551 | 0 | 0.032612 | -0.090669 | 0.74789 | 0.22757 | 0 | 22.2426 | 20.5314 | -51.5919 | 0 | 0.60707 | 0 | 1.6728 | 0.15248
2025_01_08 Hr 14 | 0.090814 | 0.00033293 | 0 | 0.32367 | 0.32367 | 0.32367 | 0.32367 | 0.32367 | 0.32367 | 0 | 0 | 0.0031592 | 1.95 | 0.18702 | 1.6399 | 1.6399 | 17.4733 | 0 | 0.0016124 | 0.0058432 | 0.0039341 | 0 | 0 | 0 | 0 | 0 | 0 | 0.06302 | 0.016238 | 1.2821 | 0.73401 | 15.6525 | 2.0585 | 0 | 0.60107 | 0.79648 | 0 | 0 | 0 | 0.016035 | -1.9059 | 0.056408 | 0 | 0 | 0 | -0.42948 | 0 | 0 | 0 | 0 | 0 | 0 | 0 | 0 | 4.8396 | 0 | 0 | 0 | -3.3188 | 0 | 0 | 0 | 0 | 0 | 0 | 0 | 0 | 0 | 0 | 0 | 0 | 0 | -2.3937 | 0 | 0 | -39.7259 | 1.822 | 0 | 7.4389 | 7.4988 | 0.85308 | 55.3014 | 1.2254 | 3.0551 | 0 | 0.032612 | -0.090814 | 0.74789 | 0.22757 | 0 | 28.5221 | 21.0692 | -45.9587 | 0 | 0.60707 | 0 | 1.6728 | 0.15157
2025_01_08 Hr 15 | 0.045189 | 0.0002853 | 0 | 0.32367 | 0.32367 | 0.32367 | 0.32367 | 0.32367 | 0.32367 | 0 | 0 | 0.0031592 | 1.56 | 0.14423 | 1.6399 | 1.6399 | 17.4733 | 0 | 0.0016124 | 0.0058432 | 0.0039341 | 0 | 0 | 0 | 0 | 0 | 0 | 0.06302 | 0.016238 | 1.247 | 0.73401 | 15.6525 | 2.0585 | 0 | 0.60107 | 0.79648 | 0 | 0 | 0 | 0.082382 | -1.0228 | 0.056408 | 0 | 0 | 0 | -0.41396 | 0 | 0 | 0 | 0 | 0 | 0 | 0 | 0 | 4.8402 | 0 | 0 | 0 | -3.3188 | 0 | 0 | 0 | 0 | 0 | 0 | 0 | 0 | 0 | 0 | 0 | 0 | 0 | -2.3937 | 0 | 0 | -39.126 | 1.822 | 0 | 7.0268 | 7.0878 | 1.1752 | 54.4432 | 1.2254 | 3.0551 | 0 | 0.032612 | -0.045189 | 0.74789 | 0.22757 | 0 | 29.1184 | 20.9132 | -45.2977 | 0 | 0.60707 | 0 | 1.6728 | 0.15133
2025_01_08 Hr 16 | 0.045117 | 9.2218e-05 | 0 | 0.32367 | 0.32367 | 0.32367 | 0.32367 | 0.32367 | 0.32367 | 0 | 0 | 0.0031592 | 1.2 | 0.11288 | 1.6399 | 1.6399 | 17.4733 | 0 | 0.0016124 | 0.0058432 | 0.0039341 | 0 | 0 | 0 | 0 | 0 | 0 | 0.06302 | 0.016238 | 1.2771 | 0.73401 | 15.6525 | 2.0585 | 0 | 0.60107 | 0.79648 | 0 | 0 | 0 | 0.22058 | -1.2426 | 0.056408 | 0 | 0 | 0 | -0.4212 | 0 | 0 | 0 | 0 | 0 | 0 | 0 | 0 | 5.6696 | 0 | 0 | 0 | -3.3188 | 0 | 0 | 0 | 0 | 0 | 0 | 0 | 0 | 0 | 0 | 0 | 0 | 0 | -2.3937 | 0 | 0 | -44.5863 | 1.822 | 0 | 7.0267 | 7.0878 | 1.7845 | 54.4733 | 1.2254 | 3.0551 | 0 | 0.032612 | -0.045117 | 0.74789 | 0.22757 | 0 | 24.6464 | 21.9602 | -50.7651 | 0 | 0.60707 | 0 | 1.6728 | 0.15123
2025_01_08 Hr 17 | 0 | 3.2539e-05 | 0 | 0.32367 | 0.32367 | 0.32367 | 0.32367 | 0.32367 | 0.32367 | 0 | 0 | 0.0031592 | 0.84 | 0.094482 | 1.6399 | 1.6399 | 17.4733 | 0 | 0.0016124 | 0.0058432 | 0.0039341 | 0 | 0 | 0 | 0 | 0 | 0 | 0.06302 | 0.016238 | 1.2821 | 0.73401 | 15.6525 | 2.0585 | 0 | 0.60107 | 0.79648 | 0 | 0 | 0 | 0 | -3.2994 | 0.056408 | 0 | 0 | 0 | -0.50406 | 0 | 0 | 0 | 0 | 0 | 0 | 0 | 0 | 6.084 | 0 | 0 | 0 | -3.3188 | 0 | 0 | 0 | 0 | 0 | 0 | 0 | 0 | 0 | 0 | 0 | 0 | 0 | -2.3937 | 0 | 0 | -51.5248 | 1.822 | 0 | 7.9823 | 8.0483 | 1.7366 | 56.3944 | 1.2254 | 3.0551 | 0 | 0.032612 | 0 | 0.74789 | 0.22757 | 0 | 17.2587 | 21.905 | -57.7413 | 0 | 0.60707 | 0 | 1.6728 | 0.15305
2025_01_08 Hr 18 | 0 | 0 | 0 | 0.32367 | 0.32367 | 0.32367 | 0.32367 | 0.32367 | 0.32367 | 0 | 0 | 0.0031592 | 0.57 | 0.065707 | 1.6399 | 1.6399 | 17.4733 | 0 | 0.0016124 | 0.0058432 | 0.0039341 | 0 | 0 | 0 | 0 | 0 | 0 | 0.06302 | 0.016238 | 1.2821 | 0.73401 | 15.6525 | 2.0585 | 0 | 0.60107 | 0.79648 | 0 | 0 | 0 | 0 | -3.5922 | 0.056408 | 0 | 0 | 0 | -0.51664 | 0 | 0 | 0 | 0 | 0 | 0 | 0 | 0 | 6.4282 | 0 | 0 | 0 | -3.3188 | 0 | 0 | 0 | 0 | 0 | 0 | 0 | 0 | 0 | 0 | 0 | 0 | 0 | -2.3937 | 0 | 0 | -49.0491 | 1.822 | 0 | 8.0451 | 8.1133 | 1.6061 | 56.5222 | 1.2254 | 3.0551 | 0 | 0.032612 | 0 | 0.74789 | 0.22757 | 0 | 19.4723 | 21.8206 | -55.2782 | 0 | 0.60707 | 0 | 1.6728 | 0.15383
2025_01_08 Hr 19 | 0 | 0 | 0 | 0.32367 | 0.32367 | 0.32367 | 0.32367 | 0.32367 | 0.32367 | 0 | 0 | 0.0031592 | 0.24 | 0.026069 | 1.6399 | 1.6399 | 17.4733 | 0 | 0.0016124 | 0.0058432 | 0.0039341 | 0 | 0 | 0 | 0 | 0 | 0 | 0.06302 | 0.016238 | 1.2821 | 0.73401 | 15.6525 | 2.0585 | 0 | 0.60107 | 0.79648 | 0 | 0 | 0 | 0 | -3.3776 | 0.056408 | 0 | 0 | 0 | -0.48669 | 0 | 0 | 0 | 0 | 0 | 0 | 0 | 0 | 6.1535 | 0 | 0 | 0 | -3.3188 | 0 | 0 | 0 | 0 | 0 | 0 | 0 | 0 | 0 | 0 | 0 | 0 | 0 | -2.3937 | 0 | 0 | -48.4538 | 1.822 | 0 | 8.0451 | 8.1133 | 1.667 | 56.5222 | 1.2254 | 3.0551 | 0 | 0.032612 | 0 | 0.74789 | 0.22757 | 0 | 19.7285 | 21.2369 | -54.653 | 0 | 0.60707 | 0 | 1.6728 | 0.15351
2025_01_08 Hr 20 | 0 | 0 | 0 | 0.32367 | 0.32367 | 0.32367 | 0.32367 | 0.32367 | 0.32367 | 0 | 0 | 0.0031592 | 0.12 | 0.012485 | 1.6399 | 1.6399 | 17.4733 | 0 | 0.0016124 | 0.0058432 | 0.0039341 | 0 | 0 | 0 | 0 | 0 | 0 | 0.06302 | 0.016238 | 1.2821 | 0.73401 | 15.6525 | 2.0585 | 0 | 0.60107 | 0.79648 | 0 | 0 | 0 | 0 | -3.2454 | 0.056408 | 0 | 0 | 0 | -0.46609 | 0 | 0 | 0 | 0 | 0 | 0 | 0 | 0 | 5.8075 | 0 | 0 | 0 | -3.3188 | 0 | 0 | 0 | 0 | 0 | 0 | 0 | 0 | 0 | 0 | 0 | 0 | 0 | -2.3937 | 0 | 0 | -43.6427 | 1.822 | 0 | 8.0451 | 8.1133 | 1.8846 | 56.5222 | 1.2254 | 3.0551 | 0 | 0.032612 | 0 | 0.74789 | 0.22757 | 0 | 24.4296 | 20.9741 | -49.8213 | 0 | 0.60707 | 0 | 1.6728 | 0.15267
2025_01_08 Hr 21 | 0 | 0 | 0 | 0.32367 | 0.32367 | 0.32367 | 0.32367 | 0.32367 | 0.32367 | 0 | 0 | 0.0031592 | 0.03 | 0.0030351 | 1.6399 | 1.6399 | 17.4733 | 0 | 0.0016124 | 0.0058432 | 0.0039341 | 0 | 0 | 0 | 0 | 0 | 0 | 0.06302 | 0.016238 | 1.2821 | 0.73401 | 15.6525 | 2.0585 | 0 | 0.60107 | 0.79648 | 0 | 0 | 0 | 0 | -2.4645 | 0.056408 | 0 | 0 | 0 | -0.45317 | 0 | 0 | 0 | 0 | 0 | 0 | 0 | 0 | 5.8081 | 0 | 0 | 0 | -3.3188 | 0 | 0 | 0 | 0 | 0 | 0 | 0 | 0 | 0 | 0 | 0 | 0 | 0 | -2.3937 | 0 | 0 | -38.4074 | 1.822 | 0 | 7.7476 | 7.8147 | 1.7236 | 55.9261 | 1.2254 | 3.0551 | 0 | 0.032612 | 0 | 0.74789 | 0.22757 | 0 | 29.6014 | 20.7128 | -44.5731 | 0 | 0.60707 | 0 | 1.6728 | 0.15129
2025_01_08 Hr 22 | 0 | 0 | 0 | 0.32367 | 0.32367 | 0.32367 | 0.32367 | 0.32367 | 0.32367 | 0 | 0 | 0.0031592 | 0.12 | 0.01118 | 1.6399 | 1.6399 | 17.4733 | 0 | 0.0016124 | 0.0058432 | 0.0039341 | 0 | 0 | 0 | 0 | 0 | 0 | 0.06302 | 0.016238 | 1.2821 | 0.73401 | 15.6525 | 2.0585 | 0 | 0.60107 | 0.79648 | 0 | 0 | 0 | 0.08712 | -1.1723 | 0.056408 | 0 | 0 | 0 | -0.41717 | 0 | 0 | 0 | 0 | 0 | 0 | 0 | 0 | 5.8765 | 0 | 0 | 0 | -3.3188 | 0 | 0 | 0 | 0 | 0 | 0 | 0 | 0 | 0 | 0 | 0 | 0 | 0 | -2.3937 | 0 | 0 | -31.8703 | 1.822 | 0 | 7.084 | 7.144 | 1.223 | 54.5918 | 1.2254 | 3.0551 | 0 | 0.032612 | 0 | 0.74789 | 0.22757 | 0 | 35.8835 | 20.3769 | -38 | 0 | 0.60707 | 0 | 1.6728 | 0.14938
2025_01_08 Hr 23 | 0 | 0 | 0 | 0.32367 | 0.32367 | 0.32367 | 0.32367 | 0.32367 | 0.32367 | 0 | 0 | 0.0031592 | 0.21 | 0.017866 | 1.6399 | 1.6399 | 17.5351 | 0 | 0.0016124 | 0.0058432 | 0.0039341 | 0 | 0 | 0.47254 | 0 | 0.36629 | 0 | 0.06302 | 0.016238 | 1.2821 | 0.73401 | 15.6699 | 2.0585 | 0 | 0.60344 | 0.79648 | 0 | 0 | 0 | 0.12009 | -0.4625 | 0.056408 | 0 | 0 | 0 | -0.38074 | 0 | 0 | 0 | 0 | 0 | 0 | 0 | 0 | 5.4615 | 0 | 0 | 0 | 0 | -2.4813 | 0 | 0 | 0 | 0 | 0 | 0 | 0 | 0 | 0 | 0 | 0 | 0 | 0 | 0 | 0 | -29.6191 | 1.822 | 0 | 6.6679 | 6.7243 | 1.1926 | 53.8352 | 1.2254 | 3.0551 | 0 | 0.032612 | 0 | 0.74789 | 0.22757 | 0 | 41.8788 | 20.0282 | -31.6422 | 0 | 0.60707 | 0 | 1.6728 | 0.14709
2025_01_08 Hr 24 | 0 | 0 | 0 | 0.32367 | 0.32367 | 0.32367 | 0.32367 | 0.32367 | 0.32367 | 0 | 0 | 0.0031592 | 0.39 | 0.032654 | 1.6399 | 1.6399 | 17.5351 | 0 | 0.0016124 | 0.0058432 | 0.0039341 | 0 | 0 | 0.43648 | 0 | 0.33023 | 0 | 0.06302 | 0.016238 | 1.2821 | 0.73401 | 15.6699 | 2.0585 | 0 | 0.60344 | 0.79648 | 0 | 0 | 0 | 0.081804 | -0.60037 | 0.056408 | 0 | 0 | 0 | -0.37468 | 0 | 0 | 0 | 0 | 0 | 0 | 0 | 0 | 5.1856 | 0 | 0 | 0 | 0 | -2.4813 | 0 | 0 | 0 | 0 | 0 | 0 | 0 | 0 | 0 | 0 | 0 | 0 | 0 | 0 | 0 | -25.8367 | 1.822 | 0 | 6.6679 | 6.7243 | 0.59193 | 53.8352 | 1.2254 | 3.0551 | 0 | 0.032612 | 0 | 0.74789 | 0.22757 | 0 | 44.735 | 19.3443 | -27.926 | 0 | 0.60707 | 0 | 1.6728 | 0.14486
2025_01_09 Hr 01 | 0 | 0 | 0 | 0.25468 | 0.25468 | 0.25468 | 0.25468 | 0.25468 | 0.25468 | 0 | 0 | 0.0031592 | 1.08 | 0.088886 | 1.6399 | 1.6399 | 13.799 | 0 | 0.0016124 | 0.0058432 | 0.0039341 | 0 | 0 | 0.39827 | 0 | 0.29202 | 0 | 0.06302 | 0.016238 | 1.2821 | 0.57859 | 12.3299 | 2.0585 | 0 | 0.60344 | 0.79648 | 0 | 0 | 0 | 0 | -2.7531 | 0.056408 | 0 | 0 | 0 | -0.36826 | 0 | 0 | 0 | 0 | 0 | 0 | 0 | 0 | 4.9092 | 0 | 0 | 0 | 0 | -2.4813 | 0 | 0 | 0 | 0 | 0 | 0 | 0 | 0 | 0 | 0 | 0 | 0 | 0 | 0 | 0 | -27.0995 | 1.822 | 0 | 6.3107 | 6.3638 | 0.20021 | 45.4721 | 1.2254 | 3.0551 | 0 | 0.032612 | 0 | 0.74789 | 0.22757 | 0 | 32.8815 | 19.4212 | -29.2587 | 0 | 0.60707 | 0 | 1.6728 | 0.1438
2025_01_09 Hr 02 | 0 | 0 | 0 | 0.25468 | 0.25468 | 0.25468 | 0.25468 | 0.25468 | 0.25468 | 0 | 0 | 0.0031592 | 1.77 | 0.1404 | 1.6399 | 1.6399 | 13.799 | 0 | 0.0016124 | 0.0058432 | 0.0039341 | 0 | 0 | 0.3184 | 0 | 0.21215 | 0 | 0.06302 | 0.016238 | 1.2821 | 0.57859 | 12.3299 | 2.0585 | 0 | 0.60344 | 0.79648 | 0 | 0 | 0 | 0 | -2.6773 | 0.056408 | 0 | 0 | 0 | -0.35484 | 0 | 0 | 0 | 0 | 0 | 0 | 0 | 0 | 4.9092 | 0 | 0 | 0 | 0 | -2.4813 | 0 | 0 | 0 | 0 | 0 | 0 | 0 | 0 | 0 | 0 | 0 | 0 | 0 | 0 | 0 | -28.4825 | 1.822 | 0 | 6.3565 | 6.4103 | 0.20021 | 45.5643 | 1.2254 | 3.0551 | 0 | 0.032612 | 0 | 0.74789 | 0.22757 | 0 | 32.2616 | 20.1626 | -30.788 | 0 | 0.60707 | 0 | 1.6728 | 0.14361
2025_01_09 Hr 03 | 0 | 0 | 0 | 0.25468 | 0.25468 | 0.25468 | 0.25468 | 0.25468 | 0.25468 | 0 | 0 | 0.0031592 | 2.25 | 0.18192 | 1.6399 | 1.6399 | 13.799 | 0 | 0.0016124 | 0.0058432 | 0.0039341 | 0 | 0 | 0.3595 | 0 | 0.25325 | 0 | 0.06302 | 0.016238 | 1.2821 | 0.57859 | 12.3299 | 2.0585 | 0 | 0.60344 | 0.79648 | 0 | 0 | 0 | 0 | -2.6954 | 0.056408 | 0 | 0 | 0 | -0.36175 | 0 | 0 | 0 | 0 | 0 | 0 | 0 | 0 | 5.0471 | 0 | 0 | 0 | 0 | -2.4813 | 0 | 0 | 0 | 0 | 0 | 0 | 0 | 0 | 0 | 0 | 0 | 0 | 0 | 0 | 0 | -32.7407 | 1.822 | 0 | 6.3565 | 6.4103 | 0.36996 | 45.5643 | 1.2254 | 3.0551 | 0 | 0.032612 | 0 | 0.74789 | 0.22757 | 0 | 28.8896 | 20.9916 | -34.9709 | 0 | 0.60707 | 0 | 1.6728 | 0.14348
2025_01_09 Hr 04 | 0 | 0 | 0 | 0.25468 | 0.25468 | 0.25468 | 0.25468 | 0.25468 | 0.25468 | 0 | 0 | 0.0031592 | 2.7 | 0.21831 | 1.6399 | 1.6399 | 13.799 | 0 | 0.0016124 | 0.0058432 | 0.0039341 | 0 | 0 | 0.3595 | 0 | 0.25325 | 0 | 0.06302 | 0.016238 | 1.2821 | 0.57859 | 12.3299 | 2.0585 | 0 | 0.60344 | 0.79648 | 0 | 0 | 0 | 0 | -2.7112 | 0.056408 | 0 | 0 | 0 | -0.36175 | 0 | 0 | 0 | 0 | 0 | 0 | 0 | 0 | 4.9079 | 0 | 0 | 0 | 0 | -2.4813 | 0 | 0 | 0 | 0 | 0 | 0 | 0 | 0 | 0 | 0 | 0 | 0 | 0 | 0 | 0 | -34.5875 | 1.822 | 0 | 6.3565 | 6.4103 | 0.65287 | 45.5643 | 1.2254 | 3.0551 | 0 | 0.032612 | 0 | 0.74789 | 0.22757 | 0 | 27.6573 | 21.6219 | -36.8177 | 0 | 0.60707 | 0 | 1.6728 | 0.14355
2025_01_09 Hr 05 | 0 | 0 | 0 | 0.25468 | 0.25468 | 0.25468 | 0.25468 | 0.25468 | 0.25468 | 0 | 0 | 0.0031592 | 2.82 | 0.22823 | 1.6399 | 1.6399 | 13.799 | 0 | 0.0016124 | 0.0058432 | 0.0039341 | 0 | 0 | 0.36157 | 0 | 0.25532 | 0 | 0.06302 | 0.016238 | 1.2821 | 0.57859 | 12.3299 | 2.0585 | 0 | 0.60344 | 0.79648 | 0 | 0 | 0 | 0 | -2.1676 | 0.056408 | 0 | 0 | 0 | -0.36209 | 0 | 0 | 0 | 0 | 0 | 0 | 0 | 0 | 5.3931 | 0 | 0 | 0 | 0 | -2.4813 | 0 | 0 | 0 | 0 | 0 | 0 | 0 | 0 | 0 | 0 | 0 | 0 | 0 | 0 | 0 | -37.6946 | 1.822 | 0 | 6.0323 | 6.0838 | 1.2927 | 44.9136 | 1.2254 | 3.0551 | 0 | 0.032612 | 0 | 0.74789 | 0.22757 | 0 | 25.7026 | 22.8777 | -39.9211 | 0 | 0.60707 | 0 | 1.6728 | 0.14444
2025_01_09 Hr 06 | 0 | 0 | 0 | 0.25468 | 0.25468 | 0.25468 | 0.25468 | 0.25468 | 0.25468 | 0 | 0 | 0.0031592 | 2.85 | 0.23987 | 1.6399 | 1.6399 | 13.799 | 0.904 | 0.0016124 | 0.0058432 | 0.0039341 | 0 | 0 | 0.44819 | 0 | 0.34194 | 0 | 0.06302 | 0.016238 | 1.2821 | 0.57859 | 12.3299 | 2.0585 | 0 | 0.60344 | 0.79648 | 0 | 0 | 0 | 0.19023 | -2.5518 | 0.056408 | 0 | 0 | 0 | -0.37665 | 0 | 0 | 0 | 0 | 0 | 0 | 0 | 0 | 5.6696 | 0 | 0 | 0 | 0 | -2.4813 | 0 | 0 | 0 | 0 | 0 | 0 | 0 | 0 | 0 | 0 | 0 | 0 | 0 | 0 | 0 | -47.1058 | 1.822 | 0 | 6.1248 | 6.1771 | 1.7671 | 46.0034 | 1.2254 | 3.0551 | 0 | 0.032612 | 0 | 0.74789 | 0.22757 | 0 | 18.1417 | 23.6734 | -49.1735 | 0 | 0.60707 | 0 | 1.6728 | 0.14766
2025_01_09 Hr 07 | 0 | 0 | 0 | 0.25468 | 0.25468 | 0.25468 | 0.25468 | 0.25468 | 0.25468 | 0 | 0 | 0.0031592 | 2.85 | 0.26004 | 1.6399 | 1.6399 | 13.7503 | 0.89985 | 0.0016124 | 0.0058432 | 0.0039341 | 0 | 0 | 0 | 0 | 0 | 0 | 0.06302 | 0.016238 | 1.2821 | 0.57859 | 12.3163 | 2.0585 | 0 | 0.60107 | 0.79648 | 0 | 0 | 0 | 0 | -2.6595 | 0.056408 | 0 | 0 | 0 | -0.4085 | 0 | 0 | 0 | 0 | 0 | 0 | 0 | 0 | 5.4615 | 0 | 0 | 0 | -3.3188 | 0 | 0 | 0 | 0 | 0 | 0 | 0 | 0 | 0 | 0 | 0 | 0 | 0 | -2.3937 | 0 | 0 | -51.6288 | 1.822 | 0 | 6.3303 | 6.384 | 1.8541 | 46.3493 | 1.2254 | 3.0551 | 0 | 0.032612 | 0 | 0.74789 | 0.22757 | 0 | 9.5134 | 23.5733 | -57.7498 | 0 | 0.60707 | 0 | 1.6728 | 0.15084
2025_01_09 Hr 08 | 0 | 0 | 0 | 0.25468 | 0.25468 | 0.25468 | 0.25468 | 0.25468 | 0.25468 | 0 | 0 | 0.0031592 | 2.79 | 0.26636 | 1.6399 | 1.6399 | 13.7503 | 0.89985 | 0.0016124 | 0.0058432 | 0.0039341 | 0 | 0 | 0 | 0 | 0 | 0 | 0.06302 | 0.016238 | 1.2821 | 0.57859 | 12.3163 | 2.0585 | 0 | 0.60107 | 0.79648 | 0 | 0 | 0 | 0 | -2.7998 | 0.056408 | 0 | 0 | 0 | -0.42751 | 0 | 0 | 0 | 0 | 0 | 0 | 0 | 0 | 5.1856 | 0 | 0 | 0 | -3.3188 | 0 | 0 | 0 | 0 | 0 | 0 | 0 | 0 | 0 | 0 | 0 | 0 | 0 | -2.3937 | 0 | 0 | -52.9276 | 1.822 | 0 | 6.2838 | 6.3374 | 1.7758 | 46.2563 | 1.2254 | 3.0551 | 0 | 0.032612 | 0 | 0.74789 | 0.22757 | 0 | 7.556 | 23.1671 | -59.0677 | 0 | 0.60707 | 0 | 1.6728 | 0.15252
2025_01_09 Hr 09 | 0.11348 | 0 | 0 | 0.25468 | 0.25468 | 0.25468 | 0.25468 | 0.25468 | 0.25468 | 0 | 0 | 0.0031592 | 2.64 | 0.24362 | 1.6399 | 1.6399 | 13.7503 | 0.89985 | 0.0016124 | 0.0058432 | 0.0039341 | 0 | 0 | 0 | 0 | 0 | 0 | 0.06302 | 0.016238 | 1.2821 | 0.57859 | 12.3163 | 2.0585 | 0 | 0.60107 | 0.79648 | 0 | 0 | 0 | 0 | -2.671 | 0.056408 | 0 | 0 | 0 | -0.41317 | 0 | 0 | 0 | 0 | 0 | 0 | 0 | 0 | 5.0471 | 0 | 0 | 0 | -3.3188 | 0 | 0 | 0 | 0 | 0 | 0 | 0 | 0 | 0 | 0 | 0 | 0 | 0 | -2.3937 | 0 | 0 | -45.5069 | 1.822 | 0 | 6.2838 | 6.3374 | 1.5538 | 46.2563 | 1.2254 | 3.0551 | 0 | 0.032612 | -0.11348 | 0.74789 | 0.22757 | 0 | 14.5863 | 22.7471 | -51.746 | 0 | 0.60707 | 0 | 1.6728 | 0.15231
2025_01_09 Hr 10 | 0.24934 | 0 | 0 | 0.25468 | 0.25468 | 0.25468 | 0.25468 | 0.25468 | 0.25468 | 0 | 0 | 0.0031592 | 2.52 | 0.22567 | 1.6399 | 1.6399 | 13.7503 | 0.89985 | 0.0016124 | 0.0058432 | 0.0039341 | 0 | 0 | 0 | 0 | 0 | 0 | 0.06302 | 0.016238 | 1.2821 | 0.57859 | 12.3163 | 2.0585 | 0 | 0.60107 | 0.79648 | 0 | 0 | 0 | 0 | -2.5998 | 0.056408 | 0 | 0 | 0 | -0.40088 | 0 | 0 | 0 | 0 | 0 | 0 | 0 | 0 | 4.7011 | 0 | 0 | 0 | -3.3188 | 0 | 0 | 0 | 0 | 0 | 0 | 0 | 0 | 0 | 0 | 0 | 0 | 0 | -2.3937 | 0 | 0 | -41.0747 | 1.822 | 0 | 6.3303 | 6.384 | 1.3144 | 46.3493 | 1.2254 | 3.0551 | 0 | 0.032612 | -0.24934 | 0.74789 | 0.22757 | 0 | 18.4713 | 22.1592 | -47.4374 | 0 | 0.60707 | 0 | 1.6728 | 0.15185
2025_01_09 Hr 11 | 0.11348 | 1.4575e-06 | 0 | 0.25468 | 0.25468 | 0.25468 | 0.25468 | 0.25468 | 0.25468 | 0 | 0 | 0.0031592 | 2.43 | 0.22037 | 1.6399 | 1.6399 | 13.7503 | 0.89985 | 0.0016124 | 0.0058432 | 0.0039341 | 0 | 0 | 0 | 0 | 0 | 0 | 0.06302 | 0.016238 | 1.2821 | 0.57859 | 12.3163 | 2.0585 | 0 | 0.60107 | 0.79648 | 0 | 0 | 0 | 0 | -2.6589 | 0.056408 | 0 | 0 | 0 | -0.40599 | 0 | 0 | 0 | 0 | 0 | 0 | 0 | 0 | 4.7005 | 0 | 0 | 0 | -3.3188 | 0 | 0 | 0 | 0 | 0 | 0 | 0 | 0 | 0 | 0 | 0 | 0 | 0 | -2.3937 | 0 | 0 | -34.1459 | 1.822 | 0 | 6.3303 | 6.384 | 0.95319 | 46.3493 | 1.2254 | 3.0551 | 0 | 0.032612 | -0.11348 | 0.74789 | 0.22757 | 0 | 24.878 | 21.5655 | -40.3779 | 0 | 0.60707 | 0 | 1.6728 | 0.15115
2025_01_09 Hr 12 | 0.20415 | 2.0163e-05 | 0 | 0.25468 | 0.25468 | 0.25468 | 0.25468 | 0.25468 | 0.25468 | 0 | 0 | 0.0031592 | 2.49 | 0.22314 | 1.6399 | 1.6399 | 13.7503 | 0.89985 | 0.0016124 | 0.0058432 | 0.0039341 | 0 | 0 | 0 | 0 | 0 | 0 | 0.06302 | 0.016238 | 1.2821 | 0.57859 | 12.3163 | 2.0585 | 0 | 0.60107 | 0.79648 | 0 | 0 | 0 | 0 | -2.6603 | 0.056408 | 0 | 0 | 0 | -0.40116 | 0 | 0 | 0 | 0 | 0 | 0 | 0 | 0 | 5.185 | 0 | 0 | 0 | -3.3188 | 0 | 0 | 0 | 0 | 0 | 0 | 0 | 0 | 0 | 0 | 0 | 0 | 0 | -2.3937 | 0 | 0 | -34.5033 | 1.822 | 0 | 6.3303 | 6.384 | 1.2143 | 46.3493 | 1.2254 | 3.0551 | 0 | 0.032612 | -0.20415 | 0.74789 | 0.22757 | 0 | 25.3317 | 22.4638 | -40.8211 | 0 | 0.60707 | 0 | 1.6728 | 0.15029
2025_01_09 Hr 13 | 0.24927 | 4.4005e-05 | 0 | 0.25468 | 0.25468 | 0.25468 | 0.25468 | 0.25468 | 0.25468 | 0 | 0 | 0.0031592 | 2.25 | 0.19873 | 1.6399 | 1.6399 | 13.7503 | 0.89985 | 0.0016124 | 0.0058432 | 0.0039341 | 0 | 0 | 0 | 0 | 0 | 0 | 0.06302 | 0.016238 | 1.2821 | 0.57859 | 12.3163 | 2.0585 | 0 | 0.60107 | 0.79648 | 0 | 0 | 0 | 0 | -2.5581 | 0.056408 | 0 | 0 | 0 | -0.39536 | 0 | 0 | 0 | 0 | 0 | 0 | 0 | 0 | 5.4621 | 0 | 0 | 0 | -3.3188 | 0 | 0 | 0 | 0 | 0 | 0 | 0 | 0 | 0 | 0 | 0 | 0 | 0 | -2.3937 | 0 | 0 | -32.4564 | 1.822 | 0 | 6.3303 | 6.384 | 0.90096 | 46.3493 | 1.2254 | 3.0551 | 0 | 0.032612 | -0.24927 | 0.74789 | 0.22757 | 0 | 27.1855 | 22.2078 | -38.8135 | 0 | 0.60707 | 0 | 1.6728 | 0.14988
2025_01_09 Hr 14 | 0.27215 | 6.1062e-05 | 0 | 0.25468 | 0.25468 | 0.25468 | 0.25468 | 0.25468 | 0.25468 | 0 | 0 | 0.0031592 | 2.01 | 0.1776 | 1.6399 | 1.6399 | 13.7503 | 0.82486 | 0.0016124 | 0.0058432 | 0.0039341 | 0 | 0 | 0 | 0 | 0 | 0 | 0.06302 | 0.016238 | 1.2821 | 0.57859 | 12.3163 | 2.0585 | 0 | 0.60107 | 0.79648 | 0 | 0 | 0 | 0.023522 | -2.5845 | 0.056408 | 0 | 0 | 0 | -0.39551 | 0 | 0 | 0 | 0 | 0 | 0 | 0 | 0 | 5.6006 | 0 | 0 | 0 | -3.3188 | 0 | 0 | 0 | 0 | 0 | 0 | 0 | 0 | 0 | 0 | 0 | 0 | 0 | -2.3937 | 0 | 0 | -27.7301 | 1.822 | 0 | 6.3303 | 6.384 | 0.69204 | 46.2743 | 1.2254 | 3.0551 | 0 | 0.032612 | -0.27215 | 0.74789 | 0.22757 | 0 | 31.5014 | 21.8985 | -34.1103 | 0 | 0.60707 | 0 | 1.6728 | 0.14917
2025_01_09 Hr 15 | 0.29576 | 6.1767e-05 | 0 | 0.25468 | 0.25468 | 0.25468 | 0.25468 | 0.25468 | 0.25468 | 0 | 0 | 0.0031592 | 1.83 | 0.16746 | 1.6399 | 1.6399 | 13.7503 | 0.89985 | 0.0016124 | 0.0058432 | 0.0039341 | 0 | 0 | 0 | 0 | 0 | 0 | 0.06302 | 0.016238 | 1.2353 | 0.57859 | 12.3163 | 2.0585 | 0 | 0.60107 | 0.79648 | 0 | 0 | 0 | 0.2863 | -1.8749 | 0.056408 | 0 | 0 | 0 | -0.40968 | 0 | 0 | 0 | 0 | 0 | 0 | 0 | 0 | 5.3925 | 0 | 0 | 0 | -3.3188 | 0 | 0 | 0 | 0 | 0 | 0 | 0 | 0 | 0 | 0 | 0 | 0 | 0 | -2.3937 | 0 | 0 | -28.0265 | 1.822 | 0 | 5.8127 | 5.863 | 0.63111 | 45.2639 | 1.2254 | 3.0551 | 0 | 0.032612 | -0.29576 | 0.74789 | 0.22757 | 0 | 30.6933 | 21.4625 | -34.4445 | 0 | 0.60707 | 0 | 1.6728 | 0.14874
2025_01_09 Hr 16 | 0.090669 | 5.1001e-05 | 0 | 0.25468 | 0.25468 | 0.25468 | 0.25468 | 0.25468 | 0.25468 | 0 | 0 | 0.0031592 | 2.1 | 0.1666 | 1.6399 | 1.6399 | 13.7503 | 0.67488 | 0.0016124 | 0.0058432 | 0.0039341 | 0 | 0 | 0 | 0 | 0 | 0 | 0.06302 | 0.016238 | 1.1901 | 0.57859 | 12.3163 | 2.0585 | 0 | 0.60107 | 0.79648 | 0 | 0 | 0 | 1.1134 | -1.3905 | 0.056408 | 0 | 0 | 0 | -0.35491 | 0 | 0 | 0 | 0 | 0 | 0 | 0 | 0 | 5.3229 | 0 | 0 | 0 | -3.3188 | 0 | 0 | 0 | 0 | 0 | 0 | 0 | 0 | 0 | 0 | 0 | 0 | 0 | -2.3937 | 0 | 0 | -22.8734 | 1.822 | 0 | 5.529 | 5.577 | 0.51359 | 44.4241 | 1.2254 | 3.0551 | 0 | 0.032612 | -0.090669 | 0.74789 | 0.22757 | 0 | 36.4552 | 21.3396 | -29.0315 | 0 | 0.60707 | 0 | 1.6728 | 0.14891
2025_01_09 Hr 17 | 0.022667 | 9.9247e-06 | 0 | 0.25468 | 0.25468 | 0.25468 | 0.25468 | 0.25468 | 0.25468 | 0 | 0 | 0.0031592 | 2.4 | 0.18526 | 1.6399 | 1.6399 | 13.7503 | 0.89985 | 0.0016124 | 0.0058432 | 0.0039341 | 0 | 0 | 0 | 0 | 0 | 0 | 0.06302 | 0.016238 | 1.247 | 0.57859 | 12.3163 | 2.0585 | 0 | 0.60107 | 0.79648 | 0 | 0 | 0 | 0.44096 | -1.266 | 0.056408 | 0 | 0 | 0 | -0.34526 | 0 | 0 | 0 | 0 | 0 | 0 | 0 | 0 | 5.6006 | 0 | 0 | 0 | -3.3188 | 0 | 0 | 0 | 0 | 0 | 0 | 0 | 0 | 0 | 0 | 0 | 0 | 0 | -2.3937 | 0 | 0 | -30.3202 | 1.822 | 0 | 5.6236 | 5.6724 | 0.60064 | 44.8959 | 1.2254 | 3.0551 | 0 | 0.032612 | -0.022667 | 0.74789 | 0.22757 | 0 | 29.6273 | 21.9571 | -36.4006 | 0 | 0.60707 | 0 | 1.6728 | 0.15105
2025_01_09 Hr 18 | 0 | 0 | 0 | 0.25468 | 0.25468 | 0.25468 | 0.25468 | 0.25468 | 0.25468 | 0 | 0 | 0.0031592 | 2.55 | 0.23738 | 1.6399 | 1.6399 | 13.7503 | 0.89985 | 0.0016124 | 0.0058432 | 0.0039341 | 0 | 0 | 0 | 0 | 0 | 0 | 0.06302 | 0.016238 | 1.2821 | 0.57859 | 12.3163 | 2.0585 | 0 | 0.60107 | 0.79648 | 0 | 0 | 0 | 0 | -2.6146 | 0.056408 | 0 | 0 | 0 | -0.41681 | 0 | 0 | 0 | 0 | 0 | 0 | 0 | 0 | 5.531 | 0 | 0 | 0 | -3.3188 | 0 | 0 | 0 | 0 | 0 | 0 | 0 | 0 | 0 | 0 | 0 | 0 | 0 | -2.3937 | 0 | 0 | -43.0782 | 1.822 | 0 | 6.2809 | 6.3329 | 0.73121 | 46.2488 | 1.2254 | 3.0551 | 0 | 0.032612 | 0 | 0.74789 | 0.22757 | 0 | 16.6258 | 22.199 | -49.2075 | 0 | 0.60707 | 0 | 1.6728 | 0.15257
2025_01_09 Hr 19 | 0 | 0 | 0 | 0.25468 | 0.25468 | 0.25468 | 0.25468 | 0.25468 | 0.25468 | 0 | 0 | 0.0031592 | 2.52 | 0.23394 | 1.6399 | 1.6399 | 13.7503 | 0.89985 | 0.0016124 | 0.0058432 | 0.0039341 | 0 | 0 | 0 | 0 | 0 | 0 | 0.06302 | 0.016238 | 1.2821 | 0.57859 | 12.3163 | 2.0585 | 0 | 0.60107 | 0.79648 | 0 | 0 | 0 | 0 | -2.6783 | 0.056408 | 0 | 0 | 0 | -0.41565 | 0 | 0 | 0 | 0 | 0 | 0 | 0 | 0 | 5.6 | 0 | 0 | 0 | -3.3188 | 0 | 0 | 0 | 0 | 0 | 0 | 0 | 0 | 0 | 0 | 0 | 0 | 0 | -2.3937 | 0 | 0 | -49.7733 | 1.822 | 0 | 6.3303 | 6.384 | 1.0228 | 46.3493 | 1.2254 | 3.0551 | 0 | 0.032612 | 0 | 0.74789 | 0.22757 | 0 | 10.296 | 22.5264 | -55.9014 | 0 | 0.60707 | 0 | 1.6728 | 0.15276
2025_01_09 Hr 20 | 0 | 0 | 0 | 0.25468 | 0.25468 | 0.25468 | 0.25468 | 0.25468 | 0.25468 | 0 | 0 | 0.0031592 | 2.49 | 0.22315 | 1.6399 | 1.6399 | 13.7503 | 0.89985 | 0.0016124 | 0.0058432 | 0.0039341 | 0 | 0 | 0 | 0 | 0 | 0 | 0.06302 | 0.016238 | 1.2821 | 0.57859 | 12.3163 | 2.0585 | 0 | 0.60107 | 0.79648 | 0 | 0 | 0 | 0 | -2.5997 | 0.056408 | 0 | 0 | 0 | -0.40118 | 0 | 0 | 0 | 0 | 0 | 0 | 0 | 0 | 5.5304 | 0 | 0 | 0 | -3.3188 | 0 | 0 | 0 | 0 | 0 | 0 | 0 | 0 | 0 | 0 | 0 | 0 | 0 | -2.3937 | 0 | 0 | -47.1296 | 1.822 | 0 | 6.3303 | 6.384 | 1.1447 | 46.3493 | 1.2254 | 3.0551 | 0 | 0.032612 | 0 | 0.74789 | 0.22757 | 0 | 13.0433 | 22.5369 | -53.2433 | 0 | 0.60707 | 0 | 1.6728 | 0.15181
2025_01_09 Hr 21 | 0 | 0 | 0 | 0.25468 | 0.25468 | 0.25468 | 0.25468 | 0.25468 | 0.25468 | 0 | 0 | 0.0031592 | 2.37 | 0.20146 | 1.6399 | 1.6399 | 13.7503 | 0.89985 | 0.0016124 | 0.0058432 | 0.0039341 | 0 | 0 | 0 | 0 | 0 | 0 | 0.06302 | 0.016238 | 1.2821 | 0.57859 | 12.3163 | 2.0585 | 0 | 0.60107 | 0.79648 | 0 | 0 | 0 | 0 | -2.4224 | 0.056408 | 0 | 0 | 0 | -0.38042 | 0 | 0 | 0 | 0 | 0 | 0 | 0 | 0 | 5.6696 | 0 | 0 | 0 | -3.3188 | 0 | 0 | 0 | 0 | 0 | 0 | 0 | 0 | 0 | 0 | 0 | 0 | 0 | -2.3937 | 0 | 0 | -44.3849 | 1.822 | 0 | 6.3303 | 6.384 | 0.47007 | 46.3493 | 1.2254 | 3.0551 | 0 | 0.032612 | 0 | 0.74789 | 0.22757 | 0 | 15.3081 | 21.859 | -50.4778 | 0 | 0.60707 | 0 | 1.6728 | 0.15108
2025_01_09 Hr 22 | 0 | 0 | 0 | 0.25468 | 0.25468 | 0.25468 | 0.25468 | 0.25468 | 0.25468 | 0 | 0 | 0.0031592 | 2.19 | 0.18957 | 1.6399 | 1.6399 | 13.7503 | 0.89985 | 0.0016124 | 0.0058432 | 0.0039341 | 0 | 0 | 0 | 0 | 0 | 0 | 0.06302 | 0.016238 | 1.2821 | 0.57859 | 12.3163 | 2.0585 | 0 | 0.60107 | 0.79648 | 0 | 0 | 0 | 0 | -2.4746 | 0.056408 | 0 | 0 | 0 | -0.38743 | 0 | 0 | 0 | 0 | 0 | 0 | 0 | 0 | 5.5298 | 0 | 0 | 0 | -3.3188 | 0 | 0 | 0 | 0 | 0 | 0 | 0 | 0 | 0 | 0 | 0 | 0 | 0 | -2.3937 | 0 | 0 | -43.6407 | 1.822 | 0 | 6.3303 | 6.384 | 0.58323 | 46.3493 | 1.2254 | 3.0551 | 0 | 0.032612 | 0 | 0.74789 | 0.22757 | 0 | 15.7727 | 21.6386 | -49.7407 | 0 | 0.60707 | 0 | 1.6728 | 0.14917
2025_01_09 Hr 23 | 0 | 0 | 0 | 0.25468 | 0.25468 | 0.25468 | 0.25468 | 0.25468 | 0.25468 | 0 | 0 | 0.0031592 | 2.04 | 0.16993 | 1.6399 | 1.6399 | 13.799 | 0.904 | 0.0016124 | 0.0058432 | 0.0039341 | 0 | 0 | 0.425 | 0 | 0.31875 | 0 | 0.06302 | 0.016238 | 1.2821 | 0.57859 | 12.3299 | 2.0585 | 0 | 0.60344 | 0.79648 | 0 | 0 | 0 | 0 | -2.7036 | 0.056408 | 0 | 0 | 0 | -0.37275 | 0 | 0 | 0 | 0 | 0 | 0 | 0 | 0 | 5.7385 | 0 | 0 | 0 | 0 | -2.4813 | 0 | 0 | 0 | 0 | 0 | 0 | 0 | 0 | 0 | 0 | 0 | 0 | 0 | 0 | 0 | -41.1809 | 1.822 | 0 | 6.3565 | 6.4103 | 0.55276 | 46.4684 | 1.2254 | 3.0551 | 0 | 0.032612 | 0 | 0.74789 | 0.22757 | 0 | 22.1212 | 21.6476 | -43.2912 | 0 | 0.60707 | 0 | 1.6728 | 0.14716
2025_01_09 Hr 24 | 0 | 0 | 0 | 0.25468 | 0.25468 | 0.25468 | 0.25468 | 0.25468 | 0.25468 | 0 | 0 | 0.0031592 | 1.92 | 0.16031 | 1.6399 | 1.6399 | 13.799 | 0 | 0.0016124 | 0.0058432 | 0.0039341 | 0 | 0 | 0.43023 | 0 | 0.32398 | 0 | 0.06302 | 0.016238 | 1.2821 | 0.57859 | 12.3299 | 2.0585 | 0 | 0.60344 | 0.79648 | 0 | 0 | 0 | 0 | -2.8073 | 0.056408 | 0 | 0 | 0 | -0.37363 | 0 | 0 | 0 | 0 | 0 | 0 | 0 | 0 | 5.531 | 0 | 0 | 0 | 0 | -2.4813 | 0 | 0 | 0 | 0 | 0 | 0 | 0 | 0 | 0 | 0 | 0 | 0 | 0 | 0 | 0 | -35.8372 | 1.822 | 0 | 6.3565 | 6.4103 | 0.40913 | 45.5643 | 1.2254 | 3.0551 | 0 | 0.032612 | 0 | 0.74789 | 0.22757 | 0 | 25.9838 | 21.1646 | -37.9378 | 0 | 0.60707 | 0 | 1.6728 | 0.14488
2025_01_10 Hr 01 | 0 | 0 | 0 | 0.22694 | 0.22694 | 0.22694 | 0.22694 | 0.22694 | 0.22694 | 0 | 0 | 0.0031592 | 1.83 | 0.15591 | 1.6399 | 1.6399 | 12.2968 | 0 | 0.0016124 | 0.0058432 | 0.0039341 | 0 | 0 | 0.47579 | 0 | 0.36954 | 0 | 0.06302 | 0.016238 | 1.2821 | 0.5161 | 10.9871 | 2.0585 | 0 | 0.60344 | 0.79648 | 0 | 0 | 0 | 0 | -2.878 | 0.056408 | 0 | 0.039958 | 0 | -0.38128 | 0 | 0 | 0 | 0 | 0 | 0 | 0 | 0 | 5.3931 | 0 | 0 | 0 | 0 | -2.4813 | 0 | 0 | 0 | 0 | 0 | 0 | 0 | 0 | 0 | 0 | 0 | 0 | 0 | 0 | 0 | -35.2414 | 1.822 | 0 | 5.6642 | 5.7122 | 0.15234 | 41.0999 | 1.2254 | 3.0551 | 0 | 0.032612 | 0 | 0.74789 | 0.22757 | 0 | 21.6379 | 20.6745 | -37.2586 | 0 | 0.60707 | 0 | 1.6728 | 0.14397
2025_01_10 Hr 02 | 0 | 0 | 0 | 0.22694 | 0.22694 | 0.22694 | 0.22694 | 0.22694 | 0.22694 | 0 | 0 | 0.0031592 | 1.83 | 0.15581 | 1.6399 | 1.6399 | 12.2968 | 0 | 0.0016124 | 0.0058432 | 0.0039341 | 0 | 0 | 0.4744 | 0 | 0.36815 | 0 | 0.06302 | 0.016238 | 1.2821 | 0.5161 | 10.9871 | 2.0585 | 0 | 0.60344 | 0.79648 | 0 | 0 | 0 | 0 | -2.8847 | 0.056408 | 0 | 0.24631 | 0 | -0.38105 | 0 | 0 | 0 | 0 | 0 | 0 | 0 | 0 | 4.9781 | 0 | 0 | 0 | 0 | -2.4813 | 0 | 0 | 0 | 0 | 0 | 0 | 0 | 0 | 0 | 0 | 0 | 0 | 0 | 0 | 0 | -35.3505 | 1.822 | 0 | 5.6642 | 5.7122 | 0.32208 | 41.0999 | 1.2254 | 3.0551 | 0 | 0.032612 | 0 | 0.74789 | 0.22757 | 0 | 21.2738 | 20.4289 | -37.3703 | 0 | 0.60707 | 0 | 1.6728 | 0.14366
2025_01_10 Hr 03 | 0 | 0 | 0 | 0.22694 | 0.22694 | 0.22694 | 0.22694 | 0.22694 | 0.22694 | 0 | 0 | 0.0031592 | 2.01 | 0.17136 | 1.6399 | 1.6399 | 12.2968 | 0 | 0.0016124 | 0.0058432 | 0.0039341 | 0 | 0 | 0.47736 | 0 | 0.37111 | 0 | 0.06302 | 0.016238 | 1.2821 | 0.5161 | 10.9871 | 2.0585 | 0 | 0.60344 | 0.79648 | 0 | 0 | 0 | 0 | -2.8849 | 0.056408 | 0 | 0 | 0 | -0.38155 | 0 | 0 | 0 | 0 | 0 | 0 | 0 | 0 | 4.9086 | 0 | 0 | 0 | 0 | -2.4813 | 0 | 0 | 0 | 0 | 0 | 0 | 0 | 0 | 0 | 0 | 0 | 0 | 0 | 0 | 0 | -38.8408 | 1.822 | 0 | 5.6642 | 5.7122 | 0.55276 | 41.0999 | 1.2254 | 3.0551 | 0 | 0.032612 | 0 | 0.74789 | 0.22757 | 0 | 18.1459 | 20.786 | -40.8551 | 0 | 0.60707 | 0 | 1.6728 | 0.14409
2025_01_10 Hr 04 | 0 | 0 | 0 | 0.22694 | 0.22694 | 0.22694 | 0.22694 | 0.22694 | 0.22694 | 0 | 0 | 0.0031592 | 2.25 | 0.19124 | 1.6399 | 1.6399 | 12.2968 | 0 | 0.0016124 | 0.0058432 | 0.0039341 | 0 | 0 | 0.47046 | 0 | 0.36421 | 0 | 0.06302 | 0.016238 | 1.2821 | 0.5161 | 10.9871 | 2.0585 | 0 | 0.60344 | 0.79648 | 0 | 0 | 0 | 0 | -2.8741 | 0.056408 | 0 | 0 | 0 | -0.38039 | 0 | 0 | 0 | 0 | 0 | 0 | 0 | 0 | 3.8027 | 0 | 0 | 0 | 0 | -2.4813 | 0 | 0 | 0 | 0 | 0 | 0 | 0 | 0 | 0 | 0 | 0 | 0 | 0 | 0 | 0 | -37.401 | 1.822 | 0 | 5.6642 | 5.7122 | 0.6137 | 41.0999 | 1.2254 | 3.0551 | 0 | 0.032612 | 0 | 0.74789 | 0.22757 | 0 | 18.799 | 20.001 | -39.4279 | 0 | 0.60707 | 0 | 1.6728 | 0.1442
2025_01_10 Hr 05 | 0 | 0 | 0 | 0.22694 | 0.22694 | 0.22694 | 0.22694 | 0.22694 | 0.22694 | 0 | 0 | 0.0031592 | 2.46 | 0.20921 | 1.6399 | 1.6399 | 12.2968 | 0 | 0.0016124 | 0.0058432 | 0.0039341 | 0 | 0 | 0.47169 | 0 | 0.36544 | 0 | 0.06302 | 0.016238 | 1.2821 | 0.5161 | 10.9871 | 2.0585 | 0 | 0.60344 | 0.79648 | 0 | 0 | 0 | 0 | -2.9037 | 0.056408 | 0 | 0 | 0 | -0.38059 | 0 | 0 | 0 | 0 | 0 | 0 | 0 | 0 | 4.424 | 0 | 0 | 0 | 0 | -2.4813 | 0 | 0 | 0 | 0 | 0 | 0 | 0 | 0 | 0 | 0 | 0 | 0 | 0 | 0 | 0 | -43.0846 | 1.822 | 0 | 5.6642 | 5.7122 | 0.6224 | 41.0999 | 1.2254 | 3.0551 | 0 | 0.032612 | 0 | 0.74789 | 0.22757 | 0 | 13.9477 | 20.8607 | -45.1093 | 0 | 0.60707 | 0 | 1.6728 | 0.14587
2025_01_10 Hr 06 | 0 | 0 | 0 | 0.22694 | 0.22694 | 0.22694 | 0.22694 | 0.22694 | 0.22694 | 0 | 0 | 0.0031592 | 2.22 | 0.2098 | 1.6399 | 1.6399 | 12.2968 | 0 | 0.0016124 | 0.0058432 | 0.0039341 | 0 | 0 | 0.72506 | 0 | 0.61881 | 0 | 0.06302 | 0.016238 | 1.2821 | 0.5161 | 10.9871 | 2.0585 | 0 | 0.60344 | 0.79648 | 0 | 0 | 0 | 0 | -3.1618 | 0.056408 | 0 | 0 | 0 | -0.42316 | 0 | 0 | 0 | 0 | 0 | 0 | 0 | 0 | 3.8021 | 0 | 0 | 0 | 0 | -2.4813 | 0 | 0 | 0 | 0 | 0 | 0 | 0 | 0 | 0 | 0 | 0 | 0 | 0 | 0 | 0 | -47.7676 | 1.822 | 0 | 5.6642 | 5.7122 | 0.51359 | 41.0999 | 1.2254 | 3.0551 | 0 | 0.032612 | 0 | 0.74789 | 0.22757 | 0 | 8.5029 | 19.8929 | -49.3282 | 0 | 0.60707 | 0 | 1.6728 | 0.14825
2025_01_10 Hr 07 | 0 | 0 | 0 | 0.22694 | 0.22694 | 0.22694 | 0.22694 | 0.22694 | 0.22694 | 0 | 0 | 0.0031592 | 1.92 | 0.20314 | 1.6399 | 1.6399 | 12.2534 | 0 | 0.0016124 | 0.0058432 | 0.0039341 | 0 | 0 | 0 | 0 | 0 | 0 | 0.06302 | 0.016238 | 1.2821 | 0.5161 | 10.9749 | 2.0585 | 0 | 0.60107 | 0.79648 | 0 | 0 | 0 | 0 | -3.2429 | 0.056408 | 0 | 0 | 0 | -0.47402 | 0 | 0 | 0 | 0 | 0 | 0 | 0 | 0 | 2.4198 | 0 | 0 | 0 | -3.3188 | 0 | 0 | 0 | 0 | 0 | 0 | 0 | 0 | 0 | 0 | 0 | 0 | 0 | -2.3937 | 0 | 0 | -47.6987 | 1.822 | 0 | 5.6409 | 5.6887 | 0.47007 | 40.9976 | 1.2254 | 3.0551 | 0 | 0.032612 | 0 | 0.74789 | 0.22757 | 0 | 2.0307 | 18.1612 | -53.8852 | 0 | 0.60707 | 0 | 1.6728 | 0.15139
2025_01_10 Hr 08 | 0 | 0 | 0 | 0.22694 | 0.22694 | 0.22694 | 0.22694 | 0.22694 | 0.22694 | 0 | 0 | 0.0031592 | 2.4 | 0.24826 | 1.6399 | 1.6399 | 12.2534 | 0.80189 | 0.0016124 | 0.0058432 | 0.0039341 | 0 | 0 | 0 | 0 | 0 | 0 | 0.06302 | 0.016238 | 1.2821 | 0.5161 | 10.9749 | 2.0585 | 0 | 0.60107 | 0.79648 | 0 | 0 | 0 | 0 | -2.9715 | 0.056408 | 0 | 0 | 0 | -0.46338 | 0 | 0 | 0 | 0 | 0 | 0 | 0 | 0 | 2.0738 | 0 | 0 | 0 | -3.3188 | 0 | 0 | 0 | 0 | 0 | 0 | 0 | 0 | 0 | 0 | 0 | 0 | 0 | -2.3937 | 0 | 0 | -49.8994 | 1.822 | 0 | 5.6409 | 5.6887 | 0.4396 | 41.7995 | 1.2254 | 3.0551 | 0 | 0.032612 | 0 | 0.74789 | 0.22757 | 0 | 1.0644 | 18.3117 | -56.0753 | 0 | 0.60707 | 0 | 1.6728 | 0.1533
2025_01_10 Hr 09 | 0 | 0 | 0 | 0.22694 | 0.22694 | 0.22694 | 0.22694 | 0.22694 | 0.22694 | 0 | 0 | 0.0031592 | 2.46 | 0.24203 | 1.6399 | 1.6399 | 12.2534 | 0.80189 | 0.0016124 | 0.0058432 | 0.0039341 | 0 | 0 | 0 | 0 | 0 | 0 | 0.06302 | 0.016238 | 1.2821 | 0.5161 | 10.9749 | 2.0585 | 0 | 0.60107 | 0.79648 | 0 | 0 | 0 | 0 | -2.9746 | 0.056408 | 0 | 0 | 0 | -0.44063 | 0 | 0 | 0 | 0 | 0 | 0 | 0 | 0 | 2.2813 | 0 | 0 | 0 | -3.3188 | 0 | 0 | 0 | 0 | 0 | 0 | 0 | 0 | 0 | 0 | 0 | 0 | 0 | -2.3937 | 0 | 0 | -48.274 | 1.822 | 0 | 5.6409 | 5.6887 | 0.72251 | 41.7995 | 1.2254 | 3.0551 | 0 | 0.032612 | 0 | 0.74789 | 0.22757 | 0 | 3.2538 | 18.856 | -54.4271 | 0 | 0.60707 | 0 | 1.6728 | 0.15343
2025_01_10 Hr 10 | 0.29569 | 9.1742e-06 | 0 | 0.22694 | 0.22694 | 0.22694 | 0.22694 | 0.22694 | 0.22694 | 0 | 0 | 0.0031592 | 2.46 | 0.23404 | 1.6399 | 1.6399 | 12.2534 | 0.80189 | 0.0016124 | 0.0058432 | 0.0039341 | 0 | 0 | 0 | 0 | 0 | 0 | 0.06302 | 0.016238 | 1.2821 | 0.5161 | 10.9749 | 2.0585 | 0 | 0.60107 | 0.79648 | 0 | 0 | 0 | 0 | -2.8503 | 0.056408 | 0 | 0 | 0 | -0.42603 | 0 | 0 | 0 | 0 | 0 | 0 | 0 | 0 | 1.9358 | 0 | 0 | 0 | -3.3188 | 0 | 0 | 0 | 0 | 0 | 0 | 0 | 0 | 0 | 0 | 0 | 0 | 0 | -2.3937 | 0 | 0 | -47.1847 | 1.822 | 0 | 5.6409 | 5.6887 | 1.1316 | 41.7995 | 1.2254 | 3.0551 | 0 | 0.032612 | -0.29569 | 0.74789 | 0.22757 | 0 | 4.5372 | 19.2069 | -53.6189 | 0 | 0.60707 | 0 | 1.6728 | 0.15286
2025_01_10 Hr 11 | 0.20422 | 2.8607e-05 | 0 | 0.22694 | 0.22694 | 0.22694 | 0.22694 | 0.22694 | 0.22694 | 0 | 0 | 0.0031592 | 2.04 | 0.18156 | 1.6399 | 1.6399 | 12.2534 | 0.80189 | 0.0016124 | 0.0058432 | 0.0039341 | 0 | 0 | 0 | 0 | 0 | 0 | 0.06302 | 0.016238 | 1.2821 | 0.5161 | 10.9749 | 2.0585 | 0 | 0.60107 | 0.79648 | 0 | 0 | 0 | 0 | -2.6185 | 0.056408 | 0 | 0 | 0 | -0.39839 | 0 | 0 | 0 | 0 | 0 | 0 | 0 | 0 | 2.006 | 0 | 0 | 0 | -3.3188 | 0 | 0 | 0 | 0 | 0 | 0 | 0 | 0 | 0 | 0 | 0 | 0 | 0 | -2.3937 | 0 | 0 | -40.9375 | 1.822 | 0 | 5.6409 | 5.6887 | 0.88355 | 41.7995 | 1.2254 | 3.0551 | 0 | 0.032612 | -0.20422 | 0.74789 | 0.22757 | 0 | 10.3932 | 18.4648 | -47.2526 | 0 | 0.60707 | 0 | 1.6728 | 0.1526
2025_01_10 Hr 12 | 0.11341 | 6.1657e-05 | 0 | 0.22694 | 0.22694 | 0.22694 | 0.22694 | 0.22694 | 0.22694 | 0 | 0 | 0.0031592 | 1.65 | 0.14721 | 1.6399 | 1.6399 | 12.2534 | 0.80189 | 0.0016124 | 0.0058432 | 0.0039341 | 0 | 0 | 0 | 0 | 0 | 0 | 0.06302 | 0.016238 | 1.2821 | 0.5161 | 10.9749 | 2.0585 | 0 | 0.60107 | 0.79648 | 0 | 0 | 0 | 0 | -2.6079 | 0.056408 | 0 | 0 | 0 | -0.39939 | 0 | 0 | 0 | 0 | 0 | 0 | 0 | 0 | 1.6606 | 0 | 0 | 0 | -3.3188 | 0 | 0 | 0 | 0 | 0 | 0 | 0 | 0 | 0 | 0 | 0 | 0 | 0 | -2.3937 | 0 | 0 | -39.3246 | 1.822 | 0 | 5.6409 | 5.6887 | 0.81391 | 41.7995 | 1.2254 | 3.0551 | 0 | 0.032612 | -0.11341 | 0.74789 | 0.22757 | 0 | 11.1754 | 17.5338 | -45.5499 | 0 | 0.60707 | 0 | 1.6728 | 0.15182
2025_01_10 Hr 13 | 0 | 4.7127e-05 | 0 | 0.22694 | 0.22694 | 0.22694 | 0.22694 | 0.22694 | 0.22694 | 0 | 0 | 0.0031592 | 1.41 | 0.12529 | 1.6399 | 1.6399 | 12.2534 | 0.80189 | 0.0016124 | 0.0058432 | 0.0039341 | 0 | 0 | 0 | 0 | 0 | 0 | 0.06302 | 0.016238 | 1.2821 | 0.5161 | 10.9749 | 2.0585 | 0 | 0.60107 | 0.79648 | 0 | 0 | 0 | 0 | -2.571 | 0.056408 | 0 | 0 | 0 | -0.39776 | 0 | 0 | 0 | 0 | 0 | 0 | 0 | 0 | 1.591 | 0 | 0 | 0 | -3.3188 | 0 | 0 | 0 | 0 | 0 | 0 | 0 | 0 | 0 | 0 | 0 | 0 | 0 | -2.3937 | 0 | 0 | -37.1048 | 1.822 | 0 | 5.6409 | 5.6887 | 1.0533 | 41.7995 | 1.2254 | 3.0551 | 0 | 0.032612 | 0 | 0.74789 | 0.22757 | 0 | 13.3407 | 17.3274 | -43.2151 | 0 | 0.60707 | 0 | 1.6728 | 0.1509
2025_01_10 Hr 14 | 0.18141 | 5.8574e-05 | 0 | 0.22694 | 0.22694 | 0.22694 | 0.22694 | 0.22694 | 0.22694 | 0 | 0 | 0.0031592 | 1.26 | 0.112 | 1.6399 | 1.6399 | 12.2534 | 0.73506 | 0.0016124 | 0.0058432 | 0.0039341 | 0 | 0 | 0 | 0 | 0 | 0 | 0.06302 | 0.016238 | 1.2821 | 0.5161 | 10.9749 | 2.0585 | 0 | 0.60107 | 0.79648 | 0 | 0 | 0 | 0 | -2.492 | 0.056408 | 0 | 0 | 0 | -0.39792 | 0 | 0 | 0 | 0 | 0 | 0 | 0 | 0 | 1.5898 | 0 | 0 | 0 | -3.3188 | 0 | 0 | 0 | 0 | 0 | 0 | 0 | 0 | 0 | 0 | 0 | 0 | 0 | -2.3937 | 0 | 0 | -37.5096 | 1.822 | 0 | 5.6409 | 5.6887 | 1.445 | 41.7326 | 1.2254 | 3.0551 | 0 | 0.032612 | -0.18141 | 0.74789 | 0.22757 | 0 | 13.1749 | 17.7356 | -43.8014 | 0 | 0.60707 | 0 | 1.6728 | 0.15051
2025_01_10 Hr 15 | 0.24934 | 3.0851e-05 | 0 | 0.22694 | 0.22694 | 0.22694 | 0.22694 | 0.22694 | 0.22694 | 0 | 0 | 0.0031592 | 1.32 | 0.12066 | 1.6399 | 1.6399 | 12.2534 | 0.80189 | 0.0016124 | 0.0058432 | 0.0039341 | 0 | 0 | 0 | 0 | 0 | 0 | 0.06302 | 0.016238 | 1.2353 | 0.5161 | 10.9749 | 2.0585 | 0 | 0.60107 | 0.79648 | 0 | 0 | 0 | 0.19544 | -1.9773 | 0.056408 | 0 | 0 | 0 | -0.40924 | 0 | 0 | 0 | 0 | 0 | 0 | 0 | 0 | 1.6594 | 0 | 0 | 0 | -3.3188 | 0 | 0 | 0 | 0 | 0 | 0 | 0 | 0 | 0 | 0 | 0 | 0 | 0 | -2.3937 | 0 | 0 | -33.3717 | 1.822 | 0 | 5.2638 | 5.3094 | 1.2143 | 40.9963 | 1.2254 | 3.0551 | 0 | 0.032612 | -0.24934 | 0.74789 | 0.22757 | 0 | 17.1823 | 17.7106 | -39.7428 | 0 | 0.60707 | 0 | 1.6728 | 0.15002
2025_01_10 Hr 16 | 0.11334 | 9.9592e-06 | 0 | 0.22694 | 0.22694 | 0.22694 | 0.22694 | 0.22694 | 0.22694 | 0 | 0 | 0.0031592 | 1.65 | 0.14607 | 1.6399 | 1.6399 | 12.2534 | 0.80189 | 0.0016124 | 0.0058432 | 0.0039341 | 0 | 0 | 0 | 0 | 0 | 0 | 0.06302 | 0.016238 | 1.247 | 0.5161 | 10.9749 | 2.0585 | 0 | 0.60107 | 0.79648 | 0 | 0 | 0 | 0.30829 | -2.3597 | 0.056408 | 0 | 0 | 0 | -0.39627 | 0 | 0 | 0 | 0 | 0 | 0 | 0 | 0 | 2.0744 | 0 | 0 | 0 | -3.3188 | 0 | 0 | 0 | 0 | 0 | 0 | 0 | 0 | 0 | 0 | 0 | 0 | 0 | -2.3937 | 0 | 0 | -32.1622 | 1.822 | 0 | 5.348 | 5.3944 | 0.51359 | 41.1772 | 1.2254 | 3.0551 | 0 | 0.032612 | -0.11334 | 0.74789 | 0.22757 | 0 | 18.3859 | 17.6443 | -38.3843 | 0 | 0.60707 | 0 | 1.6728 | 0.15016
2025_01_10 Hr 17 | 0 | 0 | 0 | 0.22694 | 0.22694 | 0.22694 | 0.22694 | 0.22694 | 0.22694 | 0 | 0 | 0.0031592 | 1.56 | 0.17217 | 1.6399 | 1.6399 | 12.2534 | 0.80189 | 0.0016124 | 0.0058432 | 0.0039341 | 0 | 0 | 0 | 0 | 0 | 0 | 0.06302 | 0.016238 | 1.2821 | 0.5161 | 10.9749 | 2.0585 | 0 | 0.60107 | 0.79648 | 0 | 0 | 0 | 0 | -3.3113 | 0.056408 | 0 | 0 | 0 | -0.49456 | 0 | 0 | 0 | 0 | 0 | 0 | 0 | 0 | 2.6963 | 0 | 0 | 0 | -3.3188 | 0 | 0 | 0 | 0 | 0 | 0 | 0 | 0 | 0 | 0 | 0 | 0 | 0 | -2.3937 | 0 | 0 | -48.2803 | 1.822 | 0 | 5.6409 | 5.6887 | 0.74427 | 41.7995 | 1.2254 | 3.0551 | 0 | 0.032612 | 0 | 0.74789 | 0.22757 | 0 | 2.3222 | 18.3213 | -54.4873 | 0 | 0.60707 | 0 | 1.6728 | 0.15183
2025_01_10 Hr 18 | 0 | 0 | 0 | 0.22694 | 0.22694 | 0.22694 | 0.22694 | 0.22694 | 0.22694 | 0 | 0 | 0.0031592 | 1.47 | 0.16002 | 1.6399 | 1.6399 | 12.2534 | 0.80189 | 0.0016124 | 0.0058432 | 0.0039341 | 0 | 0 | 0 | 0 | 0 | 0 | 0.06302 | 0.016238 | 1.2821 | 0.5161 | 10.9749 | 2.0585 | 0 | 0.60107 | 0.79648 | 0 | 0 | 0 | 0 | -3.1953 | 0.056408 | 0 | 0 | 0 | -0.48774 | 0 | 0 | 0 | 0 | 0 | 0 | 0 | 0 | 2.4888 | 0 | 0 | 0 | -3.3188 | 0 | 0 | 0 | 0 | 0 | 0 | 0 | 0 | 0 | 0 | 0 | 0 | 0 | -2.3937 | 0 | 0 | -52.339 | 1.822 | 0 | 5.6409 | 5.6887 | 1.0446 | 41.7995 | 1.2254 | 3.0551 | 0 | 0.032612 | 0 | 0.74789 | 0.22757 | 0 | -1.6218 | 18.3133 | -58.5393 | 0 | 0.60707 | 0 | 1.6728 | 0.15311
2025_01_10 Hr 19 | 0 | 0 | 0 | 0.22694 | 0.22694 | 0.22694 | 0.22694 | 0.22694 | 0.22694 | 0 | 0 | 0.0031592 | 1.53 | 0.15909 | 1.6399 | 1.6399 | 12.2534 | 0.80189 | 0.0016124 | 0.0058432 | 0.0039341 | 0 | 0 | 0 | 0 | 0 | 0 | 0.06302 | 0.016238 | 1.2821 | 0.5161 | 10.9749 | 2.0585 | 0 | 0.60107 | 0.79648 | 0 | 0 | 0 | 0 | -2.9942 | 0.056408 | 0 | 0 | 0 | -0.46581 | 0 | 0 | 0 | 0 | 0 | 0 | 0 | 0 | 2.4204 | 0 | 0 | 0 | -3.3188 | 0 | 0 | 0 | 0 | 0 | 0 | 0 | 0 | 0 | 0 | 0 | 0 | 0 | -2.3937 | 0 | 0 | -50.785 | 1.822 | 0 | 5.6409 | 5.6887 | 1.0228 | 41.7995 | 1.2254 | 3.0551 | 0 | 0.032612 | 0 | 0.74789 | 0.22757 | 0 | 0.12382 | 18.2818 | -56.9633 | 0 | 0.60707 | 0 | 1.6728 | 0.15269
2025_01_10 Hr 20 | 0 | 0 | 0 | 0.22694 | 0.22694 | 0.22694 | 0.22694 | 0.22694 | 0.22694 | 0 | 0 | 0.0031592 | 1.62 | 0.1711 | 1.6399 | 1.6399 | 12.2534 | 0.80189 | 0.0016124 | 0.0058432 | 0.0039341 | 0 | 0 | 0 | 0 | 0 | 0 | 0.06302 | 0.016238 | 1.2821 | 0.5161 | 10.9749 | 2.0585 | 0 | 0.60107 | 0.79648 | 0 | 0 | 0 | 0 | -3.1004 | 0.056408 | 0 | 0 | 0 | -0.47319 | 0 | 0 | 0 | 0 | 0 | 0 | 0 | 0 | 2.7664 | 0 | 0 | 0 | -3.3188 | 0 | 0 | 0 | 0 | 0 | 0 | 0 | 0 | 0 | 0 | 0 | 0 | 0 | -2.3937 | 0 | 0 | -51.5062 | 1.822 | 0 | 5.6409 | 5.6887 | 0.68334 | 41.7995 | 1.2254 | 3.0551 | 0 | 0.032612 | 0 | 0.74789 | 0.22757 | 0 | -0.6036 | 18.3893 | -57.6919 | 0 | 0.60707 | 0 | 1.6728 | 0.15156
2025_01_10 Hr 21 | 0 | 0 | 0 | 0.22694 | 0.22694 | 0.22694 | 0.22694 | 0.22694 | 0.22694 | 0 | 0 | 0.0031592 | 1.83 | 0.18569 | 1.6399 | 1.6399 | 12.2534 | 0.80189 | 0.0016124 | 0.0058432 | 0.0039341 | 0 | 0 | 0 | 0 | 0 | 0 | 0.06302 | 0.016238 | 1.2821 | 0.5161 | 10.9749 | 2.0585 | 0 | 0.60107 | 0.79648 | 0 | 0 | 0 | 0 | -2.8457 | 0.056408 | 0 | 0 | 0 | -0.45452 | 0 | 0 | 0 | 0 | 0 | 0 | 0 | 0 | 2.2801 | 0 | 0 | 0 | -3.3188 | 0 | 0 | 0 | 0 | 0 | 0 | 0 | 0 | 0 | 0 | 0 | 0 | 0 | -2.3937 | 0 | 0 | -48.5715 | 1.822 | 0 | 5.6409 | 5.6887 | 0.50053 | 41.7995 | 1.2254 | 3.0551 | 0 | 0.032612 | 0 | 0.74789 | 0.22757 | 0 | 2.1592 | 17.9439 | -54.7385 | 0 | 0.60707 | 0 | 1.6728 | 0.1508
2025_01_10 Hr 22 | 0 | 0 | 0 | 0.22694 | 0.22694 | 0.22694 | 0.22694 | 0.22694 | 0.22694 | 0 | 0 | 0.0031592 | 1.89 | 0.19567 | 1.6399 | 1.6399 | 12.2534 | 0.80189 | 0.0016124 | 0.0058432 | 0.0039341 | 0 | 0 | 0 | 0 | 0 | 0 | 0.06302 | 0.016238 | 1.2821 | 0.5161 | 10.9749 | 2.0585 | 0 | 0.60107 | 0.79648 | 0 | 0 | 0 | 0 | -2.9899 | 0.056408 | 0 | 0 | 0 | -0.46377 | 0 | 0 | 0 | 0 | 0 | 0 | 0 | 0 | 1.7277 | 0 | 0 | 0 | -3.3188 | 0 | 0 | 0 | 0 | 0 | 0 | 0 | 0 | 0 | 0 | 0 | 0 | 0 | -2.3937 | 0 | 0 | -49.141 | 1.822 | 0 | 5.6409 | 5.6887 | 0.40913 | 41.7995 | 1.2254 | 3.0551 | 0 | 0.032612 | 0 | 0.74789 | 0.22757 | 0 | 0.86098 | 17.3687 | -55.3173 | 0 | 0.60707 | 0 | 1.6728 | 0.14938
2025_01_10 Hr 23 | 0 | 0 | 0 | 0.22694 | 0.22694 | 0.22694 | 0.22694 | 0.22694 | 0.22694 | 0 | 0 | 0.0031592 | 1.89 | 0.16393 | 1.6399 | 1.6399 | 12.2968 | 0.80559 | 0.0016124 | 0.0058432 | 0.0039341 | 0 | 0 | 0.51698 | 0 | 0.41073 | 0 | 0.06302 | 0.016238 | 1.2821 | 0.5161 | 10.9871 | 2.0585 | 0 | 0.60344 | 0.79648 | 0 | 0 | 0 | 0 | -2.7746 | 0.056408 | 0 | 0 | 0 | -0.3882 | 0 | 0 | 0 | 0 | 0 | 0 | 0 | 0 | 1.3829 | 0 | 0 | 0 | 0 | -2.4813 | 0 | 0 | 0 | 0 | 0 | 0 | 0 | 0 | 0 | 0 | 0 | 0 | 0 | 0 | 0 | -37.8707 | 1.822 | 0 | 5.6642 | 5.7122 | 0.12187 | 41.9055 | 1.2254 | 3.0551 | 0 | 0.032612 | 0 | 0.74789 | 0.22757 | 0 | 16.0241 | 16.7056 | -39.8124 | 0 | 0.60707 | 0 | 1.6728 | 0.1477
2025_01_10 Hr 24 | 0 | 0 | 0 | 0.22694 | 0.22694 | 0.22694 | 0.22694 | 0.22694 | 0.22694 | 0 | 0 | 0.0031592 | 1.74 | 0.14086 | 1.6399 | 1.6399 | 12.2968 | 0 | 0.0016124 | 0.0058432 | 0.0039341 | 0 | 0 | 0.36213 | 0 | 0.25588 | 0 | 0.06302 | 0.016238 | 1.2821 | 0.5161 | 10.9871 | 2.0585 | 0 | 0.60344 | 0.79648 | 0 | 0 | 0 | 0 | -2.7049 | 0.056408 | 0 | 0 | 0 | -0.36219 | 0 | 0 | 0 | 0 | 0 | 0 | 0 | 0 | 1.4519 | 0 | 0 | 0 | 0 | -2.4813 | 0 | 0 | 0 | 0 | 0 | 0 | 0 | 0 | 0 | 0 | 0 | 0 | 0 | 0 | 0 | -33.7351 | 1.822 | 0 | 5.6642 | 5.7122 | 0.0087049 | 41.0999 | 1.2254 | 3.0551 | 0 | 0.032612 | 0 | 0.74789 | 0.22757 | 0 | 18.9215 | 16.4869 | -35.9605 | 0 | 0.60707 | 0 | 1.6728 | 0.14626
2025_01_11 Hr 01 | 0 | 0 | 0 | 0.23548 | 0.23548 | 0.23548 | 0.23548 | 0.23548 | 0.23548 | 0 | 0 | 0.0031592 | 1.56 | 0.12882 | 1.6399 | 1.6399 | 12.759 | 0 | 0.0016124 | 0.0058432 | 0.0039341 | 0 | 0 | 0.40571 | 0 | 0.29946 | 0 | 0.06302 | 0.016238 | 1.2821 | 0.53533 | 11.4002 | 2.0585 | 0 | 0.60344 | 0.79648 | 0 | 0 | 0 | 0 | -2.7404 | 0.056408 | 0 | 0 | 0 | -0.36951 | 0 | 0 | 0 | 0 | 0 | 0 | 0 | 0 | 1.1766 | 0 | 0 | 0 | 0 | -2.4813 | 0 | 0 | 0 | 0 | 0 | 0 | 0 | 0 | 0 | 0 | 0 | 0 | 0 | 0 | 0 | -34.7886 | 1.822 | 0 | 5.8772 | 5.927 | 0.10881 | 42.4736 | 1.2254 | 3.0551 | 0 | 0.032612 | 0 | 0.74789 | 0.22757 | 0 | 18.918 | 16.119 | -36.9342 | 0 | 0.60707 | 0 | 1.6728 | 0.14552
2025_01_11 Hr 02 | 0 | 0 | 0 | 0.23548 | 0.23548 | 0.23548 | 0.23548 | 0.23548 | 0.23548 | 0 | 0 | 0.0031592 | 1.8 | 0.14801 | 1.6399 | 1.6399 | 12.759 | 0 | 0.0016124 | 0.0058432 | 0.0039341 | 0 | 0 | 0.39623 | 0 | 0.28998 | 0 | 0.06302 | 0.016238 | 1.2821 | 0.53533 | 11.4002 | 2.0585 | 0 | 0.60344 | 0.79648 | 0 | 0 | 0 | 0 | -2.7488 | 0.056408 | 0 | 0 | 0 | -0.36792 | 0 | 0 | 0 | 0 | 0 | 0 | 0 | 0 | 1.1065 | 0 | 0 | 0 | 0 | -2.4813 | 0 | 0 | 0 | 0 | 0 | 0 | 0 | 0 | 0 | 0 | 0 | 0 | 0 | 0 | 0 | -35.0873 | 1.822 | 0 | 5.8772 | 5.927 | 0.069639 | 42.4736 | 1.2254 | 3.0551 | 0 | 0.032612 | 0 | 0.74789 | 0.22757 | 0 | 18.7429 | 16.2683 | -37.2503 | 0 | 0.60707 | 0 | 1.6728 | 0.14503
2025_01_11 Hr 03 | 0 | 0 | 0 | 0.23548 | 0.23548 | 0.23548 | 0.23548 | 0.23548 | 0.23548 | 0 | 0 | 0.0031592 | 1.83 | 0.15073 | 1.6399 | 1.6399 | 12.759 | 0 | 0.0016124 | 0.0058432 | 0.0039341 | 0 | 0 | 0.39994 | 0 | 0.29369 | 0 | 0.06302 | 0.016238 | 1.2821 | 0.53533 | 11.4002 | 2.0585 | 0 | 0.60344 | 0.79648 | 0 | 0 | 0 | 0 | -2.7599 | 0.056408 | 0 | 0 | 0 | -0.36854 | 0 | 0 | 0 | 0 | 0 | 0 | 0 | 0 | 1.6582 | 0 | 0 | 0 | 0 | -2.4813 | 0 | 0 | 0 | 0 | 0 | 0 | 0 | 0 | 0 | 0 | 0 | 0 | 0 | 0 | 0 | -35.5912 | 1.822 | 0 | 5.8772 | 5.927 | 0.27856 | 42.4736 | 1.2254 | 3.0551 | 0 | 0.032612 | 0 | 0.74789 | 0.22757 | 0 | 19.0276 | 17.0613 | -37.7474 | 0 | 0.60707 | 0 | 1.6728 | 0.14465
2025_01_11 Hr 04 | 0 | 0 | 0 | 0.23548 | 0.23548 | 0.23548 | 0.23548 | 0.23548 | 0.23548 | 0 | 0 | 0.0031592 | 2.13 | 0.17325 | 1.6399 | 1.6399 | 12.759 | 0 | 0.0016124 | 0.0058432 | 0.0039341 | 0 | 0 | 0.37242 | 0 | 0.26617 | 0 | 0.06302 | 0.016238 | 1.2821 | 0.53533 | 11.4002 | 2.0585 | 0 | 0.60344 | 0.79648 | 0 | 0 | 0 | 0 | -2.7365 | 0.056408 | 0 | 0 | 0 | -0.36392 | 0 | 0 | 0 | 0 | 0 | 0 | 0 | 0 | 1.9346 | 0 | 0 | 0 | 0 | -2.4813 | 0 | 0 | 0 | 0 | 0 | 0 | 0 | 0 | 0 | 0 | 0 | 0 | 0 | 0 | 0 | -40.5078 | 1.822 | 0 | 5.8772 | 5.927 | 0.6224 | 42.4736 | 1.2254 | 3.0551 | 0 | 0.032612 | 0 | 0.74789 | 0.22757 | 0 | 15.0274 | 18.0047 | -42.7143 | 0 | 0.60707 | 0 | 1.6728 | 0.14518
2025_01_11 Hr 05 | 0 | 0 | 0 | 0.23548 | 0.23548 | 0.23548 | 0.23548 | 0.23548 | 0.23548 | 0 | 0 | 0.0031592 | 1.98 | 0.16127 | 1.6399 | 1.6399 | 12.759 | 0 | 0.0016124 | 0.0058432 | 0.0039341 | 0 | 0 | 0.3754 | 0 | 0.26915 | 0 | 0.06302 | 0.016238 | 1.2821 | 0.53533 | 11.4002 | 2.0585 | 0 | 0.60344 | 0.79648 | 0 | 0 | 0 | 0 | -2.6732 | 0.056408 | 0 | 0 | 0 | -0.36442 | 0 | 0 | 0 | 0 | 0 | 0 | 0 | 0 | 1.9364 | 0 | 0 | 0 | 0 | -2.4813 | 0 | 0 | 0 | 0 | 0 | 0 | 0 | 0 | 0 | 0 | 0 | 0 | 0 | 0 | 0 | -38.0538 | 1.822 | 0 | 5.8772 | 5.927 | 0.5223 | 42.4736 | 1.2254 | 3.0551 | 0 | 0.032612 | 0 | 0.74789 | 0.22757 | 0 | 17.2898 | 17.7444 | -40.255 | 0 | 0.60707 | 0 | 1.6728 | 0.14517
2025_01_11 Hr 06 | 0 | 0 | 0 | 0.23548 | 0.23548 | 0.23548 | 0.23548 | 0.23548 | 0.23548 | 0 | 0 | 0.0031592 | 1.8 | 0.14487 | 1.6399 | 1.6399 | 12.759 | 0 | 0.0016124 | 0.0058432 | 0.0039341 | 0 | 0 | 0.3495 | 0 | 0.24325 | 0 | 0.06302 | 0.016238 | 1.2821 | 0.53533 | 11.4002 | 2.0585 | 0 | 0.60344 | 0.79648 | 0 | 0 | 0 | 0 | -2.6388 | 0.056408 | 0 | 0 | 0 | -0.36007 | 0 | 0 | 0 | 0 | 0 | 0 | 0 | 0 | 1.5202 | 0 | 0 | 0 | 0 | -2.4813 | 0 | 0 | 0 | 0 | 0 | 0 | 0 | 0 | 0 | 0 | 0 | 0 | 0 | 0 | 0 | -37.4923 | 1.822 | 0 | 5.8772 | 5.927 | 0.43089 | 42.4736 | 1.2254 | 3.0551 | 0 | 0.032612 | 0 | 0.74789 | 0.22757 | 0 | 17.1354 | 17.0415 | -39.7409 | 0 | 0.60707 | 0 | 1.6728 | 0.14631
2025_01_11 Hr 07 | 0 | 0 | 0 | 0.23548 | 0.23548 | 0.23548 | 0.23548 | 0.23548 | 0.23548 | 0 | 0 | 0.0031592 | 1.62 | 0.1404 | 1.6399 | 1.6399 | 12.714 | 0 | 0.0016124 | 0.0058432 | 0.0039341 | 0 | 0 | 0 | 0 | 0 | 0 | 0.06302 | 0.016238 | 1.2821 | 0.53533 | 11.3876 | 2.0585 | 0 | 0.60107 | 0.79648 | 0 | 0 | 0 | 0 | -2.5326 | 0.056408 | 0 | 0 | 0 | -0.3879 | 0 | 0 | 0 | 0 | 0 | 0 | 0 | 0 | 1.176 | 0 | 0 | 0 | -3.3188 | 0 | 0 | 0 | 0 | 0 | 0 | 0 | 0 | 0 | 0 | 0 | 0 | 0 | -2.3937 | 0 | 0 | -41.5875 | 1.822 | 0 | 5.853 | 5.9026 | 0.40043 | 42.3674 | 1.2254 | 3.0551 | 0 | 0.032612 | 0 | 0.74789 | 0.22757 | 0 | 8.6288 | 16.4819 | -47.6879 | 0 | 0.60707 | 0 | 1.6728 | 0.14819
2025_01_11 Hr 08 | 0 | 0 | 0 | 0.23548 | 0.23548 | 0.23548 | 0.23548 | 0.23548 | 0.23548 | 0 | 0 | 0.0031592 | 1.5 | 0.13427 | 1.6399 | 1.6399 | 12.714 | 0.83203 | 0.0016124 | 0.0058432 | 0.0039341 | 0 | 0 | 0 | 0 | 0 | 0 | 0.06302 | 0.016238 | 1.2721 | 0.53533 | 11.3876 | 2.0585 | 0 | 0.60107 | 0.79648 | 0 | 0 | 0 | 1.6909 | -2.7487 | 0.056408 | 0 | 0 | 0 | -0.40072 | 0 | 0 | 0 | 0 | 0 | 0 | 0 | 0 | 1.3139 | 0 | 0 | 0 | -3.3188 | 0 | 0 | 0 | 0 | 0 | 0 | 0 | 0 | 0 | 0 | 0 | 0 | 0 | -2.3937 | 0 | 0 | -42.9338 | 1.822 | 0 | 5.6366 | 5.6854 | 0.19151 | 42.7557 | 1.2254 | 3.0551 | 0 | 0.032612 | 0 | 0.74789 | 0.22757 | 0 | 8.9369 | 16.286 | -49.047 | 0 | 0.60707 | 0 | 1.6728 | 0.14948
2025_01_11 Hr 09 | 0.067929 | 0 | 0 | 0.23548 | 0.23548 | 0.23548 | 0.23548 | 0.23548 | 0.23548 | 0 | 0 | 0.0031592 | 0.96 | 0.092529 | 1.6399 | 1.6399 | 12.714 | 0.83203 | 0.0016124 | 0.0058432 | 0.0039341 | 0 | 0 | 0 | 0 | 0 | 0 | 0.06302 | 0.016238 | 1.2821 | 0.53533 | 11.3876 | 2.0585 | 0 | 0.60107 | 0.79648 | 0 | 0 | 0 | 0 | -2.7804 | 0.056408 | 0 | 0 | 0 | -0.43163 | 0 | 0 | 0 | 0 | 0 | 0 | 0 | 0 | 1.3127 | 0 | 0 | 0 | -3.3188 | 0 | 0 | 0 | 0 | 0 | 0 | 0 | 0 | 0 | 0 | 0 | 0 | 0 | -2.3937 | 0 | 0 | -47.604 | 1.822 | 0 | 5.853 | 5.9026 | 0.36125 | 43.1994 | 1.2254 | 3.0551 | 0 | 0.032612 | -0.067929 | 0.74789 | 0.22757 | 0 | 2.5451 | 15.9421 | -53.816 | 0 | 0.60707 | 0 | 1.6728 | 0.15088
2025_01_11 Hr 10 | 0.22645 | 0.00015646 | 0 | 0.23548 | 0.23548 | 0.23548 | 0.23548 | 0.23548 | 0.23548 | 0 | 0 | 0.0031592 | 0.51 | 0.062061 | 1.6399 | 1.6399 | 12.714 | 0.83203 | 0.0016124 | 0.0058432 | 0.0039341 | 0 | 0 | 0 | 0 | 0 | 0 | 0.06302 | 0.016238 | 1.2821 | 0.53533 | 11.3876 | 2.0585 | 0 | 0.60107 | 0.79648 | 0 | 0 | 0 | 0 | -3.4917 | 0.056408 | 0 | 0 | 0 | -0.5455 | 0 | 0 | 0 | 0 | 0 | 0 | 0 | 0 | 1.2444 | 0 | 0 | 0 | -3.3188 | 0 | 0 | 0 | 0 | 0 | 0 | 0 | 0 | 0 | 0 | 0 | 0 | 0 | -2.3937 | 0 | 0 | -56.0403 | 1.822 | 0 | 5.853 | 5.9026 | 0.22198 | 43.1994 | 1.2254 | 3.0551 | 0 | 0.032612 | -0.22645 | 0.74789 | 0.22757 | 0 | -7.4039 | 15.4131 | -62.5248 | 0 | 0.60707 | 0 | 1.6728 | 0.15128
2025_01_11 Hr 11 | 0.36362 | 0.00074947 | 0 | 0.23548 | 0.23548 | 0.23548 | 0.23548 | 0.23548 | 0.23548 | 0 | 0 | 0.0031592 | 0.18 | 0.021413 | 1.6399 | 1.6399 | 12.714 | 0.83203 | 0.0016124 | 0.0058432 | 0.0039341 | 0 | 0 | 0 | 0 | 0 | 0 | 0.06302 | 0.016238 | 1.2821 | 0.53533 | 11.3876 | 2.0585 | 0 | 0.60107 | 0.79648 | 0 | 0 | 0 | 0 | -3.5481 | 0.056408 | 0 | 0 | 0 | -0.53323 | 0 | 0 | 0 | 0 | 0 | 0 | 0 | 0 | 0.62189 | 0 | 0 | 0 | -3.3188 | 0 | 0 | 0 | 0 | 0 | 0 | 0 | 0 | 0 | 0 | 0 | 0 | 0 | -2.3937 | 0 | 0 | -54.2318 | 1.822 | 0 | 5.853 | 5.9026 | 0.38302 | 43.1994 | 1.2254 | 3.0551 | 0 | 0.032612 | -0.36362 | 0.74789 | 0.22757 | 0 | -6.471 | 14.7188 | -60.8411 | 0 | 0.60707 | 0 | 1.6728 | 0.15126
2025_01_11 Hr 12 | 0.36355 | 0.00088154 | 0 | 0.23548 | 0.23548 | 0.23548 | 0.23548 | 0.23548 | 0.23548 | 0 | 0 | 0.0031592 | 0.06 | 0.0068138 | 1.6399 | 1.6399 | 12.714 | 0.83203 | 0.0016124 | 0.0058432 | 0.0039341 | 0 | 0 | 0 | 0 | 0 | 0 | 0.06302 | 0.016238 | 1.2821 | 0.53533 | 11.3876 | 2.0585 | 0 | 0.60107 | 0.79648 | 0 | 0 | 0 | 0 | -3.4285 | 0.056408 | 0 | 0 | 0 | -0.50894 | 0 | 0 | 0 | 0 | 0 | 0 | 0 | 0 | 0.48456 | 0 | 0 | 0 | -3.3188 | 0 | 0 | 0 | 0 | 0 | 0 | 0 | 0 | 0 | 0 | 0 | 0 | 0 | -2.3937 | 0 | 0 | -52.0314 | 1.822 | 0 | 5.853 | 5.9026 | 0.56147 | 43.1994 | 1.2254 | 3.0551 | 0 | 0.032612 | -0.36355 | 0.74789 | 0.22757 | 0 | -4.2215 | 14.624 | -58.6164 | 0 | 0.60707 | 0 | 1.6728 | 0.14992
2025_01_11 Hr 13 | 0.36362 | 0.0010901 | 0 | 0.23548 | 0.23548 | 0.23548 | 0.23548 | 0.23548 | 0.23548 | 0 | 0 | 0.0031592 | 0.03 | 0.0033357 | 1.6399 | 1.6399 | 12.714 | 0.83203 | 0.0016124 | 0.0058432 | 0.0039341 | 0 | 0 | 0 | 0 | 0 | 0 | 0.06302 | 0.016238 | 1.2821 | 0.53533 | 11.3876 | 2.0585 | 0 | 0.60107 | 0.79648 | 0 | 0 | 0 | 0 | -3.2463 | 0.056408 | 0 | 0 | 0 | -0.49826 | 0 | 0 | 0 | 0 | 0 | 0 | 0 | 0 | 0.55292 | 0 | 0 | 0 | -3.3188 | 0 | 0 | 0 | 0 | 0 | 0 | 0 | 0 | 0 | 0 | 0 | 0 | 0 | -2.3937 | 0 | 0 | -48.0053 | 1.822 | 0 | 5.853 | 5.9026 | 0.51359 | 43.1994 | 1.2254 | 3.0551 | 0 | 0.032612 | -0.36362 | 0.74789 | 0.22757 | 0 | -0.016505 | 14.6101 | -54.5796 | 0 | 0.60707 | 0 | 1.6728 | 0.14868
2025_01_11 Hr 14 | 0.34088 | 0.00047963 | 0 | 0.23548 | 0.23548 | 0.23548 | 0.23548 | 0.23548 | 0.23548 | 0 | 0 | 0.0031592 | 0.03 | 0.0027719 | 1.6399 | 1.6399 | 12.714 | 0.83203 | 0.0016124 | 0.0058432 | 0.0039341 | 0 | 0 | 0 | 0 | 0 | 0 | 0.06302 | 0.016238 | 1.2821 | 0.53533 | 11.3876 | 2.0585 | 0 | 0.60107 | 0.79648 | 0 | 0 | 0 | 0 | -2.6496 | 0.056408 | 0 | 0 | 0 | -0.41368 | 0 | 0 | 0 | 0 | 0 | 0 | 0 | 0 | 0.41499 | 0 | 0 | 0 | -3.3188 | 0 | 0 | 0 | 0 | 0 | 0 | 0 | 0 | 0 | 0 | 0 | 0 | 0 | -2.3937 | 0 | 0 | -39.8583 | 1.822 | 0 | 5.853 | 5.9026 | 0.74427 | 43.1994 | 1.2254 | 3.0551 | 0 | 0.032612 | -0.34088 | 0.74789 | 0.22757 | 0 | 8.9032 | 14.6787 | -46.3254 | 0 | 0.60707 | 0 | 1.6728 | 0.14853
2025_01_11 Hr 15 | 0.29576 | 0.00049174 | 0 | 0.23548 | 0.23548 | 0.23548 | 0.23548 | 0.23548 | 0.23548 | 0 | 0 | 0.0031592 | 0 | 0 | 1.6399 | 1.6399 | 12.714 | 0.83203 | 0.0016124 | 0.0058432 | 0.0039341 | 0 | 0 | 0 | 0 | 0 | 0 | 0.06302 | 0.016238 | 1.247 | 0.53533 | 11.3876 | 2.0585 | 0 | 0.60107 | 0.79648 | 0 | 0 | 0 | 0.10025 | -2.253 | 0.056408 | 0 | 0 | 0 | -0.47598 | 0 | 0 | 0 | 0 | 0 | 0 | 0 | 0 | 0.41439 | 0 | 0 | 0 | -3.3188 | 0 | 0 | 0 | 0 | 0 | 0 | 0 | 0 | 0 | 0 | 0 | 0 | 0 | -2.3937 | 0 | 0 | -48.4801 | 1.822 | 0 | 5.4618 | 5.5091 | 0.86179 | 42.3796 | 1.2254 | 3.0551 | 0 | 0.032612 | -0.29576 | 0.74789 | 0.22757 | 0 | -0.019833 | 14.7178 | -54.9644 | 0 | 0.60707 | 0 | 1.6728 | 0.14851
2025_01_11 Hr 16 | 0.067784 | 0.00025516 | 0 | 0.23548 | 0.23548 | 0.23548 | 0.23548 | 0.23548 | 0.23548 | 0 | 0 | 0.0031592 | 0.03 | 0.0032183 | 1.6399 | 1.6399 | 12.714 | 0.83203 | 0.0016124 | 0.0058432 | 0.0039341 | 0 | 0 | 0 | 0 | 0 | 0 | 0.06302 | 0.016238 | 1.2821 | 0.53533 | 11.3876 | 2.0585 | 0 | 0.60107 | 0.79648 | 0 | 0 | 0 | 0 | -3.3159 | 0.056408 | 0 | 0 | 0 | -0.48064 | 0 | 0 | 0 | 0 | 0 | 0 | 0 | 0 | 1.0369 | 0 | 0 | 0 | -3.3188 | 0 | 0 | 0 | 0 | 0 | 0 | 0 | 0 | 0 | 0 | 0 | 0 | 0 | -2.3937 | 0 | 0 | -55.1866 | 1.822 | 0 | 5.853 | 5.9026 | 1.0838 | 43.1994 | 1.2254 | 3.0551 | 0 | 0.032612 | -0.067784 | 0.74789 | 0.22757 | 0 | -6.1963 | 15.3677 | -61.4475 | 0 | 0.60707 | 0 | 1.6728 | 0.14897
2025_01_11 Hr 17 | 0.022667 | 5.086e-05 | 0 | 0.23548 | 0.23548 | 0.23548 | 0.23548 | 0.23548 | 0.23548 | 0 | 0 | 0.0031592 | 0.06 | 0.006125 | 1.6399 | 1.6399 | 12.714 | 0.83203 | 0.0016124 | 0.0058432 | 0.0039341 | 0 | 0 | 0 | 0 | 0 | 0 | 0.06302 | 0.016238 | 1.2821 | 0.53533 | 11.3876 | 2.0585 | 0 | 0.60107 | 0.79648 | 0 | 0 | 0 | 0 | -2.9641 | 0.056408 | 0 | 0 | 0 | -0.45728 | 0 | 0 | 0 | 0 | 0 | 0 | 0 | 0 | 1.8669 | 0 | 0 | 0 | -3.3188 | 0 | 0 | 0 | 0 | 0 | 0 | 0 | 0 | 0 | 0 | 0 | 0 | 0 | -2.3937 | 0 | 0 | -56.2329 | 1.822 | 0 | 5.853 | 5.9026 | 1.4668 | 43.1994 | 1.2254 | 3.0551 | 0 | 0.032612 | -0.022667 | 0.74789 | 0.22757 | 0 | -5.6197 | 16.5703 | -62.4254 | 0 | 0.60707 | 0 | 1.6728 | 0.15099
2025_01_11 Hr 18 | 0 | 0 | 0 | 0.23548 | 0.23548 | 0.23548 | 0.23548 | 0.23548 | 0.23548 | 0 | 0 | 0.0031592 | 0.03 | 0.0032599 | 1.6399 | 1.6399 | 12.714 | 0.83203 | 0.0016124 | 0.0058432 | 0.0039341 | 0 | 0 | 0 | 0 | 0 | 0 | 0.06302 | 0.016238 | 1.2821 | 0.53533 | 11.3876 | 2.0585 | 0 | 0.60107 | 0.79648 | 0 | 0 | 0 | 0 | -3.1566 | 0.056408 | 0 | 0 | 0 | -0.48688 | 0 | 0 | 0 | 0 | 0 | 0 | 0 | 0 | 1.7289 | 0 | 0 | 0 | -3.3188 | 0 | 0 | 0 | 0 | 0 | 0 | 0 | 0 | 0 | 0 | 0 | 0 | 0 | -2.3937 | 0 | 0 | -66.4405 | 1.822 | 0 | 5.853 | 5.9026 | 2.2763 | 43.1994 | 1.2254 | 3.0551 | 0 | 0.032612 | 0 | 0.74789 | 0.22757 | 0 | -15.4089 | 17.1882 | -72.6398 | 0 | 0.60707 | 0 | 1.6728 | 0.15283
2025_01_11 Hr 19 | 0 | 0 | 0 | 0.23548 | 0.23548 | 0.23548 | 0.23548 | 0.23548 | 0.23548 | 0 | 0 | 0.0031592 | 0 | 0 | 1.6399 | 1.6399 | 12.714 | 0.83203 | 0.0016124 | 0.0058432 | 0.0039341 | 0 | 0 | 0 | 0 | 0 | 0 | 0.06302 | 0.016238 | 1.2821 | 0.53533 | 11.3876 | 2.0585 | 0 | 0.60107 | 0.79648 | 0 | 0 | 0 | 0 | -3.237 | 0.056408 | 0 | 0 | 0 | -0.50077 | 0 | 0 | 0 | 0 | 0 | 0 | 0 | 0 | 1.4519 | 0 | 0 | 0 | -3.3188 | 0 | 0 | 0 | 0 | 0 | 0 | 0 | 0 | 0 | 0 | 0 | 0 | 0 | -2.3937 | 0 | 0 | -74.2496 | 1.822 | 0 | 5.853 | 5.9026 | 2.7769 | 43.1994 | 1.2254 | 3.0551 | 0 | 0.032612 | 0 | 0.74789 | 0.22757 | 0 | -23.1219 | 17.3786 | -80.4629 | 0 | 0.60707 | 0 | 1.6728 | 0.15301
2025_01_11 Hr 20 | 0 | 0 | 0 | 0.23548 | 0.23548 | 0.23548 | 0.23548 | 0.23548 | 0.23548 | 0 | 0 | 0.0031592 | 0.06 | 0.0065886 | 1.6399 | 1.6399 | 12.714 | 0.83203 | 0.0016124 | 0.0058432 | 0.0039341 | 0 | 0 | 0 | 0 | 0 | 0 | 0.06302 | 0.016238 | 1.2821 | 0.53533 | 11.3876 | 2.0585 | 0 | 0.60107 | 0.79648 | 0 | 0 | 0 | 0 | -3.1558 | 0.056408 | 0 | 0 | 0 | -0.49205 | 0 | 0 | 0 | 0 | 0 | 0 | 0 | 0 | 2.2123 | 0 | 0 | 0 | -3.3188 | 0 | 0 | 0 | 0 | 0 | 0 | 0 | 0 | 0 | 0 | 0 | 0 | 0 | -2.3937 | 0 | 0 | -70.6015 | 1.822 | 0 | 5.853 | 5.9026 | 2.4287 | 43.1994 | 1.2254 | 3.0551 | 0 | 0.032612 | 0 | 0.74789 | 0.22757 | 0 | -18.9058 | 17.8566 | -76.806 | 0 | 0.60707 | 0 | 1.6728 | 0.15222
2025_01_11 Hr 21 | 0 | 0 | 0 | 0.23548 | 0.23548 | 0.23548 | 0.23548 | 0.23548 | 0.23548 | 0 | 0 | 0.0031592 | 0.06 | 0.0056767 | 1.6399 | 1.6399 | 12.714 | 0.83203 | 0.0016124 | 0.0058432 | 0.0039341 | 0 | 0 | 0 | 0 | 0 | 0 | 0.06302 | 0.016238 | 1.2821 | 0.53533 | 11.3876 | 2.0585 | 0 | 0.60107 | 0.79648 | 0 | 0 | 0 | 0 | -2.7202 | 0.056408 | 0 | 0 | 0 | -0.42365 | 0 | 0 | 0 | 0 | 0 | 0 | 0 | 0 | 1.9352 | 0 | 0 | 0 | -3.3188 | 0 | 0 | 0 | 0 | 0 | 0 | 0 | 0 | 0 | 0 | 0 | 0 | 0 | -2.3937 | 0 | 0 | -59.0123 | 1.822 | 0 | 5.853 | 5.9026 | 2.346 | 43.1994 | 1.2254 | 3.0551 | 0 | 0.032612 | 0 | 0.74789 | 0.22757 | 0 | -7.1744 | 17.4948 | -65.1485 | 0 | 0.60707 | 0 | 1.6728 | 0.15109
2025_01_11 Hr 22 | 0 | 0 | 0 | 0.23548 | 0.23548 | 0.23548 | 0.23548 | 0.23548 | 0.23548 | 0 | 0 | 0.0031592 | 0.15 | 0.012578 | 1.6399 | 1.6399 | 12.714 | 0.83203 | 0.0016124 | 0.0058432 | 0.0039341 | 0 | 0 | 0 | 0 | 0 | 0 | 0.06302 | 0.016238 | 1.2821 | 0.53533 | 11.3876 | 2.0585 | 0 | 0.60107 | 0.79648 | 0 | 0 | 0 | 0 | -2.4136 | 0.056408 | 0 | 0 | 0 | -0.37525 | 0 | 0 | 0 | 0 | 0 | 0 | 0 | 0 | 2.2123 | 0 | 0 | 0 | -3.3188 | 0 | 0 | 0 | 0 | 0 | 0 | 0 | 0 | 0 | 0 | 0 | 0 | 0 | -2.3937 | 0 | 0 | -51.6377 | 1.822 | 0 | 5.853 | 5.9026 | 2.3677 | 43.1994 | 1.2254 | 3.0551 | 0 | 0.032612 | 0 | 0.74789 | 0.22757 | 0 | 0.94971 | 17.8893 | -57.7255 | 0 | 0.60707 | 0 | 1.6728 | 0.1499
2025_01_11 Hr 23 | 0 | 0 | 0 | 0.23548 | 0.23548 | 0.23548 | 0.23548 | 0.23548 | 0.23548 | 0 | 0 | 0.0031592 | 0.21 | 0.016901 | 1.6399 | 1.6399 | 12.759 | 0.83587 | 0.0016124 | 0.0058432 | 0.0039341 | 0 | 0 | 0.3495 | 0 | 0.24325 | 0 | 0.06302 | 0.016238 | 1.2821 | 0.53533 | 11.4002 | 2.0585 | 0 | 0.60344 | 0.79648 | 0 | 0 | 0 | 0 | -2.5764 | 0.056408 | 0 | 0 | 0 | -0.36007 | 0 | 0 | 0 | 0 | 0 | 0 | 0 | 0 | 2.4888 | 0 | 0 | 0 | 0 | -2.4813 | 0 | 0 | 0 | 0 | 0 | 0 | 0 | 0 | 0 | 0 | 0 | 0 | 0 | 0 | 0 | -48.6798 | 1.822 | 0 | 5.8772 | 5.927 | 1.8454 | 43.3095 | 1.2254 | 3.0551 | 0 | 0.032612 | 0 | 0.74789 | 0.22757 | 0 | 7.5139 | 17.7091 | -50.9284 | 0 | 0.60707 | 0 | 1.6728 | 0.1488
2025_01_11 Hr 24 | 0 | 0 | 0 | 0.23548 | 0.23548 | 0.23548 | 0.23548 | 0.23548 | 0.23548 | 0 | 0 | 0.0031592 | 0.57 | 0.045875 | 1.6399 | 1.6399 | 12.759 | 0.83587 | 0.0016124 | 0.0058432 | 0.0039341 | 0 | 0 | 0.34952 | 0 | 0.24327 | 0 | 0.06302 | 0.016238 | 1.2821 | 0.53533 | 11.4002 | 2.0585 | 0 | 0.60344 | 0.79648 | 0 | 0 | 0 | 0 | -2.5575 | 0.056408 | 0 | 0 | 0 | -0.36007 | 0 | 0 | 0 | 0 | 0 | 0 | 0 | 0 | 2.8342 | 0 | 0 | 0 | 0 | -2.4813 | 0 | 0 | 0 | 0 | 0 | 0 | 0 | 0 | 0 | 0 | 0 | 0 | 0 | 0 | 0 | -47.3738 | 1.822 | 0 | 5.8772 | 5.927 | 1.6975 | 43.3095 | 1.2254 | 3.0551 | 0 | 0.032612 | 0 | 0.74789 | 0.22757 | 0 | 9.4235 | 18.2938 | -49.6223 | 0 | 0.60707 | 0 | 1.6728 | 0.1471
2025_01_12 Hr 01 | 0 | 0 | 0 | 0.23548 | 0.23548 | 0.23548 | 0.23548 | 0.23548 | 0.23548 | 0 | 0 | 0.0031592 | 1.08 | 0.086921 | 1.6399 | 1.6399 | 12.759 | 0 | 0.0016124 | 0.0058432 | 0.0039341 | 0 | 0 | 0.34952 | 0 | 0.24327 | 0 | 0.06302 | 0.016238 | 1.2821 | 0.53533 | 11.4002 | 2.0585 | 0 | 0.60344 | 0.79648 | 0 | 0 | 0 | 0 | -2.7058 | 0.056408 | 0 | 0 | 0 | -0.36007 | 0 | 0 | 0 | 0 | 0 | 0 | 0 | 0 | 2.4882 | 0 | 0 | 0 | 0 | -2.4813 | 0 | 0 | 0 | 0 | 0 | 0 | 0 | 0 | 0 | 0 | 0 | 0 | 0 | 0 | 0 | -44.6534 | 1.822 | 0 | 5.8772 | 5.927 | 2.1762 | 42.4736 | 1.2254 | 3.0551 | 0 | 0.032612 | 0 | 0.74789 | 0.22757 | 0 | 11.8424 | 18.9764 | -46.9019 | 0 | 0.60707 | 0 | 1.6728 | 0.14594
2025_01_12 Hr 02 | 0 | 0 | 0 | 0.23548 | 0.23548 | 0.23548 | 0.23548 | 0.23548 | 0.23548 | 0 | 0 | 0.0031592 | 1.5 | 0.11914 | 1.6399 | 1.6399 | 12.759 | 0 | 0.0016124 | 0.0058432 | 0.0039341 | 0 | 0 | 0.32123 | 0 | 0.21498 | 0 | 0.06302 | 0.016238 | 1.2821 | 0.53533 | 11.4002 | 2.0585 | 0 | 0.60344 | 0.79648 | 0 | 0 | 0 | 0 | -2.6877 | 0.056408 | 0 | 0 | 0 | -0.35532 | 0 | 0 | 0 | 0 | 0 | 0 | 0 | 0 | 2.8342 | 0 | 0 | 0 | 0 | -2.4813 | 0 | 0 | 0 | 0 | 0 | 0 | 0 | 0 | 0 | 0 | 0 | 0 | 0 | 0 | 0 | -45.8918 | 1.822 | 0 | 5.8772 | 5.927 | 2.3895 | 42.4736 | 1.2254 | 3.0551 | 0 | 0.032612 | 0 | 0.74789 | 0.22757 | 0 | 11.581 | 19.9873 | -48.1921 | 0 | 0.60707 | 0 | 1.6728 | 0.14524
2025_01_12 Hr 03 | 0 | 0 | 0 | 0.23548 | 0.23548 | 0.23548 | 0.23548 | 0.23548 | 0.23548 | 0 | 0 | 0.0031592 | 1.5 | 0.11889 | 1.6399 | 1.6399 | 12.759 | 0 | 0.0016124 | 0.0058432 | 0.0039341 | 0 | 0 | 0.31683 | 0 | 0.21058 | 0 | 0.06302 | 0.016238 | 1.2821 | 0.53533 | 11.4002 | 2.0585 | 0 | 0.60344 | 0.79648 | 0 | 0 | 0 | 0 | -2.6438 | 0.056408 | 0 | 0 | 0 | -0.35458 | 0 | 0 | 0 | 0 | 0 | 0 | 0 | 0 | 3.4567 | 0 | 0 | 0 | 0 | -2.4813 | 0 | 0 | 0 | 0 | 0 | 0 | 0 | 0 | 0 | 0 | 0 | 0 | 0 | 0 | 0 | -48.6538 | 1.822 | 0 | 5.8772 | 5.927 | 2.4678 | 42.4736 | 1.2254 | 3.0551 | 0 | 0.032612 | 0 | 0.74789 | 0.22757 | 0 | 9.5557 | 20.6881 | -50.9622 | 0 | 0.60707 | 0 | 1.6728 | 0.14552
2025_01_12 Hr 04 | 0 | 0 | 0 | 0.23548 | 0.23548 | 0.23548 | 0.23548 | 0.23548 | 0.23548 | 0 | 0 | 0.0031592 | 1.29 | 0.10351 | 1.6399 | 1.6399 | 12.759 | 0 | 0.0016124 | 0.0058432 | 0.0039341 | 0 | 0 | 0.34302 | 0 | 0.23677 | 0 | 0.06302 | 0.016238 | 1.2821 | 0.53533 | 11.4002 | 2.0585 | 0 | 0.60344 | 0.79648 | 0 | 0 | 0 | 0 | -2.6831 | 0.056408 | 0 | 0 | 0 | -0.35898 | 0 | 0 | 0 | 0 | 0 | 0 | 0 | 0 | 4.009 | 0 | 0 | 0 | 0 | -2.4813 | 0 | 0 | 0 | 0 | 0 | 0 | 0 | 0 | 0 | 0 | 0 | 0 | 0 | 0 | 0 | -50.8599 | 1.822 | 0 | 5.8772 | 5.927 | 2.5462 | 42.4736 | 1.2254 | 3.0551 | 0 | 0.032612 | 0 | 0.74789 | 0.22757 | 0 | 7.7639 | 21.0938 | -53.1204 | 0 | 0.60707 | 0 | 1.6728 | 0.14591
2025_01_12 Hr 05 | 0 | 0 | 0 | 0.23548 | 0.23548 | 0.23548 | 0.23548 | 0.23548 | 0.23548 | 0 | 0 | 0.0031592 | 1.29 | 0.10329 | 1.6399 | 1.6399 | 12.759 | 0 | 0.0016124 | 0.0058432 | 0.0039341 | 0 | 0 | 0.33848 | 0 | 0.23223 | 0 | 0.06302 | 0.016238 | 1.2821 | 0.53533 | 11.4002 | 2.0585 | 0 | 0.60344 | 0.79648 | 0 | 0 | 0 | 0 | -2.6954 | 0.056408 | 0 | 0 | 0 | -0.35821 | 0 | 0 | 0 | 0 | 0 | 0 | 0 | 0 | 4.2861 | 0 | 0 | 0 | 0 | -2.4813 | 0 | 0 | 0 | 0 | 0 | 0 | 0 | 0 | 0 | 0 | 0 | 0 | 0 | 0 | 0 | -53.5885 | 1.822 | 0 | 5.8772 | 5.927 | 2.4461 | 42.4736 | 1.2254 | 3.0551 | 0 | 0.032612 | 0 | 0.74789 | 0.22757 | 0 | 5.1925 | 21.2716 | -55.8573 | 0 | 0.60707 | 0 | 1.6728 | 0.147
2025_01_12 Hr 06 | 0 | 0 | 0 | 0.23548 | 0.23548 | 0.23548 | 0.23548 | 0.23548 | 0.23548 | 0 | 0 | 0.0031592 | 1.38 | 0.1137 | 1.6399 | 1.6399 | 12.759 | 0 | 0.0016124 | 0.0058432 | 0.0039341 | 0 | 0 | 0.40075 | 0 | 0.2945 | 0 | 0.06302 | 0.016238 | 1.2821 | 0.53533 | 11.4002 | 2.0585 | 0 | 0.60344 | 0.79648 | 0 | 0 | 0 | 0 | -2.6841 | 0.056408 | 0 | 0 | 0 | -0.36868 | 0 | 0 | 0 | 0 | 0 | 0 | 0 | 0 | 4.2861 | 0 | 0 | 0 | 0 | -2.4813 | 0 | 0 | 0 | 0 | 0 | 0 | 0 | 0 | 0 | 0 | 0 | 0 | 0 | 0 | 0 | -54.4038 | 1.822 | 0 | 5.8772 | 5.927 | 2.2372 | 42.4736 | 1.2254 | 3.0551 | 0 | 0.032612 | 0 | 0.74789 | 0.22757 | 0 | 4.3947 | 21.1637 | -56.5585 | 0 | 0.60707 | 0 | 1.6728 | 0.14756
2025_01_12 Hr 07 | 0 | 0 | 0 | 0.23548 | 0.23548 | 0.23548 | 0.23548 | 0.23548 | 0.23548 | 0 | 0 | 0.0031592 | 1.35 | 0.10165 | 1.6399 | 1.6399 | 12.714 | 0 | 0.0016124 | 0.0058432 | 0.0039341 | 0 | 0 | 0.21057 | 0 | 0.10432 | 0 | 0.06302 | 0.016238 | 1.2721 | 0.53533 | 11.3876 | 2.0585 | 0 | 0.60107 | 0.79648 | 0 | 0 | 0 | 0.11132 | -1.7864 | 0.056408 | 0 | 0 | 0 | -0.33673 | 0 | 0 | 0 | 0 | 0 | 0 | 0 | 0 | 4.0096 | 0 | 0 | 0 | 0 | -2.4813 | 0 | 0 | 0 | 0 | 0 | 0 | 0 | 0 | 0 | 0 | 0 | 0 | 0 | 0 | 0 | -51.8506 | 1.822 | 0 | 5.5492 | 5.5973 | 2.1893 | 41.7482 | 1.2254 | 3.0551 | 0 | 0.032612 | 0 | 0.74789 | 0.22757 | 0 | 6.5156 | 20.7962 | -54.3537 | 0 | 0.60707 | 0 | 1.6728 | 0.14883
2025_01_12 Hr 08 | 0.022667 | 0 | 0 | 0.23548 | 0.23548 | 0.23548 | 0.23548 | 0.23548 | 0.23548 | 0 | 0 | 0.0031592 | 1.77 | 0.13635 | 1.6399 | 1.6399 | 12.714 | 0 | 0.0016124 | 0.0058432 | 0.0039341 | 0 | 0 | 0.25714 | 0 | 0.15089 | 0 | 0.06302 | 0.016238 | 1.165 | 0.53533 | 11.3876 | 2.0585 | 0 | 0.60107 | 0.79648 | 0 | 0 | 0 | 0.087381 | -1.1126 | 0.056408 | 0 | 0 | 0 | -0.34455 | 0 | 0 | 0 | 0 | 0 | 0 | 0 | 0 | 3.6642 | 0 | 0 | 0 | 0 | -2.4813 | 0 | 0 | 0 | 0 | 0 | 0 | 0 | 0 | 0 | 0 | 0 | 0 | 0 | 0 | 0 | -50.2058 | 1.822 | 0 | 5.416 | 5.4619 | 2.3373 | 41.3725 | 1.2254 | 3.0551 | 0 | 0.032612 | -0.022667 | 0.74789 | 0.22757 | 0 | 8.779 | 21.0779 | -52.6462 | 0 | 0.60707 | 0 | 1.6728 | 0.15066
2025_01_12 Hr 09 | 0 | 0 | 0 | 0.23548 | 0.23548 | 0.23548 | 0.23548 | 0.23548 | 0.23548 | 0 | 0 | 0.0031592 | 1.95 | 0.14536 | 1.6399 | 1.6399 | 12.714 | 0.83203 | 0.0016124 | 0.0058432 | 0.0039341 | 0 | 0 | 0.19052 | 0 | 0.08427 | 0 | 0.06302 | 0.016238 | 1.1717 | 0.53533 | 11.3876 | 2.0585 | 0 | 0.60107 | 0.79648 | 0 | 0 | 0 | 0.19054 | -1.1993 | 0.056408 | 0 | 0 | 0 | -0.33336 | 0 | 0 | 0 | 0 | 0 | 0 | 0 | 0 | 4.0108 | 0 | 0 | 0 | 0 | -2.4813 | 0 | 0 | 0 | 0 | 0 | 0 | 0 | 0 | 0 | 0 | 0 | 0 | 0 | 0 | 0 | -57.2885 | 1.822 | 0 | 5.5035 | 5.55 | 2.7377 | 42.3869 | 1.2254 | 3.0551 | 0 | 0.032612 | 0 | 0.74789 | 0.22757 | 0 | 3.5428 | 21.993 | -59.8283 | 0 | 0.60707 | 0 | 1.6728 | 0.15232
2025_01_12 Hr 10 | 0.36355 | 1.2413e-06 | 0 | 0.23548 | 0.23548 | 0.23548 | 0.23548 | 0.23548 | 0.23548 | 0 | 0 | 0.0031592 | 1.95 | 0.15061 | 1.6399 | 1.6399 | 12.714 | 0.83203 | 0.0016124 | 0.0058432 | 0.0039341 | 0 | 0 | 0.26259 | 0 | 0.15634 | 0 | 0.06302 | 0.016238 | 1.247 | 0.53533 | 11.3876 | 2.0585 | 0 | 0.60107 | 0.79648 | 0 | 0 | 0 | 0.15544 | -1.3414 | 0.056408 | 0 | 0 | 0 | -0.34547 | 0 | 0 | 0 | 0 | 0 | 0 | 0 | 0 | 3.9418 | 0 | 0 | 0 | 0 | -2.4813 | 0 | 0 | 0 | 0 | 0 | 0 | 0 | 0 | 0 | 0 | 0 | 0 | 0 | 0 | 0 | -56.5727 | 1.822 | 0 | 5.3743 | 5.421 | 2.89 | 42.204 | 1.2254 | 3.0551 | 0 | 0.032612 | -0.36355 | 0.74789 | 0.22757 | 0 | 4.1192 | 22.4452 | -59.344 | 0 | 0.60707 | 0 | 1.6728 | 0.15233
2025_01_12 Hr 11 | 0.31807 | 1.2453e-05 | 0 | 0.23548 | 0.23548 | 0.23548 | 0.23548 | 0.23548 | 0.23548 | 0 | 0 | 0.0031592 | 1.41 | 0.10926 | 1.6399 | 1.6399 | 12.714 | 0.83203 | 0.0016124 | 0.0058432 | 0.0039341 | 0 | 0 | 0.26933 | 0 | 0.16308 | 0 | 0.06302 | 0.016238 | 1.2721 | 0.53533 | 11.3876 | 2.0585 | 0 | 0.60107 | 0.79648 | 0 | 0 | 0 | 0.04571 | -1.5246 | 0.056408 | 0 | 0 | 0 | -0.3466 | 0 | 0 | 0 | 0 | 0 | 0 | 0 | 0 | 2.2807 | 0 | 0 | 0 | 0 | -2.4813 | 0 | 0 | 0 | 0 | 0 | 0 | 0 | 0 | 0 | 0 | 0 | 0 | 0 | 0 | 0 | -56.571 | 1.822 | 0 | 5.5048 | 5.5521 | 3.0206 | 42.4907 | 1.2254 | 3.0551 | 0 | 0.032612 | -0.31807 | 0.74789 | 0.22757 | 0 | 2.0153 | 20.288 | -59.2845 | 0 | 0.60707 | 0 | 1.6728 | 0.15258
2025_01_12 Hr 12 | 0.27208 | 5.5282e-05 | 0 | 0.23548 | 0.23548 | 0.23548 | 0.23548 | 0.23548 | 0.23548 | 0 | 0 | 0.0031592 | 1.02 | 0.079741 | 1.6399 | 1.6399 | 12.714 | 0.83203 | 0.0016124 | 0.0058432 | 0.0039341 | 0 | 0 | 0.28778 | 0 | 0.18153 | 0 | 0.06302 | 0.016238 | 1.2654 | 0.53533 | 11.3876 | 2.0585 | 0 | 0.60107 | 0.79648 | 0 | 0 | 0 | 0.098484 | -1.8958 | 0.056408 | 0 | 0 | 0 | -0.3497 | 0 | 0 | 0 | 0 | 0 | 0 | 0 | 0 | 2.1427 | 0 | 0 | 0 | 0 | -2.4813 | 0 | 0 | 0 | 0 | 0 | 0 | 0 | 0 | 0 | 0 | 0 | 0 | 0 | 0 | 0 | -49.5049 | 1.822 | 0 | 5.6366 | 5.6854 | 2.4678 | 42.7491 | 1.2254 | 3.0551 | 0 | 0.032612 | -0.27208 | 0.74789 | 0.22757 | 0 | 7.944 | 19.1308 | -52.1386 | 0 | 0.60707 | 0 | 1.6728 | 0.15151
2025_01_12 Hr 13 | 0.24927 | 6.4531e-05 | 0 | 0.23548 | 0.23548 | 0.23548 | 0.23548 | 0.23548 | 0.23548 | 0 | 0 | 0.0031592 | 0.84 | 0.067456 | 1.6399 | 1.6399 | 12.714 | 0.83203 | 0.0016124 | 0.0058432 | 0.0039341 | 0 | 0 | 0.34477 | 0 | 0.23852 | 0 | 0.06302 | 0.016238 | 1.2821 | 0.53533 | 11.3876 | 2.0585 | 0 | 0.60107 | 0.79648 | 0 | 0 | 0 | 0 | -2.3014 | 0.056408 | 0 | 0 | 0 | -0.35927 | 0 | 0 | 0 | 0 | 0 | 0 | 0 | 0 | 1.9364 | 0 | 0 | 0 | 0 | -2.4813 | 0 | 0 | 0 | 0 | 0 | 0 | 0 | 0 | 0 | 0 | 0 | 0 | 0 | 0 | 0 | -46.6705 | 1.822 | 0 | 5.853 | 5.9026 | 1.7366 | 43.1994 | 1.2254 | 3.0551 | 0 | 0.032612 | -0.24927 | 0.74789 | 0.22757 | 0 | 9.6987 | 17.9777 | -49.177 | 0 | 0.60707 | 0 | 1.6728 | 0.151
2025_01_12 Hr 14 | 0.22653 | 6.1901e-05 | 0 | 0.23548 | 0.23548 | 0.23548 | 0.23548 | 0.23548 | 0.23548 | 0 | 0 | 0.0031592 | 0.48 | 0.038516 | 1.6399 | 1.6399 | 12.714 | 0.83203 | 0.0016124 | 0.0058432 | 0.0039341 | 0 | 0 | 0.3431 | 0 | 0.23686 | 0 | 0.06302 | 0.016238 | 1.2821 | 0.53533 | 11.3876 | 2.0585 | 0 | 0.60107 | 0.79648 | 0 | 0 | 0 | 0 | -2.2995 | 0.056408 | 0 | 0 | 0 | -0.35899 | 0 | 0 | 0 | 0 | 0 | 0 | 0 | 0 | 1.6594 | 0 | 0 | 0 | 0 | -2.4813 | 0 | 0 | 0 | 0 | 0 | 0 | 0 | 0 | 0 | 0 | 0 | 0 | 0 | 0 | 0 | -46.0446 | 1.822 | 0 | 5.853 | 5.9026 | 1.7758 | 43.1994 | 1.2254 | 3.0551 | 0 | 0.032612 | -0.22653 | 0.74789 | 0.22757 | 0 | 9.6967 | 17.3281 | -48.5314 | 0 | 0.60707 | 0 | 1.6728 | 0.15104
2025_01_12 Hr 15 | 0.24934 | 8.8412e-05 | 0 | 0.23548 | 0.23548 | 0.23548 | 0.23548 | 0.23548 | 0.23548 | 0 | 0 | 0.0031592 | 0.48 | 0.04259 | 1.6399 | 1.6399 | 12.714 | 0.55469 | 0.0016124 | 0.0058432 | 0.0039341 | 0 | 0 | 0.57041 | 0 | 0.46416 | 0 | 0.06302 | 0.016238 | 1.2068 | 0.53533 | 11.3876 | 2.0585 | 0 | 0.60107 | 0.79648 | 0 | 0 | 0 | 0.33957 | -1.2194 | 0.056408 | 0 | 0 | 0 | -0.39718 | 0 | 0 | 0 | 0 | 0 | 0 | 0 | 0 | 2.0024 | 0 | 0 | 0 | 0 | -2.4813 | 0 | 0 | 0 | 0 | 0 | 0 | 0 | 0 | 0 | 0 | 0 | 0 | 0 | 0 | 0 | -45.5625 | 1.822 | 0 | 5.3703 | 5.4146 | 2.0544 | 41.8761 | 1.2254 | 3.0551 | 0 | 0.032612 | -0.24934 | 0.74789 | 0.22757 | 0 | 11.316 | 17.9755 | -47.6557 | 0 | 0.60707 | 0 | 1.6728 | 0.1499
2025_01_12 Hr 16 | 0.1586 | 5.4988e-05 | 0 | 0.23548 | 0.23548 | 0.23548 | 0.23548 | 0.23548 | 0.23548 | 0 | 0 | 0.0031592 | 0.75 | 0.064153 | 1.6399 | 1.6399 | 12.714 | 0.83203 | 0.0016124 | 0.0058432 | 0.0039341 | 0 | 0 | 0.48494 | 0 | 0.37869 | 0 | 0.06302 | 0.016238 | 1.247 | 0.53533 | 11.3876 | 2.0585 | 0 | 0.60107 | 0.79648 | 0 | 0 | 0 | 0.57225 | -2.3958 | 0.056408 | 0 | 0 | 0 | -0.38282 | 0 | 0 | 0 | 0 | 0 | 0 | 0 | 0 | 2.1427 | 0 | 0 | 0 | 0 | -2.4813 | 0 | 0 | 0 | 0 | 0 | 0 | 0 | 0 | 0 | 0 | 0 | 0 | 0 | 0 | 0 | -50.7117 | 1.822 | 0 | 5.4618 | 5.5091 | 2.6594 | 42.3796 | 1.2254 | 3.0551 | 0 | 0.032612 | -0.1586 | 0.74789 | 0.22757 | 0 | 6.6075 | 18.9222 | -52.8707 | 0 | 0.60707 | 0 | 1.6728 | 0.15052
2025_01_12 Hr 17 | 0.022667 | 3.2104e-05 | 0 | 0.23548 | 0.23548 | 0.23548 | 0.23548 | 0.23548 | 0.23548 | 0 | 0 | 0.0031592 | 0.93 | 0.097776 | 1.6399 | 1.6399 | 12.714 | 0.83203 | 0.0016124 | 0.0058432 | 0.0039341 | 0 | 0 | 1.0099 | 0 | 0.90363 | 0 | 0.06302 | 0.016238 | 1.2821 | 0.53533 | 11.3876 | 2.0585 | 0 | 0.60107 | 0.79648 | 0 | 0 | 0 | 0 | -3.0854 | 0.056408 | 0 | 0 | 0 | -0.47101 | 0 | 0 | 0 | 0 | 0 | 0 | 0 | 0 | 2.5577 | 0 | 0 | 0 | 0 | -2.4813 | 0 | 0 | 0 | 0 | 0 | 0 | 0 | 0 | 0 | 0 | 0 | 0 | 0 | 0 | 0 | -71.6442 | 1.822 | 0 | 5.853 | 5.9026 | 2.3068 | 43.1994 | 1.2254 | 3.0551 | 0 | 0.032612 | -0.022667 | 0.74789 | 0.22757 | 0 | -13.5269 | 19.0646 | -72.7056 | 0 | 0.60707 | 0 | 1.6728 | 0.15279
2025_01_12 Hr 18 | 0 | 0 | 0 | 0.23548 | 0.23548 | 0.23548 | 0.23548 | 0.23548 | 0.23548 | 0 | 0 | 0.0031592 | 1.47 | 0.13488 | 1.6399 | 1.6399 | 12.714 | 0.83203 | 0.0016124 | 0.0058432 | 0.0039341 | 0 | 0 | 0.6514 | 0 | 0.54515 | 0 | 0.06302 | 0.016238 | 1.2821 | 0.53533 | 11.3876 | 2.0585 | 0 | 0.60107 | 0.79648 | 0 | 0 | 0 | 0 | -2.7034 | 0.056408 | 0 | 0 | 0 | -0.41078 | 0 | 0 | 0 | 0 | 0 | 0 | 0 | 0 | 3.32 | 0 | 0 | 0 | 0 | -2.4813 | 0 | 0 | 0 | 0 | 0 | 0 | 0 | 0 | 0 | 0 | 0 | 0 | 0 | 0 | 0 | -65.853 | 1.822 | 0 | 5.853 | 5.9026 | 1.5756 | 43.1994 | 1.2254 | 3.0551 | 0 | 0.032612 | 0 | 0.74789 | 0.22757 | 0 | -7.4 | 19.6525 | -67.5485 | 0 | 0.60707 | 0 | 1.6728 | 0.15521
2025_01_12 Hr 19 | 0 | 0 | 0 | 0.23548 | 0.23548 | 0.23548 | 0.23548 | 0.23548 | 0.23548 | 0 | 0 | 0.0031592 | 1.77 | 0.16535 | 1.6399 | 1.6399 | 12.714 | 0.83203 | 0.0016124 | 0.0058432 | 0.0039341 | 0 | 0 | 0.69598 | 0 | 0.58973 | 0 | 0.06302 | 0.016238 | 1.2821 | 0.53533 | 11.3876 | 2.0585 | 0 | 0.60107 | 0.79648 | 0 | 0 | 0 | 0 | -2.6925 | 0.056408 | 0 | 0 | 0 | -0.41827 | 0 | 0 | 0 | 0 | 0 | 0 | 0 | 0 | 2.5577 | 0 | 0 | 0 | 0 | -2.4813 | 0 | 0 | 0 | 0 | 0 | 0 | 0 | 0 | 0 | 0 | 0 | 0 | 0 | 0 | 0 | -71.5292 | 1.822 | 0 | 5.853 | 5.9026 | 1.828 | 43.1994 | 1.2254 | 3.0551 | 0 | 0.032612 | 0 | 0.74789 | 0.22757 | 0 | -13.163 | 19.4731 | -73.1431 | 0 | 0.60707 | 0 | 1.6728 | 0.15515
2025_01_12 Hr 20 | 0 | 0 | 0 | 0.23548 | 0.23548 | 0.23548 | 0.23548 | 0.23548 | 0.23548 | 0 | 0 | 0.0031592 | 1.71 | 0.12003 | 1.6399 | 1.6399 | 12.714 | 0.83203 | 0.0016124 | 0.0058432 | 0.0039341 | 0 | 0 | 0.073931 | 0 | -0.032319 | 0 | 0.06302 | 0.016238 | 0.68962 | 0.53533 | 11.3876 | 2.0585 | 0 | 0.60107 | 0.79648 | 0 | 0 | 0 | 1.0942 | 0 | 0.056408 | 0 | 0 | 0 | -0.31377 | 0 | 0 | 0 | 0 | 0 | 0 | 0 | 0 | 2.4888 | 0 | 0 | 0 | 0 | -2.4813 | 0 | 0 | 0 | 0 | 0 | 0 | 0 | 0 | 0 | 0 | 0 | 0 | 0 | 0 | 0 | -47.1786 | 1.822 | 0 | 4.8042 | 4.8449 | 2.1893 | 40.5003 | 1.2254 | 3.0551 | 0 | 0.032612 | 0 | 0.74789 | 0.22757 | 0 | 11.3218 | 19.6593 | -49.932 | 0 | 0.60707 | 0 | 1.6728 | 0.15443
2025_01_12 Hr 21 | 0 | 0 | 0 | 0.23548 | 0.23548 | 0.23548 | 0.23548 | 0.23548 | 0.23548 | 0 | 0 | 0.0031592 | 1.95 | 0.1439 | 1.6399 | 1.6399 | 12.714 | 0.83203 | 0.0016124 | 0.0058432 | 0.0039341 | 0 | 0 | 0.1704 | 0 | 0.06415 | 0 | 0.06302 | 0.016238 | 0.93072 | 0.53533 | 11.3876 | 2.0585 | 0 | 0.60107 | 0.79648 | 0 | 0 | 0 | 0.11534 | -0.7962 | 0.056408 | 0 | 0 | 0 | -0.32998 | 0 | 0 | 0 | 0 | 0 | 0 | 0 | 0 | 2.9727 | 0 | 0 | 0 | 0 | -2.4813 | 0 | 0 | 0 | 0 | 0 | 0 | 0 | 0 | 0 | 0 | 0 | 0 | 0 | 0 | 0 | -55.2672 | 1.822 | 0 | 5.6783 | 5.7263 | 1.9368 | 42.497 | 1.2254 | 3.0551 | 0 | 0.032612 | 0 | 0.74789 | 0.22757 | 0 | 4.1258 | 20.1536 | -57.8439 | 0 | 0.60707 | 0 | 1.6728 | 0.15328
2025_01_12 Hr 22 | 0 | 0 | 0 | 0.23548 | 0.23548 | 0.23548 | 0.23548 | 0.23548 | 0.23548 | 0 | 0 | 0.0031592 | 1.86 | 0.13816 | 1.6399 | 1.6399 | 12.714 | 0.83203 | 0.0016124 | 0.0058432 | 0.0039341 | 0 | 0 | 0.18338 | 0 | 0.07713 | 0 | 0.06302 | 0.016238 | 1.1718 | 0.53533 | 11.3876 | 2.0585 | 0 | 0.60107 | 0.79648 | 0 | 0 | 0 | 0.079201 | -1.2645 | 0.056408 | 0 | 0 | 0 | -0.33216 | 0 | 0 | 0 | 0 | 0 | 0 | 0 | 0 | 3.1106 | 0 | 0 | 0 | 0 | -2.4813 | 0 | 0 | 0 | 0 | 0 | 0 | 0 | 0 | 0 | 0 | 0 | 0 | 0 | 0 | 0 | -53.6356 | 1.822 | 0 | 5.5492 | 5.5973 | 1.593 | 42.4798 | 1.2254 | 3.0551 | 0 | 0.032612 | 0 | 0.74789 | 0.22757 | 0 | 4.9563 | 19.8503 | -56.1885 | 0 | 0.60707 | 0 | 1.6728 | 0.15164
2025_01_12 Hr 23 | 0 | 0 | 0 | 0.23548 | 0.23548 | 0.23548 | 0.23548 | 0.23548 | 0.23548 | 0 | 0 | 0.0031592 | 1.77 | 0.14245 | 1.6399 | 1.6399 | 12.759 | 0.83587 | 0.0016124 | 0.0058432 | 0.0039341 | 0 | 0 | 0.3495 | 0 | 0.24325 | 0 | 0.06302 | 0.016238 | 1.2821 | 0.53533 | 11.4002 | 2.0585 | 0 | 0.60344 | 0.79648 | 0 | 0 | 0 | 0 | -2.6377 | 0.056408 | 0 | 0 | 0 | -0.36007 | 0 | 0 | 0 | 0 | 0 | 0 | 0 | 0 | 3.1106 | 0 | 0 | 0 | 0 | -2.4813 | 0 | 0 | 0 | 0 | 0 | 0 | 0 | 0 | 0 | 0 | 0 | 0 | 0 | 0 | 0 | -52.5313 | 1.822 | 0 | 5.8772 | 5.927 | 1.8672 | 43.3095 | 1.2254 | 3.0551 | 0 | 0.032612 | 0 | 0.74789 | 0.22757 | 0 | 5.9309 | 20.039 | -54.7798 | 0 | 0.60707 | 0 | 1.6728 | 0.14952
2025_01_12 Hr 24 | 0 | 0 | 0 | 0.23548 | 0.23548 | 0.23548 | 0.23548 | 0.23548 | 0.23548 | 0 | 0 | 0.0031592 | 1.8 | 0.14331 | 1.6399 | 1.6399 | 12.759 | 0.83587 | 0.0016124 | 0.0058432 | 0.0039341 | 0 | 0 | 0.32631 | 0 | 0.22006 | 0 | 0.06302 | 0.016238 | 1.2821 | 0.53533 | 11.4002 | 2.0585 | 0 | 0.60344 | 0.79648 | 0 | 0 | 0 | 0 | -2.547 | 0.056408 | 0 | 0 | 0 | -0.35617 | 0 | 0 | 0 | 0 | 0 | 0 | 0 | 0 | 3.3181 | 0 | 0 | 0 | 0 | -2.4813 | 0 | 0 | 0 | 0 | 0 | 0 | 0 | 0 | 0 | 0 | 0 | 0 | 0 | 0 | 0 | -50.6797 | 1.822 | 0 | 5.8772 | 5.927 | 1.6452 | 43.3095 | 1.2254 | 3.0551 | 0 | 0.032612 | 0 | 0.74789 | 0.22757 | 0 | 7.8453 | 20.0536 | -52.9707 | 0 | 0.60707 | 0 | 1.6728 | 0.14768
2025_01_13 Hr 01 | 0 | 0 | 0 | 0 | 0 | 0 | 0 | 0 | 0 | 0 | 0 | 0.0031592 | 1.92 | 0.14002 | 1.6399 | 1.6399 | 12.759 | 0 | 0.0016124 | 0.0058432 | 0.0039341 | 0 | 0 | 0.14719 | 0 | 0.040938 | 0 | 0.06302 | 0.016238 | 1.2821 | 0 | 11.4002 | 2.0585 | 0 | 0.60344 | 0.79648 | 0 | 0 | 0 | 0 | -2.4577 | 0.056408 | 0 | 0.0046883 | 0 | -0.32608 | 0 | 0 | 0 | 0 | 0 | 0 | 0 | 0 | 2.9031 | 0 | 0 | 0 | 0 | -2.4813 | 0 | 0 | 0 | 0 | 0 | 0 | 0 | 0 | 0 | 0 | 0 | 0 | 0 | 0 | 0 | -38.739 | 1.822 | 0 | 5.8772 | 5.927 | 1.8063 | 40.5254 | 1.2254 | 3.0551 | 0 | 0.032612 | 0 | 0.74789 | 0.22757 | 0 | 16.6255 | 19.916 | -41.3582 | 0 | 0.60707 | 0 | 1.6728 | 0.1474
2025_01_13 Hr 02 | 0 | 0 | 0 | 0 | 0 | 0 | 0 | 0 | 0 | 0 | 0 | 0.0031592 | 1.83 | 0.12845 | 1.6399 | 1.6399 | 12.759 | 0 | 0.0016124 | 0.0058432 | 0.0039341 | 0 | 0 | 0.073931 | 0 | -0.032319 | 0 | 0.06302 | 0.016238 | 0.68962 | 0 | 11.4002 | 2.0585 | 0 | 0.60344 | 0.79648 | 0 | 0 | 0 | 0 | -0.93334 | 0.056408 | 0 | 0.0045124 | 0 | -0.31377 | 0 | 0 | 0 | 0 | 0 | 0 | 0 | 0 | 2.2117 | 0 | 0 | 0 | 0 | -2.4813 | 0 | 0 | 0 | 0 | 0 | 0 | 0 | 0 | 0 | 0 | 0 | 0 | 0 | 0 | 0 | -29.5305 | 1.822 | 0 | 4.851 | 4.8921 | 1.5451 | 37.8719 | 1.2254 | 3.0551 | 0 | 0.032612 | 0 | 0.74789 | 0.22757 | 0 | 23.5163 | 18.8617 | -32.2839 | 0 | 0.60707 | 0 | 1.6728 | 0.14725
2025_01_13 Hr 03 | 0 | 0 | 0 | 0 | 0 | 0 | 0 | 0 | 0 | 0 | 0 | 0.0031592 | 1.53 | 0.11158 | 1.6399 | 1.6399 | 12.759 | 0 | 0.0016124 | 0.0058432 | 0.0039341 | 0 | 0 | 0.14723 | 0 | 0.04098 | 0 | 0.06302 | 0.016238 | 0.93076 | 0 | 11.4002 | 2.0585 | 0 | 0.60344 | 0.79648 | 0 | 0 | 0 | 0 | -2.9992 | 0.056408 | 0 | 0.0046884 | 0 | -0.32608 | 0 | 0 | 0 | 0 | 0 | 0 | 0 | 0 | 2.4888 | 0 | 0 | 0 | 0 | -2.4813 | 0 | 0 | 0 | 0 | 0 | 0 | 0 | 0 | 0 | 0 | 0 | 0 | 0 | 0 | 0 | -35.5414 | 1.822 | 0 | 5.8349 | 5.8839 | 1.4145 | 40.0887 | 1.2254 | 3.0551 | 0 | 0.032612 | 0 | 0.74789 | 0.22757 | 0 | 17.6202 | 18.6913 | -38.1605 | 0 | 0.60707 | 0 | 1.6728 | 0.14718
2025_01_13 Hr 04 | 0 | 0 | 0 | 0 | 0 | 0 | 0 | 0 | 0 | 0 | 0 | 0.0031592 | 0.93 | 0.067851 | 1.6399 | 1.6399 | 12.759 | 0 | 0.0016124 | 0.0058432 | 0.0039341 | 0 | 0 | 0.14797 | 0 | 0.041724 | 0 | 0.06302 | 0.016238 | 1.1719 | 0 | 11.4002 | 2.0585 | 0 | 0.60344 | 0.79648 | 0 | 0 | 0 | 0 | -2.4847 | 0.056408 | 0 | 0.0046901 | 0 | -0.32621 | 0 | 0 | 0 | 0 | 0 | 0 | 0 | 0 | 2.6957 | 0 | 0 | 0 | 0 | -2.4813 | 0 | 0 | 0 | 0 | 0 | 0 | 0 | 0 | 0 | 0 | 0 | 0 | 0 | 0 | 0 | -32.919 | 1.822 | 0 | 5.5784 | 5.6252 | 0.79215 | 39.8146 | 1.2254 | 3.0551 | 0 | 0.032612 | 0 | 0.74789 | 0.22757 | 0 | 19.4256 | 17.6325 | -35.5367 | 0 | 0.60707 | 0 | 1.6728 | 0.14769
2025_01_13 Hr 05 | 0 | 0 | 0 | 0.23548 | 0.23548 | 0.23548 | 0.23548 | 0.23548 | 0.23548 | 0 | 0 | 0.0031592 | 0.72 | 0.054662 | 1.6399 | 1.6399 | 12.759 | 0 | 0.0016124 | 0.0058432 | 0.0039341 | 0 | 0 | 0.22729 | 0 | 0.12104 | 0 | 0.06302 | 0.016238 | 1.257 | 0.68496 | 11.4002 | 2.0585 | 0 | 0.60344 | 0.79648 | 0 | 0 | 0 | 0.070364 | -2.2051 | 0.056408 | 0 | 0 | 0 | -0.33953 | 0 | 0 | 0 | 0 | 0 | 0 | 0 | 0 | 3.0411 | 0 | 0 | 0 | 0 | -2.4813 | 0 | 0 | 0 | 0 | 0 | 0 | 0 | 0 | 0 | 0 | 0 | 0 | 0 | 0 | 0 | -36.5102 | 1.822 | 0 | 5.5775 | 5.6251 | 0.531 | 41.8469 | 1.2254 | 3.0551 | 0 | 0.032612 | 0 | 0.74789 | 0.22757 | 0 | 18.2243 | 17.4948 | -38.9826 | 0 | 0.60707 | 0 | 1.6728 | 0.14887
2025_01_13 Hr 06 | 0 | 0 | 0 | 0.23548 | 0.23548 | 0.23548 | 0.23548 | 0.23548 | 0.23548 | 0 | 0 | 0.0031592 | 0.69 | 0.056601 | 1.6399 | 1.6399 | 12.759 | 0 | 0.0016124 | 0.0058432 | 0.0039341 | 0 | 0 | 0.391 | 0 | 0.28475 | 0 | 0.06302 | 0.016238 | 1.2821 | 0.53533 | 11.4002 | 2.0585 | 1.3644 | 0.60344 | 0.79648 | 0 | 0 | 0 | 0 | -2.9161 | 0.056408 | 0 | 0 | 0 | -0.36704 | 0 | 0 | 0 | 0 | 0 | 0 | 0 | 0 | 3.4561 | 0 | 0 | 0 | 0 | -2.4813 | 0 | 0 | 0 | 0 | 0 | 0 | 0 | 0 | 0 | 0 | 0 | 0 | 0 | 0 | 0 | -47.6028 | 1.822 | 0 | 5.8772 | 5.927 | 0.97495 | 43.838 | 1.2254 | 3.0551 | 0 | 0.032612 | 0 | 0.74789 | 0.22757 | 0 | 9.475 | 18.3285 | -49.7753 | 0 | 0.60707 | 0 | 1.6728 | 0.15168
2025_01_13 Hr 07 | 0 | 0 | 0 | 0.23548 | 0.23548 | 0.23548 | 0.23548 | 0.23548 | 0.23548 | 0 | 0 | 0.0031592 | 0.78 | 0.075802 | 1.6399 | 1.6399 | 12.714 | 0 | 0.0016124 | 0.0058432 | 0.0039341 | 0 | 0 | 0 | 0 | 0 | 0 | 0.06302 | 0.016238 | 1.2821 | 0.53533 | 11.3876 | 2.0585 | 1.3644 | 0.60107 | 0.79648 | 0 | 0 | 0 | 0 | -2.9511 | 0.056408 | 0 | 0 | 0 | -0.43522 | 0 | 0 | 0 | 0 | 0 | 0 | 0 | 0 | 3.3871 | 0 | 0 | 0 | -3.3188 | 0 | 0 | 0 | 0 | 0 | 0 | 0 | 0 | 0 | 0 | 0 | 0 | 0 | -2.3937 | 0 | 0 | -68.9693 | 1.822 | 0 | 5.853 | 5.9026 | 1.2056 | 43.7318 | 1.2254 | 3.0551 | 0 | 0.032612 | 0 | 0.74789 | 0.22757 | 0 | -15.7351 | 18.6013 | -75.117 | 0 | 0.60707 | 0 | 1.6728 | 0.15589
2025_01_13 Hr 08 | 0 | 0 | 0 | 0.23548 | 0.23548 | 0.23548 | 0.23548 | 0.23548 | 0.23548 | 0 | 0 | 0.0031592 | 0.96 | 0.10048 | 1.6399 | 1.6399 | 12.714 | 0 | 0.0016124 | 0.0058432 | 0.0039341 | 0 | 0 | 0 | 0 | 0 | 0 | 0.06302 | 0.016238 | 1.2821 | 0.53533 | 11.3876 | 2.0585 | 1.3644 | 0.60107 | 0.79648 | 0 | 0 | 0 | 0 | -3.2373 | 0.056408 | 0 | 0 | 0 | -0.4689 | 0 | 0 | 0 | 0 | 0 | 0 | 0 | 0 | 3.8027 | 0 | 0 | 0 | -3.3188 | 0 | 0 | 0 | 0 | 0 | 0 | 0 | 0 | 0 | 0 | 0 | 0 | 0 | -2.3937 | 0 | 0 | -79.0384 | 1.822 | 0 | 5.853 | 5.9026 | 1.1447 | 43.7318 | 1.2254 | 3.0551 | 0 | 0.032612 | 0 | 0.74789 | 0.22757 | 0 | -25.5629 | 19.1624 | -85.2198 | 0 | 0.60707 | 0 | 1.6728 | 0.15775
2025_01_13 Hr 09 | 0.022813 | 0 | 0 | 0.23548 | 0.23548 | 0.23548 | 0.23548 | 0.23548 | 0.23548 | 0 | 0 | 0.0031592 | 1.32 | 0.14448 | 1.6399 | 1.6399 | 12.714 | 0.83203 | 0.0016124 | 0.0058432 | 0.0039341 | 0 | 0 | 0 | 0 | 0 | 0 | 0.06302 | 0.016238 | 1.2821 | 0.53533 | 11.3876 | 2.0585 | 1.3644 | 0.60107 | 0.79648 | 0 | 0 | 0 | 0 | -3.3251 | 0.056408 | 0 | 0 | 0 | -0.49044 | 0 | 0 | 0 | 0 | 0 | 0 | 0 | 0 | 3.1106 | 0 | 0 | 0 | -3.3188 | 0 | 0 | 0 | 0 | 0 | 0 | 0 | 0 | 0 | 0 | 0 | 0 | 0 | -2.3937 | 0 | 0 | -80.8281 | 1.822 | 0 | 5.853 | 5.9026 | 1.4058 | 44.5638 | 1.2254 | 3.0551 | 0 | 0.032612 | -0.022813 | 0.74789 | 0.22757 | 0 | -26.657 | 19.1582 | -87.0539 | 0 | 0.60707 | 0 | 1.6728 | 0.15762
2025_01_13 Hr 10 | 0.11341 | 5.8148e-05 | 0 | 0.23548 | 0.23548 | 0.23548 | 0.23548 | 0.23548 | 0.23548 | 0 | 0 | 0.0031592 | 1.17 | 0.12828 | 1.6399 | 1.6399 | 12.714 | 0.83203 | 0.0016124 | 0.0058432 | 0.0039341 | 0 | 0 | 0 | 0 | 0 | 0 | 0.06302 | 0.016238 | 1.2821 | 0.53533 | 11.3876 | 2.0585 | 1.3644 | 0.60107 | 0.79648 | 0 | 0 | 0 | 0 | -3.1903 | 0.056408 | 0 | 0 | 0 | -0.49127 | 0 | 0 | 0 | 0 | 0 | 0 | 0 | 0 | 2.0744 | 0 | 0 | 0 | -3.3188 | 0 | 0 | 0 | 0 | 0 | 0 | 0 | 0 | 0 | 0 | 0 | 0 | 0 | -2.3937 | 0 | 0 | -70.7974 | 1.822 | 0 | 5.853 | 5.9026 | 1.5147 | 44.5638 | 1.2254 | 3.0551 | 0 | 0.032612 | -0.11341 | 0.74789 | 0.22757 | 0 | -17.5869 | 18.1542 | -77.1146 | 0 | 0.60707 | 0 | 1.6728 | 0.1566
2025_01_13 Hr 11 | 0.11348 | 0.00022282 | 0 | 0.23548 | 0.23548 | 0.23548 | 0.23548 | 0.23548 | 0.23548 | 0 | 0 | 0.0031592 | 0.57 | 0.063221 | 1.6399 | 1.6399 | 12.714 | 0.83203 | 0.0016124 | 0.0058432 | 0.0039341 | 0 | 0 | 0 | 0 | 0 | 0 | 0.06302 | 0.016238 | 1.2821 | 0.53533 | 11.3876 | 2.0585 | 1.3644 | 0.60107 | 0.79648 | 0 | 0 | 0 | 0 | -3.2145 | 0.056408 | 0 | 0 | 0 | -0.49701 | 0 | 0 | 0 | 0 | 0 | 0 | 0 | 0 | 1.9358 | 0 | 0 | 0 | -3.3188 | 0 | 0 | 0 | 0 | 0 | 0 | 0 | 0 | 0 | 0 | 0 | 0 | 0 | -2.3937 | 0 | 0 | -65.2262 | 1.822 | 0 | 5.853 | 5.9026 | 1.3841 | 44.5638 | 1.2254 | 3.0551 | 0 | 0.032612 | -0.11348 | 0.74789 | 0.22757 | 0 | -12.9798 | 17.22 | -71.5492 | 0 | 0.60707 | 0 | 1.6728 | 0.15637
2025_01_13 Hr 12 | 0.15853 | 0.0004318 | 0 | 0.23548 | 0.23548 | 0.23548 | 0.23548 | 0.23548 | 0.23548 | 0 | 0 | 0.0031592 | 0.27 | 0.029489 | 1.6399 | 1.6399 | 12.714 | 0.83203 | 0.0016124 | 0.0058432 | 0.0039341 | 0 | 0 | 0 | 0 | 0 | 0 | 0.06302 | 0.016238 | 1.2821 | 0.53533 | 11.3876 | 2.0585 | 1.3644 | 0.60107 | 0.79648 | 0 | 0 | 0 | 0 | -3.2063 | 0.056408 | 0 | 0 | 0 | -0.48938 | 0 | 0 | 0 | 0 | 0 | 0 | 0 | 0 | 1.8663 | 0 | 0 | 0 | -3.3188 | 0 | 0 | 0 | 0 | 0 | 0 | 0 | 0 | 0 | 0 | 0 | 0 | 0 | -2.3937 | 0 | 0 | -57.0138 | 1.822 | 0 | 5.853 | 5.9026 | 1.3231 | 44.5638 | 1.2254 | 3.0551 | 0 | 0.032612 | -0.15853 | 0.74789 | 0.22757 | 0 | -5.2164 | 16.8003 | -63.3742 | 0 | 0.60707 | 0 | 1.6728 | 0.15559
2025_01_13 Hr 13 | 0.068002 | 0.00037566 | 0 | 0.23548 | 0.23548 | 0.23548 | 0.23548 | 0.23548 | 0.23548 | 0 | 0 | 0.0031592 | 0.3 | 0.031305 | 1.6399 | 1.6399 | 12.714 | 0.83203 | 0.0016124 | 0.0058432 | 0.0039341 | 0 | 0 | 0 | 0 | 0 | 0 | 0.06302 | 0.016238 | 1.2821 | 0.53533 | 11.3876 | 2.0585 | 1.3644 | 0.60107 | 0.79648 | 0 | 0 | 0 | 0 | -3.0088 | 0.056408 | 0 | 0 | 0 | -0.46747 | 0 | 0 | 0 | 0 | 0 | 0 | 0 | 0 | 1.2456 | 0 | 0 | 0 | -3.3188 | 0 | 0 | 0 | 0 | 0 | 0 | 0 | 0 | 0 | 0 | 0 | 0 | 0 | -2.3937 | 0 | 0 | -47.3904 | 1.822 | 0 | 5.853 | 5.9026 | 1.2535 | 44.5638 | 1.2254 | 3.0551 | 0 | 0.032612 | -0.068002 | 0.74789 | 0.22757 | 0 | 3.9672 | 16.0505 | -53.6383 | 0 | 0.60707 | 0 | 1.6728 | 0.15487
2025_01_13 Hr 14 | 0.15853 | 0.00020801 | 0 | 0.23548 | 0.23548 | 0.23548 | 0.23548 | 0.23548 | 0.23548 | 0 | 0 | 0.0031592 | 0.18 | 0.018344 | 1.6399 | 1.6399 | 12.714 | 0.76269 | 0.0016124 | 0.0058432 | 0.0039341 | 0 | 0 | 0 | 0 | 0 | 0 | 0.06302 | 0.016238 | 1.2821 | 0.53533 | 11.3876 | 2.0585 | 1.2507 | 0.60107 | 0.79648 | 0 | 0 | 0 | 0.029771 | -2.7451 | 0.056408 | 0 | 0 | 0 | -0.4565 | 0 | 0 | 0 | 0 | 0 | 0 | 0 | 0 | 1.0363 | 0 | 0 | 0 | -3.3188 | 0 | 0 | 0 | 0 | 0 | 0 | 0 | 0 | 0 | 0 | 0 | 0 | 0 | -2.3937 | 0 | 0 | -39.816 | 1.822 | 0 | 5.853 | 5.9026 | 1.4145 | 44.3808 | 1.2254 | 3.0551 | 0 | 0.032612 | -0.15853 | 0.74789 | 0.22757 | 0 | 11.4806 | 15.9587 | -46.1435 | 0 | 0.60707 | 0 | 1.6728 | 0.15399
2025_01_13 Hr 15 | 0.045189 | 0.00015662 | 0 | 0.23548 | 0.23548 | 0.23548 | 0.23548 | 0.23548 | 0.23548 | 0 | 0 | 0.0031592 | 0.09 | 0.0091361 | 1.6399 | 1.6399 | 12.714 | 0.83203 | 0.0016124 | 0.0058432 | 0.0039341 | 0 | 0 | 0 | 0 | 0 | 0 | 0.06302 | 0.016238 | 1.2771 | 0.53533 | 11.3876 | 2.0585 | 1.3644 | 0.60107 | 0.79648 | 0 | 0 | 0 | 0.054808 | -2.8292 | 0.056408 | 0 | 0 | 0 | -0.4547 | 0 | 0 | 0 | 0 | 0 | 0 | 0 | 0 | 1.0369 | 0 | 0 | 0 | -3.3188 | 0 | 0 | 0 | 0 | 0 | 0 | 0 | 0 | 0 | 0 | 0 | 0 | 0 | -2.3937 | 0 | 0 | -42.8765 | 1.822 | 0 | 5.7199 | 5.7672 | 1.4668 | 44.2903 | 1.2254 | 3.0551 | 0 | 0.032612 | -0.045189 | 0.74789 | 0.22757 | 0 | 8.2257 | 15.7988 | -49.0889 | 0 | 0.60707 | 0 | 1.6728 | 0.15382
2025_01_13 Hr 16 | 0.02274 | 9.79e-05 | 0 | 0.23548 | 0.23548 | 0.23548 | 0.23548 | 0.23548 | 0.23548 | 0 | 0 | 0.0031592 | 0.06 | 0.0060915 | 1.6399 | 1.6399 | 12.714 | 0.83203 | 0.0016124 | 0.0058432 | 0.0039341 | 0 | 0 | 0 | 0 | 0 | 0 | 0.06302 | 0.016238 | 1.2821 | 0.53533 | 11.3876 | 2.0585 | 1.3644 | 0.60107 | 0.79648 | 0 | 0 | 0 | 0 | -2.9864 | 0.056408 | 0 | 0 | 0 | -0.45477 | 0 | 0 | 0 | 0 | 0 | 0 | 0 | 0 | 0.82999 | 0 | 0 | 0 | -3.3188 | 0 | 0 | 0 | 0 | 0 | 0 | 0 | 0 | 0 | 0 | 0 | 0 | 0 | -2.3937 | 0 | 0 | -37.7108 | 1.822 | 0 | 5.853 | 5.9026 | 1.3144 | 44.5638 | 1.2254 | 3.0551 | 0 | 0.032612 | -0.02274 | 0.74789 | 0.22757 | 0 | 13.0603 | 15.3837 | -43.9008 | 0 | 0.60707 | 0 | 1.6728 | 0.15352
2025_01_13 Hr 17 | 0 | 2.9174e-05 | 0 | 0.23548 | 0.23548 | 0.23548 | 0.23548 | 0.23548 | 0.23548 | 0 | 0 | 0.0031592 | 0.09 | 0.010211 | 1.6399 | 1.6399 | 12.714 | 0.83203 | 0.0016124 | 0.0058432 | 0.0039341 | 0 | 0 | 0 | 0 | 0 | 0 | 0.06302 | 0.016238 | 1.2821 | 0.53533 | 11.3876 | 2.0585 | 1.3644 | 0.60107 | 0.79648 | 0 | 0 | 0 | 0 | -3.2555 | 0.056408 | 0 | 0 | 0 | -0.50845 | 0 | 0 | 0 | 0 | 0 | 0 | 0 | 0 | 0.82999 | 0 | 0 | 0 | -3.3188 | 0 | 0 | 0 | 0 | 0 | 0 | 0 | 0 | 0 | 0 | 0 | 0 | 0 | -2.3937 | 0 | 0 | -45.1781 | 1.822 | 0 | 5.853 | 5.9026 | 1.2448 | 44.5638 | 1.2254 | 3.0551 | 0 | 0.032612 | 0 | 0.74789 | 0.22757 | 0 | 5.2366 | 15.3273 | -51.3991 | 0 | 0.60707 | 0 | 1.6728 | 0.15545
2025_01_13 Hr 18 | 0 | 0 | 0 | 0.23548 | 0.23548 | 0.23548 | 0.23548 | 0.23548 | 0.23548 | 0 | 0 | 0.0031592 | 0.12 | 0.013293 | 1.6399 | 1.6399 | 12.714 | 0.83203 | 0.0016124 | 0.0058432 | 0.0039341 | 0 | 0 | 0 | 0 | 0 | 0 | 0.06302 | 0.016238 | 1.2821 | 0.53533 | 11.3876 | 2.0585 | 1.3644 | 0.60107 | 0.79648 | 0 | 0 | 0 | 0 | -3.2347 | 0.056408 | 0 | 0 | 0 | -0.49641 | 0 | 0 | 0 | 0 | 0 | 0 | 0 | 0 | 1.3823 | 0 | 0 | 0 | -3.3188 | 0 | 0 | 0 | 0 | 0 | 0 | 0 | 0 | 0 | 0 | 0 | 0 | 0 | -2.3937 | 0 | 0 | -51.856 | 1.822 | 0 | 5.853 | 5.9026 | 1.3362 | 44.5638 | 1.2254 | 3.0551 | 0 | 0.032612 | 0 | 0.74789 | 0.22757 | 0 | -0.72978 | 16.006 | -58.0649 | 0 | 0.60707 | 0 | 1.6728 | 0.15739
2025_01_13 Hr 19 | 0 | 0 | 0 | 0.23548 | 0.23548 | 0.23548 | 0.23548 | 0.23548 | 0.23548 | 0 | 0 | 0.0031592 | 0.12 | 0.013215 | 1.6399 | 1.6399 | 12.714 | 0.83203 | 0.0016124 | 0.0058432 | 0.0039341 | 0 | 0 | 0 | 0 | 0 | 0 | 0.06302 | 0.016238 | 1.2821 | 0.53533 | 11.3876 | 2.0585 | 1.3644 | 0.60107 | 0.79648 | 0 | 0 | 0 | 0 | -3.1323 | 0.056408 | 0 | 0 | 0 | -0.49345 | 0 | 0 | 0 | 0 | 0 | 0 | 0 | 0 | 1.6594 | 0 | 0 | 0 | -3.3188 | 0 | 0 | 0 | 0 | 0 | 0 | 0 | 0 | 0 | 0 | 0 | 0 | 0 | -2.3937 | 0 | 0 | -55.5385 | 1.822 | 0 | 5.853 | 5.9026 | 1.1752 | 44.5638 | 1.2254 | 3.0551 | 0 | 0.032612 | 0 | 0.74789 | 0.22757 | 0 | -4.1907 | 16.1222 | -61.7444 | 0 | 0.60707 | 0 | 1.6728 | 0.15761
2025_01_13 Hr 20 | 0 | 0 | 0 | 0.23548 | 0.23548 | 0.23548 | 0.23548 | 0.23548 | 0.23548 | 0 | 0 | 0.0031592 | 0.12 | 0.013057 | 1.6399 | 1.6399 | 12.714 | 0.83203 | 0.0016124 | 0.0058432 | 0.0039341 | 0 | 0 | 0 | 0 | 0 | 0 | 0.06302 | 0.016238 | 1.2821 | 0.53533 | 11.3876 | 2.0585 | 1.3644 | 0.60107 | 0.79648 | 0 | 0 | 0 | 0 | -3.0971 | 0.056408 | 0 | 0 | 0 | -0.48754 | 0 | 0 | 0 | 0 | 0 | 0 | 0 | 0 | 1.9358 | 0 | 0 | 0 | -3.3188 | 0 | 0 | 0 | 0 | 0 | 0 | 0 | 0 | 0 | 0 | 0 | 0 | 0 | -2.3937 | 0 | 0 | -55.8877 | 1.822 | 0 | 5.853 | 5.9026 | 1.1752 | 44.5638 | 1.2254 | 3.0551 | 0 | 0.032612 | 0 | 0.74789 | 0.22757 | 0 | -4.2232 | 16.3978 | -62.0878 | 0 | 0.60707 | 0 | 1.6728 | 0.15697
2025_01_13 Hr 21 | 0 | 0 | 0 | 0.23548 | 0.23548 | 0.23548 | 0.23548 | 0.23548 | 0.23548 | 0 | 0 | 0.0031592 | 0.15 | 0.013618 | 1.6399 | 1.6399 | 12.714 | 0.83203 | 0.0016124 | 0.0058432 | 0.0039341 | 0 | 0 | 0 | 0 | 0 | 0 | 0.06302 | 0.016238 | 1.2821 | 0.53533 | 11.3876 | 2.0585 | 1.3644 | 0.60107 | 0.79648 | 0 | 0 | 0 | 0 | -2.5817 | 0.056408 | 0 | 0 | 0 | -0.40645 | 0 | 0 | 0 | 0 | 0 | 0 | 0 | 0 | 2.2801 | 0 | 0 | 0 | -3.3188 | 0 | 0 | 0 | 0 | 0 | 0 | 0 | 0 | 0 | 0 | 0 | 0 | 0 | -2.3937 | 0 | 0 | -47.7856 | 1.822 | 0 | 5.853 | 5.9026 | 1.223 | 44.5638 | 1.2254 | 3.0551 | 0 | 0.032612 | 0 | 0.74789 | 0.22757 | 0 | 4.8972 | 16.8197 | -53.9045 | 0 | 0.60707 | 0 | 1.6728 | 0.1562
2025_01_13 Hr 22 | 0 | 0 | 0 | 0.23548 | 0.23548 | 0.23548 | 0.23548 | 0.23548 | 0.23548 | 0 | 0 | 0.0031592 | 0.39 | 0.037801 | 1.6399 | 1.6399 | 12.714 | 0.83203 | 0.0016124 | 0.0058432 | 0.0039341 | 0 | 0 | 0 | 0 | 0 | 0 | 0.06302 | 0.016238 | 1.2821 | 0.53533 | 11.3876 | 2.0585 | 1.3644 | 0.60107 | 0.79648 | 0 | 0 | 0 | 0 | -2.9132 | 0.056408 | 0 | 0 | 0 | -0.43406 | 0 | 0 | 0 | 0 | 0 | 0 | 0 | 0 | 3.8711 | 0 | 0 | 0 | -3.3188 | 0 | 0 | 0 | 0 | 0 | 0 | 0 | 0 | 0 | 0 | 0 | 0 | 0 | -2.3937 | 0 | 0 | -50.0352 | 1.822 | 0 | 5.853 | 5.9026 | 1.2535 | 44.5638 | 1.2254 | 3.0551 | 0 | 0.032612 | 0 | 0.74789 | 0.22757 | 0 | 4.1713 | 18.7026 | -56.1818 | 0 | 0.60707 | 0 | 1.6728 | 0.15339
2025_01_13 Hr 23 | 0 | 0 | 0 | 0.23548 | 0.23548 | 0.23548 | 0.23548 | 0.23548 | 0.23548 | 0 | 0 | 0.0031592 | 0.63 | 0.061143 | 1.6399 | 1.6399 | 12.759 | 0.83587 | 0.0016124 | 0.0058432 | 0.0039341 | 0 | 0 | 0.79338 | 0 | 0.68713 | 0 | 0.06302 | 0.016238 | 1.2821 | 0.53533 | 11.4002 | 2.0585 | 0 | 0.60344 | 0.79648 | 0 | 0 | 0 | 0 | -3.1253 | 0.056408 | 0 | 0 | 0 | -0.43464 | 0 | 0 | 0 | 0 | 0 | 0 | 0 | 0 | 4.424 | 0 | 0 | 0 | 0 | -2.4813 | 0 | 0 | 0 | 0 | 0 | 0 | 0 | 0 | 0 | 0 | 0 | 0 | 0 | 0 | 0 | -46.7941 | 1.822 | 0 | 5.8772 | 5.927 | 1.0533 | 43.3095 | 1.2254 | 3.0551 | 0 | 0.032612 | 0 | 0.74789 | 0.22757 | 0 | 11.2731 | 19.3185 | -48.2295 | 0 | 0.60707 | 0 | 1.6728 | 0.15085
2025_01_13 Hr 24 | 0 | 0 | 0 | 0.23548 | 0.23548 | 0.23548 | 0.23548 | 0.23548 | 0.23548 | 0 | 0 | 0.0031592 | 0.78 | 0.07559 | 1.6399 | 1.6399 | 12.759 | 0.83587 | 0.0016124 | 0.0058432 | 0.0039341 | 0 | 0 | 0.78956 | 0 | 0.68331 | 0 | 0.06302 | 0.016238 | 1.2821 | 0.53533 | 11.4002 | 2.0585 | 0 | 0.60344 | 0.79648 | 0 | 0 | 0 | 0 | -3.0993 | 0.056408 | 0 | 0 | 0 | -0.434 | 0 | 0 | 0 | 0 | 0 | 0 | 0 | 0 | 3.8021 | 0 | 0 | 0 | 0 | -2.4813 | 0 | 0 | 0 | 0 | 0 | 0 | 0 | 0 | 0 | 0 | 0 | 0 | 0 | 0 | 0 | -45.1065 | 1.822 | 0 | 5.8772 | 5.927 | 0.57017 | 43.3095 | 1.2254 | 3.0551 | 0 | 0.032612 | 0 | 0.74789 | 0.22757 | 0 | 12.0373 | 18.3759 | -46.5489 | 0 | 0.60707 | 0 | 1.6728 | 0.1489
2025_01_14 Hr 01 | 0 | 0 | 0 | 0.26001 | 0.26001 | 0.26001 | 0.26001 | 0.26001 | 0.26001 | 0 | 0 | 0.0031592 | 0.66 | 0.055885 | 1.6399 | 1.6399 | 14.0878 | 0.92292 | 0.0016124 | 0.0058432 | 0.0039341 | 0 | 0 | 0.46179 | 0 | 0.35554 | 0 | 0.06302 | 0.016238 | 1.2821 | 0.59061 | 12.5882 | 2.0585 | 0 | 0.60344 | 0.79648 | 0 | 0 | 0 | 0 | -2.6936 | 0.056408 | 0 | 0 | 0 | -0.37893 | 0 | 0 | 0 | 0 | 0 | 0 | 0 | 0 | 3.594 | 0 | 0 | 0 | 0 | -2.4813 | 0 | 0 | 0 | 0 | 0 | 0 | 0 | 0 | 0 | 0 | 0 | 0 | 0 | 0 | 0 | -36.2029 | 1.822 | 0 | 6.4896 | 6.5446 | 0.25244 | 47.3458 | 1.2254 | 3.0551 | 0 | 0.032612 | 0 | 0.74789 | 0.22757 | 0 | 24.1163 | 17.7098 | -38.2458 | 0 | 0.60707 | 0 | 1.6728 | 0.14827
2025_01_14 Hr 02 | 0 | 0 | 0 | 0.26001 | 0.26001 | 0.26001 | 0.26001 | 0.26001 | 0.26001 | 0 | 0 | 0.0031592 | 0.15 | 0.012701 | 1.6399 | 1.6399 | 14.0878 | 0.92292 | 0.0016124 | 0.0058432 | 0.0039341 | 0 | 0 | 0.46179 | 0 | 0.35554 | 0 | 0.06302 | 0.016238 | 1.2821 | 0.59061 | 12.5882 | 2.0585 | 0 | 0.60344 | 0.79648 | 0 | 0 | 0 | 0 | -2.6613 | 0.056408 | 0 | 0 | 0 | -0.37893 | 0 | 0 | 0 | 0 | 0 | 0 | 0 | 0 | 4.1481 | 0 | 0 | 0 | 0 | -2.4813 | 0 | 0 | 0 | 0 | 0 | 0 | 0 | 0 | 0 | 0 | 0 | 0 | 0 | 0 | 0 | -37.2748 | 1.822 | 0 | 6.4896 | 6.5446 | 0.27856 | 47.3458 | 1.2254 | 3.0551 | 0 | 0.032612 | 0 | 0.74789 | 0.22757 | 0 | 23.1039 | 17.737 | -39.3176 | 0 | 0.60707 | 0 | 1.6728 | 0.14837
2025_01_14 Hr 03 | 0 | 0 | 0 | 0.26001 | 0.26001 | 0.26001 | 0.26001 | 0.26001 | 0.26001 | 0 | 0 | 0.0031592 | 0.15 | 0.012886 | 1.6399 | 1.6399 | 14.0878 | 0.92292 | 0.0016124 | 0.0058432 | 0.0039341 | 0 | 0 | 0.49475 | 0 | 0.3885 | 0 | 0.06302 | 0.016238 | 1.2821 | 0.59061 | 12.5882 | 2.0585 | 0 | 0.60344 | 0.79648 | 0 | 0 | 0 | 0 | -2.9615 | 0.056408 | 0 | 0.16544 | 0 | -0.38447 | 0 | 0 | 0 | 0 | 0 | 0 | 0 | 0 | 4.2171 | 0 | 0 | 0 | 0 | -2.4813 | 0 | 0 | 0 | 0 | 0 | 0 | 0 | 0 | 0 | 0 | 0 | 0 | 0 | 0 | 0 | -36.6464 | 1.822 | 0 | 6.4896 | 6.5446 | 0.36125 | 47.3458 | 1.2254 | 3.0551 | 0 | 0.032612 | 0 | 0.74789 | 0.22757 | 0 | 23.6435 | 17.8881 | -38.6289 | 0 | 0.60707 | 0 | 1.6728 | 0.14766
2025_01_14 Hr 04 | 0 | 0 | 0 | 0.26001 | 0.26001 | 0.26001 | 0.26001 | 0.26001 | 0.26001 | 0 | 0 | 0.0031592 | 0.21 | 0.018038 | 1.6399 | 1.6399 | 14.0878 | 0.92292 | 0.0016124 | 0.0058432 | 0.0039341 | 0 | 0 | 0.4945 | 0 | 0.38825 | 0 | 0.06302 | 0.016238 | 1.2821 | 0.59061 | 12.5882 | 2.0585 | 0 | 0.60344 | 0.79648 | 0 | 0 | 0 | 0 | -2.906 | 0.056408 | 0 | 0.12078 | 0 | -0.38443 | 0 | 0 | 0 | 0 | 0 | 0 | 0 | 0 | 3.8027 | 0 | 0 | 0 | 0 | -2.4813 | 0 | 0 | 0 | 0 | 0 | 0 | 0 | 0 | 0 | 0 | 0 | 0 | 0 | 0 | 0 | -34.1427 | 1.822 | 0 | 6.4896 | 6.5446 | 0.33949 | 47.3458 | 1.2254 | 3.0551 | 0 | 0.032612 | 0 | 0.74789 | 0.22757 | 0 | 25.8314 | 17.5172 | -36.1256 | 0 | 0.60707 | 0 | 1.6728 | 0.14778
2025_01_14 Hr 05 | 0 | 0 | 0 | 0.26001 | 0.26001 | 0.26001 | 0.26001 | 0.26001 | 0.26001 | 0 | 0 | 0.0031592 | 0.24 | 0.022035 | 1.6399 | 1.6399 | 14.0878 | 0.92292 | 0.0016124 | 0.0058432 | 0.0039341 | 0 | 0 | 0.65302 | 0 | 0.54677 | 0 | 0.06302 | 0.016238 | 1.2821 | 0.59061 | 12.5882 | 2.0585 | 0 | 0.60344 | 0.79648 | 0 | 0 | 0 | 0.072178 | -3.1262 | 0.056408 | 0 | 0 | 0 | -0.41106 | 0 | 0 | 0 | 0 | 0 | 0 | 0 | 0 | 3.8027 | 0 | 0 | 0 | 0 | -2.4813 | 0 | 0 | 0 | 0 | 0 | 0 | 0 | 0 | 0 | 0 | 0 | 0 | 0 | 0 | 0 | -42.3866 | 1.822 | 0 | 6.4896 | 6.5446 | 0.4396 | 47.3458 | 1.2254 | 3.0551 | 0 | 0.032612 | 0 | 0.74789 | 0.22757 | 0 | 17.8663 | 17.6536 | -44.0791 | 0 | 0.60707 | 0 | 1.6728 | 0.15011
2025_01_14 Hr 06 | 0 | 0 | 0 | 0.26001 | 0.26001 | 0.26001 | 0.26001 | 0.26001 | 0.26001 | 0 | 0 | 0.0031592 | 0.27 | 0.027735 | 1.6399 | 1.6399 | 14.0878 | 0.92292 | 0.0016124 | 0.0058432 | 0.0039341 | 0 | 0 | 0.94523 | 0 | 0.83898 | 0 | 0.06302 | 0.016238 | 1.2821 | 0.59061 | 12.5882 | 2.0585 | 0 | 0.60344 | 0.79648 | 0 | 0 | 0 | 0.01334 | -3.4125 | 0.056408 | 0 | 0 | 0 | -0.46015 | 0 | 0 | 0 | 0 | 0 | 0 | 0 | 0 | 3.8021 | 0 | 0 | 0 | 0 | -2.4813 | 0 | 0 | 0 | 0 | 0 | 0 | 0 | 0 | 0 | 0 | 0 | 0 | 0 | 0 | 0 | -51.6535 | 1.822 | 0 | 6.4896 | 6.5446 | 0.40913 | 47.3458 | 1.2254 | 3.0551 | 0 | 0.032612 | 0 | 0.74789 | 0.22757 | 0 | 8.7973 | 17.6614 | -52.8107 | 0 | 0.60707 | 0 | 1.6728 | 0.15321
2025_01_14 Hr 07 | 0 | 0 | 0 | 0.26001 | 0.26001 | 0.26001 | 0.26001 | 0.26001 | 0.26001 | 0 | 0 | 0.0031592 | 0.21 | 0.024274 | 1.6399 | 1.6399 | 14.0381 | 0.91868 | 0.0016124 | 0.0058432 | 0.0039341 | 0 | 0 | 0 | 0 | 0 | 0 | 0.06302 | 0.016238 | 1.2821 | 0.59061 | 12.5742 | 2.0585 | 1.5065 | 0.60107 | 0.79648 | 0 | 0 | 0 | 0 | -3.291 | 0.056408 | 0 | 0 | 0 | -0.51805 | 0 | 0 | 0 | 0 | 0 | 0 | 0 | 0 | 4.2171 | 0 | 0 | 0 | -3.3188 | 0 | 0 | 0 | 0 | 0 | 0 | 0 | 0 | 0 | 0 | 0 | 0 | 0 | -2.3937 | 0 | 0 | -58.3749 | 1.822 | 0 | 6.4629 | 6.5177 | 0.22198 | 48.7308 | 1.2254 | 3.0551 | 0 | 0.032612 | 0 | 0.74789 | 0.22757 | 0 | -1.339 | 17.8267 | -64.6055 | 0 | 0.60707 | 0 | 1.6728 | 0.15656
2025_01_14 Hr 08 | 0 | 0 | 0 | 0.26001 | 0.26001 | 0.26001 | 0.26001 | 0.26001 | 0.26001 | 0 | 0 | 0.0031592 | 0.57 | 0.049278 | 1.6399 | 1.6399 | 14.0381 | 0.91868 | 0.0016124 | 0.0058432 | 0.0039341 | 0 | 0 | 0 | 0 | 0 | 0 | 0.06302 | 0.016238 | 1.2805 | 0.59061 | 12.5742 | 2.0585 | 1.5065 | 0.60107 | 0.79648 | 0 | 0 | 0 | 0.043763 | -2.1104 | 0.056408 | 0 | 0 | 0 | -0.38693 | 0 | 0 | 0 | 0 | 0 | 0 | 0 | 0 | 4.1475 | 0 | 0 | 0 | -3.3188 | 0 | 0 | 0 | 0 | 0 | 0 | 0 | 0 | 0 | 0 | 0 | 0 | 0 | -2.3937 | 0 | 0 | -45.3567 | 1.822 | 0 | 6.2239 | 6.2778 | 0.23939 | 48.2503 | 1.2254 | 3.0551 | 0 | 0.032612 | 0 | 0.74789 | 0.22757 | 0 | 12.8897 | 18.1622 | -51.4562 | 0 | 0.60707 | 0 | 1.6728 | 0.15915
2025_01_14 Hr 09 | 0 | 0 | 0 | 0.26001 | 0.26001 | 0.26001 | 0.26001 | 0.26001 | 0.26001 | 0 | 0 | 0.0031592 | 0.42 | 0.042994 | 1.6399 | 1.6399 | 14.0381 | 0.91868 | 0.0016124 | 0.0058432 | 0.0039341 | 0 | 0 | 0 | 0 | 0 | 0 | 0.06302 | 0.016238 | 1.2821 | 0.59061 | 12.5742 | 2.0585 | 1.5065 | 0.60107 | 0.79648 | 0 | 0 | 0 | 0.17461 | -3.5302 | 0.056408 | 0 | 0 | 0 | -0.45855 | 0 | 0 | 0 | 0 | 0 | 0 | 0 | 0 | 4.7017 | 0 | 0 | 0 | -3.3188 | 0 | 0 | 0 | 0 | 0 | 0 | 0 | 0 | 0 | 0 | 0 | 0 | 0 | -2.3937 | 0 | 0 | -52.0335 | 1.822 | 0 | 6.4629 | 6.5177 | 0.4396 | 48.7308 | 1.2254 | 3.0551 | 0 | 0.032612 | 0 | 0.74789 | 0.22757 | 0 | 5.93 | 18.7593 | -58.2045 | 0 | 0.60707 | 0 | 1.6728 | 0.15819
2025_01_14 Hr 10 | 0.045117 | 2.5169e-05 | 0 | 0.26001 | 0.26001 | 0.26001 | 0.26001 | 0.26001 | 0.26001 | 0 | 0 | 0.0031592 | 0.21 | 0.021925 | 1.6399 | 1.6399 | 14.0381 | 0.91868 | 0.0016124 | 0.0058432 | 0.0039341 | 0 | 0 | 0 | 0 | 0 | 0 | 0.06302 | 0.016238 | 1.2821 | 0.59061 | 12.5742 | 2.0585 | 1.5065 | 0.60107 | 0.79648 | 0 | 0 | 0 | 0 | -3.1379 | 0.056408 | 0 | 0 | 0 | -0.46772 | 0 | 0 | 0 | 0 | 0 | 0 | 0 | 0 | 4.9781 | 0 | 0 | 0 | -3.3188 | 0 | 0 | 0 | 0 | 0 | 0 | 0 | 0 | 0 | 0 | 0 | 0 | 0 | -2.3937 | 0 | 0 | -52.1493 | 1.822 | 0 | 6.4629 | 6.5177 | 0.36996 | 48.7308 | 1.2254 | 3.0551 | 0 | 0.032612 | -0.045117 | 0.74789 | 0.22757 | 0 | 5.9979 | 18.7797 | -58.3746 | 0 | 0.60707 | 0 | 1.6728 | 0.15771
2025_01_14 Hr 11 | 0.045117 | 0.00012583 | 0 | 0.26001 | 0.26001 | 0.26001 | 0.26001 | 0.26001 | 0.26001 | 0 | 0 | 0.0031592 | 0.15 | 0.014865 | 1.6399 | 1.6399 | 14.0381 | 0.91868 | 0.0016124 | 0.0058432 | 0.0039341 | 0 | 0 | 0 | 0 | 0 | 0 | 0.06302 | 0.016238 | 1.2821 | 0.59061 | 12.5742 | 2.0585 | 1.5065 | 0.60107 | 0.79648 | 0 | 0 | 0 | 0 | -2.8824 | 0.056408 | 0 | 0 | 0 | -0.44386 | 0 | 0 | 0 | 0 | 0 | 0 | 0 | 0 | 4.0792 | 0 | 0 | 0 | -3.3188 | 0 | 0 | 0 | 0 | 0 | 0 | 0 | 0 | 0 | 0 | 0 | 0 | 0 | -2.3937 | 0 | 0 | -42.3153 | 1.822 | 0 | 6.4629 | 6.5177 | 0.30032 | 48.7308 | 1.2254 | 3.0551 | 0 | 0.032612 | -0.045117 | 0.74789 | 0.22757 | 0 | 15.0748 | 17.7431 | -48.5168 | 0 | 0.60707 | 0 | 1.6728 | 0.15664
2025_01_14 Hr 12 | 0.13579 | 0.00036573 | 0 | 0.26001 | 0.26001 | 0.26001 | 0.26001 | 0.26001 | 0.26001 | 0 | 0 | 0.0031592 | 0.12 | 0.01172 | 1.6399 | 1.6399 | 14.0381 | 0.91868 | 0.0016124 | 0.0058432 | 0.0039341 | 0 | 0 | 0 | 0 | 0 | 0 | 0.06302 | 0.016238 | 1.2821 | 0.59061 | 12.5742 | 2.0585 | 1.5065 | 0.60107 | 0.79648 | 0 | 0 | 0 | 0 | -2.8031 | 0.056408 | 0 | 0 | 0 | -0.43741 | 0 | 0 | 0 | 0 | 0 | 0 | 0 | 0 | 3.1113 | 0 | 0 | 0 | -3.3188 | 0 | 0 | 0 | 0 | 0 | 0 | 0 | 0 | 0 | 0 | 0 | 0 | 0 | -2.3937 | 0 | 0 | -34.6718 | 1.822 | 0 | 6.4629 | 6.5177 | 0.30032 | 48.7308 | 1.2254 | 3.0551 | 0 | 0.032612 | -0.13579 | 0.74789 | 0.22757 | 0 | 21.802 | 16.8317 | -40.9575 | 0 | 0.60707 | 0 | 1.6728 | 0.15549
2025_01_14 Hr 13 | 0.11334 | 0.00079628 | 0 | 0.26001 | 0.26001 | 0.26001 | 0.26001 | 0.26001 | 0.26001 | 0 | 0 | 0.0031592 | 0.15 | 0.014156 | 1.6399 | 1.6399 | 14.0381 | 0.91868 | 0.0016124 | 0.0058432 | 0.0039341 | 0 | 0 | 0 | 0 | 0 | 0 | 0.06302 | 0.016238 | 1.2821 | 0.59061 | 12.5742 | 2.0585 | 1.5065 | 0.60107 | 0.79648 | 0 | 0 | 0 | 0 | -2.7034 | 0.056408 | 0 | 0 | 0 | -0.42258 | 0 | 0 | 0 | 0 | 0 | 0 | 0 | 0 | 2.4198 | 0 | 0 | 0 | -3.3188 | 0 | 0 | 0 | 0 | 0 | 0 | 0 | 0 | 0 | 0 | 0 | 0 | 0 | -2.3937 | 0 | 0 | -34.797 | 1.822 | 0 | 6.4629 | 6.5177 | 0.32208 | 48.7308 | 1.2254 | 3.0551 | 0 | 0.032612 | -0.11334 | 0.74789 | 0.22757 | 0 | 21.1543 | 16.1724 | -41.0455 | 0 | 0.60707 | 0 | 1.6728 | 0.15537
2025_01_14 Hr 14 | 0.067929 | 0.00082334 | 0 | 0.26001 | 0.26001 | 0.26001 | 0.26001 | 0.26001 | 0.26001 | 0 | 0 | 0.0031592 | 0.12 | 0.011137 | 1.6399 | 1.6399 | 14.0381 | 0.84213 | 0.0016124 | 0.0058432 | 0.0039341 | 0 | 0 | 0 | 0 | 0 | 0 | 0.06302 | 0.016238 | 1.2821 | 0.59061 | 12.5742 | 2.0585 | 1.381 | 0.60107 | 0.79648 | 0 | 0 | 0 | 0.039567 | -2.5103 | 0.056408 | 0 | 0 | 0 | -0.41553 | 0 | 0 | 0 | 0 | 0 | 0 | 0 | 0 | 2.6279 | 0 | 0 | 0 | -3.3188 | 0 | 0 | 0 | 0 | 0 | 0 | 0 | 0 | 0 | 0 | 0 | 0 | 0 | -2.3937 | 0 | 0 | -30.5183 | 1.822 | 0 | 6.4629 | 6.5177 | 0.40913 | 48.5287 | 1.2254 | 3.0551 | 0 | 0.032612 | -0.067929 | 0.74789 | 0.22757 | 0 | 25.7321 | 16.3884 | -36.7142 | 0 | 0.60707 | 0 | 1.6728 | 0.15465
2025_01_14 Hr 15 | 0.045189 | 0.00097854 | 0 | 0.26001 | 0.26001 | 0.26001 | 0.26001 | 0.26001 | 0.26001 | 0 | 0 | 0.0031592 | 0.15 | 0.015559 | 1.6399 | 1.6399 | 14.0381 | 0.91868 | 0.0016124 | 0.0058432 | 0.0039341 | 0 | 0 | 0 | 0 | 0 | 0 | 0.06302 | 0.016238 | 1.2821 | 0.59061 | 12.5742 | 2.0585 | 1.5065 | 0.60107 | 0.79648 | 0 | 0 | 0 | 0.32748 | -2.6761 | 0.056408 | 0 | 0 | 0 | -0.46466 | 0 | 0 | 0 | 0 | 0 | 0 | 0 | 0 | 2.2123 | 0 | 0 | 0 | -3.3188 | 0 | 0 | 0 | 0 | 0 | 0 | 0 | 0 | 0 | 0 | 0 | 0 | 0 | -2.3937 | 0 | 0 | -41.1139 | 1.822 | 0 | 6.0309 | 6.0832 | 0.82261 | 47.8644 | 1.2254 | 3.0551 | 0 | 0.032612 | -0.045189 | 0.74789 | 0.22757 | 0 | 14.5782 | 16.3987 | -47.3363 | 0 | 0.60707 | 0 | 1.6728 | 0.15527
2025_01_14 Hr 16 | 0.045117 | 0.00046458 | 0 | 0.26001 | 0.26001 | 0.26001 | 0.26001 | 0.26001 | 0.26001 | 0 | 0 | 0.0031592 | 0.21 | 0.021078 | 1.6399 | 1.6399 | 14.0381 | 0.91868 | 0.0016124 | 0.0058432 | 0.0039341 | 0 | 0 | 0 | 0 | 0 | 0 | 0.06302 | 0.016238 | 1.2821 | 0.59061 | 12.5742 | 2.0585 | 1.5065 | 0.60107 | 0.79648 | 0 | 0 | 0 | 0 | -2.0872 | 0.056408 | 0 | 0 | 0 | -0.44958 | 0 | 0 | 0 | 0 | 0 | 0 | 0 | 0 | 2.2807 | 0 | 0 | 0 | -3.3188 | 0 | 0 | 0 | 0 | 0 | 0 | 0 | 0 | 0 | 0 | 0 | 0 | 0 | -2.3937 | 0 | 0 | -40.8488 | 1.822 | 0 | 6.1274 | 6.1805 | 1.0751 | 48.0582 | 1.2254 | 3.0551 | 0 | 0.032612 | -0.045117 | 0.74789 | 0.22757 | 0 | 15.6994 | 16.7844 | -47.056 | 0 | 0.60707 | 0 | 1.6728 | 0.15524
2025_01_14 Hr 17 | 0 | 0.00010705 | 0 | 0.26001 | 0.26001 | 0.26001 | 0.26001 | 0.26001 | 0.26001 | 0 | 0 | 0.0031592 | 0.45 | 0.049139 | 1.6399 | 1.6399 | 14.0381 | 0.91868 | 0.0016124 | 0.0058432 | 0.0039341 | 0 | 0 | 0 | 0 | 0 | 0 | 0.06302 | 0.016238 | 1.2821 | 0.59061 | 12.5742 | 2.0585 | 1.5065 | 0.60107 | 0.79648 | 0 | 0 | 0 | 0 | -3.1791 | 0.056408 | 0 | 0 | 0 | -0.48929 | 0 | 0 | 0 | 0 | 0 | 0 | 0 | 0 | 2.9031 | 0 | 0 | 0 | -3.3188 | 0 | 0 | 0 | 0 | 0 | 0 | 0 | 0 | 0 | 0 | 0 | 0 | 0 | -2.3937 | 0 | 0 | -49.413 | 1.822 | 0 | 6.4629 | 6.5177 | 1.1534 | 48.7308 | 1.2254 | 3.0551 | 0 | 0.032612 | 0 | 0.74789 | 0.22757 | 0 | 7.6465 | 17.7095 | -55.6148 | 0 | 0.60707 | 0 | 1.6728 | 0.15693
2025_01_14 Hr 18 | 0 | 0 | 0 | 0.26001 | 0.26001 | 0.26001 | 0.26001 | 0.26001 | 0.26001 | 0 | 0 | 0.0031592 | 0.66 | 0.076986 | 1.6399 | 1.6399 | 14.0381 | 0.91868 | 0.0016124 | 0.0058432 | 0.0039341 | 0 | 0 | 0 | 0 | 0 | 0 | 0.06302 | 0.016238 | 1.2821 | 0.59061 | 12.5742 | 2.0585 | 1.5065 | 0.60107 | 0.79648 | 0 | 0 | 0 | 0 | -3.3006 | 0.056408 | 0 | 0 | 0 | -0.52281 | 0 | 0 | 0 | 0 | 0 | 0 | 0 | 0 | 2.9721 | 0 | 0 | 0 | -3.3188 | 0 | 0 | 0 | 0 | 0 | 0 | 0 | 0 | 0 | 0 | 0 | 0 | 0 | -2.3937 | 0 | 0 | -60.427 | 1.822 | 0 | 6.4629 | 6.5177 | 1.4145 | 48.7308 | 1.2254 | 3.0551 | 0 | 0.032612 | 0 | 0.74789 | 0.22757 | 0 | -2.9527 | 18.2792 | -66.6623 | 0 | 0.60707 | 0 | 1.6728 | 0.15877
2025_01_14 Hr 19 | 0 | 0 | 0 | 0.26001 | 0.26001 | 0.26001 | 0.26001 | 0.26001 | 0.26001 | 0 | 0 | 0.0031592 | 0.87 | 0.10694 | 1.6399 | 1.6399 | 14.0381 | 0.91868 | 0.0016124 | 0.0058432 | 0.0039341 | 0 | 0 | 0 | 0 | 0 | 0 | 0.06302 | 0.016238 | 1.2821 | 0.59061 | 12.5742 | 2.0585 | 1.5065 | 0.60107 | 0.79648 | 0 | 0 | 0 | 0 | -3.4928 | 0.056408 | 0 | 0 | 0 | -0.55104 | 0 | 0 | 0 | 0 | 0 | 0 | 0 | 0 | 2.9038 | 0 | 0 | 0 | -3.3188 | 0 | 0 | 0 | 0 | 0 | 0 | 0 | 0 | 0 | 0 | 0 | 0 | 0 | -2.3937 | 0 | 0 | -67.221 | 1.822 | 0 | 6.4629 | 6.5177 | 1.0228 | 48.7308 | 1.2254 | 3.0551 | 0 | 0.032612 | 0 | 0.74789 | 0.22757 | 0 | -10.1878 | 18.0586 | -73.4845 | 0 | 0.60707 | 0 | 1.6728 | 0.15829
2025_01_14 Hr 20 | 0 | 0 | 0 | 0.26001 | 0.26001 | 0.26001 | 0.26001 | 0.26001 | 0.26001 | 0 | 0 | 0.0031592 | 1.23 | 0.1645 | 1.6399 | 1.6399 | 14.0381 | 0.91868 | 0.0016124 | 0.0058432 | 0.0039341 | 0 | 0 | 0 | 0 | 0 | 0 | 0.06302 | 0.016238 | 1.2821 | 0.59061 | 12.5742 | 2.0585 | 1.5065 | 0.60107 | 0.79648 | 0 | 0 | 0 | 0 | -3.8231 | 0.056408 | 0 | 0 | 0 | -0.59973 | 0 | 0 | 0 | 0 | 0 | 0 | 0 | 0 | 2.6969 | 0 | 0 | 0 | -3.3188 | 0 | 0 | 0 | 0 | 0 | 0 | 0 | 0 | 0 | 0 | 0 | 0 | 0 | -2.3937 | 0 | 0 | -70.266 | 1.822 | 0 | 6.4629 | 6.5177 | 0.6224 | 48.7308 | 1.2254 | 3.0551 | 0 | 0.032612 | 0 | 0.74789 | 0.22757 | 0 | -13.8026 | 17.8679 | -76.5782 | 0 | 0.60707 | 0 | 1.6728 | 0.15732
2025_01_14 Hr 21 | 0 | 0 | 0 | 0.26001 | 0.26001 | 0.26001 | 0.26001 | 0.26001 | 0.26001 | 0 | 0 | 0.0031592 | 1.5 | 0.18286 | 1.6399 | 1.6399 | 14.0381 | 0.91868 | 0.0016124 | 0.0058432 | 0.0039341 | 0 | 0 | 0 | 0 | 0 | 0 | 0.06302 | 0.016238 | 1.2821 | 0.59061 | 12.5742 | 2.0585 | 1.5065 | 0.60107 | 0.79648 | 0 | 0 | 0 | 0 | -3.5121 | 0.056408 | 0 | 0 | 0 | -0.54649 | 0 | 0 | 0 | 0 | 0 | 0 | 0 | 0 | 2.8348 | 0 | 0 | 0 | -3.3188 | 0 | 0 | 0 | 0 | 0 | 0 | 0 | 0 | 0 | 0 | 0 | 0 | 0 | -2.3937 | 0 | 0 | -62.7116 | 1.822 | 0 | 6.4629 | 6.5177 | 0.58323 | 48.7308 | 1.2254 | 3.0551 | 0 | 0.032612 | 0 | 0.74789 | 0.22757 | 0 | -5.4981 | 18.2538 | -68.9706 | 0 | 0.60707 | 0 | 1.6728 | 0.1561
2025_01_14 Hr 22 | 0 | 0 | 0 | 0.26001 | 0.26001 | 0.26001 | 0.26001 | 0.26001 | 0.26001 | 0 | 0 | 0.0031592 | 1.89 | 0.20638 | 1.6399 | 1.6399 | 14.0381 | 0.91868 | 0.0016124 | 0.0058432 | 0.0039341 | 0 | 0 | 0 | 0 | 0 | 0 | 0.06302 | 0.016238 | 1.2821 | 0.59061 | 12.5742 | 2.0585 | 1.5065 | 0.60107 | 0.79648 | 0 | 0 | 0 | 0 | -3.1625 | 0.056408 | 0 | 0 | 0 | -0.48929 | 0 | 0 | 0 | 0 | 0 | 0 | 0 | 0 | 3.3883 | 0 | 0 | 0 | -3.3188 | 0 | 0 | 0 | 0 | 0 | 0 | 0 | 0 | 0 | 0 | 0 | 0 | 0 | -2.3937 | 0 | 0 | -57.7628 | 1.822 | 0 | 6.4629 | 6.5177 | 0.50053 | 48.7308 | 1.2254 | 3.0551 | 0 | 0.032612 | 0 | 0.74789 | 0.22757 | 0 | 0.73985 | 19.1361 | -63.9646 | 0 | 0.60707 | 0 | 1.6728 | 0.15405
2025_01_14 Hr 23 | 0 | 0 | 0 | 0.26001 | 0.26001 | 0.26001 | 0.26001 | 0.26001 | 0.26001 | 0 | 0 | 0.0031592 | 2.19 | 0.22465 | 1.6399 | 1.6399 | 14.0878 | 0.92292 | 0.0016124 | 0.0058432 | 0.0039341 | 0 | 0 | 0.9414 | 0 | 0.83515 | 0 | 0.06302 | 0.016238 | 1.2821 | 0.59061 | 12.5882 | 2.0585 | 1.5065 | 0.60344 | 0.79648 | 0 | 0 | 0 | 0 | -3.3284 | 0.056408 | 0 | 0 | 0 | -0.4595 | 0 | 0 | 0 | 0 | 0 | 0 | 0 | 0 | 3.6642 | 0 | 0 | 0 | 0 | -2.4813 | 0 | 0 | 0 | 0 | 0 | 0 | 0 | 0 | 0 | 0 | 0 | 0 | 0 | 0 | 0 | -54.5271 | 1.822 | 0 | 6.4896 | 6.5446 | 0.40043 | 48.8524 | 1.2254 | 3.0551 | 0 | 0.032612 | 0 | 0.74789 | 0.22757 | 0 | 9.4629 | 19.6302 | -55.6913 | 0 | 0.60707 | 0 | 1.6728 | 0.15178
2025_01_14 Hr 24 | 0 | 0 | 0 | 0.26001 | 0.26001 | 0.26001 | 0.26001 | 0.26001 | 0.26001 | 0 | 0 | 0.0031592 | 2.34 | 0.23898 | 1.6399 | 1.6399 | 14.0878 | 0.92292 | 0.0016124 | 0.0058432 | 0.0039341 | 0 | 0 | 0.92933 | 0 | 0.82308 | 0 | 0.06302 | 0.016238 | 1.2821 | 0.59061 | 12.5882 | 2.0585 | 0 | 0.60344 | 0.79648 | 0 | 0 | 0 | 0 | -3.2744 | 0.056408 | 0 | 0 | 0 | -0.45748 | 0 | 0 | 0 | 0 | 0 | 0 | 0 | 0 | 3.8711 | 0 | 0 | 0 | 0 | -2.4813 | 0 | 0 | 0 | 0 | 0 | 0 | 0 | 0 | 0 | 0 | 0 | 0 | 0 | 0 | 0 | -53.6771 | 1.822 | 0 | 6.4896 | 6.5446 | 0.22198 | 47.3458 | 1.2254 | 3.0551 | 0 | 0.032612 | 0 | 0.74789 | 0.22757 | 0 | 9.0293 | 19.8213 | -54.8634 | 0 | 0.60707 | 0 | 1.6728 | 0.15004
2025_01_15 Hr 01 | 0 | 0 | 0 | 0.25397 | 0.25397 | 0.25397 | 0.25397 | 0.25397 | 0.25397 | 0 | 0 | 0.0031592 | 2.34 | 0.24658 | 1.6399 | 1.6399 | 13.7605 | 0.90147 | 0.0016124 | 0.0058432 | 0.0039341 | 0 | 0 | 1.0163 | 0 | 0.91002 | 0 | 0.06302 | 0.016238 | 1.2821 | 0.57699 | 12.2955 | 2.0585 | 0 | 0.60344 | 0.79648 | 0 | 0 | 0 | 0 | -3.3773 | 0.056408 | 0 | 0 | 0 | -0.47208 | 0 | 0 | 0 | 0 | 0 | 0 | 0 | 0 | 3.7331 | 0 | 0 | 0 | 0 | -2.4813 | 0 | 0 | 0 | 0 | 0 | 0 | 0 | 0 | 0 | 0 | 0 | 0 | 0 | 0 | 0 | -58.7681 | 1.822 | 0 | 6.3387 | 6.3924 | 0.17845 | 46.3513 | 1.2254 | 3.0551 | 0 | 0.032612 | 0 | 0.74789 | 0.22757 | 0 | 2.8255 | 19.6466 | -59.7951 | 0 | 0.60707 | 0 | 1.6728 | 0.14923
2025_01_15 Hr 02 | 0 | 0 | 0 | 0.25397 | 0.25397 | 0.25397 | 0.25397 | 0.25397 | 0.25397 | 0 | 0 | 0.0031592 | 2.37 | 0.23555 | 1.6399 | 1.6399 | 13.7605 | 0.90147 | 0.0016124 | 0.0058432 | 0.0039341 | 0 | 0 | 0.85592 | 0 | 0.74967 | 0 | 0.06302 | 0.016238 | 1.2821 | 0.57699 | 12.2955 | 2.0585 | 0 | 0.60344 | 0.79648 | 0 | 0 | 0 | 0 | -3.1588 | 0.056408 | 0 | 0 | 0 | -0.44514 | 0 | 0 | 0 | 0 | 0 | 0 | 0 | 0 | 3.179 | 0 | 0 | 0 | 0 | -2.4813 | 0 | 0 | 0 | 0 | 0 | 0 | 0 | 0 | 0 | 0 | 0 | 0 | 0 | 0 | 0 | -54.34 | 1.822 | 0 | 6.3387 | 6.3924 | 0.19151 | 46.3513 | 1.2254 | 3.0551 | 0 | 0.032612 | 0 | 0.74789 | 0.22757 | 0 | 6.6555 | 19.1238 | -55.6608 | 0 | 0.60707 | 0 | 1.6728 | 0.1485
2025_01_15 Hr 03 | 0 | 0 | 0 | 0.25397 | 0.25397 | 0.25397 | 0.25397 | 0.25397 | 0.25397 | 0 | 0 | 0.0031592 | 2.52 | 0.24618 | 1.6399 | 1.6399 | 13.7605 | 0.90147 | 0.0016124 | 0.0058432 | 0.0039341 | 0 | 0 | 0.8105 | 0 | 0.70425 | 0 | 0.06302 | 0.016238 | 1.2821 | 0.57699 | 12.2955 | 2.0585 | 0 | 0.60344 | 0.79648 | 0 | 0 | 0 | 0 | -3.0828 | 0.056408 | 0 | 0 | 0 | -0.43751 | 0 | 0 | 0 | 0 | 0 | 0 | 0 | 0 | 3.7331 | 0 | 0 | 0 | 0 | -2.4813 | 0 | 0 | 0 | 0 | 0 | 0 | 0 | 0 | 0 | 0 | 0 | 0 | 0 | 0 | 0 | -52.8339 | 1.822 | 0 | 6.3387 | 6.3924 | 0.19151 | 46.3513 | 1.2254 | 3.0551 | 0 | 0.032612 | 0 | 0.74789 | 0.22757 | 0 | 8.869 | 19.8384 | -54.238 | 0 | 0.60707 | 0 | 1.6728 | 0.14837
2025_01_15 Hr 04 | 0 | 0 | 0 | 0.25397 | 0.25397 | 0.25397 | 0.25397 | 0.25397 | 0.25397 | 0 | 0 | 0.0031592 | 2.67 | 0.26686 | 1.6399 | 1.6399 | 13.7605 | 0.90147 | 0.0016124 | 0.0058432 | 0.0039341 | 0 | 0 | 0.87094 | 0 | 0.76469 | 0 | 0.06302 | 0.016238 | 1.2821 | 0.57699 | 12.2955 | 2.0585 | 0 | 0.60344 | 0.79648 | 0 | 0 | 0 | 0 | -3.2133 | 0.056408 | 0 | 0 | 0 | -0.44767 | 0 | 0 | 0 | 0 | 0 | 0 | 0 | 0 | 3.7343 | 0 | 0 | 0 | 0 | -2.4813 | 0 | 0 | 0 | 0 | 0 | 0 | 0 | 0 | 0 | 0 | 0 | 0 | 0 | 0 | 0 | -55.895 | 1.822 | 0 | 6.3387 | 6.3924 | 0.15234 | 46.3513 | 1.2254 | 3.0551 | 0 | 0.032612 | 0 | 0.74789 | 0.22757 | 0 | 5.921 | 19.9712 | -57.1883 | 0 | 0.60707 | 0 | 1.6728 | 0.14842
2025_01_15 Hr 05 | 0 | 0 | 0 | 0.25397 | 0.25397 | 0.25397 | 0.25397 | 0.25397 | 0.25397 | 0 | 0 | 0.0031592 | 2.61 | 0.2847 | 1.6399 | 1.6399 | 13.7605 | 0.90147 | 0.0016124 | 0.0058432 | 0.0039341 | 0 | 0 | 1.1155 | 0 | 1.0093 | 0 | 0.06302 | 0.016238 | 1.2821 | 0.57699 | 12.2955 | 2.0585 | 0 | 0.60344 | 0.79648 | 0 | 0 | 0 | 0 | -3.6603 | 0.056408 | 0 | 0 | 0 | -0.48875 | 0 | 0 | 0 | 0 | 0 | 0 | 0 | 0 | 4.7023 | 0 | 0 | 0 | 0 | -2.4813 | 0 | 0 | 0 | 0 | 0 | 0 | 0 | 0 | 0 | 0 | 0 | 0 | 0 | 0 | 0 | -65.2576 | 1.822 | 0 | 6.3387 | 6.3924 | 0.23068 | 46.3513 | 1.2254 | 3.0551 | 0 | 0.032612 | 0 | 0.74789 | 0.22757 | 0 | -2.435 | 20.9767 | -66.1028 | 0 | 0.60707 | 0 | 1.6728 | 0.14992
2025_01_15 Hr 06 | 0 | 0 | 0 | 0.25397 | 0.25397 | 0.25397 | 0.25397 | 0.25397 | 0.25397 | 0 | 0 | 0.0031592 | 2.49 | 0.30953 | 1.6399 | 1.6399 | 13.7605 | 0.90147 | 0.0016124 | 0.0058432 | 0.0039341 | 0 | 0 | 1.5235 | 0 | 1.4172 | 0 | 0.06302 | 0.016238 | 1.2821 | 0.57699 | 12.2955 | 2.0585 | 0 | 0.60344 | 0.79648 | 0 | 0 | 0 | 0.035634 | -4.3078 | 0.056408 | 0 | 0 | 0 | -0.55729 | 0 | 0 | 0 | 0 | 0 | 0 | 0 | 0 | 4.9787 | 0 | 0 | 0 | 0 | -2.4813 | 0 | 0 | 0 | 0 | 0 | 0 | 0 | 0 | 0 | 0 | 0 | 0 | 0 | 0 | 0 | -76.0302 | 1.822 | 0 | 6.3387 | 6.3924 | 0.27856 | 46.3513 | 1.2254 | 3.0551 | 0 | 0.032612 | 0 | 0.74789 | 0.22757 | 0 | -12.8403 | 21.2086 | -76.1281 | 0 | 0.60707 | 0 | 1.6728 | 0.15259
2025_01_15 Hr 07 | 0 | 0 | 0 | 0.25397 | 0.25397 | 0.25397 | 0.25397 | 0.25397 | 0.25397 | 0 | 0 | 0.0031592 | 2.34 | 0.32769 | 1.6399 | 1.6399 | 13.7119 | 0.89733 | 0.0016124 | 0.0058432 | 0.0039341 | 0 | 0 | 0 | 0 | 0 | 0 | 0.06302 | 0.016238 | 1.2821 | 0.57699 | 12.2819 | 2.0585 | 0 | 0.60107 | 0.79648 | 0 | 0 | 0 | 0 | -3.987 | 0.056408 | 0 | 0 | 0 | -0.62808 | 0 | 0 | 0 | 0 | 0 | 0 | 0 | 0 | 4.8396 | 0 | 0 | 0 | -3.3188 | 0 | 0 | 0 | 0 | 0 | 0 | 0 | 0 | 0 | 0 | 0 | 0 | 0 | -2.3937 | 0 | 0 | -80.8373 | 1.822 | 0 | 6.3126 | 6.3661 | 0.16104 | 46.2327 | 1.2254 | 3.0551 | 0 | 0.032612 | 0 | 0.74789 | 0.22757 | 0 | -24.1113 | 20.8209 | -87.1779 | 0 | 0.60707 | 0 | 1.6728 | 0.15577
2025_01_15 Hr 08 | 0 | 0 | 0 | 0.25397 | 0.25397 | 0.25397 | 0.25397 | 0.25397 | 0.25397 | 0 | 0 | 0.0031592 | 2.28 | 0.33363 | 1.6399 | 1.6399 | 13.7119 | 0.89733 | 0.0016124 | 0.0058432 | 0.0039341 | 0 | 0 | 0 | 0 | 0 | 0 | 0.06302 | 0.016238 | 1.2821 | 0.57699 | 12.2819 | 2.0585 | 0 | 0.60107 | 0.79648 | 0 | 0 | 0 | 0 | -4.5515 | 0.056408 | 0 | 0 | 0 | -0.65638 | 0 | 0 | 0 | 0 | 0 | 0 | 0 | 0 | 4.8396 | 0 | 0 | 0 | -3.3188 | 0 | 0 | 0 | 0 | 0 | 0 | 0 | 0 | 0 | 0 | 0 | 0 | 0 | -2.3937 | 0 | 0 | -84.001 | 1.822 | 0 | 6.3126 | 6.3661 | 0.16975 | 46.2327 | 1.2254 | 3.0551 | 0 | 0.032612 | 0 | 0.74789 | 0.22757 | 0 | -27.9109 | 20.7778 | -90.3699 | 0 | 0.60707 | 0 | 1.6728 | 0.15798
2025_01_15 Hr 09 | 0.067929 | 0 | 0 | 0.25397 | 0.25397 | 0.25397 | 0.25397 | 0.25397 | 0.25397 | 0 | 0 | 0.0031592 | 1.89 | 0.27947 | 1.6399 | 1.6399 | 13.7119 | 0.89733 | 0.0016124 | 0.0058432 | 0.0039341 | 0 | 0 | 0 | 0 | 0 | 0 | 0.06302 | 0.016238 | 1.2821 | 0.57699 | 12.2819 | 2.0585 | 0 | 0.60107 | 0.79648 | 0 | 0 | 0 | 0.16949 | -4.9899 | 0.056408 | 0 | 0 | 0 | -0.66332 | 0 | 0 | 0 | 0 | 0 | 0 | 0 | 0 | 4.8396 | 0 | 0 | 0 | -3.3188 | 0 | 0 | 0 | 0 | 0 | 0 | 0 | 0 | 0 | 0 | 0 | 0 | 0 | -2.3937 | 0 | 0 | -75.8717 | 1.822 | 0 | 6.3126 | 6.3661 | 0.20021 | 46.2327 | 1.2254 | 3.0551 | 0 | 0.032612 | -0.067929 | 0.74789 | 0.22757 | 0 | -20.4719 | 20.4313 | -82.3154 | 0 | 0.60707 | 0 | 1.6728 | 0.15726
2025_01_15 Hr 10 | 0.15867 | 3.6461e-06 | 0 | 0.25397 | 0.25397 | 0.25397 | 0.25397 | 0.25397 | 0.25397 | 0 | 0 | 0.0031592 | 0.84 | 0.095285 | 1.6399 | 1.6399 | 13.7119 | 0.89733 | 0.0016124 | 0.0058432 | 0.0039341 | 0 | 0 | 0 | 0 | 0 | 0 | 0.06302 | 0.016238 | 1.2821 | 0.57699 | 12.2819 | 2.0585 | 0 | 0.60107 | 0.79648 | 0 | 0 | 0 | 0 | -3.4517 | 0.056408 | 0 | 0 | 0 | -0.50835 | 0 | 0 | 0 | 0 | 0 | 0 | 0 | 0 | 4.8396 | 0 | 0 | 0 | -3.3188 | 0 | 0 | 0 | 0 | 0 | 0 | 0 | 0 | 0 | 0 | 0 | 0 | 0 | -2.3937 | 0 | 0 | -59.5963 | 1.822 | 0 | 6.3126 | 6.3661 | 0.46136 | 46.2327 | 1.2254 | 3.0551 | 0 | 0.032612 | -0.15867 | 0.74789 | 0.22757 | 0 | -3.6462 | 19.5486 | -65.9758 | 0 | 0.60707 | 0 | 1.6728 | 0.15691
2025_01_15 Hr 11 | 0.38636 | 2.5944e-05 | 0 | 0.25397 | 0.25397 | 0.25397 | 0.25397 | 0.25397 | 0.25397 | 0 | 0 | 0.0031592 | 0.27 | 0.031133 | 1.6399 | 1.6399 | 13.7119 | 0.89733 | 0.0016124 | 0.0058432 | 0.0039341 | 0 | 0 | 0 | 0 | 0 | 0 | 0.06302 | 0.016238 | 1.2821 | 0.57699 | 12.2819 | 2.0585 | 0 | 0.60107 | 0.79648 | 0 | 0 | 0 | 0 | -3.4734 | 0.056408 | 0 | 0 | 0 | -0.51679 | 0 | 0 | 0 | 0 | 0 | 0 | 0 | 0 | 4.9073 | 0 | 0 | 0 | -3.3188 | 0 | 0 | 0 | 0 | 0 | 0 | 0 | 0 | 0 | 0 | 0 | 0 | 0 | -2.3937 | 0 | 0 | -55.1809 | 1.822 | 0 | 6.3126 | 6.3661 | 1.0838 | 46.2327 | 1.2254 | 3.0551 | 0 | 0.032612 | -0.38636 | 0.74789 | 0.22757 | 0 | 0.79401 | 19.8313 | -61.7965 | 0 | 0.60707 | 0 | 1.6728 | 0.15583
2025_01_15 Hr 12 | 0.27208 | 3.7445e-05 | 0 | 0.25397 | 0.25397 | 0.25397 | 0.25397 | 0.25397 | 0.25397 | 0 | 0 | 0.0031592 | 0.18 | 0.018234 | 1.6399 | 1.6399 | 13.7119 | 0.89733 | 0.0016124 | 0.0058432 | 0.0039341 | 0 | 0 | 0 | 0 | 0 | 0 | 0.06302 | 0.016238 | 1.2821 | 0.57699 | 12.2819 | 2.0585 | 0 | 0.60107 | 0.79648 | 0 | 0 | 0 | 0 | -3.0444 | 0.056408 | 0 | 0 | 0 | -0.45376 | 0 | 0 | 0 | 0 | 0 | 0 | 0 | 0 | 4.6327 | 0 | 0 | 0 | -3.3188 | 0 | 0 | 0 | 0 | 0 | 0 | 0 | 0 | 0 | 0 | 0 | 0 | 0 | -2.3937 | 0 | 0 | -46.1798 | 1.822 | 0 | 6.3126 | 6.3661 | 0.75298 | 46.2327 | 1.2254 | 3.0551 | 0 | 0.032612 | -0.27208 | 0.74789 | 0.22757 | 0 | 9.5779 | 19.0078 | -52.6181 | 0 | 0.60707 | 0 | 1.6728 | 0.15495
2025_01_15 Hr 13 | 0.22645 | 6.325e-05 | 0 | 0.25397 | 0.25397 | 0.25397 | 0.25397 | 0.25397 | 0.25397 | 0 | 0 | 0.0031592 | 0.06 | 0.0059033 | 1.6399 | 1.6399 | 13.7119 | 0.89733 | 0.0016124 | 0.0058432 | 0.0039341 | 0 | 0 | 0 | 0 | 0 | 0 | 0.06302 | 0.016238 | 1.2821 | 0.57699 | 12.2819 | 2.0585 | 0 | 0.60107 | 0.79648 | 0 | 0 | 0 | 0 | -2.8643 | 0.056408 | 0 | 0 | 0 | -0.44065 | 0 | 0 | 0 | 0 | 0 | 0 | 0 | 0 | 3.4567 | 0 | 0 | 0 | -3.3188 | 0 | 0 | 0 | 0 | 0 | 0 | 0 | 0 | 0 | 0 | 0 | 0 | 0 | -2.3937 | 0 | 0 | -39.3224 | 1.822 | 0 | 6.3126 | 6.3661 | 0.83132 | 46.2327 | 1.2254 | 3.0551 | 0 | 0.032612 | -0.22645 | 0.74789 | 0.22757 | 0 | 15.3979 | 17.7316 | -45.702 | 0 | 0.60707 | 0 | 1.6728 | 0.15435
2025_01_15 Hr 14 | 0.20422 | 6.9762e-05 | 0 | 0.25397 | 0.25397 | 0.25397 | 0.25397 | 0.25397 | 0.25397 | 0 | 0 | 0.0031592 | 0 | 0 | 1.6399 | 1.6399 | 13.7119 | 0.82256 | 0.0016124 | 0.0058432 | 0.0039341 | 0 | 0 | 0 | 0 | 0 | 0 | 0.06302 | 0.016238 | 1.2821 | 0.57699 | 12.2819 | 2.0585 | 0 | 0.60107 | 0.79648 | 0 | 0 | 0 | 0.00015075 | -2.8602 | 0.056408 | 0 | 0 | 0 | -0.45216 | 0 | 0 | 0 | 0 | 0 | 0 | 0 | 0 | 2.8342 | 0 | 0 | 0 | -3.3188 | 0 | 0 | 0 | 0 | 0 | 0 | 0 | 0 | 0 | 0 | 0 | 0 | 0 | -2.3937 | 0 | 0 | -36.0424 | 1.822 | 0 | 6.3126 | 6.3661 | 0.57017 | 46.1579 | 1.2254 | 3.0551 | 0 | 0.032612 | -0.20422 | 0.74789 | 0.22757 | 0 | 17.6454 | 16.7589 | -42.4112 | 0 | 0.60707 | 0 | 1.6728 | 0.15339
2025_01_15 Hr 15 | 0.045189 | 3.556e-05 | 0 | 0.25397 | 0.25397 | 0.25397 | 0.25397 | 0.25397 | 0.25397 | 0 | 0 | 0.0031592 | 0 | 0 | 1.6399 | 1.6399 | 13.7119 | 0.89733 | 0.0016124 | 0.0058432 | 0.0039341 | 0 | 0 | 0 | 0 | 0 | 0 | 0.06302 | 0.016238 | 1.2821 | 0.57699 | 12.2819 | 2.0585 | 0 | 0.60107 | 0.79648 | 0 | 0 | 0 | 0.0044945 | -2.3689 | 0.056408 | 0 | 0 | 0 | -0.47203 | 0 | 0 | 0 | 0 | 0 | 0 | 0 | 0 | 2.0738 | 0 | 0 | 0 | -3.3188 | 0 | 0 | 0 | 0 | 0 | 0 | 0 | 0 | 0 | 0 | 0 | 0 | 0 | -2.3937 | 0 | 0 | -34.0854 | 1.822 | 0 | 5.9849 | 6.0368 | 0.27856 | 45.5756 | 1.2254 | 3.0551 | 0 | 0.032612 | -0.045189 | 0.74789 | 0.22757 | 0 | 18.4434 | 15.5473 | -40.3151 | 0 | 0.60707 | 0 | 1.6728 | 0.15289
2025_01_15 Hr 16 | 0.045117 | 2.4522e-05 | 0 | 0.25397 | 0.25397 | 0.25397 | 0.25397 | 0.25397 | 0.25397 | 0 | 0 | 0.0031592 | 0 | 0 | 1.6399 | 1.6399 | 13.7119 | 0.89733 | 0.0016124 | 0.0058432 | 0.0039341 | 0 | 0 | 0 | 0 | 0 | 0 | 0.06302 | 0.016238 | 1.2821 | 0.57699 | 12.2819 | 2.0585 | 0 | 0.60107 | 0.79648 | 0 | 0 | 0 | 0 | -3.8427 | 0.056408 | 0 | 0 | 0 | -0.57008 | 0 | 0 | 0 | 0 | 0 | 0 | 0 | 0 | 1.8663 | 0 | 0 | 0 | -3.3188 | 0 | 0 | 0 | 0 | 0 | 0 | 0 | 0 | 0 | 0 | 0 | 0 | 0 | -2.3937 | 0 | 0 | -44.3205 | 1.822 | 0 | 6.3126 | 6.3661 | 0.36125 | 46.2327 | 1.2254 | 3.0551 | 0 | 0.032612 | -0.045117 | 0.74789 | 0.22757 | 0 | 7.1645 | 15.4227 | -50.6482 | 0 | 0.60707 | 0 | 1.6728 | 0.15327
2025_01_15 Hr 17 | 0 | 8.4583e-06 | 0 | 0.25397 | 0.25397 | 0.25397 | 0.25397 | 0.25397 | 0.25397 | 0 | 0 | 0.0031592 | 0.06 | 0.0078944 | 1.6399 | 1.6399 | 13.7119 | 0.89733 | 0.0016124 | 0.0058432 | 0.0039341 | 0 | 0 | 0 | 0 | 0 | 0 | 0.06302 | 0.016238 | 1.2821 | 0.57699 | 12.2819 | 2.0585 | 0 | 0.60107 | 0.79648 | 0 | 0 | 0 | 0 | -3.8484 | 0.056408 | 0 | 0 | 0 | -0.58998 | 0 | 0 | 0 | 0 | 0 | 0 | 0 | 0 | 1.7973 | 0 | 0 | 0 | -3.3188 | 0 | 0 | 0 | 0 | 0 | 0 | 0 | 0 | 0 | 0 | 0 | 0 | 0 | -2.3937 | 0 | 0 | -52.2722 | 1.822 | 0 | 6.3126 | 6.3661 | 0.55276 | 46.2327 | 1.2254 | 3.0551 | 0 | 0.032612 | 0 | 0.74789 | 0.22757 | 0 | -0.6202 | 15.5702 | -58.5746 | 0 | 0.60707 | 0 | 1.6728 | 0.15538
2025_01_15 Hr 18 | 0 | 0 | 0 | 0.25397 | 0.25397 | 0.25397 | 0.25397 | 0.25397 | 0.25397 | 0 | 0 | 0.0031592 | 0.18 | 0.021567 | 1.6399 | 1.6399 | 13.7119 | 0.89733 | 0.0016124 | 0.0058432 | 0.0039341 | 0 | 0 | 0 | 0 | 0 | 0 | 0.06302 | 0.016238 | 1.2821 | 0.57699 | 12.2819 | 2.0585 | 0 | 0.60107 | 0.79648 | 0 | 0 | 0 | 0 | -3.5224 | 0.056408 | 0 | 0 | 0 | -0.53708 | 0 | 0 | 0 | 0 | 0 | 0 | 0 | 0 | 2.2819 | 0 | 0 | 0 | -3.3188 | 0 | 0 | 0 | 0 | 0 | 0 | 0 | 0 | 0 | 0 | 0 | 0 | 0 | -2.3937 | 0 | 0 | -54.476 | 1.822 | 0 | 6.3126 | 6.3661 | 1.2753 | 46.2327 | 1.2254 | 3.0551 | 0 | 0.032612 | 0 | 0.74789 | 0.22757 | 0 | -1.1033 | 16.912 | -60.7256 | 0 | 0.60707 | 0 | 1.6728 | 0.15648
2025_01_15 Hr 19 | 0 | 0 | 0 | 0.25397 | 0.25397 | 0.25397 | 0.25397 | 0.25397 | 0.25397 | 0 | 0 | 0.0031592 | 0.21 | 0.023533 | 1.6399 | 1.6399 | 13.7119 | 0.89733 | 0.0016124 | 0.0058432 | 0.0039341 | 0 | 0 | 0 | 0 | 0 | 0 | 0.06302 | 0.016238 | 1.2821 | 0.57699 | 12.2819 | 2.0585 | 0 | 0.60107 | 0.79648 | 0 | 0 | 0 | 0 | -3.2603 | 0.056408 | 0 | 0 | 0 | -0.50217 | 0 | 0 | 0 | 0 | 0 | 0 | 0 | 0 | 2.7652 | 0 | 0 | 0 | -3.3188 | 0 | 0 | 0 | 0 | 0 | 0 | 0 | 0 | 0 | 0 | 0 | 0 | 0 | -2.3937 | 0 | 0 | -53.4542 | 1.822 | 0 | 6.3126 | 6.3661 | 1.1142 | 46.2327 | 1.2254 | 3.0551 | 0 | 0.032612 | 0 | 0.74789 | 0.22757 | 0 | 0.56974 | 17.2662 | -59.6688 | 0 | 0.60707 | 0 | 1.6728 | 0.15638
2025_01_15 Hr 20 | 0 | 0 | 0 | 0.25397 | 0.25397 | 0.25397 | 0.25397 | 0.25397 | 0.25397 | 0 | 0 | 0.0031592 | 0.45 | 0.044903 | 1.6399 | 1.6399 | 13.7119 | 0.89733 | 0.0016124 | 0.0058432 | 0.0039341 | 0 | 0 | 0 | 0 | 0 | 0 | 0.06302 | 0.016238 | 1.2821 | 0.57699 | 12.2819 | 2.0585 | 0 | 0.60107 | 0.79648 | 0 | 0 | 0 | 0 | -2.9263 | 0.056408 | 0 | 0 | 0 | -0.44693 | 0 | 0 | 0 | 0 | 0 | 0 | 0 | 0 | 2.9038 | 0 | 0 | 0 | -3.3188 | 0 | 0 | 0 | 0 | 0 | 0 | 0 | 0 | 0 | 0 | 0 | 0 | 0 | -2.3937 | 0 | 0 | -48.6012 | 1.822 | 0 | 6.3126 | 6.3661 | 1.1142 | 46.2327 | 1.2254 | 3.0551 | 0 | 0.032612 | 0 | 0.74789 | 0.22757 | 0 | 6.2116 | 17.6658 | -54.7606 | 0 | 0.60707 | 0 | 1.6728 | 0.15606
2025_01_15 Hr 21 | 0 | 0 | 0 | 0.25397 | 0.25397 | 0.25397 | 0.25397 | 0.25397 | 0.25397 | 0 | 0 | 0.0031592 | 0.6 | 0.062602 | 1.6399 | 1.6399 | 13.7119 | 0.89733 | 0.0016124 | 0.0058432 | 0.0039341 | 0 | 0 | 0 | 0 | 0 | 0 | 0.06302 | 0.016238 | 1.2821 | 0.57699 | 12.2819 | 2.0585 | 0 | 0.60107 | 0.79648 | 0 | 0 | 0 | 0 | -3.107 | 0.056408 | 0 | 0 | 0 | -0.46741 | 0 | 0 | 0 | 0 | 0 | 0 | 0 | 0 | 3.2498 | 0 | 0 | 0 | -3.3188 | 0 | 0 | 0 | 0 | 0 | 0 | 0 | 0 | 0 | 0 | 0 | 0 | 0 | -2.3937 | 0 | 0 | -49.7106 | 1.822 | 0 | 6.3126 | 6.3661 | 0.81391 | 46.2327 | 1.2254 | 3.0551 | 0 | 0.032612 | 0 | 0.74789 | 0.22757 | 0 | 5.1128 | 17.8777 | -55.8905 | 0 | 0.60707 | 0 | 1.6728 | 0.15457
2025_01_15 Hr 22 | 0 | 0 | 0 | 0.25397 | 0.25397 | 0.25397 | 0.25397 | 0.25397 | 0.25397 | 0 | 0 | 0.0031592 | 0.54 | 0.052757 | 1.6399 | 1.6399 | 13.7119 | 0.89733 | 0.0016124 | 0.0058432 | 0.0039341 | 0 | 0 | 0 | 0 | 0 | 0 | 0.06302 | 0.016238 | 1.2821 | 0.57699 | 12.2819 | 2.0585 | 0 | 0.60107 | 0.79648 | 0 | 0 | 0 | 0 | -2.7967 | 0.056408 | 0 | 0 | 0 | -0.43755 | 0 | 0 | 0 | 0 | 0 | 0 | 0 | 0 | 3.3194 | 0 | 0 | 0 | -3.3188 | 0 | 0 | 0 | 0 | 0 | 0 | 0 | 0 | 0 | 0 | 0 | 0 | 0 | -2.3937 | 0 | 0 | -43.642 | 1.822 | 0 | 6.3126 | 6.3661 | 0.93143 | 46.2327 | 1.2254 | 3.0551 | 0 | 0.032612 | 0 | 0.74789 | 0.22757 | 0 | 11.6368 | 17.9928 | -49.792 | 0 | 0.60707 | 0 | 1.6728 | 0.15244
2025_01_15 Hr 23 | 0 | 0 | 0 | 0.25397 | 0.25397 | 0.25397 | 0.25397 | 0.25397 | 0.25397 | 0 | 0 | 0.0031592 | 0.54 | 0.051268 | 1.6399 | 1.6399 | 13.7605 | 0.90147 | 0.0016124 | 0.0058432 | 0.0039341 | 0 | 0 | 0.73681 | 0 | 0.63056 | 0 | 0.06302 | 0.016238 | 1.2821 | 0.57699 | 12.2955 | 2.0585 | 0 | 0.60344 | 0.79648 | 0 | 0 | 0 | 0 | -3.0218 | 0.056408 | 0 | 0 | 0 | -0.42513 | 0 | 0 | 0 | 0 | 0 | 0 | 0 | 0 | 2.9721 | 0 | 0 | 0 | 0 | -2.4813 | 0 | 0 | 0 | 0 | 0 | 0 | 0 | 0 | 0 | 0 | 0 | 0 | 0 | 0 | 0 | -43.5717 | 1.822 | 0 | 6.3387 | 6.3924 | 1.2622 | 46.3513 | 1.2254 | 3.0551 | 0 | 0.032612 | 0 | 0.74789 | 0.22757 | 0 | 16.1939 | 17.975 | -45.1107 | 0 | 0.60707 | 0 | 1.6728 | 0.15022
2025_01_15 Hr 24 | 0 | 0 | 0 | 0.25397 | 0.25397 | 0.25397 | 0.25397 | 0.25397 | 0.25397 | 0 | 0 | 0.0031592 | 0.93 | 0.087541 | 1.6399 | 1.6399 | 13.7605 | 0.90147 | 0.0016124 | 0.0058432 | 0.0039341 | 0 | 0 | 0.71511 | 0 | 0.60886 | 0 | 0.06302 | 0.016238 | 1.2821 | 0.57699 | 12.2955 | 2.0585 | 0 | 0.60344 | 0.79648 | 0 | 0 | 0 | 0 | -3.0162 | 0.056408 | 0 | 0 | 0 | -0.42149 | 0 | 0 | 0 | 0 | 0 | 0 | 0 | 0 | 3.3871 | 0 | 0 | 0 | 0 | -2.4813 | 0 | 0 | 0 | 0 | 0 | 0 | 0 | 0 | 0 | 0 | 0 | 0 | 0 | 0 | 0 | -45.2317 | 1.822 | 0 | 6.3387 | 6.3924 | 1.2448 | 46.3513 | 1.2254 | 3.0551 | 0 | 0.032612 | 0 | 0.74789 | 0.22757 | 0 | 15.3216 | 18.7969 | -46.8105 | 0 | 0.60707 | 0 | 1.6728 | 0.1483
2025_01_16 Hr 01 | 0 | 0 | 0 | 0.23334 | 0.23334 | 0.23334 | 0.23334 | 0.23334 | 0.23334 | 0 | 0 | 0.0031592 | 1.17 | 0.10074 | 1.6399 | 1.6399 | 12.6434 | 0 | 0.0016124 | 0.0058432 | 0.0039341 | 0 | 0 | 0.5 | 0 | 0.39375 | 0 | 0.06302 | 0.016238 | 1.2821 | 0.53052 | 11.297 | 2.0585 | 0 | 0.60344 | 0.79648 | 0 | 0 | 0 | 0 | -2.951 | 0.056408 | 0 | 0 | 0 | -0.38535 | 0 | 0 | 0 | 0 | 0 | 0 | 0 | 0 | 3.8705 | 0 | 0 | 0 | 0 | -2.4813 | 0 | 0 | 0 | 0 | 0 | 0 | 0 | 0 | 0 | 0 | 0 | 0 | 0 | 0 | 0 | -40.4093 | 1.822 | 0 | 5.8239 | 5.8733 | 1.2753 | 42.1302 | 1.2254 | 3.0551 | 0 | 0.032612 | 0 | 0.74789 | 0.22757 | 0 | 16.3599 | 19.5628 | -42.3821 | 0 | 0.60707 | 0 | 1.6728 | 0.14709
2025_01_16 Hr 02 | 0 | 0 | 0 | 0.23334 | 0.23334 | 0.23334 | 0.23334 | 0.23334 | 0.23334 | 0 | 0 | 0.0031592 | 1.35 | 0.11688 | 1.6399 | 1.6399 | 12.6434 | 0 | 0.0016124 | 0.0058432 | 0.0039341 | 0 | 0 | 0.51275 | 0 | 0.4065 | 0 | 0.06302 | 0.016238 | 1.2821 | 0.53052 | 11.297 | 2.0585 | 0 | 0.60344 | 0.79648 | 0 | 0 | 0 | 0 | -2.9307 | 0.056408 | 0 | 0 | 0 | -0.38749 | 0 | 0 | 0 | 0 | 0 | 0 | 0 | 0 | 4.2189 | 0 | 0 | 0 | 0 | -2.4813 | 0 | 0 | 0 | 0 | 0 | 0 | 0 | 0 | 0 | 0 | 0 | 0 | 0 | 0 | 0 | -42.2932 | 1.822 | 0 | 5.8239 | 5.8733 | 1.2622 | 42.1302 | 1.2254 | 3.0551 | 0 | 0.032612 | 0 | 0.74789 | 0.22757 | 0 | 15.0507 | 20.0939 | -44.2427 | 0 | 0.60707 | 0 | 1.6728 | 0.14669
2025_01_16 Hr 03 | 0 | 0 | 0 | 0.23334 | 0.23334 | 0.23334 | 0.23334 | 0.23334 | 0.23334 | 0 | 0 | 0.0031592 | 1.17 | 0.10087 | 1.6399 | 1.6399 | 12.6434 | 0 | 0.0016124 | 0.0058432 | 0.0039341 | 0 | 0 | 0.50313 | 0 | 0.39688 | 0 | 0.06302 | 0.016238 | 1.2821 | 0.53052 | 11.297 | 2.0585 | 0 | 0.60344 | 0.79648 | 0 | 0 | 0 | 0 | -2.8531 | 0.056408 | 0 | 0.24941 | 0 | -0.38588 | 0 | 0 | 0 | 0 | 0 | 0 | 0 | 0 | 4.2171 | 0 | 0 | 0 | 0 | -2.4813 | 0 | 0 | 0 | 0 | 0 | 0 | 0 | 0 | 0 | 0 | 0 | 0 | 0 | 0 | 0 | -41.6065 | 1.822 | 0 | 5.8239 | 5.8733 | 1.1534 | 42.1302 | 1.2254 | 3.0551 | 0 | 0.032612 | 0 | 0.74789 | 0.22757 | 0 | 15.4901 | 19.7866 | -43.5736 | 0 | 0.60707 | 0 | 1.6728 | 0.14603
2025_01_16 Hr 04 | 0 | 0 | 0 | 0.23334 | 0.23334 | 0.23334 | 0.23334 | 0.23334 | 0.23334 | 0 | 0 | 0.0031592 | 1.68 | 0.14228 | 1.6399 | 1.6399 | 12.6434 | 0 | 0.0016124 | 0.0058432 | 0.0039341 | 0 | 0 | 0.46221 | 0 | 0.35596 | 0 | 0.06302 | 0.016238 | 1.2821 | 0.53052 | 11.297 | 2.0585 | 0 | 0.60344 | 0.79648 | 0 | 0 | 0 | 0 | -3.1364 | 0.056408 | 0 | 0.13957 | 0 | -0.379 | 0 | 0 | 0 | 0 | 0 | 0 | 0 | 0 | 4.2165 | 0 | 0 | 0 | 0 | -2.4813 | 0 | 0 | 0 | 0 | 0 | 0 | 0 | 0 | 0 | 0 | 0 | 0 | 0 | 0 | 0 | -39.9645 | 1.822 | 0 | 5.8239 | 5.8733 | 0.99236 | 42.1302 | 1.2254 | 3.0551 | 0 | 0.032612 | 0 | 0.74789 | 0.22757 | 0 | 17.1639 | 20.1767 | -42.0065 | 0 | 0.60707 | 0 | 1.6728 | 0.14634
2025_01_16 Hr 05 | 0 | 0 | 0 | 0.23334 | 0.23334 | 0.23334 | 0.23334 | 0.23334 | 0.23334 | 0 | 0 | 0.0031592 | 1.65 | 0.15008 | 1.6399 | 1.6399 | 12.6434 | 0 | 0.0016124 | 0.0058432 | 0.0039341 | 0 | 0 | 0.63006 | 0 | 0.52381 | 0 | 0.06302 | 0.016238 | 1.2821 | 0.53052 | 11.297 | 2.0585 | 0 | 0.60344 | 0.79648 | 0 | 0 | 0 | 0 | -3.0956 | 0.056408 | 0 | 0 | 0 | -0.4072 | 0 | 0 | 0 | 0 | 0 | 0 | 0 | 0 | 4.0792 | 0 | 0 | 0 | 0 | -2.4813 | 0 | 0 | 0 | 0 | 0 | 0 | 0 | 0 | 0 | 0 | 0 | 0 | 0 | 0 | 0 | -43.1498 | 1.822 | 0 | 5.8239 | 5.8733 | 0.6137 | 42.1302 | 1.2254 | 3.0551 | 0 | 0.032612 | 0 | 0.74789 | 0.22757 | 0 | 13.7902 | 19.64 | -44.8843 | 0 | 0.60707 | 0 | 1.6728 | 0.14784
2025_01_16 Hr 06 | 0 | 0 | 0 | 0.23334 | 0.23334 | 0.23334 | 0.23334 | 0.23334 | 0.23334 | 0 | 0 | 0.0031592 | 1.5 | 0.18319 | 1.6399 | 1.6399 | 12.6434 | 0 | 0.0016124 | 0.0058432 | 0.0039341 | 0 | 0 | 1.465 | 0 | 1.3588 | 0 | 0.06302 | 0.016238 | 1.2821 | 0.53052 | 11.297 | 2.0585 | 0 | 0.60344 | 0.79648 | 0 | 0 | 0 | 0 | -4.2402 | 0.056408 | 0 | 0 | 0 | -0.54747 | 0 | 0 | 0 | 0 | 0 | 0 | 0 | 0 | 3.9418 | 0 | 0 | 0 | 0 | -2.4813 | 0 | 0 | 0 | 0 | 0 | 0 | 0 | 0 | 0 | 0 | 0 | 0 | 0 | 0 | 0 | -61.2328 | 1.822 | 0 | 5.8239 | 5.8733 | 0.25244 | 42.1302 | 1.2254 | 3.0551 | 0 | 0.032612 | 0 | 0.74789 | 0.22757 | 0 | -4.5201 | 19.0277 | -61.4378 | 0 | 0.60707 | 0 | 1.6728 | 0.15098
2025_01_16 Hr 07 | 0 | 0 | 0 | 0.23334 | 0.23334 | 0.23334 | 0.23334 | 0.23334 | 0.23334 | 0 | 0 | 0.0031592 | 1.11 | 0.15889 | 1.6399 | 1.6399 | 12.5988 | 0 | 0.0016124 | 0.0058432 | 0.0039341 | 0 | 0 | 0 | 0 | 0 | 0 | 0.06302 | 0.016238 | 1.2821 | 0.53052 | 11.2844 | 2.0585 | 1.352 | 0.60107 | 0.79648 | 0 | 0 | 0 | 0 | -4.4099 | 0.056408 | 0 | 0 | 0 | -0.64206 | 0 | 0 | 0 | 0 | 0 | 0 | 0 | 0 | 3.8717 | 0 | 0 | 0 | -3.3188 | 0 | 0 | 0 | 0 | 0 | 0 | 0 | 0 | 0 | 0 | 0 | 0 | 0 | -2.3937 | 0 | 0 | -63.118 | 1.822 | 0 | 5.8 | 5.8491 | 0.29161 | 43.377 | 1.2254 | 3.0551 | 0 | 0.032612 | 0 | 0.74789 | 0.22757 | 0 | -11.9225 | 18.5831 | -69.4726 | 0 | 0.60707 | 0 | 1.6728 | 0.15405
2025_01_16 Hr 08 | 0 | 0 | 0 | 0.23334 | 0.23334 | 0.23334 | 0.23334 | 0.23334 | 0.23334 | 0 | 0 | 0.0031592 | 0.9 | 0.13079 | 1.6399 | 1.6399 | 12.5988 | 0 | 0.0016124 | 0.0058432 | 0.0039341 | 0 | 0 | 0 | 0 | 0 | 0 | 0.06302 | 0.016238 | 1.2821 | 0.53052 | 11.2844 | 2.0585 | 1.352 | 0.60107 | 0.79648 | 0 | 0 | 0 | 0 | -4.4747 | 0.056408 | 0 | 0 | 0 | -0.65186 | 0 | 0 | 0 | 0 | 0 | 0 | 0 | 0 | 3.8027 | 0 | 0 | 0 | -3.3188 | 0 | 0 | 0 | 0 | 0 | 0 | 0 | 0 | 0 | 0 | 0 | 0 | 0 | -2.3937 | 0 | 0 | -55.6778 | 1.822 | 0 | 5.8 | 5.8491 | 0.30032 | 43.377 | 1.2254 | 3.0551 | 0 | 0.032612 | 0 | 0.74789 | 0.22757 | 0 | -4.8531 | 18.2868 | -62.0421 | 0 | 0.60707 | 0 | 1.6728 | 0.15617
2025_01_16 Hr 09 | 0 | 0 | 0 | 0.23334 | 0.23334 | 0.23334 | 0.23334 | 0.23334 | 0.23334 | 0 | 0 | 0.0031592 | 1.05 | 0.11997 | 1.6399 | 1.6399 | 12.5988 | 0 | 0.0016124 | 0.0058432 | 0.0039341 | 0 | 0 | 0 | 0 | 0 | 0 | 0.06302 | 0.016238 | 1.2821 | 0.53052 | 11.2844 | 2.0585 | 1.352 | 0.60107 | 0.79648 | 0 | 0 | 0 | 0 | -3.6923 | 0.056408 | 0 | 0 | 0 | -0.51204 | 0 | 0 | 0 | 0 | 0 | 0 | 0 | 0 | 3.8021 | 0 | 0 | 0 | -3.3188 | 0 | 0 | 0 | 0 | 0 | 0 | 0 | 0 | 0 | 0 | 0 | 0 | 0 | -2.3937 | 0 | 0 | -47.7653 | 1.822 | 0 | 5.8 | 5.8491 | 0.32208 | 43.377 | 1.2254 | 3.0551 | 0 | 0.032612 | 0 | 0.74789 | 0.22757 | 0 | 4.1421 | 18.4474 | -53.9899 | 0 | 0.60707 | 0 | 1.6728 | 0.15642
2025_01_16 Hr 10 | 0.13579 | 1.8454e-05 | 0 | 0.23334 | 0.23334 | 0.23334 | 0.23334 | 0.23334 | 0.23334 | 0 | 0 | 0.0031592 | 0.63 | 0.065762 | 1.6399 | 1.6399 | 12.5988 | 0 | 0.0016124 | 0.0058432 | 0.0039341 | 0 | 0 | 0 | 0 | 0 | 0 | 0.06302 | 0.016238 | 1.2821 | 0.53052 | 11.2844 | 2.0585 | 1.352 | 0.60107 | 0.79648 | 0 | 0 | 0 | 0 | -3.2019 | 0.056408 | 0 | 0 | 0 | -0.46763 | 0 | 0 | 0 | 0 | 0 | 0 | 0 | 0 | 3.3877 | 0 | 0 | 0 | -3.3188 | 0 | 0 | 0 | 0 | 0 | 0 | 0 | 0 | 0 | 0 | 0 | 0 | 0 | -2.3937 | 0 | 0 | -45.3005 | 1.822 | 0 | 5.8 | 5.8491 | 0.36125 | 43.377 | 1.2254 | 3.0551 | 0 | 0.032612 | -0.13579 | 0.74789 | 0.22757 | 0 | 6.2916 | 17.733 | -51.6164 | 0 | 0.60707 | 0 | 1.6728 | 0.15567
2025_01_16 Hr 11 | 0.18148 | 7.919e-05 | 0 | 0.23334 | 0.23334 | 0.23334 | 0.23334 | 0.23334 | 0.23334 | 0 | 0 | 0.0031592 | 0.3 | 0.032135 | 1.6399 | 1.6399 | 12.5988 | 0 | 0.0016124 | 0.0058432 | 0.0039341 | 0 | 0 | 0 | 0 | 0 | 0 | 0.06302 | 0.016238 | 1.2821 | 0.53052 | 11.2844 | 2.0585 | 1.352 | 0.60107 | 0.79648 | 0 | 0 | 0 | 0 | -3.2788 | 0.056408 | 0 | 0 | 0 | -0.47992 | 0 | 0 | 0 | 0 | 0 | 0 | 0 | 0 | 3.6642 | 0 | 0 | 0 | -3.3188 | 0 | 0 | 0 | 0 | 0 | 0 | 0 | 0 | 0 | 0 | 0 | 0 | 0 | -2.3937 | 0 | 0 | -39.6512 | 1.822 | 0 | 5.8 | 5.8491 | 0.16104 | 43.377 | 1.2254 | 3.0551 | 0 | 0.032612 | -0.18148 | 0.74789 | 0.22757 | 0 | 11.5648 | 17.4918 | -46.0251 | 0 | 0.60707 | 0 | 1.6728 | 0.15604
2025_01_16 Hr 12 | 0.13579 | 0.0001078 | 0 | 0.23334 | 0.23334 | 0.23334 | 0.23334 | 0.23334 | 0.23334 | 0 | 0 | 0.0031592 | 0.18 | 0.018574 | 1.6399 | 1.6399 | 12.5988 | 0 | 0.0016124 | 0.0058432 | 0.0039341 | 0 | 0 | 0 | 0 | 0 | 0 | 0.06302 | 0.016238 | 1.2821 | 0.53052 | 11.2844 | 2.0585 | 1.352 | 0.60107 | 0.79648 | 0 | 0 | 0 | 0 | -3.1006 | 0.056408 | 0 | 0 | 0 | -0.46226 | 0 | 0 | 0 | 0 | 0 | 0 | 0 | 0 | 4.3556 | 0 | 0 | 0 | -3.3188 | 0 | 0 | 0 | 0 | 0 | 0 | 0 | 0 | 0 | 0 | 0 | 0 | 0 | -2.3937 | 0 | 0 | -38.2891 | 1.822 | 0 | 5.8 | 5.8491 | 0.10011 | 43.377 | 1.2254 | 3.0551 | 0 | 0.032612 | -0.13579 | 0.74789 | 0.22757 | 0 | 13.6192 | 17.9426 | -44.5997 | 0 | 0.60707 | 0 | 1.6728 | 0.15556
2025_01_16 Hr 13 | 0.24927 | 0.00010027 | 0 | 0.23334 | 0.23334 | 0.23334 | 0.23334 | 0.23334 | 0.23334 | 0 | 0 | 0.0031592 | 0.15 | 0.01418 | 1.6399 | 1.6399 | 12.5988 | 0 | 0.0016124 | 0.0058432 | 0.0039341 | 0 | 0 | 0 | 0 | 0 | 0 | 0.06302 | 0.016238 | 1.2821 | 0.53052 | 11.2844 | 2.0585 | 1.352 | 0.60107 | 0.79648 | 0 | 0 | 0 | 0 | -2.8614 | 0.056408 | 0 | 0 | 0 | -0.4233 | 0 | 0 | 0 | 0 | 0 | 0 | 0 | 0 | 4.4252 | 0 | 0 | 0 | -3.3188 | 0 | 0 | 0 | 0 | 0 | 0 | 0 | 0 | 0 | 0 | 0 | 0 | 0 | -2.3937 | 0 | 0 | -37.9536 | 1.822 | 0 | 5.8 | 5.8491 | 0.13057 | 43.377 | 1.2254 | 3.0551 | 0 | 0.032612 | -0.24927 | 0.74789 | 0.22757 | 0 | 14.2987 | 18.1218 | -44.3387 | 0 | 0.60707 | 0 | 1.6728 | 0.15567
2025_01_16 Hr 14 | 0.090814 | 0.00041037 | 0 | 0.23334 | 0.23334 | 0.23334 | 0.23334 | 0.23334 | 0.23334 | 0 | 0 | 0.0031592 | 0.12 | 0.011142 | 1.6399 | 1.6399 | 12.5988 | 0 | 0.0016124 | 0.0058432 | 0.0039341 | 0 | 0 | 0 | 0 | 0 | 0 | 0.06302 | 0.016238 | 1.2821 | 0.53052 | 11.2844 | 2.0585 | 1.2393 | 0.60107 | 0.79648 | 0 | 0 | 0 | 0.0087727 | -2.8001 | 0.056408 | 0 | 0 | 0 | -0.41573 | 0 | 0 | 0 | 0 | 0 | 0 | 0 | 0 | 4.3556 | 0 | 0 | 0 | -3.3188 | 0 | 0 | 0 | 0 | 0 | 0 | 0 | 0 | 0 | 0 | 0 | 0 | 0 | -2.3937 | 0 | 0 | -34.0249 | 1.822 | 0 | 5.8 | 5.8491 | 0.17845 | 43.2643 | 1.2254 | 3.0551 | 0 | 0.032612 | -0.090814 | 0.74789 | 0.22757 | 0 | 18.1375 | 17.9085 | -40.244 | 0 | 0.60707 | 0 | 1.6728 | 0.15527
2025_01_16 Hr 15 | 0.067857 | 0.0010041 | 0 | 0.23334 | 0.23334 | 0.23334 | 0.23334 | 0.23334 | 0.23334 | 0 | 0 | 0.0031592 | 0.06 | 0.0061453 | 1.6399 | 1.6399 | 12.5988 | 0 | 0.0016124 | 0.0058432 | 0.0039341 | 0 | 0 | 0 | 0 | 0 | 0 | 0.06302 | 0.016238 | 1.2821 | 0.53052 | 11.2844 | 2.0585 | 1.352 | 0.60107 | 0.79648 | 0 | 0 | 0 | 0 | -3.1881 | 0.056408 | 0 | 0 | 0 | -0.45879 | 0 | 0 | 0 | 0 | 0 | 0 | 0 | 0 | 4.0792 | 0 | 0 | 0 | -3.3188 | 0 | 0 | 0 | 0 | 0 | 0 | 0 | 0 | 0 | 0 | 0 | 0 | 0 | -2.3937 | 0 | 0 | -36.3274 | 1.822 | 0 | 5.8 | 5.8491 | 0.15234 | 43.377 | 1.2254 | 3.0551 | 0 | 0.032612 | -0.067857 | 0.74789 | 0.22757 | 0 | 15.1404 | 17.5181 | -42.5665 | 0 | 0.60707 | 0 | 1.6728 | 0.15478
2025_01_16 Hr 16 | 0.045117 | 0.00064648 | 0 | 0.23334 | 0.23334 | 0.23334 | 0.23334 | 0.23334 | 0.23334 | 0 | 0 | 0.0031592 | 0.03 | 0.0033708 | 1.6399 | 1.6399 | 12.5988 | 0 | 0.0016124 | 0.0058432 | 0.0039341 | 0 | 0 | 0 | 0 | 0 | 0 | 0.06302 | 0.016238 | 1.2821 | 0.53052 | 11.2844 | 2.0585 | 1.352 | 0.60107 | 0.79648 | 0 | 0 | 0 | 0 | -3.4549 | 0.056408 | 0 | 0 | 0 | -0.50352 | 0 | 0 | 0 | 0 | 0 | 0 | 0 | 0 | 3.9406 | 0 | 0 | 0 | -3.3188 | 0 | 0 | 0 | 0 | 0 | 0 | 0 | 0 | 0 | 0 | 0 | 0 | 0 | -2.3937 | 0 | 0 | -40.0895 | 1.822 | 0 | 5.8 | 5.8491 | 0.10011 | 43.377 | 1.2254 | 3.0551 | 0 | 0.032612 | -0.045117 | 0.74789 | 0.22757 | 0 | 10.8428 | 17.2714 | -46.3506 | 0 | 0.60707 | 0 | 1.6728 | 0.15467
2025_01_16 Hr 17 | 0.022667 | 0.00011737 | 0 | 0.23334 | 0.23334 | 0.23334 | 0.23334 | 0.23334 | 0.23334 | 0 | 0 | 0.0031592 | 0.12 | 0.014367 | 1.6399 | 1.6399 | 12.5988 | 0 | 0.0016124 | 0.0058432 | 0.0039341 | 0 | 0 | 0 | 0 | 0 | 0 | 0.06302 | 0.016238 | 1.2821 | 0.53052 | 11.2844 | 2.0585 | 1.352 | 0.60107 | 0.79648 | 0 | 0 | 0 | 0 | -3.5259 | 0.056408 | 0 | 0 | 0 | -0.53666 | 0 | 0 | 0 | 0 | 0 | 0 | 0 | 0 | 3.5952 | 0 | 0 | 0 | -3.3188 | 0 | 0 | 0 | 0 | 0 | 0 | 0 | 0 | 0 | 0 | 0 | 0 | 0 | -2.3937 | 0 | 0 | -42.7611 | 1.822 | 0 | 5.8 | 5.8491 | 0.17845 | 43.377 | 1.2254 | 3.0551 | 0 | 0.032612 | -0.022667 | 0.74789 | 0.22757 | 0 | 7.9017 | 17.0836 | -49.0329 | 0 | 0.60707 | 0 | 1.6728 | 0.15594
2025_01_16 Hr 18 | 0 | 0 | 0 | 0.23334 | 0.23334 | 0.23334 | 0.23334 | 0.23334 | 0.23334 | 0 | 0 | 0.0031592 | 0.09 | 0.011574 | 1.6399 | 1.6399 | 12.5988 | 0 | 0.0016124 | 0.0058432 | 0.0039341 | 0 | 0 | 0 | 0 | 0 | 0 | 0.06302 | 0.016238 | 1.2821 | 0.53052 | 11.2844 | 2.0585 | 1.352 | 0.60107 | 0.79648 | 0 | 0 | 0 | 0 | -3.9219 | 0.056408 | 0 | 0 | 0 | -0.57659 | 0 | 0 | 0 | 0 | 0 | 0 | 0 | 0 | 3.4573 | 0 | 0 | 0 | -3.3188 | 0 | 0 | 0 | 0 | 0 | 0 | 0 | 0 | 0 | 0 | 0 | 0 | 0 | -2.3937 | 0 | 0 | -44.9451 | 1.822 | 0 | 5.8 | 5.8491 | 0.13057 | 43.377 | 1.2254 | 3.0551 | 0 | 0.032612 | 0 | 0.74789 | 0.22757 | 0 | 5.0643 | 16.8434 | -51.2342 | 0 | 0.60707 | 0 | 1.6728 | 0.1571
2025_01_16 Hr 19 | 0 | 0 | 0 | 0.23334 | 0.23334 | 0.23334 | 0.23334 | 0.23334 | 0.23334 | 0 | 0 | 0.0031592 | 0.09 | 0.0119 | 1.6399 | 1.6399 | 12.5988 | 0 | 0.0016124 | 0.0058432 | 0.0039341 | 0 | 0 | 0 | 0 | 0 | 0 | 0.06302 | 0.016238 | 1.2821 | 0.53052 | 11.2844 | 2.0585 | 1.352 | 0.60107 | 0.79648 | 0 | 0 | 0 | 0 | -4.1092 | 0.056408 | 0 | 0 | 0 | -0.59291 | 0 | 0 | 0 | 0 | 0 | 0 | 0 | 0 | 2.9721 | 0 | 0 | 0 | -3.3188 | 0 | 0 | 0 | 0 | 0 | 0 | 0 | 0 | 0 | 0 | 0 | 0 | 0 | -2.3937 | 0 | 0 | -47.2927 | 1.822 | 0 | 5.8 | 5.8491 | 0.12187 | 43.377 | 1.2254 | 3.0551 | 0 | 0.032612 | 0 | 0.74789 | 0.22757 | 0 | 2.0187 | 16.349 | -53.5981 | 0 | 0.60707 | 0 | 1.6728 | 0.15632
2025_01_16 Hr 20 | 0 | 0 | 0 | 0.23334 | 0.23334 | 0.23334 | 0.23334 | 0.23334 | 0.23334 | 0 | 0 | 0.0031592 | 0 | 0 | 1.6399 | 1.6399 | 12.5988 | 0 | 0.0016124 | 0.0058432 | 0.0039341 | 0 | 0 | 0 | 0 | 0 | 0 | 0.06302 | 0.016238 | 1.2821 | 0.53052 | 11.2844 | 2.0585 | 1.352 | 0.60107 | 0.79648 | 0 | 0 | 0 | 0 | -4.0019 | 0.056408 | 0 | 0 | 0 | -0.59296 | 0 | 0 | 0 | 0 | 0 | 0 | 0 | 0 | 3.0429 | 0 | 0 | 0 | -3.3188 | 0 | 0 | 0 | 0 | 0 | 0 | 0 | 0 | 0 | 0 | 0 | 0 | 0 | -2.3937 | 0 | 0 | -40.9539 | 1.822 | 0 | 5.8 | 5.8491 | 0.078344 | 43.377 | 1.2254 | 3.0551 | 0 | 0.032612 | 0 | 0.74789 | 0.22757 | 0 | 8.3889 | 16.2732 | -47.2593 | 0 | 0.60707 | 0 | 1.6728 | 0.15513
2025_01_16 Hr 21 | 0 | 0 | 0 | 0.23334 | 0.23334 | 0.23334 | 0.23334 | 0.23334 | 0.23334 | 0 | 0 | 0.0031592 | 0 | 0 | 1.6399 | 1.6399 | 12.5988 | 0 | 0.0016124 | 0.0058432 | 0.0039341 | 0 | 0 | 0 | 0 | 0 | 0 | 0.06302 | 0.016238 | 1.2821 | 0.53052 | 11.2844 | 2.0585 | 1.352 | 0.60107 | 0.79648 | 0 | 0 | 0 | 0 | -4.114 | 0.056408 | 0 | 0 | 0 | -0.6071 | 0 | 0 | 0 | 0 | 0 | 0 | 0 | 0 | 3.3883 | 0 | 0 | 0 | -3.3188 | 0 | 0 | 0 | 0 | 0 | 0 | 0 | 0 | 0 | 0 | 0 | 0 | 0 | -2.3937 | 0 | 0 | -41.1675 | 1.822 | 0 | 5.8 | 5.8491 | 0.069639 | 43.377 | 1.2254 | 3.0551 | 0 | 0.032612 | 0 | 0.74789 | 0.22757 | 0 | 8.3845 | 16.6086 | -47.4871 | 0 | 0.60707 | 0 | 1.6728 | 0.15382
2025_01_16 Hr 22 | 0 | 0 | 0 | 0.23334 | 0.23334 | 0.23334 | 0.23334 | 0.23334 | 0.23334 | 0 | 0 | 0.0031592 | 0.06 | 0.0079835 | 1.6399 | 1.6399 | 12.5988 | 0 | 0.0016124 | 0.0058432 | 0.0039341 | 0 | 0 | 0 | 0 | 0 | 0 | 0.06302 | 0.016238 | 1.2821 | 0.53052 | 11.2844 | 2.0585 | 1.352 | 0.60107 | 0.79648 | 0 | 0 | 0 | 0 | -4.1454 | 0.056408 | 0 | 0 | 0 | -0.59666 | 0 | 0 | 0 | 0 | 0 | 0 | 0 | 0 | 3.1796 | 0 | 0 | 0 | -3.3188 | 0 | 0 | 0 | 0 | 0 | 0 | 0 | 0 | 0 | 0 | 0 | 0 | 0 | -2.3937 | 0 | 0 | -40.2218 | 1.822 | 0 | 5.8 | 5.8491 | 0.23068 | 43.377 | 1.2254 | 3.0551 | 0 | 0.032612 | 0 | 0.74789 | 0.22757 | 0 | 9.3277 | 16.6271 | -46.531 | 0 | 0.60707 | 0 | 1.6728 | 0.15196
2025_01_16 Hr 23 | 0 | 0 | 0 | 0.23334 | 0.23334 | 0.23334 | 0.23334 | 0.23334 | 0.23334 | 0 | 0 | 0.0031592 | 0 | 0 | 1.6399 | 1.6399 | 12.6434 | 0 | 0.0016124 | 0.0058432 | 0.0039341 | 0 | 0 | 1.4725 | 0 | 1.3663 | 0 | 0.06302 | 0.016238 | 1.2821 | 0.53052 | 11.297 | 2.0585 | 0 | 0.60344 | 0.79648 | 0 | 0 | 0 | 0 | -4.0603 | 0.056408 | 0 | 0 | 0 | -0.54874 | 0 | 0 | 0 | 0 | 0 | 0 | 0 | 0 | 3.5952 | 0 | 0 | 0 | 0 | -2.4813 | 0 | 0 | 0 | 0 | 0 | 0 | 0 | 0 | 0 | 0 | 0 | 0 | 0 | 0 | 0 | -31.3945 | 1.822 | 0 | 5.8239 | 5.8733 | 0.10881 | 42.1302 | 1.2254 | 3.0551 | 0 | 0.032612 | 0 | 0.74789 | 0.22757 | 0 | 23.3364 | 16.8522 | -31.5856 | 0 | 0.60707 | 0 | 1.6728 | 0.14893
2025_01_16 Hr 24 | 0 | 0 | 0 | 0.23334 | 0.23334 | 0.23334 | 0.23334 | 0.23334 | 0.23334 | 0 | 0 | 0.0031592 | 0 | 0 | 1.6399 | 1.6399 | 12.6434 | 0 | 0.0016124 | 0.0058432 | 0.0039341 | 0 | 0 | 1.3569 | 0 | 1.2506 | 0 | 0.06302 | 0.016238 | 1.2821 | 0.53052 | 11.297 | 2.0585 | 0 | 0.60344 | 0.79648 | 0 | 0 | 0 | 0 | -3.9504 | 0.056408 | 0 | 0 | 0 | -0.52931 | 0 | 0 | 0 | 0 | 0 | 0 | 0 | 0 | 4.5625 | 0 | 0 | 0 | 0 | -2.4813 | 0 | 0 | 0 | 0 | 0 | 0 | 0 | 0 | 0 | 0 | 0 | 0 | 0 | 0 | 0 | -34.6924 | 1.822 | 0 | 5.8239 | 5.8733 | 0.10881 | 42.1302 | 1.2254 | 3.0551 | 0 | 0.032612 | 0 | 0.74789 | 0.22757 | 0 | 20.9025 | 17.8181 | -35.0954 | 0 | 0.60707 | 0 | 1.6728 | 0.14756
2025_01_17 Hr 01 | 0 | 0 | 0 | 0.30731 | 0.30731 | 0.30731 | 0.30731 | 0.30731 | 0.30731 | 0 | 0 | 0.0031592 | 0 | 0 | 1.6399 | 1.6399 | 16.6492 | 0 | 0.0016124 | 0.0058432 | 0.0039341 | 0 | 0 | 1.2111 | 0 | 1.1049 | 0 | 0.06302 | 0.016238 | 1.2821 | 0.69716 | 14.8779 | 2.0585 | 0 | 0.60344 | 0.79648 | 0 | 0 | 0 | 0 | -3.7823 | 0.056408 | 0 | 0 | 0 | -0.50482 | 0 | 0 | 0 | 0 | 0 | 0 | 0 | 0 | 3.94 | 0 | 0 | 0 | 0 | -2.4813 | 0 | 0 | 0 | 0 | 0 | 0 | 0 | 0 | 0 | 0 | 0 | 0 | 0 | 0 | 0 | -37.0311 | 1.822 | 0 | 7.6701 | 7.735 | 0.13057 | 54.0353 | 1.2254 | 3.0551 | 0 | 0.032612 | 0 | 0.74789 | 0.22757 | 0 | 29.7683 | 17.2165 | -37.7012 | 0 | 0.60707 | 0 | 1.6728 | 0.1467
2025_01_17 Hr 02 | 0 | 0 | 0 | 0.30731 | 0.30731 | 0.30731 | 0.30731 | 0.30731 | 0.30731 | 0 | 0 | 0.0031592 | 0.12 | 0.013084 | 1.6399 | 1.6399 | 16.6492 | 0 | 0.0016124 | 0.0058432 | 0.0039341 | 0 | 0 | 1.1142 | 0 | 1.008 | 0 | 0.06302 | 0.016238 | 1.2821 | 0.69716 | 14.8779 | 2.0585 | 0 | 0.60344 | 0.79648 | 0 | 0 | 0 | 0 | -3.6693 | 0.056408 | 0 | 0 | 0 | -0.48854 | 0 | 0 | 0 | 0 | 0 | 0 | 0 | 0 | 3.3877 | 0 | 0 | 0 | 0 | -2.4813 | 0 | 0 | 0 | 0 | 0 | 0 | 0 | 0 | 0 | 0 | 0 | 0 | 0 | 0 | 0 | -34.3166 | 1.822 | 0 | 7.6701 | 7.735 | 0.29161 | 54.0353 | 1.2254 | 3.0551 | 0 | 0.032612 | 0 | 0.74789 | 0.22757 | 0 | 32.1596 | 16.9578 | -35.1642 | 0 | 0.60707 | 0 | 1.6728 | 0.14624
2025_01_17 Hr 03 | 0 | 0 | 0 | 0.30731 | 0.30731 | 0.30731 | 0.30731 | 0.30731 | 0.30731 | 0 | 0 | 0.0031592 | 0.21 | 0.023042 | 1.6399 | 1.6399 | 16.6492 | 0 | 0.0016124 | 0.0058432 | 0.0039341 | 0 | 0 | 1.1328 | 0 | 1.0265 | 0 | 0.06302 | 0.016238 | 1.2821 | 0.69716 | 14.8779 | 2.0585 | 0 | 0.60344 | 0.79648 | 0 | 0 | 0 | 0 | -3.6902 | 0.056408 | 0 | 0 | 0 | -0.49165 | 0 | 0 | 0 | 0 | 0 | 0 | 0 | 0 | 3.6648 | 0 | 0 | 0 | 0 | -2.4813 | 0 | 0 | 0 | 0 | 0 | 0 | 0 | 0 | 0 | 0 | 0 | 0 | 0 | 0 | 0 | -35.3535 | 1.822 | 0 | 7.6701 | 7.735 | 0.26985 | 54.0353 | 1.2254 | 3.0551 | 0 | 0.032612 | 0 | 0.74789 | 0.22757 | 0 | 31.4906 | 17.3126 | -36.1671 | 0 | 0.60707 | 0 | 1.6728 | 0.14574
2025_01_17 Hr 04 | 0 | 0 | 0 | 0.30731 | 0.30731 | 0.30731 | 0.30731 | 0.30731 | 0.30731 | 0 | 0 | 0.0031592 | 0.63 | 0.069245 | 1.6399 | 1.6399 | 16.6492 | 0 | 0.0016124 | 0.0058432 | 0.0039341 | 0 | 0 | 1.1379 | 0 | 1.0316 | 0 | 0.06302 | 0.016238 | 1.2821 | 0.69716 | 14.8779 | 2.0585 | 0 | 0.60344 | 0.79648 | 0 | 0 | 0 | 0 | -3.7105 | 0.056408 | 0 | 0 | 0 | -0.49251 | 0 | 0 | 0 | 0 | 0 | 0 | 0 | 0 | 3.8027 | 0 | 0 | 0 | 0 | -2.4813 | 0 | 0 | 0 | 0 | 0 | 0 | 0 | 0 | 0 | 0 | 0 | 0 | 0 | 0 | 0 | -36.2778 | 1.822 | 0 | 7.6701 | 7.735 | 0.26115 | 54.0353 | 1.2254 | 3.0551 | 0 | 0.032612 | 0 | 0.74789 | 0.22757 | 0 | 31.1513 | 17.9087 | -37.0821 | 0 | 0.60707 | 0 | 1.6728 | 0.14638
2025_01_17 Hr 05 | 0 | 0 | 0 | 0.30731 | 0.30731 | 0.30731 | 0.30731 | 0.30731 | 0.30731 | 0 | 0 | 0.0031592 | 0.69 | 0.076934 | 1.6399 | 1.6399 | 16.6492 | 0 | 0.0016124 | 0.0058432 | 0.0039341 | 0 | 0 | 1.1803 | 0 | 1.0741 | 0 | 0.06302 | 0.016238 | 1.2821 | 0.69716 | 14.8779 | 2.0585 | 0 | 0.60344 | 0.79648 | 0 | 0 | 0 | 0 | -3.6447 | 0.056408 | 0 | 0 | 0 | -0.49964 | 0 | 0 | 0 | 0 | 0 | 0 | 0 | 0 | 3.9418 | 0 | 0 | 0 | 0 | -2.4813 | 0 | 0 | 0 | 0 | 0 | 0 | 0 | 0 | 0 | 0 | 0 | 0 | 0 | 0 | 0 | -33.729 | 1.822 | 0 | 7.6701 | 7.735 | 0.26115 | 54.0353 | 1.2254 | 3.0551 | 0 | 0.032612 | 0 | 0.74789 | 0.22757 | 0 | 34.051 | 18.1159 | -34.4555 | 0 | 0.60707 | 0 | 1.6728 | 0.1468
2025_01_17 Hr 06 | 0 | 0 | 0 | 0.30731 | 0.30731 | 0.30731 | 0.30731 | 0.30731 | 0.30731 | 0 | 0 | 0.0031592 | 0.45 | 0.050649 | 1.6399 | 1.6399 | 16.6492 | 1.0907 | 0.0016124 | 0.0058432 | 0.0039341 | 0 | 0 | 1.2086 | 0 | 1.1023 | 0 | 0.06302 | 0.016238 | 1.2821 | 0.69716 | 14.8779 | 2.0585 | 0 | 0.60344 | 0.79648 | 0 | 0 | 0 | 0 | -3.7466 | 0.056408 | 0 | 0 | 0 | -0.50439 | 0 | 0 | 0 | 0 | 0 | 0 | 0 | 0 | 3.8723 | 0 | 0 | 0 | 0 | -2.4813 | 0 | 0 | 0 | 0 | 0 | 0 | 0 | 0 | 0 | 0 | 0 | 0 | 0 | 0 | 0 | -38.8836 | 1.822 | 0 | 7.6701 | 7.735 | 0.29161 | 55.126 | 1.2254 | 3.0551 | 0 | 0.032612 | 0 | 0.74789 | 0.22757 | 0 | 29.6346 | 17.8134 | -39.5583 | 0 | 0.60707 | 0 | 1.6728 | 0.1497
2025_01_17 Hr 07 | 0 | 0 | 0 | 0.30731 | 0.30731 | 0.30731 | 0.30731 | 0.30731 | 0.30731 | 0 | 0 | 0.0031592 | 0.27 | 0.033336 | 1.6399 | 1.6399 | 16.5905 | 1.0857 | 0.0016124 | 0.0058432 | 0.0039341 | 0 | 0 | 0 | 0 | 0 | 0 | 0.06302 | 0.016238 | 1.2821 | 0.69716 | 14.8614 | 2.0585 | 0 | 0.60107 | 0.79648 | 0 | 0 | 0 | 0 | -3.5791 | 0.056408 | 0 | 0 | 0 | -0.5535 | 0 | 0 | 0 | 0 | 0 | 0 | 0 | 0 | 3.7337 | 0 | 0 | 0 | -3.3188 | 0 | 0 | 0 | 0 | 0 | 0 | 0 | 0 | 0 | 0 | 0 | 0 | 0 | -2.3937 | 0 | 0 | -40.5222 | 1.822 | 0 | 7.6385 | 7.7032 | 0.66157 | 54.9824 | 1.2254 | 3.0551 | 0 | 0.032612 | 0 | 0.74789 | 0.22757 | 0 | 22.464 | 17.8489 | -46.7882 | 0 | 0.60707 | 0 | 1.6728 | 0.15345
2025_01_17 Hr 08 | 0 | 0 | 0 | 0.30731 | 0.30731 | 0.30731 | 0.30731 | 0.30731 | 0.30731 | 0 | 0 | 0.0031592 | 0.27 | 0.033537 | 1.6399 | 1.6399 | 16.5905 | 1.0857 | 0.0016124 | 0.0058432 | 0.0039341 | 0 | 0 | 0 | 0 | 0 | 0 | 0.06302 | 0.016238 | 1.2821 | 0.69716 | 14.8614 | 2.0585 | 0 | 0.60107 | 0.79648 | 0 | 0 | 0 | 0 | -3.6544 | 0.056408 | 0 | 0 | 0 | -0.55684 | 0 | 0 | 0 | 0 | 0 | 0 | 0 | 0 | 3.8723 | 0 | 0 | 0 | -3.3188 | 0 | 0 | 0 | 0 | 0 | 0 | 0 | 0 | 0 | 0 | 0 | 0 | 0 | -2.3937 | 0 | 0 | -37.7395 | 1.822 | 0 | 7.6385 | 7.7032 | 0.6224 | 54.9824 | 1.2254 | 3.0551 | 0 | 0.032612 | 0 | 0.74789 | 0.22757 | 0 | 25.2699 | 17.9507 | -44.0088 | 0 | 0.60707 | 0 | 1.6728 | 0.15566
2025_01_17 Hr 09 | 0.022813 | 0 | 0 | 0.30731 | 0.30731 | 0.30731 | 0.30731 | 0.30731 | 0.30731 | 0 | 0 | 0.0031592 | 0.3 | 0.031773 | 1.6399 | 1.6399 | 16.5905 | 1.0857 | 0.0016124 | 0.0058432 | 0.0039341 | 0 | 0 | 0 | 0 | 0 | 0 | 0.06302 | 0.016238 | 1.2821 | 0.69716 | 14.8614 | 2.0585 | 0 | 0.60107 | 0.79648 | 0 | 0 | 0 | 0.16145 | -2.76 | 0.056408 | 0 | 0 | 0 | -0.4745 | 0 | 0 | 0 | 0 | 0 | 0 | 0 | 0 | 4.0108 | 0 | 0 | 0 | -3.3188 | 0 | 0 | 0 | 0 | 0 | 0 | 0 | 0 | 0 | 0 | 0 | 0 | 0 | -2.3937 | 0 | 0 | -30.2991 | 1.822 | 0 | 7.356 | 7.4198 | 0.22198 | 54.4164 | 1.2254 | 3.0551 | 0 | 0.032612 | -0.022813 | 0.74789 | 0.22757 | 0 | 33.0487 | 17.7396 | -36.5089 | 0 | 0.60707 | 0 | 1.6728 | 0.15543
2025_01_17 Hr 10 | 0.20401 | 0 | 0 | 0.30731 | 0.30731 | 0.30731 | 0.30731 | 0.30731 | 0.30731 | 0 | 0 | 0.0031592 | 0.36 | 0.034094 | 1.6399 | 1.6399 | 16.5905 | 1.0857 | 0.0016124 | 0.0058432 | 0.0039341 | 0 | 0 | 0 | 0 | 0 | 0 | 0.06302 | 0.016238 | 1.2821 | 0.69716 | 14.8614 | 2.0585 | 0 | 0.60107 | 0.79648 | 0 | 0 | 0 | 0.11352 | -2.1178 | 0.056408 | 0 | 0 | 0 | -0.42407 | 0 | 0 | 0 | 0 | 0 | 0 | 0 | 0 | 3.6636 | 0 | 0 | 0 | -3.3188 | 0 | 0 | 0 | 0 | 0 | 0 | 0 | 0 | 0 | 0 | 0 | 0 | 0 | -2.3937 | 0 | 0 | -24.8799 | 1.822 | 0 | 7.242 | 7.3047 | 0.40913 | 54.1874 | 1.2254 | 3.0551 | 0 | 0.032612 | -0.20401 | 0.74789 | 0.22757 | 0 | 38.7846 | 17.8219 | -31.2205 | 0 | 0.60707 | 0 | 1.6728 | 0.15433
2025_01_17 Hr 11 | 0.24919 | 6.104e-06 | 0 | 0.30731 | 0.30731 | 0.30731 | 0.30731 | 0.30731 | 0.30731 | 0 | 0 | 0.0031592 | 0.39 | 0.037031 | 1.6399 | 1.6399 | 16.5905 | 1.0857 | 0.0016124 | 0.0058432 | 0.0039341 | 0 | 0 | 0 | 0 | 0 | 0 | 0.06302 | 0.016238 | 1.2821 | 0.69716 | 14.8614 | 2.0585 | 0 | 0.60107 | 0.79648 | 0 | 0 | 0 | 0 | -1.9174 | 0.056408 | 0 | 0 | 0 | -0.42518 | 0 | 0 | 0 | 0 | 0 | 0 | 0 | 0 | 3.6642 | 0 | 0 | 0 | -3.3188 | 0 | 0 | 0 | 0 | 0 | 0 | 0 | 0 | 0 | 0 | 0 | 0 | 0 | -2.3937 | 0 | 0 | -26.9505 | 1.822 | 0 | 7.242 | 7.3047 | 0.46136 | 54.1874 | 1.2254 | 3.0551 | 0 | 0.032612 | -0.24919 | 0.74789 | 0.22757 | 0 | 36.8853 | 17.9528 | -33.3374 | 0 | 0.60707 | 0 | 1.6728 | 0.15418
2025_01_17 Hr 12 | 0.15853 | 5.8967e-05 | 0 | 0.30731 | 0.30731 | 0.30731 | 0.30731 | 0.30731 | 0.30731 | 0 | 0 | 0.0031592 | 0.36 | 0.033022 | 1.6399 | 1.6399 | 16.5905 | 1.0857 | 0.0016124 | 0.0058432 | 0.0039341 | 0 | 0 | 0 | 0 | 0 | 0 | 0.06302 | 0.016238 | 1.2821 | 0.69716 | 14.8614 | 2.0585 | 0 | 0.60107 | 0.79648 | 0 | 0 | 0 | 0 | -1.1292 | 0.056408 | 0 | 0 | 0 | -0.41067 | 0 | 0 | 0 | 0 | 0 | 0 | 0 | 0 | 3.6636 | 0 | 0 | 0 | -3.3188 | 0 | 0 | 0 | 0 | 0 | 0 | 0 | 0 | 0 | 0 | 0 | 0 | 0 | -2.3937 | 0 | 0 | -30.2634 | 1.822 | 0 | 6.8401 | 6.898 | 0.15234 | 53.3787 | 1.2254 | 3.0551 | 0 | 0.032612 | -0.15853 | 0.74789 | 0.22757 | 0 | 33.2234 | 17.5191 | -36.5451 | 0 | 0.60707 | 0 | 1.6728 | 0.15473
2025_01_17 Hr 13 | 0.22645 | 7.9063e-05 | 0 | 0.30731 | 0.30731 | 0.30731 | 0.30731 | 0.30731 | 0.30731 | 0 | 0 | 0.0031592 | 0.42 | 0.036896 | 1.6399 | 1.6399 | 16.5905 | 1.0857 | 0.0016124 | 0.0058432 | 0.0039341 | 0 | 0 | 0 | 0 | 0 | 0 | 0.06302 | 0.016238 | 1.2821 | 0.69716 | 14.8614 | 2.0585 | 0 | 0.60107 | 0.79648 | 0 | 0 | 0 | 0.20102 | -0.50019 | 0.056408 | 0 | 0 | 0 | -0.39321 | 0 | 0 | 0 | 0 | 0 | 0 | 0 | 0 | 4.0102 | 0 | 0 | 0 | -3.3188 | 0 | 0 | 0 | 0 | 0 | 0 | 0 | 0 | 0 | 0 | 0 | 0 | 0 | -2.3937 | 0 | 0 | -29.6435 | 1.822 | 0 | 6.4381 | 6.4912 | 0.047877 | 52.57 | 1.2254 | 3.0551 | 0 | 0.032612 | -0.22645 | 0.74789 | 0.22757 | 0 | 34.1877 | 17.8926 | -35.9757 | 0 | 0.60707 | 0 | 1.6728 | 0.15423
2025_01_17 Hr 14 | 0.22653 | 8.5766e-05 | 0 | 0.30731 | 0.30731 | 0.30731 | 0.30731 | 0.30731 | 0.30731 | 0 | 0 | 0.0031592 | 0.63 | 0.051723 | 1.6399 | 1.6399 | 16.5905 | 0.99524 | 0.0016124 | 0.0058432 | 0.0039341 | 0 | 0 | 0 | 0 | 0 | 0 | 0.06302 | 0.016238 | 1.2821 | 0.69716 | 14.8614 | 2.0585 | 0 | 0.60107 | 0.79648 | 0 | 0 | 0 | 0.20176 | -0.6006 | 0.056408 | 0 | 0 | 0 | -0.36735 | 0 | 0 | 0 | 0 | 0 | 0 | 0 | 0 | 4.4252 | 0 | 0 | 0 | -3.3188 | 0 | 0 | 0 | 0 | 0 | 0 | 0 | 0 | 0 | 0 | 0 | 0 | 0 | -2.3937 | 0 | 0 | -26.888 | 1.822 | 0 | 6.4997 | 6.5556 | 0 | 52.6055 | 1.2254 | 3.0551 | 0 | 0.032612 | -0.22653 | 0.74789 | 0.22757 | 0 | 37.4956 | 18.4833 | -33.1944 | 0 | 0.60707 | 0 | 1.6728 | 0.15298
2025_01_17 Hr 15 | 0.18141 | 0.00020573 | 0 | 0.30731 | 0.30731 | 0.30731 | 0.30731 | 0.30731 | 0.30731 | 0 | 0 | 0.0031592 | 0.81 | 0.071508 | 1.6399 | 1.6399 | 16.5905 | 0.63333 | 0.0016124 | 0.0058432 | 0.0039341 | 0 | 0 | 0 | 0 | 0 | 0 | 0.06302 | 0.016238 | 1.2219 | 0.69716 | 14.8614 | 2.0585 | 0 | 0.60107 | 0.79648 | 0 | 0 | 0 | 0.67471 | -0.84887 | 0.056408 | 0 | 0 | 0 | -0.39517 | 0 | 0 | 0 | 0 | 0 | 0 | 0 | 0 | 4.2861 | 0 | 0 | 0 | -3.3188 | 0 | 0 | 0 | 0 | 0 | 0 | 0 | 0 | 0 | 0 | 0 | 0 | 0 | -2.3937 | 0 | 0 | -25.4236 | 1.822 | 0 | 6.6717 | 6.7296 | 0 | 52.5292 | 1.2254 | 3.0551 | 0 | 0.032612 | -0.18141 | 0.74789 | 0.22757 | 0 | 39.1406 | 18.4982 | -31.7127 | 0 | 0.60707 | 0 | 1.6728 | 0.15216
2025_01_17 Hr 16 | 0.090669 | 0.00023307 | 0 | 0.30731 | 0.30731 | 0.30731 | 0.30731 | 0.30731 | 0.30731 | 0 | 0 | 0.0031592 | 1.08 | 0.098505 | 1.6399 | 1.6399 | 16.5905 | 0.90476 | 0.0016124 | 0.0058432 | 0.0039341 | 0 | 0 | 0 | 0 | 0 | 0 | 0.06302 | 0.016238 | 1.2571 | 0.69716 | 14.8614 | 2.0585 | 0 | 0.60107 | 0.79648 | 0 | 0 | 0 | 0.42375 | -1.1702 | 0.056408 | 0 | 0 | 0 | -0.40834 | 0 | 0 | 0 | 0 | 0 | 0 | 0 | 0 | 3.8711 | 0 | 0 | 0 | -3.3188 | 0 | 0 | 0 | 0 | 0 | 0 | 0 | 0 | 0 | 0 | 0 | 0 | 0 | -2.3937 | 0 | 0 | -31.4506 | 1.822 | 0 | 6.6717 | 6.7296 | 0 | 52.8358 | 1.2254 | 3.0551 | 0 | 0.032612 | -0.090669 | 0.74789 | 0.22757 | 0 | 32.717 | 18.2897 | -37.6621 | 0 | 0.60707 | 0 | 1.6728 | 0.15242
2025_01_17 Hr 17 | 0.022667 | 7.3589e-05 | 0 | 0.30731 | 0.30731 | 0.30731 | 0.30731 | 0.30731 | 0.30731 | 0 | 0 | 0.0031592 | 0.99 | 0.10074 | 1.6399 | 1.6399 | 16.5905 | 1.0857 | 0.0016124 | 0.0058432 | 0.0039341 | 0 | 0 | 0 | 0 | 0 | 0 | 0.06302 | 0.016238 | 1.2821 | 0.69716 | 14.8614 | 2.0585 | 0 | 0.60107 | 0.79648 | 0 | 0 | 0 | 0 | -2.0877 | 0.056408 | 0 | 0 | 0 | -0.45579 | 0 | 0 | 0 | 0 | 0 | 0 | 0 | 0 | 3.5952 | 0 | 0 | 0 | -3.3188 | 0 | 0 | 0 | 0 | 0 | 0 | 0 | 0 | 0 | 0 | 0 | 0 | 0 | -2.3937 | 0 | 0 | -33.2521 | 1.822 | 0 | 7.2366 | 7.2965 | 0.030467 | 54.1737 | 1.2254 | 3.0551 | 0 | 0.032612 | -0.022667 | 0.74789 | 0.22757 | 0 | 30.5323 | 17.8894 | -39.4431 | 0 | 0.60707 | 0 | 1.6728 | 0.15338
2025_01_17 Hr 18 | 0 | 0 | 0 | 0.30731 | 0.30731 | 0.30731 | 0.30731 | 0.30731 | 0.30731 | 0 | 0 | 0.0031592 | 0.87 | 0.09341 | 1.6399 | 1.6399 | 16.5905 | 1.0857 | 0.0016124 | 0.0058432 | 0.0039341 | 0 | 0 | 0 | 0 | 0 | 0 | 0.06302 | 0.016238 | 1.2821 | 0.69716 | 14.8614 | 2.0585 | 0 | 0.60107 | 0.79648 | 0 | 0 | 0 | 0 | -3.1672 | 0.056408 | 0 | 0 | 0 | -0.48105 | 0 | 0 | 0 | 0 | 0 | 0 | 0 | 0 | 3.8717 | 0 | 0 | 0 | -3.3188 | 0 | 0 | 0 | 0 | 0 | 0 | 0 | 0 | 0 | 0 | 0 | 0 | 0 | -2.3937 | 0 | 0 | -31.7198 | 1.822 | 0 | 7.6385 | 7.7032 | 0.030467 | 54.9824 | 1.2254 | 3.0551 | 0 | 0.032612 | 0 | 0.74789 | 0.22757 | 0 | 31.9185 | 18.0167 | -37.9134 | 0 | 0.60707 | 0 | 1.6728 | 0.15438
2025_01_17 Hr 19 | 0 | 0 | 0 | 0.30731 | 0.30731 | 0.30731 | 0.30731 | 0.30731 | 0.30731 | 0 | 0 | 0.0031592 | 0.57 | 0.062295 | 1.6399 | 1.6399 | 16.5905 | 1.0857 | 0.0016124 | 0.0058432 | 0.0039341 | 0 | 0 | 0 | 0 | 0 | 0 | 0.06302 | 0.016238 | 1.2821 | 0.69716 | 14.8614 | 2.0585 | 0 | 0.60107 | 0.79648 | 0 | 0 | 0 | 0 | -3.162 | 0.056408 | 0 | 0 | 0 | -0.4897 | 0 | 0 | 0 | 0 | 0 | 0 | 0 | 0 | 3.4579 | 0 | 0 | 0 | -3.3188 | 0 | 0 | 0 | 0 | 0 | 0 | 0 | 0 | 0 | 0 | 0 | 0 | 0 | -2.3937 | 0 | 0 | -29.8217 | 1.822 | 0 | 7.6385 | 7.7032 | 0 | 54.9824 | 1.2254 | 3.0551 | 0 | 0.032612 | 0 | 0.74789 | 0.22757 | 0 | 33.0373 | 17.2409 | -36.0239 | 0 | 0.60707 | 0 | 1.6728 | 0.15387
2025_01_17 Hr 20 | 0 | 0 | 0 | 0.30731 | 0.30731 | 0.30731 | 0.30731 | 0.30731 | 0.30731 | 0 | 0 | 0.0031592 | 0.57 | 0.059811 | 1.6399 | 1.6399 | 16.5905 | 1.0857 | 0.0016124 | 0.0058432 | 0.0039341 | 0 | 0 | 0 | 0 | 0 | 0 | 0.06302 | 0.016238 | 1.2821 | 0.69716 | 14.8614 | 2.0585 | 0 | 0.60107 | 0.79648 | 0 | 0 | 0 | 0 | -3.0579 | 0.056408 | 0 | 0 | 0 | -0.4701 | 0 | 0 | 0 | 0 | 0 | 0 | 0 | 0 | 3.0429 | 0 | 0 | 0 | -3.3188 | 0 | 0 | 0 | 0 | 0 | 0 | 0 | 0 | 0 | 0 | 0 | 0 | 0 | -2.3937 | 0 | 0 | -34.4006 | 1.822 | 0 | 7.6385 | 7.7032 | 0.030467 | 54.9824 | 1.2254 | 3.0551 | 0 | 0.032612 | 0 | 0.74789 | 0.22757 | 0 | 28.195 | 16.8537 | -40.5832 | 0 | 0.60707 | 0 | 1.6728 | 0.15375
2025_01_17 Hr 21 | 0 | 0 | 0 | 0.30731 | 0.30731 | 0.30731 | 0.30731 | 0.30731 | 0.30731 | 0 | 0 | 0.0031592 | 0.69 | 0.076896 | 1.6399 | 1.6399 | 16.5905 | 1.0857 | 0.0016124 | 0.0058432 | 0.0039341 | 0 | 0 | 0 | 0 | 0 | 0 | 0.06302 | 0.016238 | 1.2821 | 0.69716 | 14.8614 | 2.0585 | 0 | 0.60107 | 0.79648 | 0 | 0 | 0 | 0 | -3.2907 | 0.056408 | 0 | 0 | 0 | -0.49939 | 0 | 0 | 0 | 0 | 0 | 0 | 0 | 0 | 2.9727 | 0 | 0 | 0 | -3.3188 | 0 | 0 | 0 | 0 | 0 | 0 | 0 | 0 | 0 | 0 | 0 | 0 | 0 | -2.3937 | 0 | 0 | -32.9247 | 1.822 | 0 | 7.6385 | 7.7032 | 0.060934 | 54.9824 | 1.2254 | 3.0551 | 0 | 0.032612 | 0 | 0.74789 | 0.22757 | 0 | 29.5048 | 16.9497 | -39.1366 | 0 | 0.60707 | 0 | 1.6728 | 0.1523
2025_01_17 Hr 22 | 0 | 0 | 0 | 0.30731 | 0.30731 | 0.30731 | 0.30731 | 0.30731 | 0.30731 | 0 | 0 | 0.0031592 | 0.45 | 0.049765 | 1.6399 | 1.6399 | 16.5905 | 1.0857 | 0.0016124 | 0.0058432 | 0.0039341 | 0 | 0 | 0 | 0 | 0 | 0 | 0.06302 | 0.016238 | 1.2821 | 0.69716 | 14.8614 | 2.0585 | 0 | 0.60107 | 0.79648 | 0 | 0 | 0 | 0 | -3.19 | 0.056408 | 0 | 0 | 0 | -0.49555 | 0 | 0 | 0 | 0 | 0 | 0 | 0 | 0 | 2.7658 | 0 | 0 | 0 | -3.3188 | 0 | 0 | 0 | 0 | 0 | 0 | 0 | 0 | 0 | 0 | 0 | 0 | 0 | -2.3937 | 0 | 0 | -29.4097 | 1.822 | 0 | 7.6385 | 7.7032 | 0.10881 | 54.9824 | 1.2254 | 3.0551 | 0 | 0.032612 | 0 | 0.74789 | 0.22757 | 0 | 32.6966 | 16.5219 | -35.6177 | 0 | 0.60707 | 0 | 1.6728 | 0.15067
2025_01_17 Hr 23 | 0 | 0 | 0 | 0.30731 | 0.30731 | 0.30731 | 0.30731 | 0.30731 | 0.30731 | 0 | 0 | 0.0031592 | 0.57 | 0.061144 | 1.6399 | 1.6399 | 16.6492 | 1.0907 | 0.0016124 | 0.0058432 | 0.0039341 | 0 | 0 | 1.0671 | 0 | 0.96081 | 0 | 0.06302 | 0.016238 | 1.2821 | 0.69716 | 14.8779 | 2.0585 | 0 | 0.60344 | 0.79648 | 0 | 0 | 0 | 0 | -3.3849 | 0.056408 | 0 | 0 | 0 | -0.48062 | 0 | 0 | 0 | 0 | 0 | 0 | 0 | 0 | 3.2498 | 0 | 0 | 0 | 0 | -2.4813 | 0 | 0 | 0 | 0 | 0 | 0 | 0 | 0 | 0 | 0 | 0 | 0 | 0 | 0 | 0 | -33.6616 | 1.822 | 0 | 7.6701 | 7.735 | 0.091402 | 55.126 | 1.2254 | 3.0551 | 0 | 0.032612 | 0 | 0.74789 | 0.22757 | 0 | 34.2658 | 17.1203 | -34.5956 | 0 | 0.60707 | 0 | 1.6728 | 0.14877
2025_01_17 Hr 24 | 0 | 0 | 0 | 0.30731 | 0.30731 | 0.30731 | 0.30731 | 0.30731 | 0.30731 | 0 | 0 | 0.0031592 | 0.63 | 0.067001 | 1.6399 | 1.6399 | 16.6492 | 0 | 0.0016124 | 0.0058432 | 0.0039341 | 0 | 0 | 1.0424 | 0 | 0.93617 | 0 | 0.06302 | 0.016238 | 1.2821 | 0.69716 | 14.8779 | 2.0585 | 0 | 0.60344 | 0.79648 | 0 | 0 | 0 | 0 | -3.6002 | 0.056408 | 0 | 0 | 0 | -0.47648 | 0 | 0 | 0 | 0 | 0 | 0 | 0 | 0 | 2.7658 | 0 | 0 | 0 | 0 | -2.4813 | 0 | 0 | 0 | 0 | 0 | 0 | 0 | 0 | 0 | 0 | 0 | 0 | 0 | 0 | 0 | -27.036 | 1.822 | 0 | 7.6701 | 7.735 | 0.13928 | 54.0353 | 1.2254 | 3.0551 | 0 | 0.032612 | 0 | 0.74789 | 0.22757 | 0 | 39.1682 | 16.7483 | -28.0152 | 0 | 0.60707 | 0 | 1.6728 | 0.14701
2025_01_18 Hr 01 | 0 | 0 | 0 | 0.22267 | 0.22267 | 0.22267 | 0.22267 | 0.22267 | 0.22267 | 0 | 0 | 0.0031592 | 0.51 | 0.054327 | 1.6399 | 1.6399 | 12.0657 | 0 | 0.0016124 | 0.0058432 | 0.0039341 | 0 | 0 | 1.0471 | 0 | 0.94081 | 0 | 0.06302 | 0.016238 | 1.2821 | 0.50648 | 10.7805 | 2.0585 | 0 | 0.60344 | 0.79648 | 0 | 0 | 0 | 0 | -3.594 | 0.056408 | 0 | 0 | 0 | -0.47726 | 0 | 0 | 0 | 0 | 0 | 0 | 0 | 0 | 2.6957 | 0 | 0 | 0 | 0 | -2.4813 | 0 | 0 | 0 | 0 | 0 | 0 | 0 | 0 | 0 | 0 | 0 | 0 | 0 | 0 | 0 | -35.7303 | 1.822 | 0 | 5.5577 | 5.6048 | 0.26115 | 40.4131 | 1.2254 | 3.0551 | 0 | 0.032612 | 0 | 0.74789 | 0.22757 | 0 | 16.7849 | 16.6667 | -36.701 | 0 | 0.60707 | 0 | 1.6728 | 0.14642
2025_01_18 Hr 02 | 0 | 0 | 0 | 0.22267 | 0.22267 | 0.22267 | 0.22267 | 0.22267 | 0.22267 | 0 | 0 | 0.0031592 | 0.15 | 0.015966 | 1.6399 | 1.6399 | 12.0657 | 0 | 0.0016124 | 0.0058432 | 0.0039341 | 0 | 0 | 1.0448 | 0 | 0.93852 | 0 | 0.06302 | 0.016238 | 1.2821 | 0.50648 | 10.7805 | 2.0585 | 0 | 0.60344 | 0.79648 | 0 | 0 | 0 | 0 | -3.5786 | 0.056408 | 0 | 0 | 0 | -0.47687 | 0 | 0 | 0 | 0 | 0 | 0 | 0 | 0 | 3.0423 | 0 | 0 | 0 | 0 | -2.4813 | 0 | 0 | 0 | 0 | 0 | 0 | 0 | 0 | 0 | 0 | 0 | 0 | 0 | 0 | 0 | -37.1113 | 1.822 | 0 | 5.5577 | 5.6048 | 0.26115 | 40.4131 | 1.2254 | 3.0551 | 0 | 0.032612 | 0 | 0.74789 | 0.22757 | 0 | 15.3632 | 16.6148 | -38.0861 | 0 | 0.60707 | 0 | 1.6728 | 0.14625
2025_01_18 Hr 03 | 0 | 0 | 0 | 0.22267 | 0.22267 | 0.22267 | 0.22267 | 0.22267 | 0.22267 | 0 | 0 | 0.0031592 | 0.54 | 0.057072 | 1.6399 | 1.6399 | 12.0657 | 0 | 0.0016124 | 0.0058432 | 0.0039341 | 0 | 0 | 1.0247 | 0 | 0.91846 | 0 | 0.06302 | 0.016238 | 1.2821 | 0.50648 | 10.7805 | 2.0585 | 0 | 0.60344 | 0.79648 | 0 | 0 | 0 | 0 | -3.5609 | 0.056408 | 0 | 0 | 0 | -0.4735 | 0 | 0 | 0 | 0 | 0 | 0 | 0 | 0 | 3.4567 | 0 | 0 | 0 | 0 | -2.4813 | 0 | 0 | 0 | 0 | 0 | 0 | 0 | 0 | 0 | 0 | 0 | 0 | 0 | 0 | 0 | -38.491 | 1.822 | 0 | 5.5577 | 5.6048 | 0.23939 | 40.4131 | 1.2254 | 3.0551 | 0 | 0.032612 | 0 | 0.74789 | 0.22757 | 0 | 14.7877 | 17.438 | -39.5025 | 0 | 0.60707 | 0 | 1.6728 | 0.14572
2025_01_18 Hr 04 | 0 | 0 | 0 | 0.22267 | 0.22267 | 0.22267 | 0.22267 | 0.22267 | 0.22267 | 0 | 0 | 0.0031592 | 0.45 | 0.047603 | 1.6399 | 1.6399 | 12.0657 | 0 | 0.0016124 | 0.0058432 | 0.0039341 | 0 | 0 | 1.0273 | 0 | 0.921 | 0 | 0.06302 | 0.016238 | 1.2821 | 0.50648 | 10.7805 | 2.0585 | 0 | 0.60344 | 0.79648 | 0 | 0 | 0 | 0 | -3.4963 | 0.056408 | 0 | 0 | 0 | -0.47393 | 0 | 0 | 0 | 0 | 0 | 0 | 0 | 0 | 3.5256 | 0 | 0 | 0 | 0 | -2.4813 | 0 | 0 | 0 | 0 | 0 | 0 | 0 | 0 | 0 | 0 | 0 | 0 | 0 | 0 | 0 | -39.3034 | 1.822 | 0 | 5.5577 | 5.6048 | 0.15234 | 40.4131 | 1.2254 | 3.0551 | 0 | 0.032612 | 0 | 0.74789 | 0.22757 | 0 | 13.9272 | 17.3207 | -40.3104 | 0 | 0.60707 | 0 | 1.6728 | 0.14593
2025_01_18 Hr 05 | 0 | 0 | 0 | 0.22267 | 0.22267 | 0.22267 | 0.22267 | 0.22267 | 0.22267 | 0 | 0 | 0.0031592 | 0.51 | 0.054353 | 1.6399 | 1.6399 | 12.0657 | 0 | 0.0016124 | 0.0058432 | 0.0039341 | 0 | 0 | 1.0484 | 0 | 0.94219 | 0 | 0.06302 | 0.016238 | 1.2821 | 0.50648 | 10.7805 | 2.0585 | 0 | 0.60344 | 0.79648 | 0 | 0 | 0 | 0 | -3.5355 | 0.056408 | 0 | 0 | 0 | -0.47749 | 0 | 0 | 0 | 0 | 0 | 0 | 0 | 0 | 3.3181 | 0 | 0 | 0 | 0 | -2.4813 | 0 | 0 | 0 | 0 | 0 | 0 | 0 | 0 | 0 | 0 | 0 | 0 | 0 | 0 | 0 | -39.4503 | 1.822 | 0 | 5.5577 | 5.6048 | 0.20892 | 40.4131 | 1.2254 | 3.0551 | 0 | 0.032612 | 0 | 0.74789 | 0.22757 | 0 | 13.6964 | 17.2372 | -40.4184 | 0 | 0.60707 | 0 | 1.6728 | 0.14658
2025_01_18 Hr 06 | 0 | 0 | 0 | 0.22267 | 0.22267 | 0.22267 | 0.22267 | 0.22267 | 0.22267 | 0 | 0 | 0.0031592 | 0.42 | 0.044458 | 1.6399 | 1.6399 | 12.0657 | 0 | 0.0016124 | 0.0058432 | 0.0039341 | 0 | 0 | 1.0291 | 0 | 0.92283 | 0 | 0.06302 | 0.016238 | 1.2821 | 0.50648 | 10.7805 | 2.0585 | 0 | 0.60344 | 0.79648 | 0 | 0 | 0 | 0 | -3.3682 | 0.056408 | 0 | 0 | 0 | -0.47424 | 0 | 0 | 0 | 0 | 0 | 0 | 0 | 0 | 3.3877 | 0 | 0 | 0 | 0 | -2.4813 | 0 | 0 | 0 | 0 | 0 | 0 | 0 | 0 | 0 | 0 | 0 | 0 | 0 | 0 | 0 | -32.2675 | 1.822 | 0 | 5.5577 | 5.6048 | 0.25244 | 40.4131 | 1.2254 | 3.0551 | 0 | 0.032612 | 0 | 0.74789 | 0.22757 | 0 | 21.0247 | 17.2508 | -33.2711 | 0 | 0.60707 | 0 | 1.6728 | 0.14696
2025_01_18 Hr 07 | 0 | 0 | 0 | 0.22267 | 0.22267 | 0.22267 | 0.22267 | 0.22267 | 0.22267 | 0 | 0 | 0.0031592 | 0.51 | 0.057023 | 1.6399 | 1.6399 | 12.0231 | 0 | 0.0016124 | 0.0058432 | 0.0039341 | 0 | 0 | 0 | 0 | 0 | 0 | 0.06302 | 0.016238 | 1.2821 | 0.50648 | 10.7685 | 2.0585 | 0 | 0.60107 | 0.79648 | 0 | 0 | 0 | 0 | -3.4955 | 0.056408 | 0 | 0 | 0 | -0.50105 | 0 | 0 | 0 | 0 | 0 | 0 | 0 | 0 | 3.3181 | 0 | 0 | 0 | -3.3188 | 0 | 0 | 0 | 0 | 0 | 0 | 0 | 0 | 0 | 0 | 0 | 0 | 0 | -2.3937 | 0 | 0 | -31.3934 | 1.822 | 0 | 5.5348 | 5.5817 | 0.33079 | 40.3127 | 1.2254 | 3.0551 | 0 | 0.032612 | 0 | 0.74789 | 0.22757 | 0 | 16.5711 | 17.3609 | -37.6069 | 0 | 0.60707 | 0 | 1.6728 | 0.14814
2025_01_18 Hr 08 | 0 | 0 | 0 | 0.22267 | 0.22267 | 0.22267 | 0.22267 | 0.22267 | 0.22267 | 0 | 0 | 0.0031592 | 0.45 | 0.04988 | 1.6399 | 1.6399 | 12.0231 | 0 | 0.0016124 | 0.0058432 | 0.0039341 | 0 | 0 | 0 | 0 | 0 | 0 | 0.06302 | 0.016238 | 1.2805 | 0.50648 | 10.7685 | 2.0585 | 0 | 0.60107 | 0.79648 | 0 | 0 | 0 | 0 | -3.1282 | 0.056408 | 0 | 0 | 0 | -0.4967 | 0 | 0 | 0 | 0 | 0 | 0 | 0 | 0 | 3.1802 | 0 | 0 | 0 | -3.3188 | 0 | 0 | 0 | 0 | 0 | 0 | 0 | 0 | 0 | 0 | 0 | 0 | 0 | -2.3937 | 0 | 0 | -32.2409 | 1.822 | 0 | 5.5348 | 5.5817 | 0.25244 | 40.311 | 1.2254 | 3.0551 | 0 | 0.032612 | 0 | 0.74789 | 0.22757 | 0 | 15.8122 | 17.0795 | -38.4501 | 0 | 0.60707 | 0 | 1.6728 | 0.15017
2025_01_18 Hr 09 | 0.022813 | 0 | 0 | 0.22267 | 0.22267 | 0.22267 | 0.22267 | 0.22267 | 0.22267 | 0 | 0 | 0.0031592 | 0.39 | 0.040138 | 1.6399 | 1.6399 | 12.0231 | 0 | 0.0016124 | 0.0058432 | 0.0039341 | 0 | 0 | 0 | 0 | 0 | 0 | 0.06302 | 0.016238 | 1.2821 | 0.50648 | 10.7685 | 2.0585 | 0 | 0.60107 | 0.79648 | 0 | 0 | 0 | 0 | -2.9712 | 0.056408 | 0 | 0 | 0 | -0.46103 | 0 | 0 | 0 | 0 | 0 | 0 | 0 | 0 | 3.2498 | 0 | 0 | 0 | -3.3188 | 0 | 0 | 0 | 0 | 0 | 0 | 0 | 0 | 0 | 0 | 0 | 0 | 0 | -2.3937 | 0 | 0 | -30.7851 | 1.822 | 0 | 5.5348 | 5.5817 | 0.29161 | 40.3127 | 1.2254 | 3.0551 | 0 | 0.032612 | -0.022813 | 0.74789 | 0.22757 | 0 | 17.5028 | 17.1429 | -36.9815 | 0 | 0.60707 | 0 | 1.6728 | 0.15172
2025_01_18 Hr 10 | 0.15867 | 2.9419e-05 | 0 | 0.22267 | 0.22267 | 0.22267 | 0.22267 | 0.22267 | 0.22267 | 0 | 0 | 0.0031592 | 0.27 | 0.026012 | 1.6399 | 1.6399 | 12.0231 | 0 | 0.0016124 | 0.0058432 | 0.0039341 | 0 | 0 | 0 | 0 | 0 | 0 | 0.06302 | 0.016238 | 1.2821 | 0.50648 | 10.7685 | 2.0585 | 0 | 0.60107 | 0.79648 | 0 | 0 | 0 | 0 | -2.6961 | 0.056408 | 0 | 0 | 0 | -0.43144 | 0 | 0 | 0 | 0 | 0 | 0 | 0 | 0 | 3.3877 | 0 | 0 | 0 | -3.3188 | 0 | 0 | 0 | 0 | 0 | 0 | 0 | 0 | 0 | 0 | 0 | 0 | 0 | -2.3937 | 0 | 0 | -30.2614 | 1.822 | 0 | 5.5348 | 5.5817 | 0.39172 | 40.3127 | 1.2254 | 3.0551 | 0 | 0.032612 | -0.15867 | 0.74789 | 0.22757 | 0 | 18.4363 | 17.3837 | -36.564 | 0 | 0.60707 | 0 | 1.6728 | 0.15278
2025_01_18 Hr 11 | 0.045117 | 9.6366e-05 | 0 | 0.22267 | 0.22267 | 0.22267 | 0.22267 | 0.22267 | 0.22267 | 0 | 0 | 0.0031592 | 0.24 | 0.023211 | 1.6399 | 1.6399 | 12.0231 | 0 | 0.0016124 | 0.0058432 | 0.0039341 | 0 | 0 | 0 | 0 | 0 | 0 | 0.06302 | 0.016238 | 1.2821 | 0.50648 | 10.7685 | 2.0585 | 0 | 0.60107 | 0.79648 | 0 | 0 | 0 | 0 | -2.9852 | 0.056408 | 0 | 0 | 0 | -0.4331 | 0 | 0 | 0 | 0 | 0 | 0 | 0 | 0 | 2.7658 | 0 | 0 | 0 | -3.3188 | 0 | 0 | 0 | 0 | 0 | 0 | 0 | 0 | 0 | 0 | 0 | 0 | 0 | -2.3937 | 0 | 0 | -30.6858 | 1.822 | 0 | 5.5348 | 5.5817 | 0.29161 | 40.3127 | 1.2254 | 3.0551 | 0 | 0.032612 | -0.045117 | 0.74789 | 0.22757 | 0 | 16.9665 | 16.5156 | -36.8766 | 0 | 0.60707 | 0 | 1.6728 | 0.15291
2025_01_18 Hr 12 | 0.22653 | 0.00020514 | 0 | 0.22267 | 0.22267 | 0.22267 | 0.22267 | 0.22267 | 0.22267 | 0 | 0 | 0.0031592 | 0.24 | 0.02056 | 1.6399 | 1.6399 | 12.0231 | 0 | 0.0016124 | 0.0058432 | 0.0039341 | 0 | 0 | 0 | 0 | 0 | 0 | 0.06302 | 0.016238 | 1.2821 | 0.50648 | 10.7685 | 2.0585 | 0 | 0.60107 | 0.79648 | 0 | 0 | 0 | 0 | -2.6088 | 0.056408 | 0 | 0 | 0 | -0.38339 | 0 | 0 | 0 | 0 | 0 | 0 | 0 | 0 | 3.1802 | 0 | 0 | 0 | -3.3188 | 0 | 0 | 0 | 0 | 0 | 0 | 0 | 0 | 0 | 0 | 0 | 0 | 0 | -2.3937 | 0 | 0 | -28.5319 | 1.822 | 0 | 5.5348 | 5.5817 | 0.20021 | 40.3127 | 1.2254 | 3.0551 | 0 | 0.032612 | -0.22653 | 0.74789 | 0.22757 | 0 | 19.8667 | 17.0171 | -34.8543 | 0 | 0.60707 | 0 | 1.6728 | 0.15257
2025_01_18 Hr 13 | 0.22645 | 0.00020391 | 0 | 0.22267 | 0.22267 | 0.22267 | 0.22267 | 0.22267 | 0.22267 | 0 | 0 | 0.0031592 | 0.27 | 0.021819 | 1.6399 | 1.6399 | 12.0231 | 0 | 0.0016124 | 0.0058432 | 0.0039341 | 0 | 0 | 0 | 0 | 0 | 0 | 0.06302 | 0.016238 | 1.2821 | 0.50648 | 10.7685 | 2.0585 | 0 | 0.60107 | 0.79648 | 0 | 0 | 0 | 0 | -2.5091 | 0.056408 | 0 | 0 | 0 | -0.36156 | 0 | 0 | 0 | 0 | 0 | 0 | 0 | 0 | 2.9733 | 0 | 0 | 0 | -3.3188 | 0 | 0 | 0 | 0 | 0 | 0 | 0 | 0 | 0 | 0 | 0 | 0 | 0 | -2.3937 | 0 | 0 | -29.242 | 1.822 | 0 | 5.5348 | 5.5817 | 0.13057 | 40.3127 | 1.2254 | 3.0551 | 0 | 0.032612 | -0.22645 | 0.74789 | 0.22757 | 0 | 19.0323 | 16.7712 | -35.5425 | 0 | 0.60707 | 0 | 1.6728 | 0.15202
2025_01_18 Hr 14 | 0.24912 | 0.00011579 | 0 | 0.22267 | 0.22267 | 0.22267 | 0.22267 | 0.22267 | 0.22267 | 0 | 0 | 0.0031592 | 0.24 | 0.019212 | 1.6399 | 1.6399 | 12.0231 | 0 | 0.0016124 | 0.0058432 | 0.0039341 | 0 | 0 | 0 | 0 | 0 | 0 | 0.06302 | 0.016238 | 1.2821 | 0.50648 | 10.7685 | 2.0585 | 0 | 0.60107 | 0.79648 | 0 | 0 | 0 | 0 | -2.4823 | 0.056408 | 0 | 0 | 0 | -0.35813 | 0 | 0 | 0 | 0 | 0 | 0 | 0 | 0 | 3.0423 | 0 | 0 | 0 | -3.3188 | 0 | 0 | 0 | 0 | 0 | 0 | 0 | 0 | 0 | 0 | 0 | 0 | 0 | -2.3937 | 0 | 0 | -31.4852 | 1.822 | 0 | 5.5348 | 5.5817 | 0.091402 | 40.3127 | 1.2254 | 3.0551 | 0 | 0.032612 | -0.24912 | 0.74789 | 0.22757 | 0 | 16.816 | 16.7906 | -37.8049 | 0 | 0.60707 | 0 | 1.6728 | 0.15165
2025_01_18 Hr 15 | 0.13593 | 9.6879e-05 | 0 | 0.22267 | 0.22267 | 0.22267 | 0.22267 | 0.22267 | 0.22267 | 0 | 0 | 0.0031592 | 0.18 | 0.018084 | 1.6399 | 1.6399 | 12.0231 | 0 | 0.0016124 | 0.0058432 | 0.0039341 | 0 | 0 | 0 | 0 | 0 | 0 | 0.06302 | 0.016238 | 1.2353 | 0.50648 | 10.7685 | 2.0585 | 0 | 0.60107 | 0.79648 | 0 | 0 | 0 | 0.02014 | -2.1058 | 0.056408 | 0 | 0 | 0 | -0.45 | 0 | 0 | 0 | 0 | 0 | 0 | 0 | 0 | 2.9044 | 0 | 0 | 0 | -3.3188 | 0 | 0 | 0 | 0 | 0 | 0 | 0 | 0 | 0 | 0 | 0 | 0 | 0 | -2.3937 | 0 | 0 | -38.0749 | 1.822 | 0 | 5.1648 | 5.2096 | 0.091402 | 39.5237 | 1.2254 | 3.0551 | 0 | 0.032612 | -0.13593 | 0.74789 | 0.22757 | 0 | 9.5425 | 16.4778 | -44.3734 | 0 | 0.60707 | 0 | 1.6728 | 0.15111
2025_01_18 Hr 16 | 0.11334 | 4.1705e-05 | 0 | 0.22267 | 0.22267 | 0.22267 | 0.22267 | 0.22267 | 0.22267 | 0 | 0 | 0.0031592 | 0.15 | 0.014971 | 1.6399 | 1.6399 | 12.0231 | 0 | 0.0016124 | 0.0058432 | 0.0039341 | 0 | 0 | 0 | 0 | 0 | 0 | 0.06302 | 0.016238 | 1.2821 | 0.50648 | 10.7685 | 2.0585 | 0 | 0.60107 | 0.79648 | 0 | 0 | 0 | 0 | -3.021 | 0.056408 | 0 | 0 | 0 | -0.44703 | 0 | 0 | 0 | 0 | 0 | 0 | 0 | 0 | 2.7658 | 0 | 0 | 0 | -3.3188 | 0 | 0 | 0 | 0 | 0 | 0 | 0 | 0 | 0 | 0 | 0 | 0 | 0 | -2.3937 | 0 | 0 | -34.1427 | 1.822 | 0 | 5.5348 | 5.5817 | 0.23939 | 40.3127 | 1.2254 | 3.0551 | 0 | 0.032612 | -0.11334 | 0.74789 | 0.22757 | 0 | 13.3074 | 16.4313 | -40.4156 | 0 | 0.60707 | 0 | 1.6728 | 0.15091
2025_01_18 Hr 17 | 0.068002 | 1.0532e-05 | 0 | 0.22267 | 0.22267 | 0.22267 | 0.22267 | 0.22267 | 0.22267 | 0 | 0 | 0.0031592 | 0.12 | 0.013107 | 1.6399 | 1.6399 | 12.0231 | 0 | 0.0016124 | 0.0058432 | 0.0039341 | 0 | 0 | 0 | 0 | 0 | 0 | 0.06302 | 0.016238 | 1.2821 | 0.50648 | 10.7685 | 2.0585 | 0 | 0.60107 | 0.79648 | 0 | 0 | 0 | 0 | -3.3044 | 0.056408 | 0 | 0 | 0 | -0.48942 | 0 | 0 | 0 | 0 | 0 | 0 | 0 | 0 | 2.8354 | 0 | 0 | 0 | -3.3188 | 0 | 0 | 0 | 0 | 0 | 0 | 0 | 0 | 0 | 0 | 0 | 0 | 0 | -2.3937 | 0 | 0 | -34.0748 | 1.822 | 0 | 5.5348 | 5.5817 | 0.40913 | 40.3127 | 1.2254 | 3.0551 | 0 | 0.032612 | -0.068002 | 0.74789 | 0.22757 | 0 | 13.2579 | 16.5944 | -40.3448 | 0 | 0.60707 | 0 | 1.6728 | 0.15193
2025_01_18 Hr 18 | 0 | 0 | 0 | 0.22267 | 0.22267 | 0.22267 | 0.22267 | 0.22267 | 0.22267 | 0 | 0 | 0.0031592 | 0.12 | 0.014049 | 1.6399 | 1.6399 | 12.0231 | 0 | 0.0016124 | 0.0058432 | 0.0039341 | 0 | 0 | 0 | 0 | 0 | 0 | 0.06302 | 0.016238 | 1.2821 | 0.50648 | 10.7685 | 2.0585 | 0 | 0.60107 | 0.79648 | 0 | 0 | 0 | 0 | -3.5815 | 0.056408 | 0 | 0 | 0 | -0.52474 | 0 | 0 | 0 | 0 | 0 | 0 | 0 | 0 | 3.0423 | 0 | 0 | 0 | -3.3188 | 0 | 0 | 0 | 0 | 0 | 0 | 0 | 0 | 0 | 0 | 0 | 0 | 0 | -2.3937 | 0 | 0 | -37.4074 | 1.822 | 0 | 5.5348 | 5.5817 | 0.38302 | 40.3127 | 1.2254 | 3.0551 | 0 | 0.032612 | 0 | 0.74789 | 0.22757 | 0 | 9.7958 | 16.7093 | -43.6446 | 0 | 0.60707 | 0 | 1.6728 | 0.15314
2025_01_18 Hr 19 | 0 | 0 | 0 | 0.22267 | 0.22267 | 0.22267 | 0.22267 | 0.22267 | 0.22267 | 0 | 0 | 0.0031592 | 0.12 | 0.0093191 | 1.6399 | 1.6399 | 12.0231 | 0 | 0.0016124 | 0.0058432 | 0.0039341 | 0 | 0 | 0 | 0 | 0 | 0 | 0.06302 | 0.016238 | 1.2821 | 0.50648 | 10.7685 | 2.0585 | 0 | 0.60107 | 0.79648 | 0 | 0 | 0 | 0 | -2.4165 | 0.056408 | 0 | 0 | 0 | -0.34736 | 0 | 0 | 0 | 0 | 0 | 0 | 0 | 0 | 3.1125 | 0 | 0 | 0 | -3.3188 | 0 | 0 | 0 | 0 | 0 | 0 | 0 | 0 | 0 | 0 | 0 | 0 | 0 | -2.3937 | 0 | 0 | -24.2927 | 1.822 | 0 | 5.5348 | 5.5817 | 1.0315 | 40.3127 | 1.2254 | 3.0551 | 0 | 0.032612 | 0 | 0.74789 | 0.22757 | 0 | 24.966 | 17.4225 | -30.3526 | 0 | 0.60707 | 0 | 1.6728 | 0.15232
2025_01_18 Hr 20 | 0 | 0 | 0 | 0.22267 | 0.22267 | 0.22267 | 0.22267 | 0.22267 | 0.22267 | 0 | 0 | 0.0031592 | 0.09 | 0.0091953 | 1.6399 | 1.6399 | 12.0231 | 0 | 0.0016124 | 0.0058432 | 0.0039341 | 0 | 0 | 0 | 0 | 0 | 0 | 0.06302 | 0.016238 | 1.2821 | 0.50648 | 10.7685 | 2.0585 | 0 | 0.60107 | 0.79648 | 0 | 0 | 0 | 0 | -3.1145 | 0.056408 | 0 | 0 | 0 | -0.45766 | 0 | 0 | 0 | 0 | 0 | 0 | 0 | 0 | 2.9721 | 0 | 0 | 0 | -3.3188 | 0 | 0 | 0 | 0 | 0 | 0 | 0 | 0 | 0 | 0 | 0 | 0 | 0 | -2.3937 | 0 | 0 | -32.4122 | 1.822 | 0 | 5.5348 | 5.5817 | 1.1926 | 40.3127 | 1.2254 | 3.0551 | 0 | 0.032612 | 0 | 0.74789 | 0.22757 | 0 | 16.0277 | 17.412 | -38.5824 | 0 | 0.60707 | 0 | 1.6728 | 0.15127
2025_01_18 Hr 21 | 0 | 0 | 0 | 0.22267 | 0.22267 | 0.22267 | 0.22267 | 0.22267 | 0.22267 | 0 | 0 | 0.0031592 | 0.15 | 0.013004 | 1.6399 | 1.6399 | 12.0231 | 0 | 0.0016124 | 0.0058432 | 0.0039341 | 0 | 0 | 0 | 0 | 0 | 0 | 0.06302 | 0.016238 | 1.2821 | 0.50648 | 10.7685 | 2.0585 | 0 | 0.60107 | 0.79648 | 0 | 0 | 0 | 0 | -2.6528 | 0.056408 | 0 | 0 | 0 | -0.38803 | 0 | 0 | 0 | 0 | 0 | 0 | 0 | 0 | 2.9038 | 0 | 0 | 0 | -3.3188 | 0 | 0 | 0 | 0 | 0 | 0 | 0 | 0 | 0 | 0 | 0 | 0 | 0 | -2.3937 | 0 | 0 | -23.553 | 1.822 | 0 | 5.5348 | 5.5817 | 0.97495 | 40.3127 | 1.2254 | 3.0551 | 0 | 0.032612 | 0 | 0.74789 | 0.22757 | 0 | 25.1944 | 17.1881 | -29.6536 | 0 | 0.60707 | 0 | 1.6728 | 0.14962
2025_01_18 Hr 22 | 0 | 0 | 0 | 0.22267 | 0.22267 | 0.22267 | 0.22267 | 0.22267 | 0.22267 | 0 | 0 | 0.0031592 | 0.18 | 0.014341 | 1.6399 | 1.6399 | 12.0231 | 0 | 0.0016124 | 0.0058432 | 0.0039341 | 0 | 0 | 0 | 0 | 0 | 0 | 0.06302 | 0.016238 | 1.2821 | 0.50648 | 10.7685 | 2.0585 | 0 | 0.60107 | 0.79648 | 0 | 0 | 0 | 0.27744 | -2.581 | 0.056408 | 0 | 0 | 0 | -0.35642 | 0 | 0 | 0 | 0 | 0 | 0 | 0 | 0 | 3.0417 | 0 | 0 | 0 | -3.3188 | 0 | 0 | 0 | 0 | 0 | 0 | 0 | 0 | 0 | 0 | 0 | 0 | 0 | -2.3937 | 0 | 0 | -29.6413 | 1.822 | 0 | 5.5348 | 5.5817 | 0.91402 | 40.3127 | 1.2254 | 3.0551 | 0 | 0.032612 | 0 | 0.74789 | 0.22757 | 0 | 19.5964 | 17.2975 | -35.7102 | 0 | 0.60707 | 0 | 1.6728 | 0.15064
2025_01_18 Hr 23 | 0 | 0 | 0 | 0 | 0 | 0 | 0 | 0 | 0 | 0 | 0 | 0.0031592 | 0.24 | 0.017151 | 1.6399 | 1.6399 | 12.0657 | 0 | 0.0016124 | 0.0058432 | 0.0039341 | 0 | 0 | 0.10787 | 0 | 0.0016232 | 0 | 0.06302 | 0.016238 | 1.2654 | 0 | 10.7805 | 2.0585 | 0 | 0.60344 | 0.79648 | 0 | 0 | 0 | 0 | -4.514 | 0.056408 | 0 | 0.0045939 | 0 | -0.31947 | 0 | 0 | 0 | 0 | 0 | 0 | 0 | 0 | 3.3181 | 0 | 0 | 0 | 0 | -2.4813 | 0 | 0 | 0 | 0 | 0 | 0 | 0 | 0 | 0 | 0 | 0 | 0 | 0 | 0 | 0 | -17.1239 | 1.822 | 0 | 5.436 | 5.4824 | 0.30902 | 38.3097 | 1.2254 | 3.0551 | 0 | 0.032612 | 0 | 0.74789 | 0.22757 | 0 | 31.0123 | 17.0317 | -19.8151 | 0 | 0.60707 | 0 | 1.6728 | 0.1482
2025_01_18 Hr 24 | 0 | 0 | 0 | 0 | 0 | 0 | 0 | 0 | 0 | 0 | 0 | 0.0031592 | 0.3 | 0.021569 | 1.6399 | 1.6399 | 12.0657 | 0 | 0.0016124 | 0.0058432 | 0.0039341 | 0 | 0 | 0.11957 | 0 | 0.013317 | 0 | 0.06302 | 0.016238 | 1.2721 | 0 | 10.7805 | 2.0585 | 0 | 0.60344 | 0.79648 | 0 | 0 | 0 | 0 | -4.7665 | 0.056408 | 0 | 0.004622 | 0 | -0.32144 | 0 | 0 | 0 | 0 | 0 | 0 | 0 | 0 | 3.3871 | 0 | 0 | 0 | 0 | -2.4813 | 0 | 0 | 0 | 0 | 0 | 0 | 0 | 0 | 0 | 0 | 0 | 0 | 0 | 0 | 0 | -17.1405 | 1.822 | 0 | 5.5577 | 5.6048 | 0.5223 | 38.5605 | 1.2254 | 3.0551 | 0 | 0.032612 | 0 | 0.74789 | 0.22757 | 0 | 31.36 | 17.3763 | -19.8103 | 0 | 0.60707 | 0 | 1.6728 | 0.14613
2025_01_19 Hr 01 | 0 | 0 | 0 | 0 | 0 | 0 | 0 | 0 | 0 | 0 | 0 | 0.0031592 | 0.36 | 0.026357 | 1.6399 | 1.6399 | 12.0657 | 0 | 0.0016124 | 0.0058432 | 0.0039341 | 0 | 0 | 0.15483 | 0 | 0.048584 | 0 | 0.06302 | 0.016238 | 1.2821 | 0 | 10.7805 | 2.0585 | 0 | 0.60344 | 0.79648 | 0 | 0 | 0 | 0 | -4.9395 | 0.056408 | 0 | 0.0047066 | 0 | -0.32736 | 0 | 0 | 0 | 0 | 0 | 0 | 0 | 0 | 3.4567 | 0 | 0 | 0 | 0 | -2.4813 | 0 | 0 | 0 | 0 | 0 | 0 | 0 | 0 | 0 | 0 | 0 | 0 | 0 | 0 | 0 | -18.9068 | 1.822 | 0 | 5.5577 | 5.6048 | 0.77039 | 38.5706 | 1.2254 | 3.0551 | 0 | 0.032612 | 0 | 0.74789 | 0.22757 | 0 | 29.8766 | 17.7575 | -21.512 | 0 | 0.60707 | 0 | 1.6728 | 0.14494
2025_01_19 Hr 02 | 0 | 0 | 0 | 0 | 0 | 0 | 0 | 0 | 0 | 0 | 0 | 0.0031592 | 0.54 | 0.039181 | 1.6399 | 1.6399 | 12.0657 | 0 | 0.0016124 | 0.0058432 | 0.0039341 | 0 | 0 | 0.13725 | 0 | 0.031001 | 0 | 0.06302 | 0.016238 | 1.2821 | 0 | 10.7805 | 2.0585 | 0 | 0.60344 | 0.79648 | 0 | 0 | 0 | 0 | -4.8488 | 0.056408 | 0 | 0.0046644 | 0 | -0.32441 | 0 | 0 | 0 | 0 | 0 | 0 | 0 | 0 | 3.2486 | 0 | 0 | 0 | 0 | -2.4813 | 0 | 0 | 0 | 0 | 0 | 0 | 0 | 0 | 0 | 0 | 0 | 0 | 0 | 0 | 0 | -19.1818 | 1.822 | 0 | 5.5577 | 5.6048 | 0.85308 | 38.5706 | 1.2254 | 3.0551 | 0 | 0.032612 | 0 | 0.74789 | 0.22757 | 0 | 29.7274 | 17.8248 | -21.8192 | 0 | 0.60707 | 0 | 1.6728 | 0.14481
2025_01_19 Hr 03 | 0 | 0 | 0 | 0 | 0 | 0 | 0 | 0 | 0 | 0 | 0 | 0.0031592 | 0.57 | 0.040262 | 1.6399 | 1.6399 | 12.0657 | 0 | 0.0016124 | 0.0058432 | 0.0039341 | 0 | 0 | 0.085751 | 0 | -0.020499 | 0 | 0.06302 | 0.016238 | 1.2821 | 0 | 10.7805 | 2.0585 | 0 | 0.60344 | 0.79648 | 0 | 0 | 0 | 0 | -4.7165 | 0.056408 | 0 | 0.0045408 | 0 | -0.31576 | 0 | 0 | 0 | 0 | 0 | 0 | 0 | 0 | 3.0411 | 0 | 0 | 0 | 0 | -2.4813 | 0 | 0 | 0 | 0 | 0 | 0 | 0 | 0 | 0 | 0 | 0 | 0 | 0 | 0 | 0 | -18.2004 | 1.822 | 0 | 5.5577 | 5.6048 | 0.85308 | 38.5706 | 1.2254 | 3.0551 | 0 | 0.032612 | 0 | 0.74789 | 0.22757 | 0 | 30.5698 | 17.6478 | -20.9321 | 0 | 0.60707 | 0 | 1.6728 | 0.14415
2025_01_19 Hr 04 | 0 | 0 | 0 | 0 | 0 | 0 | 0 | 0 | 0 | 0 | 0 | 0.0031592 | 0.75 | 0.053357 | 1.6399 | 1.6399 | 12.0657 | 0 | 0.0016124 | 0.0058432 | 0.0039341 | 0 | 0 | 0.099358 | 0 | -0.0068918 | 0 | 0.06302 | 0.016238 | 1.2571 | 0 | 10.7805 | 2.0585 | 0 | 0.60344 | 0.79648 | 0 | 0 | 0 | 0 | -4.6931 | 0.056408 | 0 | 0.0045735 | 0 | -0.31804 | 0 | 0 | 0 | 0 | 0 | 0 | 0 | 0 | 3.1113 | 0 | 0 | 0 | 0 | -2.4813 | 0 | 0 | 0 | 0 | 0 | 0 | 0 | 0 | 0 | 0 | 0 | 0 | 0 | 0 | 0 | -19.3488 | 1.822 | 0 | 5.5577 | 5.6048 | 1.2448 | 38.5455 | 1.2254 | 3.0551 | 0 | 0.032612 | 0 | 0.74789 | 0.22757 | 0 | 30.0996 | 18.3028 | -22.0557 | 0 | 0.60707 | 0 | 1.6728 | 0.14422
2025_01_19 Hr 05 | 0 | 0 | 0 | 0.22267 | 0.22267 | 0.22267 | 0.22267 | 0.22267 | 0.22267 | 0 | 0 | 0.0031592 | 0.81 | 0.059028 | 1.6399 | 1.6399 | 12.0657 | 0 | 0.0016124 | 0.0058432 | 0.0039341 | 0 | 0 | 0.14572 | 0 | 0.039474 | 0 | 0.06302 | 0.016238 | 1.2771 | 0 | 10.7805 | 2.0585 | 0 | 0.60344 | 0.79648 | 0 | 0 | 0 | 0 | -4.835 | 0.056408 | 0 | 0 | 0 | -0.32583 | 0 | 0 | 0 | 0 | 0 | 0 | 0 | 0 | 3.1796 | 0 | 0 | 0 | 0 | -2.4813 | 0 | 0 | 0 | 0 | 0 | 0 | 0 | 0 | 0 | 0 | 0 | 0 | 0 | 0 | 0 | -25.2763 | 1.822 | 0 | 5.5577 | 5.6048 | 1.4537 | 39.9016 | 1.2254 | 3.0551 | 0 | 0.032612 | 0 | 0.74789 | 0.22757 | 0 | 25.8155 | 18.6471 | -27.8981 | 0 | 0.60707 | 0 | 1.6728 | 0.14554
2025_01_19 Hr 06 | 0 | 0 | 0 | 0.22267 | 0.22267 | 0.22267 | 0.22267 | 0.22267 | 0.22267 | 0 | 0 | 0.0031592 | 1.02 | 0.075519 | 1.6399 | 1.6399 | 12.0657 | 0 | 0.0016124 | 0.0058432 | 0.0039341 | 0 | 0 | 0.17691 | 0 | 0.070659 | 0 | 0.06302 | 0.016238 | 1.2219 | 0 | 10.7805 | 2.0585 | 0 | 0.60344 | 0.79648 | 0 | 0 | 0 | 0 | -3.5127 | 0.056408 | 0 | 0 | 0 | -0.33107 | 0 | 0 | 0 | 0 | 0 | 0 | 0 | 0 | 3.2492 | 0 | 0 | 0 | 0 | -2.4813 | 0 | 0 | 0 | 0 | 0 | 0 | 0 | 0 | 0 | 0 | 0 | 0 | 0 | 0 | 0 | -22.9786 | 1.822 | 0 | 5.3551 | 5.4008 | 0.91402 | 39.4399 | 1.2254 | 3.0551 | 0 | 0.032612 | 0 | 0.74789 | 0.22757 | 0 | 28.7876 | 18.4038 | -25.5434 | 0 | 0.60707 | 0 | 1.6728 | 0.14589
2025_01_19 Hr 07 | 0 | 0 | 0 | 0.22267 | 0.22267 | 0.22267 | 0.22267 | 0.22267 | 0.22267 | 0 | 0 | 0.0031592 | 1.11 | 0.080834 | 1.6399 | 1.6399 | 12.0231 | 0 | 0.0016124 | 0.0058432 | 0.0039341 | 0 | 0 | 0.14437 | 0 | 0.038117 | 0 | 0.06302 | 0.016238 | 1.257 | 0 | 10.7685 | 2.0585 | 0 | 0.60107 | 0.79648 | 0 | 0 | 0 | 0 | -2.7359 | 0.056408 | 0 | 0 | 0 | -0.3256 | 0 | 0 | 0 | 0 | 0 | 0 | 0 | 0 | 3.5262 | 0 | 0 | 0 | 0 | -2.4813 | 0 | 0 | 0 | 0 | 0 | 0 | 0 | 0 | 0 | 0 | 0 | 0 | 0 | 0 | 0 | -27.0691 | 1.822 | 0 | 5.3301 | 5.3763 | 0.69204 | 39.371 | 1.2254 | 3.0551 | 0 | 0.032612 | 0 | 0.74789 | 0.22757 | 0 | 25.4952 | 18.5536 | -29.6935 | 0 | 0.60707 | 0 | 1.6728 | 0.14764
2025_01_19 Hr 08 | 0 | 0 | 0 | 0.22267 | 0.22267 | 0.22267 | 0.22267 | 0.22267 | 0.22267 | 0 | 0 | 0.0031592 | 0.45 | 0.032933 | 1.6399 | 1.6399 | 12.0231 | 0.65568 | 0.0016124 | 0.0058432 | 0.0039341 | 0 | 0 | 0.15402 | 0 | 0.047769 | 0 | 0.06302 | 0.016238 | 0.94751 | 0 | 10.7685 | 2.0585 | 0 | 0.60107 | 0.79648 | 0 | 0 | 0 | 0.6121 | -1.3666 | 0.056408 | 0 | 0 | 0 | -0.32723 | 0 | 0 | 0 | 0 | 0 | 0 | 0 | 0 | 3.4567 | 0 | 0 | 0 | 0 | -2.4813 | 0 | 0 | 0 | 0 | 0 | 0 | 0 | 0 | 0 | 0 | 0 | 0 | 0 | 0 | 0 | -26.2309 | 1.822 | 0 | 5.2475 | 5.293 | 0.87484 | 39.5512 | 1.2254 | 3.0551 | 0 | 0.032612 | 0 | 0.74789 | 0.22757 | 0 | 27.9193 | 17.9602 | -28.8376 | 0 | 0.60707 | 0 | 1.6728 | 0.14897
2025_01_19 Hr 09 | 0.045117 | 0 | 0 | 0.22267 | 0.22267 | 0.22267 | 0.22267 | 0.22267 | 0.22267 | 0 | 0 | 0.0031592 | 0.75 | 0.048208 | 1.6399 | 1.6399 | 12.0231 | 0.78682 | 0.0016124 | 0.0058432 | 0.0039341 | 0 | 0 | -0.084528 | 0 | -0.19078 | 0 | 0.06302 | 0.016238 | 0.49079 | 0 | 10.7685 | 2.0585 | 0 | 0.60107 | 0.79648 | 0 | 0 | 0 | 0.18395 | -0.9111 | 0.056408 | 0 | 0 | 0 | -0.28715 | 0 | 0 | 0 | 0 | 0 | 0 | 0 | 0 | 3.0423 | 0 | 0 | 0 | 0 | -2.4813 | 0 | 0 | 0 | 0 | 0 | 0 | 0 | 0 | 0 | 0 | 0 | 0 | 0 | 0 | 0 | -22.4211 | 1.822 | 0 | 4.9588 | 5.0022 | 0.78344 | 38.6462 | 1.2254 | 3.0551 | 0 | 0.032612 | -0.045117 | 0.74789 | 0.22757 | 0 | 30.226 | 17.8168 | -25.5099 | 0 | 0.60707 | 0 | 1.6728 | 0.15094
2025_01_19 Hr 10 | 0.11341 | 2.2766e-05 | 0 | 0.22267 | 0.22267 | 0.22267 | 0.22267 | 0.22267 | 0.22267 | 0 | 0 | 0.0031592 | 0.99 | 0.066781 | 1.6399 | 1.6399 | 12.0231 | 0.78682 | 0.0016124 | 0.0058432 | 0.0039341 | 0 | 0 | 0.00059904 | 0 | -0.10565 | 0 | 0.06302 | 0.016238 | 0.49581 | 0 | 10.7685 | 2.0585 | 0 | 0.60107 | 0.79648 | 0 | 0 | 0 | 0.27305 | -0.42981 | 0.056408 | 0 | 0 | 0 | -0.30145 | 0 | 0 | 0 | 0 | 0 | 0 | 0 | 0 | 2.7652 | 0 | 0 | 0 | 0 | -2.4813 | 0 | 0 | 0 | 0 | 0 | 0 | 0 | 0 | 0 | 0 | 0 | 0 | 0 | 0 | 0 | -23.1911 | 1.822 | 0 | 4.913 | 4.9535 | 0.36996 | 38.5567 | 1.2254 | 3.0551 | 0 | 0.032612 | -0.11341 | 0.74789 | 0.22757 | 0 | 29.6619 | 17.4542 | -26.1923 | 0 | 0.60707 | 0 | 1.6728 | 0.15204
2025_01_19 Hr 11 | 0.20422 | 7.4961e-05 | 0 | 0.22267 | 0.22267 | 0.22267 | 0.22267 | 0.22267 | 0.22267 | 0 | 0 | 0.0031592 | 0.69 | 0.051908 | 1.6399 | 1.6399 | 12.0231 | 0.78682 | 0.0016124 | 0.0058432 | 0.0039341 | 0 | 0 | 0.20882 | 0 | 0.10257 | 0 | 0.06302 | 0.016238 | 0.60963 | 0.65612 | 10.7685 | 2.0585 | 0 | 0.60107 | 0.79648 | 0 | 0 | 0 | 0.7762 | -0.33382 | 0.056408 | 0 | 0 | 0 | -0.33643 | 0 | 0 | 0 | 0 | 0 | 0 | 0 | 0 | 2.6279 | 0 | 0 | 0 | 0 | -2.4813 | 0 | 0 | 0 | 0 | 0 | 0 | 0 | 0 | 0 | 0 | 0 | 0 | 0 | 0 | 0 | -23.887 | 1.822 | 0 | 4.8736 | 4.9149 | 0.32208 | 39.0989 | 1.2254 | 3.0551 | 0 | 0.032612 | -0.20422 | 0.74789 | 0.22757 | 0 | 29.9887 | 17.045 | -26.5975 | 0 | 0.60707 | 0 | 1.6728 | 0.15199
2025_01_19 Hr 12 | 0.18134 | 8.9592e-05 | 0 | 0.22267 | 0.22267 | 0.22267 | 0.22267 | 0.22267 | 0.22267 | 0 | 0 | 0.0031592 | 0.48 | 0.035208 | 1.6399 | 1.6399 | 12.0231 | 0.78682 | 0.0016124 | 0.0058432 | 0.0039341 | 0 | 0 | 0.15849 | 0 | 0.052237 | 0 | 0.06302 | 0.016238 | 0.85069 | 0.50648 | 10.7685 | 2.0585 | 0 | 0.60107 | 0.79648 | 0 | 0 | 0 | 0.24511 | -0.52133 | 0.056408 | 0 | 0 | 0 | -0.32798 | 0 | 0 | 0 | 0 | 0 | 0 | 0 | 0 | 2.8348 | 0 | 0 | 0 | 0 | -2.4813 | 0 | 0 | 0 | 0 | 0 | 0 | 0 | 0 | 0 | 0 | 0 | 0 | 0 | 0 | 0 | -25.3198 | 1.822 | 0 | 5.1648 | 5.2096 | 0.32208 | 39.926 | 1.2254 | 3.0551 | 0 | 0.032612 | -0.18134 | 0.74789 | 0.22757 | 0 | 28.5529 | 17.0028 | -28.0997 | 0 | 0.60707 | 0 | 1.6728 | 0.15251
2025_01_19 Hr 13 | 0.090669 | 8.0195e-05 | 0 | 0.22267 | 0.22267 | 0.22267 | 0.22267 | 0.22267 | 0.22267 | 0 | 0 | 0.0031592 | 0.54 | 0.037951 | 1.6399 | 1.6399 | 12.0231 | 0.78682 | 0.0016124 | 0.0058432 | 0.0039341 | 0 | 0 | 0.076254 | 0 | -0.029996 | 0 | 0.06302 | 0.016238 | 0.59623 | 0.50648 | 10.7685 | 2.0585 | 0 | 0.60107 | 0.79648 | 0 | 0 | 0 | 0.22001 | -0.28816 | 0.056408 | 0 | 0 | 0 | -0.31416 | 0 | 0 | 0 | 0 | 0 | 0 | 0 | 0 | 2.9044 | 0 | 0 | 0 | 0 | -2.4813 | 0 | 0 | 0 | 0 | 0 | 0 | 0 | 0 | 0 | 0 | 0 | 0 | 0 | 0 | 0 | -25.9678 | 1.822 | 0 | 5.5348 | 5.5817 | 0.26115 | 40.4136 | 1.2254 | 3.0551 | 0 | 0.032612 | -0.090669 | 0.74789 | 0.22757 | 0 | 28.5215 | 16.9837 | -28.8076 | 0 | 0.60707 | 0 | 1.6728 | 0.15265
2025_01_19 Hr 14 | 0.29562 | 5.1773e-05 | 0 | 0.22267 | 0.22267 | 0.22267 | 0.22267 | 0.22267 | 0.22267 | 0 | 0 | 0.0031592 | 0.72 | 0.051542 | 1.6399 | 1.6399 | 12.0231 | 0.78682 | 0.0016124 | 0.0058432 | 0.0039341 | 0 | 0 | 0.11125 | 0 | 0.0050015 | 0 | 0.06302 | 0.016238 | 0.68967 | 0.50648 | 10.7685 | 2.0585 | 0 | 0.60107 | 0.79648 | 0 | 0 | 0 | 0.48855 | -0.1889 | 0.056408 | 0 | 0 | 0 | -0.32004 | 0 | 0 | 0 | 0 | 0 | 0 | 0 | 0 | 3.7343 | 0 | 0 | 0 | 0 | -2.4813 | 0 | 0 | 0 | 0 | 0 | 0 | 0 | 0 | 0 | 0 | 0 | 0 | 0 | 0 | 0 | -28.1923 | 1.822 | 0 | 5.2475 | 5.293 | 0.20892 | 39.9309 | 1.2254 | 3.0551 | 0 | 0.032612 | -0.29562 | 0.74789 | 0.22757 | 0 | 27.2176 | 18.16 | -31.173 | 0 | 0.60707 | 0 | 1.6728 | 0.15274
2025_01_19 Hr 15 | 0.24934 | 1.4475e-05 | 0 | 0.22267 | 0.22267 | 0.22267 | 0.22267 | 0.22267 | 0.22267 | 0 | 0 | 0.0031592 | 0.69 | 0.056495 | 1.6399 | 1.6399 | 12.0231 | 0.45898 | 0.0016124 | 0.0058432 | 0.0039341 | 0 | 0 | 0.3869 | 0 | 0.28065 | 0 | 0.06302 | 0.016238 | 0.9307 | 0.50648 | 10.7685 | 2.0585 | 0 | 0.60107 | 0.79648 | 0 | 0 | 0 | 1.5037 | -1.1804 | 0.056408 | 0 | 0 | 0 | -0.36635 | 0 | 0 | 0 | 0 | 0 | 0 | 0 | 0 | 2.9721 | 0 | 0 | 0 | 0 | -2.4813 | 0 | 0 | 0 | 0 | 0 | 0 | 0 | 0 | 0 | 0 | 0 | 0 | 0 | 0 | 0 | -26.2902 | 1.822 | 0 | 4.9995 | 5.0429 | 0.22198 | 39.3461 | 1.2254 | 3.0551 | 0 | 0.032612 | -0.24934 | 0.74789 | 0.22757 | 0 | 28.2889 | 17.3392 | -28.7196 | 0 | 0.60707 | 0 | 1.6728 | 0.15242
2025_01_19 Hr 16 | 0.18141 | 3.9107e-06 | 0 | 0.22267 | 0.22267 | 0.22267 | 0.22267 | 0.22267 | 0.22267 | 0 | 0 | 0.0031592 | 0.78 | 0.063267 | 1.6399 | 1.6399 | 12.0231 | 0.78682 | 0.0016124 | 0.0058432 | 0.0039341 | 0 | 0 | 0.36637 | 0 | 0.26012 | 0 | 0.06302 | 0.016238 | 1.1719 | 0.50648 | 10.7685 | 2.0585 | 0 | 0.60107 | 0.79648 | 0 | 0 | 0 | 0.077034 | -1.2498 | 0.056408 | 0 | 0 | 0 | -0.3629 | 0 | 0 | 0 | 0 | 0 | 0 | 0 | 0 | 2.6279 | 0 | 0 | 0 | 0 | -2.4813 | 0 | 0 | 0 | 0 | 0 | 0 | 0 | 0 | 0 | 0 | 0 | 0 | 0 | 0 | 0 | -28.9164 | 1.822 | 0 | 5.1648 | 5.2096 | 0.13928 | 40.2471 | 1.2254 | 3.0551 | 0 | 0.032612 | -0.18141 | 0.74789 | 0.22757 | 0 | 24.6997 | 16.9407 | -31.3154 | 0 | 0.60707 | 0 | 1.6728 | 0.15205
2025_01_19 Hr 17 | 0.022667 | 0 | 0 | 0.22267 | 0.22267 | 0.22267 | 0.22267 | 0.22267 | 0.22267 | 0 | 0 | 0.0031592 | 0.96 | 0.084907 | 1.6399 | 1.6399 | 12.0231 | 0.78682 | 0.0016124 | 0.0058432 | 0.0039341 | 0 | 0 | 0.56281 | 0 | 0.45656 | 0 | 0.06302 | 0.016238 | 1.2821 | 0.50648 | 10.7685 | 2.0585 | 0 | 0.60107 | 0.79648 | 0 | 0 | 0 | 0 | -2.4821 | 0.056408 | 0 | 0 | 0 | -0.3959 | 0 | 0 | 0 | 0 | 0 | 0 | 0 | 0 | 2.2129 | 0 | 0 | 0 | 0 | -2.4813 | 0 | 0 | 0 | 0 | 0 | 0 | 0 | 0 | 0 | 0 | 0 | 0 | 0 | 0 | 0 | -28.9509 | 1.822 | 0 | 5.5348 | 5.5817 | 0.23068 | 41.0995 | 1.2254 | 3.0551 | 0 | 0.032612 | -0.022667 | 0.74789 | 0.22757 | 0 | 24.4465 | 16.6605 | -30.8313 | 0 | 0.60707 | 0 | 1.6728 | 0.1525
2025_01_19 Hr 18 | 0 | 0 | 0 | 0.22267 | 0.22267 | 0.22267 | 0.22267 | 0.22267 | 0.22267 | 0 | 0 | 0.0031592 | 1.35 | 0.14078 | 1.6399 | 1.6399 | 12.0231 | 0.78682 | 0.0016124 | 0.0058432 | 0.0039341 | 0 | 0 | 0.98706 | 0 | 0.88081 | 0 | 0.06302 | 0.016238 | 1.2821 | 0.50648 | 10.7685 | 2.0585 | 0 | 0.60107 | 0.79648 | 0 | 0 | 0 | 0 | -3.0781 | 0.056408 | 0 | 0 | 0 | -0.46718 | 0 | 0 | 0 | 0 | 0 | 0 | 0 | 0 | 2.0048 | 0 | 0 | 0 | 0 | -2.4813 | 0 | 0 | 0 | 0 | 0 | 0 | 0 | 0 | 0 | 0 | 0 | 0 | 0 | 0 | 0 | -35.5226 | 1.822 | 0 | 5.5348 | 5.5817 | 0.30032 | 41.0995 | 1.2254 | 3.0551 | 0 | 0.032612 | 0 | 0.74789 | 0.22757 | 0 | 18.3652 | 16.9469 | -36.6032 | 0 | 0.60707 | 0 | 1.6728 | 0.15422
2025_01_19 Hr 19 | 0 | 0 | 0 | 0.22267 | 0.22267 | 0.22267 | 0.22267 | 0.22267 | 0.22267 | 0 | 0 | 0.0031592 | 1.74 | 0.18146 | 1.6399 | 1.6399 | 12.0231 | 0.78682 | 0.0016124 | 0.0058432 | 0.0039341 | 0 | 0 | 0.98711 | 0 | 0.88086 | 0 | 0.06302 | 0.016238 | 1.2821 | 0.50648 | 10.7685 | 2.0585 | 0 | 0.60107 | 0.79648 | 0 | 0 | 0 | 0 | -3.0451 | 0.056408 | 0 | 0 | 0 | -0.46718 | 0 | 0 | 0 | 0 | 0 | 0 | 0 | 0 | 2.4204 | 0 | 0 | 0 | 0 | -2.4813 | 0 | 0 | 0 | 0 | 0 | 0 | 0 | 0 | 0 | 0 | 0 | 0 | 0 | 0 | 0 | -35.794 | 1.822 | 0 | 5.5348 | 5.5817 | 0.29161 | 41.0995 | 1.2254 | 3.0551 | 0 | 0.032612 | 0 | 0.74789 | 0.22757 | 0 | 18.9635 | 17.7836 | -36.8745 | 0 | 0.60707 | 0 | 1.6728 | 0.15327
2025_01_19 Hr 20 | 0 | 0 | 0 | 0.22267 | 0.22267 | 0.22267 | 0.22267 | 0.22267 | 0.22267 | 0 | 0 | 0.0031592 | 2.22 | 0.22715 | 1.6399 | 1.6399 | 12.0231 | 0.78682 | 0.0016124 | 0.0058432 | 0.0039341 | 0 | 0 | 0.93446 | 0 | 0.82821 | 0 | 0.06302 | 0.016238 | 1.2821 | 0.50648 | 10.7685 | 2.0585 | 0 | 0.60107 | 0.79648 | 0 | 0 | 0 | 0 | -2.938 | 0.056408 | 0 | 0 | 0 | -0.45834 | 0 | 0 | 0 | 0 | 0 | 0 | 0 | 0 | 2.349 | 0 | 0 | 0 | 0 | -2.4813 | 0 | 0 | 0 | 0 | 0 | 0 | 0 | 0 | 0 | 0 | 0 | 0 | 0 | 0 | 0 | -35.3027 | 1.822 | 0 | 5.5348 | 5.5817 | 0.30032 | 41.0995 | 1.2254 | 3.0551 | 0 | 0.032612 | 0 | 0.74789 | 0.22757 | 0 | 19.9276 | 18.2457 | -36.4796 | 0 | 0.60707 | 0 | 1.6728 | 0.15244
2025_01_19 Hr 21 | 0 | 0 | 0 | 0.22267 | 0.22267 | 0.22267 | 0.22267 | 0.22267 | 0.22267 | 0 | 0 | 0.0031592 | 2.13 | 0.17906 | 1.6399 | 1.6399 | 12.0231 | 0.78682 | 0.0016124 | 0.0058432 | 0.0039341 | 0 | 0 | 0.44554 | 0 | 0.33929 | 0 | 0.06302 | 0.016238 | 1.2821 | 0.50648 | 10.7685 | 2.0585 | 0 | 0.60107 | 0.79648 | 0 | 0 | 0 | 0 | -2.3999 | 0.056408 | 0 | 0 | 0 | -0.3762 | 0 | 0 | 0 | 0 | 0 | 0 | 0 | 0 | 2.5577 | 0 | 0 | 0 | 0 | -2.4813 | 0 | 0 | 0 | 0 | 0 | 0 | 0 | 0 | 0 | 0 | 0 | 0 | 0 | 0 | 0 | -31.9412 | 1.822 | 0 | 5.5348 | 5.5817 | 0.75298 | 41.0995 | 1.2254 | 3.0551 | 0 | 0.032612 | 0 | 0.74789 | 0.22757 | 0 | 23.4544 | 18.7686 | -34.0138 | 0 | 0.60707 | 0 | 1.6728 | 0.15199
2025_01_19 Hr 22 | 0 | 0 | 0 | 0.22267 | 0.22267 | 0.22267 | 0.22267 | 0.22267 | 0.22267 | 0 | 0 | 0.0031592 | 2.43 | 0.20563 | 1.6399 | 1.6399 | 12.0231 | 0.78682 | 0.0016124 | 0.0058432 | 0.0039341 | 0 | 0 | 0.4604 | 0 | 0.35415 | 0 | 0.06302 | 0.016238 | 1.2821 | 0.50648 | 10.7685 | 2.0585 | 0 | 0.60107 | 0.79648 | 0 | 0 | 0 | 0 | -2.4053 | 0.056408 | 0 | 0 | 0 | -0.3787 | 0 | 0 | 0 | 0 | 0 | 0 | 0 | 0 | 2.6273 | 0 | 0 | 0 | 0 | -2.4813 | 0 | 0 | 0 | 0 | 0 | 0 | 0 | 0 | 0 | 0 | 0 | 0 | 0 | 0 | 0 | -34.1318 | 1.822 | 0 | 5.5348 | 5.5817 | 0.67028 | 41.0995 | 1.2254 | 3.0551 | 0 | 0.032612 | 0 | 0.74789 | 0.22757 | 0 | 21.5977 | 19.0807 | -36.1772 | 0 | 0.60707 | 0 | 1.6728 | 0.15071
2025_01_19 Hr 23 | 0 | 0 | 0 | 0.22267 | 0.22267 | 0.22267 | 0.22267 | 0.22267 | 0.22267 | 0 | 0 | 0.0031592 | 2.4 | 0.26924 | 1.6399 | 1.6399 | 12.0657 | 0.79045 | 0.0016124 | 0.0058432 | 0.0039341 | 0 | 0 | 1.1986 | 0 | 1.0924 | 0 | 0.06302 | 0.016238 | 1.2821 | 0.50648 | 10.7805 | 2.0585 | 0 | 0.60344 | 0.79648 | 0 | 0 | 0 | 0 | -3.6516 | 0.056408 | 0 | 0 | 0 | -0.50272 | 0 | 0 | 0 | 0 | 0 | 0 | 0 | 0 | 2.9038 | 0 | 0 | 0 | 0 | -2.4813 | 0 | 0 | 0 | 0 | 0 | 0 | 0 | 0 | 0 | 0 | 0 | 0 | 0 | 0 | 0 | -43.616 | 1.822 | 0 | 5.5577 | 5.6048 | 0.29161 | 41.2036 | 1.2254 | 3.0551 | 0 | 0.032612 | 0 | 0.74789 | 0.22757 | 0 | 12.2552 | 19.0122 | -44.309 | 0 | 0.60707 | 0 | 1.6728 | 0.14841
2025_01_19 Hr 24 | 0 | 0 | 0 | 0.22267 | 0.22267 | 0.22267 | 0.22267 | 0.22267 | 0.22267 | 0 | 0 | 0.0031592 | 1.92 | 0.19003 | 1.6399 | 1.6399 | 12.0657 | 0 | 0.0016124 | 0.0058432 | 0.0039341 | 0 | 0 | 0.84486 | 0 | 0.73861 | 0 | 0.06302 | 0.016238 | 1.2821 | 0.50648 | 10.7805 | 2.0585 | 0 | 0.60344 | 0.79648 | 0 | 0 | 0 | 0 | -3.2852 | 0.056408 | 0 | 0 | 0 | -0.44329 | 0 | 0 | 0 | 0 | 0 | 0 | 0 | 0 | 2.6273 | 0 | 0 | 0 | 0 | -2.4813 | 0 | 0 | 0 | 0 | 0 | 0 | 0 | 0 | 0 | 0 | 0 | 0 | 0 | 0 | 0 | -35.3301 | 1.822 | 0 | 5.5577 | 5.6048 | 0.23939 | 40.4131 | 1.2254 | 3.0551 | 0 | 0.032612 | 0 | 0.74789 | 0.22757 | 0 | 18.5796 | 18.1229 | -36.6712 | 0 | 0.60707 | 0 | 1.6728 | 0.14704
2025_01_20 Hr 01 | 0 | 0 | 0 | 0.22267 | 0.22267 | 0.22267 | 0.22267 | 0.22267 | 0.22267 | 0 | 0 | 0.0031592 | 1.62 | 0.1747 | 1.6399 | 1.6399 | 12.0657 | 0 | 0.0016124 | 0.0058432 | 0.0039341 | 0 | 0 | 1.0822 | 0 | 0.97598 | 0 | 0.06302 | 0.016238 | 1.2821 | 0.50648 | 10.7805 | 2.0585 | 0 | 0.60344 | 0.79648 | 0 | 0 | 0 | 0 | -3.8069 | 0.056408 | 0 | 0.20605 | 0 | -0.48316 | 0 | 0 | 0 | 0 | 0 | 0 | 0 | 0 | 2.4882 | 0 | 0 | 0 | 0 | -2.4813 | 0 | 0 | 0 | 0 | 0 | 0 | 0 | 0 | 0 | 0 | 0 | 0 | 0 | 0 | 0 | -30.7877 | 1.822 | 0 | 5.5577 | 5.6048 | 0.45266 | 40.4131 | 1.2254 | 3.0551 | 0 | 0.032612 | 0 | 0.74789 | 0.22757 | 0 | 22.793 | 17.8806 | -31.6939 | 0 | 0.60707 | 0 | 1.6728 | 0.14593
2025_01_20 Hr 02 | 0 | 0 | 0 | 0.22267 | 0.22267 | 0.22267 | 0.22267 | 0.22267 | 0.22267 | 0 | 0 | 0.0031592 | 1.98 | 0.21046 | 1.6399 | 1.6399 | 12.0657 | 0 | 0.0016124 | 0.0058432 | 0.0039341 | 0 | 0 | 1.0409 | 0 | 0.93467 | 0 | 0.06302 | 0.016238 | 1.2821 | 0.50648 | 10.7805 | 2.0585 | 0 | 0.60344 | 0.79648 | 0 | 0 | 0 | 0 | -3.5677 | 0.056408 | 0 | 0.30749 | 0 | -0.47622 | 0 | 0 | 0 | 0 | 0 | 0 | 0 | 0 | 2.5577 | 0 | 0 | 0 | 0 | -2.4813 | 0 | 0 | 0 | 0 | 0 | 0 | 0 | 0 | 0 | 0 | 0 | 0 | 0 | 0 | 0 | -33.8625 | 1.822 | 0 | 5.5577 | 5.6048 | 0.40913 | 40.4131 | 1.2254 | 3.0551 | 0 | 0.032612 | 0 | 0.74789 | 0.22757 | 0 | 20.3033 | 18.3023 | -34.8443 | 0 | 0.60707 | 0 | 1.6728 | 0.14578
2025_01_20 Hr 03 | 0 | 0 | 0 | 0.22267 | 0.22267 | 0.22267 | 0.22267 | 0.22267 | 0.22267 | 0 | 0 | 0.0031592 | 1.89 | 0.19907 | 1.6399 | 1.6399 | 12.0657 | 0 | 0.0016124 | 0.0058432 | 0.0039341 | 0 | 0 | 1.015 | 0 | 0.90873 | 0 | 0.06302 | 0.016238 | 1.2821 | 0.50648 | 10.7805 | 2.0585 | 0 | 0.60344 | 0.79648 | 0 | 0 | 0 | 0 | -3.5135 | 0.056408 | 0 | 0.15349 | 0 | -0.47187 | 0 | 0 | 0 | 0 | 0 | 0 | 0 | 0 | 2.6273 | 0 | 0 | 0 | 0 | -2.4813 | 0 | 0 | 0 | 0 | 0 | 0 | 0 | 0 | 0 | 0 | 0 | 0 | 0 | 0 | 0 | -34.3259 | 1.822 | 0 | 5.5577 | 5.6048 | 0.42219 | 40.4131 | 1.2254 | 3.0551 | 0 | 0.032612 | 0 | 0.74789 | 0.22757 | 0 | 19.828 | 18.2838 | -35.3553 | 0 | 0.60707 | 0 | 1.6728 | 0.14602
2025_01_20 Hr 04 | 0 | 0 | 0 | 0.22267 | 0.22267 | 0.22267 | 0.22267 | 0.22267 | 0.22267 | 0 | 0 | 0.0031592 | 1.74 | 0.18415 | 1.6399 | 1.6399 | 12.0657 | 0 | 0.0016124 | 0.0058432 | 0.0039341 | 0 | 0 | 1.0286 | 0 | 0.92231 | 0 | 0.06302 | 0.016238 | 1.2821 | 0.50648 | 10.7805 | 2.0585 | 0 | 0.60344 | 0.79648 | 0 | 0 | 0 | 0 | -3.5527 | 0.056408 | 0 | 0 | 0 | -0.47415 | 0 | 0 | 0 | 0 | 0 | 0 | 0 | 0 | 3.0411 | 0 | 0 | 0 | 0 | -2.4813 | 0 | 0 | 0 | 0 | 0 | 0 | 0 | 0 | 0 | 0 | 0 | 0 | 0 | 0 | 0 | -36.0191 | 1.822 | 0 | 5.5577 | 5.6048 | 0.42219 | 40.4131 | 1.2254 | 3.0551 | 0 | 0.032612 | 0 | 0.74789 | 0.22757 | 0 | 18.37 | 18.5332 | -37.0236 | 0 | 0.60707 | 0 | 1.6728 | 0.14657
2025_01_20 Hr 05 | 0 | 0 | 0 | 0.22267 | 0.22267 | 0.22267 | 0.22267 | 0.22267 | 0.22267 | 0 | 0 | 0.0031592 | 1.65 | 0.17406 | 1.6399 | 1.6399 | 12.0657 | 0 | 0.0016124 | 0.0058432 | 0.0039341 | 0 | 0 | 1.0194 | 0 | 0.91313 | 0 | 0.06302 | 0.016238 | 1.2821 | 0.50648 | 10.7805 | 2.0585 | 0 | 0.60344 | 0.79648 | 0 | 0 | 0 | 0 | -3.5599 | 0.056408 | 0 | 0 | 0 | -0.47261 | 0 | 0 | 0 | 0 | 0 | 0 | 0 | 0 | 3.4573 | 0 | 0 | 0 | 0 | -2.4813 | 0 | 0 | 0 | 0 | 0 | 0 | 0 | 0 | 0 | 0 | 0 | 0 | 0 | 0 | 0 | -35.3212 | 1.822 | 0 | 5.5577 | 5.6048 | 0.50053 | 40.4131 | 1.2254 | 3.0551 | 0 | 0.032612 | 0 | 0.74789 | 0.22757 | 0 | 19.4395 | 18.9288 | -36.3426 | 0 | 0.60707 | 0 | 1.6728 | 0.14777
2025_01_20 Hr 06 | 0 | 0 | 0 | 0.22267 | 0.22267 | 0.22267 | 0.22267 | 0.22267 | 0.22267 | 0 | 0 | 0.0031592 | 1.08 | 0.11832 | 1.6399 | 1.6399 | 12.0657 | 0 | 0.0016124 | 0.0058432 | 0.0039341 | 0 | 0 | 1.1282 | 0 | 1.022 | 0 | 0.06302 | 0.016238 | 1.2821 | 0.50648 | 10.7805 | 2.0585 | 0 | 0.60344 | 0.79648 | 0 | 0 | 0 | 0 | -3.5753 | 0.056408 | 0 | 0 | 0 | -0.49089 | 0 | 0 | 0 | 0 | 0 | 0 | 0 | 0 | 3.8021 | 0 | 0 | 0 | 0 | -2.4813 | 0 | 0 | 0 | 0 | 0 | 0 | 0 | 0 | 0 | 0 | 0 | 0 | 0 | 0 | 0 | -31.4773 | 1.822 | 0 | 5.5577 | 5.6048 | 0.58323 | 40.4131 | 1.2254 | 3.0551 | 0 | 0.032612 | 0 | 0.74789 | 0.22757 | 0 | 23.2711 | 18.7326 | -32.2993 | 0 | 0.60707 | 0 | 1.6728 | 0.14976
2025_01_20 Hr 07 | 0 | 0 | 0 | 0.22267 | 0.22267 | 0.22267 | 0.22267 | 0.22267 | 0.22267 | 0 | 0 | 0.0031592 | 0.45 | 0.055978 | 1.6399 | 1.6399 | 12.0231 | 0 | 0.0016124 | 0.0058432 | 0.0039341 | 0 | 0 | 0 | 0 | 0 | 0 | 0.06302 | 0.016238 | 1.2821 | 0.50648 | 10.7685 | 2.0585 | 1.2902 | 0.60107 | 0.79648 | 0 | 0 | 0 | 0 | -3.7477 | 0.056408 | 0 | 0 | 0 | -0.55768 | 0 | 0 | 0 | 0 | 0 | 0 | 0 | 0 | 4.1481 | 0 | 0 | 0 | -3.3188 | 0 | 0 | 0 | 0 | 0 | 0 | 0 | 0 | 0 | 0 | 0 | 0 | 0 | -2.3937 | 0 | 0 | -26.8271 | 1.822 | 0 | 5.5348 | 5.5817 | 0.40043 | 41.6029 | 1.2254 | 3.0551 | 0 | 0.032612 | 0 | 0.74789 | 0.22757 | 0 | 22.9617 | 18.2038 | -33.0973 | 0 | 0.60707 | 0 | 1.6728 | 0.15243
2025_01_20 Hr 08 | 0 | 0 | 0 | 0.22267 | 0.22267 | 0.22267 | 0.22267 | 0.22267 | 0.22267 | 0 | 0 | 0.0031592 | 0.18 | 0.020346 | 1.6399 | 1.6399 | 12.0231 | 0.78682 | 0.0016124 | 0.0058432 | 0.0039341 | 0 | 0 | 0 | 0 | 0 | 0 | 0.06302 | 0.016238 | 1.2821 | 0.50648 | 10.7685 | 2.0585 | 1.2902 | 0.60107 | 0.79648 | 0 | 0 | 0 | 0 | -3.2799 | 0.056408 | 0 | 0 | 0 | -0.50654 | 0 | 0 | 0 | 0 | 0 | 0 | 0 | 0 | 4.4942 | 0 | 0 | 0 | -3.3188 | 0 | 0 | 0 | 0 | 0 | 0 | 0 | 0 | 0 | 0 | 0 | 0 | 0 | -2.3937 | 0 | 0 | -23.4356 | 1.822 | 0 | 5.5348 | 5.5817 | 0.29161 | 42.3897 | 1.2254 | 3.0551 | 0 | 0.032612 | 0 | 0.74789 | 0.22757 | 0 | 27.5925 | 18.1374 | -29.6546 | 0 | 0.60707 | 0 | 1.6728 | 0.15446
2025_01_20 Hr 09 | 0.022813 | 0 | 0 | 0.22267 | 0.22267 | 0.22267 | 0.22267 | 0.22267 | 0.22267 | 0 | 0 | 0.0031592 | 0.15 | 0.015287 | 1.6399 | 1.6399 | 12.0231 | 0.78682 | 0.0016124 | 0.0058432 | 0.0039341 | 0 | 0 | 0 | 0 | 0 | 0 | 0.06302 | 0.016238 | 1.2821 | 0.50648 | 10.7685 | 2.0585 | 1.2902 | 0.60107 | 0.79648 | 0 | 0 | 0 | 0 | -2.8001 | 0.056408 | 0 | 0 | 0 | -0.45651 | 0 | 0 | 0 | 0 | 0 | 0 | 0 | 0 | 4.3544 | 0 | 0 | 0 | -3.3188 | 0 | 0 | 0 | 0 | 0 | 0 | 0 | 0 | 0 | 0 | 0 | 0 | 0 | -2.3937 | 0 | 0 | -22.5991 | 1.822 | 0 | 5.5348 | 5.5817 | 0.19151 | 42.3897 | 1.2254 | 3.0551 | 0 | 0.032612 | -0.022813 | 0.74789 | 0.22757 | 0 | 28.6849 | 17.8862 | -28.7909 | 0 | 0.60707 | 0 | 1.6728 | 0.15539
2025_01_20 Hr 10 | 0.090742 | 8.8117e-05 | 0 | 0.22267 | 0.22267 | 0.22267 | 0.22267 | 0.22267 | 0.22267 | 0 | 0 | 0.0031592 | 0.12 | 0.011749 | 1.6399 | 1.6399 | 12.0231 | 0.78682 | 0.0016124 | 0.0058432 | 0.0039341 | 0 | 0 | 0 | 0 | 0 | 0 | 0.06302 | 0.016238 | 1.2821 | 0.50648 | 10.7685 | 2.0585 | 1.2902 | 0.60107 | 0.79648 | 0 | 0 | 0 | 0 | -2.753 | 0.056408 | 0 | 0 | 0 | -0.43848 | 0 | 0 | 0 | 0 | 0 | 0 | 0 | 0 | 3.8027 | 0 | 0 | 0 | -3.3188 | 0 | 0 | 0 | 0 | 0 | 0 | 0 | 0 | 0 | 0 | 0 | 0 | 0 | -2.3937 | 0 | 0 | -26.3081 | 1.822 | 0 | 5.5348 | 5.5817 | 0.13928 | 42.3897 | 1.2254 | 3.0551 | 0 | 0.032612 | -0.090742 | 0.74789 | 0.22757 | 0 | 24.4045 | 17.3176 | -32.5498 | 0 | 0.60707 | 0 | 1.6728 | 0.15625
2025_01_20 Hr 11 | 0.068002 | 0.00044293 | 0 | 0.22267 | 0.22267 | 0.22267 | 0.22267 | 0.22267 | 0.22267 | 0 | 0 | 0.0031592 | 0.09 | 0.0077271 | 1.6399 | 1.6399 | 12.0231 | 0.78682 | 0.0016124 | 0.0058432 | 0.0039341 | 0 | 0 | 0 | 0 | 0 | 0 | 0.06302 | 0.016238 | 1.2821 | 0.50648 | 10.7685 | 2.0585 | 1.2902 | 0.60107 | 0.79648 | 0 | 0 | 0 | 0 | -2.5247 | 0.056408 | 0 | 0 | 0 | -0.38425 | 0 | 0 | 0 | 0 | 0 | 0 | 0 | 0 | 3.179 | 0 | 0 | 0 | -3.3188 | 0 | 0 | 0 | 0 | 0 | 0 | 0 | 0 | 0 | 0 | 0 | 0 | 0 | -2.3937 | 0 | 0 | -25.0764 | 1.822 | 0 | 5.5348 | 5.5817 | 1.3623 | 42.3897 | 1.2254 | 3.0551 | 0 | 0.032612 | -0.068002 | 0.74789 | 0.22757 | 0 | 26.4837 | 17.8599 | -31.2412 | 0 | 0.60707 | 0 | 1.6728 | 0.15561
2025_01_20 Hr 12 | 0.15853 | 0.00084282 | 0 | 0.22267 | 0.22267 | 0.22267 | 0.22267 | 0.22267 | 0.22267 | 0 | 0 | 0.0031592 | 0.09 | 0.0078663 | 1.6399 | 1.6399 | 12.0231 | 0.78682 | 0.0016124 | 0.0058432 | 0.0039341 | 0 | 0 | 0 | 0 | 0 | 0 | 0.06302 | 0.016238 | 1.2821 | 0.50648 | 10.7685 | 2.0585 | 1.2902 | 0.60107 | 0.79648 | 0 | 0 | 0 | 0 | -2.4944 | 0.056408 | 0 | 0 | 0 | -0.39122 | 0 | 0 | 0 | 0 | 0 | 0 | 0 | 0 | 3.3181 | 0 | 0 | 0 | -3.3188 | 0 | 0 | 0 | 0 | 0 | 0 | 0 | 0 | 0 | 0 | 0 | 0 | 0 | -2.3937 | 0 | 0 | -23.5358 | 1.822 | 0 | 5.5348 | 5.5817 | 1.3841 | 42.3897 | 1.2254 | 3.0551 | 0 | 0.032612 | -0.15853 | 0.74789 | 0.22757 | 0 | 28.2082 | 18.1109 | -29.798 | 0 | 0.60707 | 0 | 1.6728 | 0.15462
2025_01_20 Hr 13 | 0.15867 | 0.00092755 | 0 | 0.22267 | 0.22267 | 0.22267 | 0.22267 | 0.22267 | 0.22267 | 0 | 0 | 0.0031592 | 0.15 | 0.012565 | 1.6399 | 1.6399 | 12.0231 | 0.78682 | 0.0016124 | 0.0058432 | 0.0039341 | 0 | 0 | 0 | 0 | 0 | 0 | 0.06302 | 0.016238 | 1.2821 | 0.50648 | 10.7685 | 2.0585 | 1.2902 | 0.60107 | 0.79648 | 0 | 0 | 0 | 0 | -2.4793 | 0.056408 | 0 | 0 | 0 | -0.37484 | 0 | 0 | 0 | 0 | 0 | 0 | 0 | 0 | 3.3883 | 0 | 0 | 0 | -3.3188 | 0 | 0 | 0 | 0 | 0 | 0 | 0 | 0 | 0 | 0 | 0 | 0 | 0 | -2.3937 | 0 | 0 | -23.3168 | 1.822 | 0 | 5.5348 | 5.5817 | 1.4145 | 42.3897 | 1.2254 | 3.0551 | 0 | 0.032612 | -0.15867 | 0.74789 | 0.22757 | 0 | 28.6234 | 18.2758 | -29.5628 | 0 | 0.60707 | 0 | 1.6728 | 0.15397
2025_01_20 Hr 14 | 0.15853 | 0.00090939 | 0 | 0.22267 | 0.22267 | 0.22267 | 0.22267 | 0.22267 | 0.22267 | 0 | 0 | 0.0031592 | 0.09 | 0.0077512 | 1.6399 | 1.6399 | 12.0231 | 0.72125 | 0.0016124 | 0.0058432 | 0.0039341 | 0 | 0 | 0 | 0 | 0 | 0 | 0.06302 | 0.016238 | 1.2821 | 0.50648 | 10.7685 | 2.0585 | 1.1827 | 0.60107 | 0.79648 | 0 | 0 | 0 | 0.041215 | -2.434 | 0.056408 | 0 | 0 | 0 | -0.38546 | 0 | 0 | 0 | 0 | 0 | 0 | 0 | 0 | 2.8342 | 0 | 0 | 0 | -3.3188 | 0 | 0 | 0 | 0 | 0 | 0 | 0 | 0 | 0 | 0 | 0 | 0 | 0 | -2.3937 | 0 | 0 | -22.1203 | 1.822 | 0 | 5.5348 | 5.5817 | 1.4058 | 42.2166 | 1.2254 | 3.0551 | 0 | 0.032612 | -0.15853 | 0.74789 | 0.22757 | 0 | 29.0944 | 17.6475 | -28.3768 | 0 | 0.60707 | 0 | 1.6728 | 0.15343
2025_01_20 Hr 15 | 0.067857 | 0.00074139 | 0 | 0.22267 | 0.22267 | 0.22267 | 0.22267 | 0.22267 | 0.22267 | 0 | 0 | 0.0031592 | 0.03 | 0.0026411 | 1.6399 | 1.6399 | 12.0231 | 0.78682 | 0.0016124 | 0.0058432 | 0.0039341 | 0 | 0 | 0 | 0 | 0 | 0 | 0.06302 | 0.016238 | 1.2219 | 0.50648 | 10.7685 | 2.0585 | 1.2902 | 0.60107 | 0.79648 | 0 | 0 | 0 | 0.10465 | -1.7079 | 0.056408 | 0 | 0 | 0 | -0.39406 | 0 | 0 | 0 | 0 | 0 | 0 | 0 | 0 | 2.6273 | 0 | 0 | 0 | -3.3188 | 0 | 0 | 0 | 0 | 0 | 0 | 0 | 0 | 0 | 0 | 0 | 0 | 0 | -2.3937 | 0 | 0 | -19.5414 | 1.822 | 0 | 5.1648 | 5.2096 | 1.4363 | 41.5874 | 1.2254 | 3.0551 | 0 | 0.032612 | -0.067857 | 0.74789 | 0.22757 | 0 | 31.5824 | 17.3141 | -25.7159 | 0 | 0.60707 | 0 | 1.6728 | 0.15243
2025_01_20 Hr 16 | 0.045117 | 0.00033837 | 0 | 0.22267 | 0.22267 | 0.22267 | 0.22267 | 0.22267 | 0.22267 | 0 | 0 | 0.0031592 | 0.03 | 0.0025572 | 1.6399 | 1.6399 | 12.0231 | 0.78682 | 0.0016124 | 0.0058432 | 0.0039341 | 0 | 0 | 0 | 0 | 0 | 0 | 0.06302 | 0.016238 | 1.2353 | 0.50648 | 10.7685 | 2.0585 | 1.2902 | 0.60107 | 0.79648 | 0 | 0 | 0 | 0.25265 | -2.1213 | 0.056408 | 0 | 0 | 0 | -0.38148 | 0 | 0 | 0 | 0 | 0 | 0 | 0 | 0 | 2.7658 | 0 | 0 | 0 | -3.3188 | 0 | 0 | 0 | 0 | 0 | 0 | 0 | 0 | 0 | 0 | 0 | 0 | 0 | -2.3937 | 0 | 0 | -21.6459 | 1.822 | 0 | 5.2436 | 5.287 | 1.4233 | 41.7569 | 1.2254 | 3.0551 | 0 | 0.032612 | -0.045117 | 0.74789 | 0.22757 | 0 | 29.5199 | 17.4167 | -27.785 | 0 | 0.60707 | 0 | 1.6728 | 0.15282
2025_01_20 Hr 17 | 0 | 5.3613e-05 | 0 | 0.22267 | 0.22267 | 0.22267 | 0.22267 | 0.22267 | 0.22267 | 0 | 0 | 0.0031592 | 0.18 | 0.017156 | 1.6399 | 1.6399 | 12.0231 | 0.78682 | 0.0016124 | 0.0058432 | 0.0039341 | 0 | 0 | 0 | 0 | 0 | 0 | 0.06302 | 0.016238 | 1.2821 | 0.50648 | 10.7685 | 2.0585 | 1.2902 | 0.60107 | 0.79648 | 0 | 0 | 0 | 0 | -2.6979 | 0.056408 | 0 | 0 | 0 | -0.4268 | 0 | 0 | 0 | 0 | 0 | 0 | 0 | 0 | 2.8354 | 0 | 0 | 0 | -3.3188 | 0 | 0 | 0 | 0 | 0 | 0 | 0 | 0 | 0 | 0 | 0 | 0 | 0 | -2.3937 | 0 | 0 | -26.955 | 1.822 | 0 | 5.5348 | 5.5817 | 1.3536 | 42.3897 | 1.2254 | 3.0551 | 0 | 0.032612 | 0 | 0.74789 | 0.22757 | 0 | 24.1348 | 17.5373 | -33.0943 | 0 | 0.60707 | 0 | 1.6728 | 0.15425
2025_01_20 Hr 18 | 0 | 0 | 0 | 0.22267 | 0.22267 | 0.22267 | 0.22267 | 0.22267 | 0.22267 | 0 | 0 | 0.0031592 | 0.45 | 0.049089 | 1.6399 | 1.6399 | 12.0231 | 0.78682 | 0.0016124 | 0.0058432 | 0.0039341 | 0 | 0 | 0 | 0 | 0 | 0 | 0.06302 | 0.016238 | 1.2821 | 0.50648 | 10.7685 | 2.0585 | 1.2902 | 0.60107 | 0.79648 | 0 | 0 | 0 | 0 | -3.1055 | 0.056408 | 0 | 0 | 0 | -0.48879 | 0 | 0 | 0 | 0 | 0 | 0 | 0 | 0 | 2.4198 | 0 | 0 | 0 | -3.3188 | 0 | 0 | 0 | 0 | 0 | 0 | 0 | 0 | 0 | 0 | 0 | 0 | 0 | -2.3937 | 0 | 0 | -35.6555 | 1.822 | 0 | 5.5348 | 5.5817 | 1.3362 | 42.3897 | 1.2254 | 3.0551 | 0 | 0.032612 | 0 | 0.74789 | 0.22757 | 0 | 14.8357 | 17.4083 | -41.8568 | 0 | 0.60707 | 0 | 1.6728 | 0.15639
2025_01_20 Hr 19 | 0 | 0 | 0 | 0.22267 | 0.22267 | 0.22267 | 0.22267 | 0.22267 | 0.22267 | 0 | 0 | 0.0031592 | 0.69 | 0.073467 | 1.6399 | 1.6399 | 12.0231 | 0.78682 | 0.0016124 | 0.0058432 | 0.0039341 | 0 | 0 | 0 | 0 | 0 | 0 | 0.06302 | 0.016238 | 1.2821 | 0.50648 | 10.7685 | 2.0585 | 1.2902 | 0.60107 | 0.79648 | 0 | 0 | 0 | 0 | -3.1052 | 0.056408 | 0 | 0 | 0 | -0.47703 | 0 | 0 | 0 | 0 | 0 | 0 | 0 | 0 | 2.9038 | 0 | 0 | 0 | -3.3188 | 0 | 0 | 0 | 0 | 0 | 0 | 0 | 0 | 0 | 0 | 0 | 0 | 0 | -2.3937 | 0 | 0 | -40.4025 | 1.822 | 0 | 5.5348 | 5.5817 | 1.4145 | 42.3897 | 1.2254 | 3.0551 | 0 | 0.032612 | 0 | 0.74789 | 0.22757 | 0 | 10.927 | 18.2346 | -46.5921 | 0 | 0.60707 | 0 | 1.6728 | 0.15607
2025_01_20 Hr 20 | 0 | 0 | 0 | 0.22267 | 0.22267 | 0.22267 | 0.22267 | 0.22267 | 0.22267 | 0 | 0 | 0.0031592 | 0.81 | 0.087858 | 1.6399 | 1.6399 | 12.0231 | 0.78682 | 0.0016124 | 0.0058432 | 0.0039341 | 0 | 0 | 0 | 0 | 0 | 0 | 0.06302 | 0.016238 | 1.2821 | 0.50648 | 10.7685 | 2.0585 | 1.2902 | 0.60107 | 0.79648 | 0 | 0 | 0 | 0 | -3.0644 | 0.056408 | 0 | 0 | 0 | -0.486 | 0 | 0 | 0 | 0 | 0 | 0 | 0 | 0 | 3.1808 | 0 | 0 | 0 | -3.3188 | 0 | 0 | 0 | 0 | 0 | 0 | 0 | 0 | 0 | 0 | 0 | 0 | 0 | -2.3937 | 0 | 0 | -50.0452 | 1.822 | 0 | 5.5348 | 5.5817 | 1.4233 | 42.3897 | 1.2254 | 3.0551 | 0 | 0.032612 | 0 | 0.74789 | 0.22757 | 0 | 1.736 | 18.6544 | -56.2437 | 0 | 0.60707 | 0 | 1.6728 | 0.15561
2025_01_20 Hr 21 | 0 | 0 | 0 | 0.22267 | 0.22267 | 0.22267 | 0.22267 | 0.22267 | 0.22267 | 0 | 0 | 0.0031592 | 0.72 | 0.078763 | 1.6399 | 1.6399 | 12.0231 | 0.78682 | 0.0016124 | 0.0058432 | 0.0039341 | 0 | 0 | 0 | 0 | 0 | 0 | 0.06302 | 0.016238 | 1.2821 | 0.50648 | 10.7685 | 2.0585 | 1.2902 | 0.60107 | 0.79648 | 0 | 0 | 0 | 0 | -3.1113 | 0.056408 | 0 | 0 | 0 | -0.49017 | 0 | 0 | 0 | 0 | 0 | 0 | 0 | 0 | 3.3187 | 0 | 0 | 0 | -3.3188 | 0 | 0 | 0 | 0 | 0 | 0 | 0 | 0 | 0 | 0 | 0 | 0 | 0 | -2.3937 | 0 | 0 | -52.1933 | 1.822 | 0 | 5.5348 | 5.5817 | 0.83132 | 42.3897 | 1.2254 | 3.0551 | 0 | 0.032612 | 0 | 0.74789 | 0.22757 | 0 | -1.0167 | 18.1009 | -58.396 | 0 | 0.60707 | 0 | 1.6728 | 0.15522
2025_01_20 Hr 22 | 0 | 0 | 0 | 0.22267 | 0.22267 | 0.22267 | 0.22267 | 0.22267 | 0.22267 | 0 | 0 | 0.0031592 | 1.05 | 0.097299 | 1.6399 | 1.6399 | 12.0231 | 0.78682 | 0.0016124 | 0.0058432 | 0.0039341 | 0 | 0 | 0 | 0 | 0 | 0 | 0.06302 | 0.016238 | 1.2821 | 0.50648 | 10.7685 | 2.0585 | 1.2902 | 0.60107 | 0.79648 | 0 | 0 | 0 | 0 | -2.7058 | 0.056408 | 0 | 0 | 0 | -0.41489 | 0 | 0 | 0 | 0 | 0 | 0 | 0 | 0 | 3.0417 | 0 | 0 | 0 | -3.3188 | 0 | 0 | 0 | 0 | 0 | 0 | 0 | 0 | 0 | 0 | 0 | 0 | 0 | -2.3937 | 0 | 0 | -46.0199 | 1.822 | 0 | 5.5348 | 5.5817 | 0.93143 | 42.3897 | 1.2254 | 3.0551 | 0 | 0.032612 | 0 | 0.74789 | 0.22757 | 0 | 5.8071 | 18.2705 | -52.1473 | 0 | 0.60707 | 0 | 1.6728 | 0.15329
2025_01_20 Hr 23 | 0 | 0 | 0 | 0.22267 | 0.22267 | 0.22267 | 0.22267 | 0.22267 | 0.22267 | 0 | 0 | 0.0031592 | 1.08 | 0.10103 | 1.6399 | 1.6399 | 12.0657 | 0.79045 | 0.0016124 | 0.0058432 | 0.0039341 | 0 | 0 | 0.69954 | 0 | 0.59329 | 0 | 0.06302 | 0.016238 | 1.2821 | 0.50648 | 10.7805 | 2.0585 | 0 | 0.60344 | 0.79648 | 0 | 0 | 0 | 0 | -3.0246 | 0.056408 | 0 | 0 | 0 | -0.41887 | 0 | 0 | 0 | 0 | 0 | 0 | 0 | 0 | 3.1796 | 0 | 0 | 0 | 0 | -2.4813 | 0 | 0 | 0 | 0 | 0 | 0 | 0 | 0 | 0 | 0 | 0 | 0 | 0 | 0 | 0 | -44.1744 | 1.822 | 0 | 5.5577 | 5.6048 | 1.1229 | 41.2036 | 1.2254 | 3.0551 | 0 | 0.032612 | 0 | 0.74789 | 0.22757 | 0 | 11.031 | 18.6337 | -45.7817 | 0 | 0.60707 | 0 | 1.6728 | 0.15098
2025_01_20 Hr 24 | 0 | 0 | 0 | 0.22267 | 0.22267 | 0.22267 | 0.22267 | 0.22267 | 0.22267 | 0 | 0 | 0.0031592 | 0.96 | 0.090387 | 1.6399 | 1.6399 | 12.0657 | 0.79045 | 0.0016124 | 0.0058432 | 0.0039341 | 0 | 0 | 0.71571 | 0 | 0.60946 | 0 | 0.06302 | 0.016238 | 1.2821 | 0.50648 | 10.7805 | 2.0585 | 0 | 0.60344 | 0.79648 | 0 | 0 | 0 | 0 | -3.0183 | 0.056408 | 0 | 0 | 0 | -0.42159 | 0 | 0 | 0 | 0 | 0 | 0 | 0 | 0 | 3.2498 | 0 | 0 | 0 | 0 | -2.4813 | 0 | 0 | 0 | 0 | 0 | 0 | 0 | 0 | 0 | 0 | 0 | 0 | 0 | 0 | 0 | -41.4633 | 1.822 | 0 | 5.5577 | 5.6048 | 0.50053 | 41.2036 | 1.2254 | 3.0551 | 0 | 0.032612 | 0 | 0.74789 | 0.22757 | 0 | 13.0932 | 17.9488 | -43.0409 | 0 | 0.60707 | 0 | 1.6728 | 0.14891
2025_01_21 Hr 01 | 0 | 0 | 0 | 0.22267 | 0.22267 | 0.22267 | 0.22267 | 0.22267 | 0.22267 | 0 | 0 | 0.0031592 | 0.81 | 0.065839 | 1.6399 | 1.6399 | 12.0657 | 0 | 0.0016124 | 0.0058432 | 0.0039341 | 0 | 0 | 0.37098 | 0 | 0.26473 | 0 | 0.06302 | 0.016238 | 1.2821 | 0.50648 | 10.7805 | 2.0585 | 0 | 0.60344 | 0.79648 | 0 | 0 | 0 | 0 | -2.7451 | 0.056408 | 0 | 0 | 0 | -0.36367 | 0 | 0 | 0 | 0 | 0 | 0 | 0 | 0 | 3.4567 | 0 | 0 | 0 | 0 | -2.4813 | 0 | 0 | 0 | 0 | 0 | 0 | 0 | 0 | 0 | 0 | 0 | 0 | 0 | 0 | 0 | -30.8379 | 1.822 | 0 | 5.5577 | 5.6048 | 0.32208 | 40.4131 | 1.2254 | 3.0551 | 0 | 0.032612 | 0 | 0.74789 | 0.22757 | 0 | 22.4225 | 17.8016 | -33.0471 | 0 | 0.60707 | 0 | 1.6728 | 0.14783
2025_01_21 Hr 02 | 0 | 0 | 0 | 0.22267 | 0.22267 | 0.22267 | 0.22267 | 0.22267 | 0.22267 | 0 | 0 | 0.0031592 | 0.84 | 0.069835 | 1.6399 | 1.6399 | 12.0657 | 0 | 0.0016124 | 0.0058432 | 0.0039341 | 0 | 0 | 0.42063 | 0 | 0.31438 | 0 | 0.06302 | 0.016238 | 1.2821 | 0.50648 | 10.7805 | 2.0585 | 0 | 0.60344 | 0.79648 | 0 | 0 | 0 | 0 | -2.8388 | 0.056408 | 0 | 0 | 0 | -0.37202 | 0 | 0 | 0 | 0 | 0 | 0 | 0 | 0 | 3.4579 | 0 | 0 | 0 | 0 | -2.4813 | 0 | 0 | 0 | 0 | 0 | 0 | 0 | 0 | 0 | 0 | 0 | 0 | 0 | 0 | 0 | -30.4394 | 1.822 | 0 | 5.5577 | 5.6048 | 0.29161 | 40.4131 | 1.2254 | 3.0551 | 0 | 0.032612 | 0 | 0.74789 | 0.22757 | 0 | 22.8224 | 17.8057 | -32.5577 | 0 | 0.60707 | 0 | 1.6728 | 0.14722
2025_01_21 Hr 03 | 0 | 0 | 0 | 0.22267 | 0.22267 | 0.22267 | 0.22267 | 0.22267 | 0.22267 | 0 | 0 | 0.0031592 | 0.87 | 0.077454 | 1.6399 | 1.6399 | 12.0657 | 0 | 0.0016124 | 0.0058432 | 0.0039341 | 0 | 0 | 0.57842 | 0 | 0.47217 | 0 | 0.06302 | 0.016238 | 1.2821 | 0.50648 | 10.7805 | 2.0585 | 0 | 0.60344 | 0.79648 | 0 | 0 | 0 | 0 | -3.0344 | 0.056408 | 0 | 0 | 0 | -0.39852 | 0 | 0 | 0 | 0 | 0 | 0 | 0 | 0 | 3.2498 | 0 | 0 | 0 | 0 | -2.4813 | 0 | 0 | 0 | 0 | 0 | 0 | 0 | 0 | 0 | 0 | 0 | 0 | 0 | 0 | 0 | -35.2984 | 1.822 | 0 | 5.5577 | 5.6048 | 0.35255 | 40.4131 | 1.2254 | 3.0551 | 0 | 0.032612 | 0 | 0.74789 | 0.22757 | 0 | 17.9476 | 17.6965 | -37.1276 | 0 | 0.60707 | 0 | 1.6728 | 0.14758
2025_01_21 Hr 04 | 0 | 0 | 0 | 0.22267 | 0.22267 | 0.22267 | 0.22267 | 0.22267 | 0.22267 | 0 | 0 | 0.0031592 | 0.78 | 0.069887 | 1.6399 | 1.6399 | 12.0657 | 0 | 0.0016124 | 0.0058432 | 0.0039341 | 0 | 0 | 0.59371 | 0 | 0.48746 | 0 | 0.06302 | 0.016238 | 1.2821 | 0.50648 | 10.7805 | 2.0585 | 0 | 0.60344 | 0.79648 | 0 | 0 | 0 | 0 | -2.9579 | 0.056408 | 0 | 0 | 0 | -0.40109 | 0 | 0 | 0 | 0 | 0 | 0 | 0 | 0 | 3.0411 | 0 | 0 | 0 | 0 | -2.4813 | 0 | 0 | 0 | 0 | 0 | 0 | 0 | 0 | 0 | 0 | 0 | 0 | 0 | 0 | 0 | -33.4163 | 1.822 | 0 | 5.5577 | 5.6048 | 0.46136 | 40.4131 | 1.2254 | 3.0551 | 0 | 0.032612 | 0 | 0.74789 | 0.22757 | 0 | 19.7368 | 17.4991 | -35.2175 | 0 | 0.60707 | 0 | 1.6728 | 0.14758
2025_01_21 Hr 05 | 0 | 0 | 0 | 0.22267 | 0.22267 | 0.22267 | 0.22267 | 0.22267 | 0.22267 | 0 | 0 | 0.0031592 | 0.48 | 0.042985 | 1.6399 | 1.6399 | 12.0657 | 0 | 0.0016124 | 0.0058432 | 0.0039341 | 0 | 0 | 0.59244 | 0 | 0.48619 | 0 | 0.06302 | 0.016238 | 1.2821 | 0.50648 | 10.7805 | 2.0585 | 0 | 0.60344 | 0.79648 | 0 | 0 | 0 | 0 | -3.041 | 0.056408 | 0 | 0 | 0 | -0.40088 | 0 | 0 | 0 | 0 | 0 | 0 | 0 | 0 | 2.6963 | 0 | 0 | 0 | 0 | -2.4813 | 0 | 0 | 0 | 0 | 0 | 0 | 0 | 0 | 0 | 0 | 0 | 0 | 0 | 0 | 0 | -30.8918 | 1.822 | 0 | 5.5577 | 5.6048 | 0.39172 | 40.4131 | 1.2254 | 3.0551 | 0 | 0.032612 | 0 | 0.74789 | 0.22757 | 0 | 21.4354 | 16.7585 | -32.6953 | 0 | 0.60707 | 0 | 1.6728 | 0.14839
2025_01_21 Hr 06 | 0 | 0 | 0 | 0.22267 | 0.22267 | 0.22267 | 0.22267 | 0.22267 | 0.22267 | 0 | 0 | 0.0031592 | 0.27 | 0.027457 | 1.6399 | 1.6399 | 12.0657 | 0 | 0.0016124 | 0.0058432 | 0.0039341 | 0 | 0 | 0.91763 | 0 | 0.81138 | 0 | 0.06302 | 0.016238 | 1.2821 | 0.50648 | 10.7805 | 2.0585 | 0 | 0.60344 | 0.79648 | 0 | 0 | 0 | 0.036592 | -3.698 | 0.056408 | 0 | 0 | 0 | -0.45551 | 0 | 0 | 0 | 0 | 0 | 0 | 0 | 0 | 2.9038 | 0 | 0 | 0 | 0 | -2.4813 | 0 | 0 | 0 | 0 | 0 | 0 | 0 | 0 | 0 | 0 | 0 | 0 | 0 | 0 | 0 | -37.2634 | 1.822 | 0 | 5.5577 | 5.6048 | 0.30032 | 40.4131 | 1.2254 | 3.0551 | 0 | 0.032612 | 0 | 0.74789 | 0.22757 | 0 | 14.9325 | 16.652 | -38.4712 | 0 | 0.60707 | 0 | 1.6728 | 0.15131
2025_01_21 Hr 07 | 0 | 0 | 0 | 0.22267 | 0.22267 | 0.22267 | 0.22267 | 0.22267 | 0.22267 | 0 | 0 | 0.0031592 | 0.33 | 0.037859 | 1.6399 | 1.6399 | 12.0231 | 0 | 0.0016124 | 0.0058432 | 0.0039341 | 0 | 0 | 0 | 0 | 0 | 0 | 0.06302 | 0.016238 | 1.2821 | 0.50648 | 10.7685 | 2.0585 | 1.2902 | 0.60107 | 0.79648 | 0 | 0 | 0 | 0 | -3.5016 | 0.056408 | 0 | 0 | 0 | -0.51416 | 0 | 0 | 0 | 0 | 0 | 0 | 0 | 0 | 3.0423 | 0 | 0 | 0 | -3.3188 | 0 | 0 | 0 | 0 | 0 | 0 | 0 | 0 | 0 | 0 | 0 | 0 | 0 | -2.3937 | 0 | 0 | -42.8509 | 1.822 | 0 | 5.5348 | 5.5817 | 0.36996 | 41.6029 | 1.2254 | 3.0551 | 0 | 0.032612 | 0 | 0.74789 | 0.22757 | 0 | 5.9556 | 16.9319 | -49.0776 | 0 | 0.60707 | 0 | 1.6728 | 0.15501
2025_01_21 Hr 08 | 0 | 0 | 0 | 0.22267 | 0.22267 | 0.22267 | 0.22267 | 0.22267 | 0.22267 | 0 | 0 | 0.0031592 | 0.36 | 0.040576 | 1.6399 | 1.6399 | 12.0231 | 0 | 0.0016124 | 0.0058432 | 0.0039341 | 0 | 0 | 0 | 0 | 0 | 0 | 0.06302 | 0.016238 | 1.2821 | 0.50648 | 10.7685 | 2.0585 | 1.2902 | 0.60107 | 0.79648 | 0 | 0 | 0 | 0 | -3.6463 | 0.056408 | 0 | 0 | 0 | -0.5051 | 0 | 0 | 0 | 0 | 0 | 0 | 0 | 0 | 2.9733 | 0 | 0 | 0 | -3.3188 | 0 | 0 | 0 | 0 | 0 | 0 | 0 | 0 | 0 | 0 | 0 | 0 | 0 | -2.3937 | 0 | 0 | -42.3841 | 1.822 | 0 | 5.5348 | 5.5817 | 0.56147 | 41.6029 | 1.2254 | 3.0551 | 0 | 0.032612 | 0 | 0.74789 | 0.22757 | 0 | 6.4439 | 17.0891 | -48.6017 | 0 | 0.60707 | 0 | 1.6728 | 0.15687
2025_01_21 Hr 09 | 0.022813 | 0 | 0 | 0.22267 | 0.22267 | 0.22267 | 0.22267 | 0.22267 | 0.22267 | 0 | 0 | 0.0031592 | 0.54 | 0.060635 | 1.6399 | 1.6399 | 12.0231 | 0.78682 | 0.0016124 | 0.0058432 | 0.0039341 | 0 | 0 | 0 | 0 | 0 | 0 | 0.06302 | 0.016238 | 1.2821 | 0.50648 | 10.7685 | 2.0585 | 1.2902 | 0.60107 | 0.79648 | 0 | 0 | 0 | 0.034994 | -3.5816 | 0.056408 | 0 | 0 | 0 | -0.5032 | 0 | 0 | 0 | 0 | 0 | 0 | 0 | 0 | 2.9721 | 0 | 0 | 0 | -3.3188 | 0 | 0 | 0 | 0 | 0 | 0 | 0 | 0 | 0 | 0 | 0 | 0 | 0 | -2.3937 | 0 | 0 | -46.1767 | 1.822 | 0 | 5.5348 | 5.5817 | 0.67028 | 42.3897 | 1.2254 | 3.0551 | 0 | 0.032612 | -0.022813 | 0.74789 | 0.22757 | 0 | 3.8471 | 17.4193 | -52.4153 | 0 | 0.60707 | 0 | 1.6728 | 0.15659
2025_01_21 Hr 10 | 0.24934 | 0.00011133 | 0 | 0.22267 | 0.22267 | 0.22267 | 0.22267 | 0.22267 | 0.22267 | 0 | 0 | 0.0031592 | 0.72 | 0.062347 | 1.6399 | 1.6399 | 12.0231 | 0.78682 | 0.0016124 | 0.0058432 | 0.0039341 | 0 | 0 | 0 | 0 | 0 | 0 | 0.06302 | 0.016238 | 1.2821 | 0.50648 | 10.7685 | 2.0585 | 1.2902 | 0.60107 | 0.79648 | 0 | 0 | 0 | 0 | -2.6056 | 0.056408 | 0 | 0 | 0 | -0.38757 | 0 | 0 | 0 | 0 | 0 | 0 | 0 | 0 | 3.1119 | 0 | 0 | 0 | -3.3188 | 0 | 0 | 0 | 0 | 0 | 0 | 0 | 0 | 0 | 0 | 0 | 0 | 0 | -2.3937 | 0 | 0 | -30.285 | 1.822 | 0 | 5.5348 | 5.5817 | 0.32208 | 42.3897 | 1.2254 | 3.0551 | 0 | 0.032612 | -0.24934 | 0.74789 | 0.22757 | 0 | 20.7677 | 17.618 | -36.6344 | 0 | 0.60707 | 0 | 1.6728 | 0.15543
2025_01_21 Hr 11 | 0.34074 | 0.0004611 | 0 | 0.22267 | 0.22267 | 0.22267 | 0.22267 | 0.22267 | 0.22267 | 0 | 0 | 0.0031592 | 0.93 | 0.081102 | 1.6399 | 1.6399 | 12.0231 | 0.78682 | 0.0016124 | 0.0058432 | 0.0039341 | 0 | 0 | 0 | 0 | 0 | 0 | 0.06302 | 0.016238 | 1.2821 | 0.50648 | 10.7685 | 2.0585 | 1.2902 | 0.60107 | 0.79648 | 0 | 0 | 0 | 0 | -2.5056 | 0.056408 | 0 | 0 | 0 | -0.39033 | 0 | 0 | 0 | 0 | 0 | 0 | 0 | 0 | 2.9031 | 0 | 0 | 0 | -3.3188 | 0 | 0 | 0 | 0 | 0 | 0 | 0 | 0 | 0 | 0 | 0 | 0 | 0 | -2.3937 | 0 | 0 | -30.4427 | 1.822 | 0 | 5.5348 | 5.5817 | 0.22198 | 42.3897 | 1.2254 | 3.0551 | 0 | 0.032612 | -0.34074 | 0.74789 | 0.22757 | 0 | 20.6274 | 17.6296 | -36.8863 | 0 | 0.60707 | 0 | 1.6728 | 0.15535
2025_01_21 Hr 12 | 0.45436 | 0.00083473 | 0 | 0.22267 | 0.22267 | 0.22267 | 0.22267 | 0.22267 | 0.22267 | 0 | 0 | 0.0031592 | 1.17 | 0.10851 | 1.6399 | 1.6399 | 12.0231 | 0.78682 | 0.0016124 | 0.0058432 | 0.0039341 | 0 | 0 | 0 | 0 | 0 | 0 | 0.06302 | 0.016238 | 1.2821 | 0.50648 | 10.7685 | 2.0585 | 1.2902 | 0.60107 | 0.79648 | 0 | 0 | 0 | 0 | -2.6969 | 0.056408 | 0 | 0 | 0 | -0.41526 | 0 | 0 | 0 | 0 | 0 | 0 | 0 | 0 | 2.5577 | 0 | 0 | 0 | -3.3188 | 0 | 0 | 0 | 0 | 0 | 0 | 0 | 0 | 0 | 0 | 0 | 0 | 0 | -2.3937 | 0 | 0 | -29.5389 | 1.822 | 0 | 5.5348 | 5.5817 | 0.078344 | 42.3897 | 1.2254 | 3.0551 | 0 | 0.032612 | -0.45436 | 0.74789 | 0.22757 | 0 | 21.0926 | 17.5208 | -36.121 | 0 | 0.60707 | 0 | 1.6728 | 0.15423
2025_01_21 Hr 13 | 0.27208 | 0.00097439 | 0 | 0.22267 | 0.22267 | 0.22267 | 0.22267 | 0.22267 | 0.22267 | 0 | 0 | 0.0031592 | 1.38 | 0.12793 | 1.6399 | 1.6399 | 12.0231 | 0.78682 | 0.0016124 | 0.0058432 | 0.0039341 | 0 | 0 | 0 | 0 | 0 | 0 | 0.06302 | 0.016238 | 1.2821 | 0.50648 | 10.7685 | 2.0585 | 1.2902 | 0.60107 | 0.79648 | 0 | 0 | 0 | 0.017244 | -2.7046 | 0.056408 | 0 | 0 | 0 | -0.41507 | 0 | 0 | 0 | 0 | 0 | 0 | 0 | 0 | 2.3508 | 0 | 0 | 0 | -3.3188 | 0 | 0 | 0 | 0 | 0 | 0 | 0 | 0 | 0 | 0 | 0 | 0 | 0 | -2.3937 | 0 | 0 | -36.9196 | 1.822 | 0 | 5.5348 | 5.5817 | 0.10881 | 42.3897 | 1.2254 | 3.0551 | 0 | 0.032612 | -0.27208 | 0.74789 | 0.22757 | 0 | 13.7755 | 17.3925 | -43.3193 | 0 | 0.60707 | 0 | 1.6728 | 0.15502
2025_01_21 Hr 14 | 0.29562 | 0.00078254 | 0 | 0.22267 | 0.22267 | 0.22267 | 0.22267 | 0.22267 | 0.22267 | 0 | 0 | 0.0031592 | 1.62 | 0.13147 | 1.6399 | 1.6399 | 12.0231 | 0.72125 | 0.0016124 | 0.0058432 | 0.0039341 | 0 | 0 | 0 | 0 | 0 | 0 | 0.06302 | 0.016238 | 1.2821 | 0.50648 | 10.7685 | 2.0585 | 1.1827 | 0.60107 | 0.79648 | 0 | 0 | 0 | 0.041803 | -2.234 | 0.056408 | 0 | 0 | 0 | -0.36309 | 0 | 0 | 0 | 0 | 0 | 0 | 0 | 0 | 2.6279 | 0 | 0 | 0 | -3.3188 | 0 | 0 | 0 | 0 | 0 | 0 | 0 | 0 | 0 | 0 | 0 | 0 | 0 | -2.3937 | 0 | 0 | -31.3785 | 1.822 | 0 | 5.5348 | 5.5817 | 0.43089 | 42.2166 | 1.2254 | 3.0551 | 0 | 0.032612 | -0.29562 | 0.74789 | 0.22757 | 0 | 20.5328 | 18.258 | -37.7497 | 0 | 0.60707 | 0 | 1.6728 | 0.15457
2025_01_21 Hr 15 | 0.61282 | 0.00041442 | 0 | 0.22267 | 0.22267 | 0.22267 | 0.22267 | 0.22267 | 0.22267 | 0 | 0 | 0.0031592 | 1.95 | 0.17582 | 1.6399 | 1.6399 | 12.0231 | 0.78682 | 0.0016124 | 0.0058432 | 0.0039341 | 0 | 0 | 0 | 0 | 0 | 0 | 0.06302 | 0.016238 | 1.2353 | 0.50648 | 10.7685 | 2.0585 | 1.2902 | 0.60107 | 0.79648 | 0 | 0 | 0 | 0.2417 | -2.041 | 0.056408 | 0 | 0 | 0 | -0.40363 | 0 | 0 | 0 | 0 | 0 | 0 | 0 | 0 | 2.6963 | 0 | 0 | 0 | -3.3188 | 0 | 0 | 0 | 0 | 0 | 0 | 0 | 0 | 0 | 0 | 0 | 0 | 0 | -2.3937 | 0 | 0 | -36.8426 | 1.822 | 0 | 5.1648 | 5.2096 | 0.40913 | 41.6007 | 1.2254 | 3.0551 | 0 | 0.032612 | -0.61282 | 0.74789 | 0.22757 | 0 | 15.2255 | 18.9956 | -43.5716 | 0 | 0.60707 | 0 | 1.6728 | 0.15432
2025_01_21 Hr 16 | 0.38636 | 0.00012617 | 0 | 0.22267 | 0.22267 | 0.22267 | 0.22267 | 0.22267 | 0.22267 | 0 | 0 | 0.0031592 | 2.22 | 0.20747 | 1.6399 | 1.6399 | 12.0231 | 0.78682 | 0.0016124 | 0.0058432 | 0.0039341 | 0 | 0 | 0 | 0 | 0 | 0 | 0.06302 | 0.016238 | 1.2721 | 0.50648 | 10.7685 | 2.0585 | 1.2902 | 0.60107 | 0.79648 | 0 | 0 | 0 | 0 | -2.8034 | 0.056408 | 0 | 0 | 0 | -0.41845 | 0 | 0 | 0 | 0 | 0 | 0 | 0 | 0 | 2.4204 | 0 | 0 | 0 | -3.3188 | 0 | 0 | 0 | 0 | 0 | 0 | 0 | 0 | 0 | 0 | 0 | 0 | 0 | -2.3937 | 0 | 0 | -44.0516 | 1.822 | 0 | 5.5348 | 5.5817 | 0.6137 | 42.3796 | 1.2254 | 3.0551 | 0 | 0.032612 | -0.38636 | 0.74789 | 0.22757 | 0 | 8.0068 | 18.9995 | -50.5689 | 0 | 0.60707 | 0 | 1.6728 | 0.1546
2025_01_21 Hr 17 | 0 | 3.4206e-05 | 0 | 0.22267 | 0.22267 | 0.22267 | 0.22267 | 0.22267 | 0.22267 | 0 | 0 | 0.0031592 | 1.89 | 0.21172 | 1.6399 | 1.6399 | 12.0231 | 0.78682 | 0.0016124 | 0.0058432 | 0.0039341 | 0 | 0 | 0 | 0 | 0 | 0 | 0.06302 | 0.016238 | 1.2821 | 0.50648 | 10.7685 | 2.0585 | 1.2902 | 0.60107 | 0.79648 | 0 | 0 | 0 | 0 | -3.248 | 0.056408 | 0 | 0 | 0 | -0.50198 | 0 | 0 | 0 | 0 | 0 | 0 | 0 | 0 | 2.4888 | 0 | 0 | 0 | -3.3188 | 0 | 0 | 0 | 0 | 0 | 0 | 0 | 0 | 0 | 0 | 0 | 0 | 0 | -2.3937 | 0 | 0 | -52.3745 | 1.822 | 0 | 5.5348 | 5.5817 | 0.77039 | 42.3897 | 1.2254 | 3.0551 | 0 | 0.032612 | 0 | 0.74789 | 0.22757 | 0 | -0.9334 | 18.5139 | -58.589 | 0 | 0.60707 | 0 | 1.6728 | 0.15619
2025_01_21 Hr 18 | 0 | 0 | 0 | 0.22267 | 0.22267 | 0.22267 | 0.22267 | 0.22267 | 0.22267 | 0 | 0 | 0.0031592 | 0.39 | 0.046617 | 1.6399 | 1.6399 | 12.0231 | 0.78682 | 0.0016124 | 0.0058432 | 0.0039341 | 0 | 0 | 0 | 0 | 0 | 0 | 0.06302 | 0.016238 | 1.2821 | 0.50648 | 10.7685 | 2.0585 | 1.2902 | 0.60107 | 0.79648 | 0 | 0 | 0 | 0 | -3.4223 | 0.056408 | 0 | 0 | 0 | -0.53578 | 0 | 0 | 0 | 0 | 0 | 0 | 0 | 0 | 2.9044 | 0 | 0 | 0 | -3.3188 | 0 | 0 | 0 | 0 | 0 | 0 | 0 | 0 | 0 | 0 | 0 | 0 | 0 | -2.3937 | 0 | 0 | -54.3669 | 1.822 | 0 | 5.5348 | 5.5817 | 1.4842 | 42.3897 | 1.2254 | 3.0551 | 0 | 0.032612 | 0 | 0.74789 | 0.22757 | 0 | -3.6683 | 17.9796 | -60.6152 | 0 | 0.60707 | 0 | 1.6728 | 0.15761
2025_01_21 Hr 19 | 0 | 0 | 0 | 0.22267 | 0.22267 | 0.22267 | 0.22267 | 0.22267 | 0.22267 | 0 | 0 | 0.0031592 | 0.33 | 0.039518 | 1.6399 | 1.6399 | 12.0231 | 0.78682 | 0.0016124 | 0.0058432 | 0.0039341 | 0 | 0 | 0 | 0 | 0 | 0 | 0.06302 | 0.016238 | 1.2821 | 0.50648 | 10.7685 | 2.0585 | 1.2902 | 0.60107 | 0.79648 | 0 | 0 | 0 | 0 | -3.522 | 0.056408 | 0 | 0 | 0 | -0.53678 | 0 | 0 | 0 | 0 | 0 | 0 | 0 | 0 | 2.6969 | 0 | 0 | 0 | -3.3188 | 0 | 0 | 0 | 0 | 0 | 0 | 0 | 0 | 0 | 0 | 0 | 0 | 0 | -2.3937 | 0 | 0 | -49.681 | 1.822 | 0 | 5.5348 | 5.5817 | 1.4668 | 42.3897 | 1.2254 | 3.0551 | 0 | 0.032612 | 0 | 0.74789 | 0.22757 | 0 | 0.62439 | 17.687 | -55.9303 | 0 | 0.60707 | 0 | 1.6728 | 0.15703
2025_01_21 Hr 20 | 0 | 0 | 0 | 0.22267 | 0.22267 | 0.22267 | 0.22267 | 0.22267 | 0.22267 | 0 | 0 | 0.0031592 | 0.36 | 0.042708 | 1.6399 | 1.6399 | 12.0231 | 0.78682 | 0.0016124 | 0.0058432 | 0.0039341 | 0 | 0 | 0 | 0 | 0 | 0 | 0.06302 | 0.016238 | 1.2821 | 0.50648 | 10.7685 | 2.0585 | 1.2902 | 0.60107 | 0.79648 | 0 | 0 | 0 | 0 | -3.5358 | 0.056408 | 0 | 0 | 0 | -0.53175 | 0 | 0 | 0 | 0 | 0 | 0 | 0 | 0 | 2.9038 | 0 | 0 | 0 | -3.3188 | 0 | 0 | 0 | 0 | 0 | 0 | 0 | 0 | 0 | 0 | 0 | 0 | 0 | -2.3937 | 0 | 0 | -48.0331 | 1.822 | 0 | 5.5348 | 5.5817 | 1.4537 | 42.3897 | 1.2254 | 3.0551 | 0 | 0.032612 | 0 | 0.74789 | 0.22757 | 0 | 2.489 | 17.9124 | -54.2773 | 0 | 0.60707 | 0 | 1.6728 | 0.1554
2025_01_21 Hr 21 | 0 | 0 | 0 | 0.22267 | 0.22267 | 0.22267 | 0.22267 | 0.22267 | 0.22267 | 0 | 0 | 0.0031592 | 0.87 | 0.10423 | 1.6399 | 1.6399 | 12.0231 | 0.78682 | 0.0016124 | 0.0058432 | 0.0039341 | 0 | 0 | 0 | 0 | 0 | 0 | 0.06302 | 0.016238 | 1.2821 | 0.50648 | 10.7685 | 2.0585 | 1.2902 | 0.60107 | 0.79648 | 0 | 0 | 0 | 0 | -3.4537 | 0.056408 | 0 | 0 | 0 | -0.53702 | 0 | 0 | 0 | 0 | 0 | 0 | 0 | 0 | 2.9038 | 0 | 0 | 0 | -3.3188 | 0 | 0 | 0 | 0 | 0 | 0 | 0 | 0 | 0 | 0 | 0 | 0 | 0 | -2.3937 | 0 | 0 | -48.1732 | 1.822 | 0 | 5.5348 | 5.5817 | 1.1316 | 42.3897 | 1.2254 | 3.0551 | 0 | 0.032612 | 0 | 0.74789 | 0.22757 | 0 | 2.6735 | 18.1603 | -54.4228 | 0 | 0.60707 | 0 | 1.6728 | 0.15387
2025_01_21 Hr 22 | 0 | 0 | 0 | 0.22267 | 0.22267 | 0.22267 | 0.22267 | 0.22267 | 0.22267 | 0 | 0 | 0.0031592 | 0.45 | 0.052402 | 1.6399 | 1.6399 | 12.0231 | 0.78682 | 0.0016124 | 0.0058432 | 0.0039341 | 0 | 0 | 0 | 0 | 0 | 0 | 0.06302 | 0.016238 | 1.2821 | 0.50648 | 10.7685 | 2.0585 | 1.2902 | 0.60107 | 0.79648 | 0 | 0 | 0 | 0 | -3.5441 | 0.056408 | 0 | 0 | 0 | -0.52192 | 0 | 0 | 0 | 0 | 0 | 0 | 0 | 0 | 2.7658 | 0 | 0 | 0 | -3.3188 | 0 | 0 | 0 | 0 | 0 | 0 | 0 | 0 | 0 | 0 | 0 | 0 | 0 | -2.3937 | 0 | 0 | -40.8588 | 1.822 | 0 | 5.5348 | 5.5817 | 0.89225 | 42.3897 | 1.2254 | 3.0551 | 0 | 0.032612 | 0 | 0.74789 | 0.22757 | 0 | 9.0616 | 17.3092 | -47.0932 | 0 | 0.60707 | 0 | 1.6728 | 0.15195
2025_01_21 Hr 23 | 0 | 0 | 0 | 0.22267 | 0.22267 | 0.22267 | 0.22267 | 0.22267 | 0.22267 | 0 | 0 | 0.0031592 | 0.51 | 0.055199 | 1.6399 | 1.6399 | 12.0657 | 0.79045 | 0.0016124 | 0.0058432 | 0.0039341 | 0 | 0 | 1.0929 | 0 | 0.98661 | 0 | 0.06302 | 0.016238 | 1.2821 | 0.50648 | 10.7805 | 2.0585 | 0 | 0.60344 | 0.79648 | 0 | 0 | 0 | 0 | -3.4642 | 0.056408 | 0 | 0 | 0 | -0.48495 | 0 | 0 | 0 | 0 | 0 | 0 | 0 | 0 | 2.8342 | 0 | 0 | 0 | 0 | -2.4813 | 0 | 0 | 0 | 0 | 0 | 0 | 0 | 0 | 0 | 0 | 0 | 0 | 0 | 0 | 0 | -31.0996 | 1.822 | 0 | 5.5577 | 5.6048 | 0.46136 | 41.2036 | 1.2254 | 3.0551 | 0 | 0.032612 | 0 | 0.74789 | 0.22757 | 0 | 22.7621 | 17.0092 | -31.9864 | 0 | 0.60707 | 0 | 1.6728 | 0.14922
2025_01_21 Hr 24 | 0 | 0 | 0 | 0.22267 | 0.22267 | 0.22267 | 0.22267 | 0.22267 | 0.22267 | 0 | 0 | 0.0031592 | 0.39 | 0.035654 | 1.6399 | 1.6399 | 12.0657 | 0.79045 | 0.0016124 | 0.0058432 | 0.0039341 | 0 | 0 | 0.64252 | 0 | 0.53627 | 0 | 0.06302 | 0.016238 | 1.2821 | 0.50648 | 10.7805 | 2.0585 | 0 | 0.60344 | 0.79648 | 0 | 0 | 0 | 0 | -2.9438 | 0.056408 | 0 | 0 | 0 | -0.40929 | 0 | 0 | 0 | 0 | 0 | 0 | 0 | 0 | 2.9044 | 0 | 0 | 0 | 0 | -2.4813 | 0 | 0 | 0 | 0 | 0 | 0 | 0 | 0 | 0 | 0 | 0 | 0 | 0 | 0 | 0 | -26.2987 | 1.822 | 0 | 5.5577 | 5.6048 | 0.38302 | 41.2036 | 1.2254 | 3.0551 | 0 | 0.032612 | 0 | 0.74789 | 0.22757 | 0 | 27.1093 | 16.8599 | -28.0104 | 0 | 0.60707 | 0 | 1.6728 | 0.14772
2025_01_22 Hr 01 | 0 | 0 | 0 | 0.30909 | 0.30909 | 0.30909 | 0.30909 | 0.30909 | 0.30909 | 0 | 0 | 0.0031592 | 0.39 | 0.032873 | 1.6399 | 1.6399 | 16.7455 | 0 | 0.0016124 | 0.0058432 | 0.0039341 | 0 | 0 | 0.45148 | 0 | 0.34523 | 0 | 0.06302 | 0.016238 | 1.2821 | 0 | 14.964 | 2.0585 | 0 | 0.60344 | 0.79648 | 0 | 0 | 0 | 0.006694 | -0.41671 | 0.056408 | 0 | 0 | 0 | -0.3772 | 0 | 0 | 0 | 0 | 0 | 0 | 0 | 0 | 2.8348 | 0 | 0 | 0 | 0 | -2.4813 | 0 | 0 | 0 | 0 | 0 | 0 | 0 | 0 | 0 | 0 | 0 | 0 | 0 | 0 | 0 | -28.9354 | 1.822 | 0 | 6.3675 | 6.4214 | 0.49183 | 50.915 | 1.2254 | 3.0551 | 0 | 0.032612 | 0 | 0.74789 | 0.22757 | 0 | 36.403 | 16.8951 | -30.9972 | 0 | 0.60707 | 0 | 1.6728 | 0.14645
2025_01_22 Hr 02 | 0 | 0 | 0 | 0.30909 | 0.30909 | 0.30909 | 0.30909 | 0.30909 | 0.30909 | 0 | 0 | 0.0031592 | 0.84 | 0.07169 | 1.6399 | 1.6399 | 16.7455 | 0 | 0.0016124 | 0.0058432 | 0.0039341 | 0 | 0 | 0.47979 | 0 | 0.37354 | 0 | 0.06302 | 0.016238 | 1.2821 | 0 | 14.964 | 2.0585 | 0 | 0.60344 | 0.79648 | 0 | 0 | 0 | 0 | -0.37668 | 0.056408 | 0 | 0 | 0 | -0.38196 | 0 | 0 | 0 | 0 | 0 | 0 | 0 | 0 | 2.2117 | 0 | 0 | 0 | 0 | -2.4813 | 0 | 0 | 0 | 0 | 0 | 0 | 0 | 0 | 0 | 0 | 0 | 0 | 0 | 0 | 0 | -28.61 | 1.822 | 0 | 6.3675 | 6.4214 | 0.43089 | 50.915 | 1.2254 | 3.0551 | 0 | 0.032612 | 0 | 0.74789 | 0.22757 | 0 | 36.618 | 16.6995 | -30.6198 | 0 | 0.60707 | 0 | 1.6728 | 0.146
2025_01_22 Hr 03 | 0 | 0 | 0 | 0.30909 | 0.30909 | 0.30909 | 0.30909 | 0.30909 | 0.30909 | 0 | 0 | 0.0031592 | 1.26 | 0.11186 | 1.6399 | 1.6399 | 16.7455 | 0 | 0.0016124 | 0.0058432 | 0.0039341 | 0 | 0 | 0.57177 | 0 | 0.46552 | 0 | 0.06302 | 0.016238 | 1.2821 | 0 | 14.964 | 2.0585 | 0 | 0.60344 | 0.79648 | 0 | 0 | 0 | 0 | -0.36211 | 0.056408 | 0 | 0 | 0 | -0.39741 | 0 | 0 | 0 | 0 | 0 | 0 | 0 | 0 | 2.0054 | 0 | 0 | 0 | 0 | -2.4813 | 0 | 0 | 0 | 0 | 0 | 0 | 0 | 0 | 0 | 0 | 0 | 0 | 0 | 0 | 0 | -30.911 | 1.822 | 0 | 6.3675 | 6.4214 | 0.47007 | 50.915 | 1.2254 | 3.0551 | 0 | 0.032612 | 0 | 0.74789 | 0.22757 | 0 | 34.7925 | 16.992 | -32.7524 | 0 | 0.60707 | 0 | 1.6728 | 0.14551
2025_01_22 Hr 04 | 0 | 0 | 0 | 0.30909 | 0.30909 | 0.30909 | 0.30909 | 0.30909 | 0.30909 | 0 | 0 | 0.0031592 | 1.41 | 0.12519 | 1.6399 | 1.6399 | 16.7455 | 0 | 0.0016124 | 0.0058432 | 0.0039341 | 0 | 0 | 0.57201 | 0 | 0.46576 | 0 | 0.06302 | 0.016238 | 1.2821 | 0 | 14.964 | 2.0585 | 0 | 0.60344 | 0.79648 | 0 | 0 | 0 | 0 | -0.74963 | 0.056408 | 0 | 0 | 0 | -0.39745 | 0 | 0 | 0 | 0 | 0 | 0 | 0 | 0 | 2.0738 | 0 | 0 | 0 | 0 | -2.4813 | 0 | 0 | 0 | 0 | 0 | 0 | 0 | 0 | 0 | 0 | 0 | 0 | 0 | 0 | 0 | -30.4511 | 1.822 | 0 | 6.5353 | 6.5911 | 0.51359 | 51.2525 | 1.2254 | 3.0551 | 0 | 0.032612 | 0 | 0.74789 | 0.22757 | 0 | 35.4782 | 17.2674 | -32.292 | 0 | 0.60707 | 0 | 1.6728 | 0.14564
2025_01_22 Hr 05 | 0 | 0 | 0 | 0.30909 | 0.30909 | 0.30909 | 0.30909 | 0.30909 | 0.30909 | 0 | 0 | 0.0031592 | 1.35 | 0.14838 | 1.6399 | 1.6399 | 16.7455 | 0 | 0.0016124 | 0.0058432 | 0.0039341 | 0 | 0 | 1.1378 | 0 | 1.0316 | 0 | 0.06302 | 0.016238 | 1.2821 | 0.8508 | 14.964 | 2.0585 | 0 | 0.60344 | 0.79648 | 0 | 0 | 0 | 0 | -3.599 | 0.056408 | 0 | 0 | 0 | -0.49251 | 0 | 0 | 0 | 0 | 0 | 0 | 0 | 0 | 1.9364 | 0 | 0 | 0 | 0 | -2.4813 | 0 | 0 | 0 | 0 | 0 | 0 | 0 | 0 | 0 | 0 | 0 | 0 | 0 | 0 | 0 | -35.1999 | 1.822 | 0 | 7.6589 | 7.7233 | 0.36996 | 54.2094 | 1.2254 | 3.0551 | 0 | 0.032612 | 0 | 0.74789 | 0.22757 | 0 | 31.5563 | 16.9501 | -36.0042 | 0 | 0.60707 | 0 | 1.6728 | 0.1461
2025_01_22 Hr 06 | 0 | 0 | 0 | 0.30909 | 0.30909 | 0.30909 | 0.30909 | 0.30909 | 0.30909 | 0 | 0 | 0.0031592 | 1.38 | 0.1614 | 1.6399 | 1.6399 | 16.7455 | 0 | 0.0016124 | 0.0058432 | 0.0039341 | 0 | 0 | 1.3265 | 0 | 1.2202 | 0 | 0.06302 | 0.016238 | 1.2821 | 0.70117 | 14.964 | 2.0585 | 0 | 0.60344 | 0.79648 | 0 | 0 | 0 | 0.089035 | -4.3228 | 0.056408 | 0 | 0 | 0 | -0.5242 | 0 | 0 | 0 | 0 | 0 | 0 | 0 | 0 | 2.4192 | 0 | 0 | 0 | 0 | -2.4813 | 0 | 0 | 0 | 0 | 0 | 0 | 0 | 0 | 0 | 0 | 0 | 0 | 0 | 0 | 0 | -37.9127 | 1.822 | 0 | 7.7144 | 7.7798 | 0.40043 | 54.3215 | 1.2254 | 3.0551 | 0 | 0.032612 | 0 | 0.74789 | 0.22757 | 0 | 29.2251 | 17.5089 | -38.3715 | 0 | 0.60707 | 0 | 1.6728 | 0.14868
2025_01_22 Hr 07 | 0 | 0 | 0 | 0.30909 | 0.30909 | 0.30909 | 0.30909 | 0.30909 | 0.30909 | 0 | 0 | 0.0031592 | 1.32 | 0.16826 | 1.6399 | 1.6399 | 16.6865 | 0 | 0.0016124 | 0.0058432 | 0.0039341 | 0 | 0 | 0 | 0 | 0 | 0 | 0.06302 | 0.016238 | 1.2821 | 0.70117 | 14.9474 | 2.0585 | 0 | 0.60107 | 0.79648 | 0 | 0 | 0 | 0 | -3.932 | 0.056408 | 0 | 0 | 0 | -0.5715 | 0 | 0 | 0 | 0 | 0 | 0 | 0 | 0 | 2.0738 | 0 | 0 | 0 | -3.3188 | 0 | 0 | 0 | 0 | 0 | 0 | 0 | 0 | 0 | 0 | 0 | 0 | 0 | -2.3937 | 0 | 0 | -39.1843 | 1.822 | 0 | 7.6827 | 7.7478 | 0.68334 | 54.182 | 1.2254 | 3.0551 | 0 | 0.032612 | 0 | 0.74789 | 0.22757 | 0 | 22.1759 | 17.3942 | -45.4684 | 0 | 0.60707 | 0 | 1.6728 | 0.15199
2025_01_22 Hr 08 | 0 | 0 | 0 | 0.30909 | 0.30909 | 0.30909 | 0.30909 | 0.30909 | 0.30909 | 0 | 0 | 0.0031592 | 1.47 | 0.18485 | 1.6399 | 1.6399 | 16.6865 | 0 | 0.0016124 | 0.0058432 | 0.0039341 | 0 | 0 | 0 | 0 | 0 | 0 | 0.06302 | 0.016238 | 1.2821 | 0.70117 | 14.9474 | 2.0585 | 0 | 0.60107 | 0.79648 | 0 | 0 | 0 | 0 | -4.1469 | 0.056408 | 0 | 0 | 0 | -0.56377 | 0 | 0 | 0 | 0 | 0 | 0 | 0 | 0 | 1.66 | 0 | 0 | 0 | -3.3188 | 0 | 0 | 0 | 0 | 0 | 0 | 0 | 0 | 0 | 0 | 0 | 0 | 0 | -2.3937 | 0 | 0 | -33.1176 | 1.822 | 0 | 7.6827 | 7.7478 | 0.60064 | 54.182 | 1.2254 | 3.0551 | 0 | 0.032612 | 0 | 0.74789 | 0.22757 | 0 | 27.7068 | 17.0656 | -39.3939 | 0 | 0.60707 | 0 | 1.6728 | 0.15332
2025_01_22 Hr 09 | 0.022813 | 0 | 0 | 0.30909 | 0.30909 | 0.30909 | 0.30909 | 0.30909 | 0.30909 | 0 | 0 | 0.0031592 | 1.65 | 0.21209 | 1.6399 | 1.6399 | 16.6865 | 1.092 | 0.0016124 | 0.0058432 | 0.0039341 | 0 | 0 | 0 | 0 | 0 | 0 | 0.06302 | 0.016238 | 1.2821 | 0.70117 | 14.9474 | 2.0585 | 0 | 0.60107 | 0.79648 | 0 | 0 | 0 | 0 | -3.9296 | 0.056408 | 0 | 0 | 0 | -0.57633 | 0 | 0 | 0 | 0 | 0 | 0 | 0 | 0 | 1.2462 | 0 | 0 | 0 | -3.3188 | 0 | 0 | 0 | 0 | 0 | 0 | 0 | 0 | 0 | 0 | 0 | 0 | 0 | -2.3937 | 0 | 0 | -37.2203 | 1.822 | 0 | 7.6827 | 7.7478 | 0.5223 | 55.274 | 1.2254 | 3.0551 | 0 | 0.032612 | -0.022813 | 0.74789 | 0.22757 | 0 | 24.6162 | 16.8037 | -43.532 | 0 | 0.60707 | 0 | 1.6728 | 0.15347
2025_01_22 Hr 10 | 0.022667 | 0 | 0 | 0.30909 | 0.30909 | 0.30909 | 0.30909 | 0.30909 | 0.30909 | 0 | 0 | 0.0031592 | 1.29 | 0.16526 | 1.6399 | 1.6399 | 16.6865 | 1.092 | 0.0016124 | 0.0058432 | 0.0039341 | 0 | 0 | 0 | 0 | 0 | 0 | 0.06302 | 0.016238 | 1.2821 | 0.70117 | 14.9474 | 2.0585 | 0 | 0.60107 | 0.79648 | 0 | 0 | 0 | 0 | -3.7362 | 0.056408 | 0 | 0 | 0 | -0.57438 | 0 | 0 | 0 | 0 | 0 | 0 | 0 | 0 | 0.82938 | 0 | 0 | 0 | -3.3188 | 0 | 0 | 0 | 0 | 0 | 0 | 0 | 0 | 0 | 0 | 0 | 0 | 0 | -2.3937 | 0 | 0 | -32.9822 | 1.822 | 0 | 7.6827 | 7.7478 | 0.32208 | 55.274 | 1.2254 | 3.0551 | 0 | 0.032612 | -0.022667 | 0.74789 | 0.22757 | 0 | 28.0257 | 15.7797 | -39.2918 | 0 | 0.60707 | 0 | 1.6728 | 0.15345
2025_01_22 Hr 11 | 0.11348 | 0 | 0 | 0.30909 | 0.30909 | 0.30909 | 0.30909 | 0.30909 | 0.30909 | 0 | 0 | 0.0031592 | 1.35 | 0.14145 | 1.6399 | 1.6399 | 16.6865 | 1.092 | 0.0016124 | 0.0058432 | 0.0039341 | 0 | 0 | 0 | 0 | 0 | 0 | 0.06302 | 0.016238 | 1.2821 | 0.70117 | 14.9474 | 2.0585 | 0 | 0.60107 | 0.79648 | 0 | 0 | 0 | 0 | -3.1294 | 0.056408 | 0 | 0 | 0 | -0.4694 | 0 | 0 | 0 | 0 | 0 | 0 | 0 | 0 | 0.76103 | 0 | 0 | 0 | -3.3188 | 0 | 0 | 0 | 0 | 0 | 0 | 0 | 0 | 0 | 0 | 0 | 0 | 0 | -2.3937 | 0 | 0 | -24.9005 | 1.822 | 0 | 7.6827 | 7.7478 | 0.32208 | 55.274 | 1.2254 | 3.0551 | 0 | 0.032612 | -0.11348 | 0.74789 | 0.22757 | 0 | 36.7859 | 15.8371 | -31.1958 | 0 | 0.60707 | 0 | 1.6728 | 0.15227
2025_01_22 Hr 12 | 0.090669 | 4.6099e-06 | 0 | 0.30909 | 0.30909 | 0.30909 | 0.30909 | 0.30909 | 0.30909 | 0 | 0 | 0.0031592 | 1.68 | 0.16063 | 1.6399 | 1.6399 | 16.6865 | 1.092 | 0.0016124 | 0.0058432 | 0.0039341 | 0 | 0 | 0 | 0 | 0 | 0 | 0.06302 | 0.016238 | 1.2821 | 0.70117 | 14.9474 | 2.0585 | 0 | 0.60107 | 0.79648 | 0 | 0 | 0 | 0 | -1.8626 | 0.056408 | 0 | 0 | 0 | -0.42816 | 0 | 0 | 0 | 0 | 0 | 0 | 0 | 0 | 1.1052 | 0 | 0 | 0 | -3.3188 | 0 | 0 | 0 | 0 | 0 | 0 | 0 | 0 | 0 | 0 | 0 | 0 | 0 | -2.3937 | 0 | 0 | -24.4036 | 1.822 | 0 | 7.2256 | 7.2878 | 0.29161 | 54.3569 | 1.2254 | 3.0551 | 0 | 0.032612 | -0.090669 | 0.74789 | 0.22757 | 0 | 38.3366 | 16.4772 | -30.6349 | 0 | 0.60707 | 0 | 1.6728 | 0.15221
2025_01_22 Hr 13 | 0.022813 | 1.6121e-05 | 0 | 0.30909 | 0.30909 | 0.30909 | 0.30909 | 0.30909 | 0.30909 | 0 | 0 | 0.0031592 | 1.74 | 0.17454 | 1.6399 | 1.6399 | 16.6865 | 1.092 | 0.0016124 | 0.0058432 | 0.0039341 | 0 | 0 | 0 | 0 | 0 | 0 | 0.06302 | 0.016238 | 1.2821 | 0.70117 | 14.9474 | 2.0585 | 0 | 0.60107 | 0.79648 | 0 | 0 | 0 | 0 | -2.856 | 0.056408 | 0 | 0 | 0 | -0.44928 | 0 | 0 | 0 | 0 | 0 | 0 | 0 | 0 | 1.3139 | 0 | 0 | 0 | -3.3188 | 0 | 0 | 0 | 0 | 0 | 0 | 0 | 0 | 0 | 0 | 0 | 0 | 0 | -2.3937 | 0 | 0 | -27.7156 | 1.822 | 0 | 7.6827 | 7.7478 | 0.25244 | 55.274 | 1.2254 | 3.0551 | 0 | 0.032612 | -0.022813 | 0.74789 | 0.22757 | 0 | 35.1701 | 16.6522 | -33.9002 | 0 | 0.60707 | 0 | 1.6728 | 0.15163
2025_01_22 Hr 14 | 0.022885 | 2.6098e-05 | 0 | 0.30909 | 0.30909 | 0.30909 | 0.30909 | 0.30909 | 0.30909 | 0 | 0 | 0.0031592 | 2.04 | 0.22084 | 1.6399 | 1.6399 | 16.6865 | 1.001 | 0.0016124 | 0.0058432 | 0.0039341 | 0 | 0 | 0 | 0 | 0 | 0 | 0.06302 | 0.016238 | 1.2821 | 0.70117 | 14.9474 | 2.0585 | 0 | 0.60107 | 0.79648 | 0 | 0 | 0 | 0 | -3.0242 | 0.056408 | 0 | 0 | 0 | -0.48505 | 0 | 0 | 0 | 0 | 0 | 0 | 0 | 0 | 1.4519 | 0 | 0 | 0 | -3.3188 | 0 | 0 | 0 | 0 | 0 | 0 | 0 | 0 | 0 | 0 | 0 | 0 | 0 | -2.3937 | 0 | 0 | -29.2706 | 1.822 | 0 | 7.6827 | 7.7478 | 0.16104 | 55.183 | 1.2254 | 3.0551 | 0 | 0.032612 | -0.022885 | 0.74789 | 0.22757 | 0 | 33.7122 | 17.0444 | -35.4911 | 0 | 0.60707 | 0 | 1.6728 | 0.15092
2025_01_22 Hr 15 | 0.022813 | 1.2387e-05 | 0 | 0.30909 | 0.30909 | 0.30909 | 0.30909 | 0.30909 | 0.30909 | 0 | 0 | 0.0031592 | 2.13 | 0.23452 | 1.6399 | 1.6399 | 16.6865 | 1.092 | 0.0016124 | 0.0058432 | 0.0039341 | 0 | 0 | 0 | 0 | 0 | 0 | 0.06302 | 0.016238 | 1.2821 | 0.70117 | 14.9474 | 2.0585 | 0 | 0.60107 | 0.79648 | 0 | 0 | 0 | 0.023644 | -2.3248 | 0.056408 | 0 | 0 | 0 | -0.49337 | 0 | 0 | 0 | 0 | 0 | 0 | 0 | 0 | 1.5892 | 0 | 0 | 0 | -3.3188 | 0 | 0 | 0 | 0 | 0 | 0 | 0 | 0 | 0 | 0 | 0 | 0 | 0 | -2.3937 | 0 | 0 | -31.8758 | 1.822 | 0 | 7.1638 | 7.223 | 0.091402 | 54.2303 | 1.2254 | 3.0551 | 0 | 0.032612 | -0.022813 | 0.74789 | 0.22757 | 0 | 31.0401 | 17.2154 | -38.1045 | 0 | 0.60707 | 0 | 1.6728 | 0.15059
2025_01_22 Hr 16 | 0 | 1.3364e-05 | 0 | 0.30909 | 0.30909 | 0.30909 | 0.30909 | 0.30909 | 0.30909 | 0 | 0 | 0.0031592 | 2.01 | 0.23876 | 1.6399 | 1.6399 | 16.6865 | 1.092 | 0.0016124 | 0.0058432 | 0.0039341 | 0 | 0 | 0 | 0 | 0 | 0 | 0.06302 | 0.016238 | 1.2821 | 0.70117 | 14.9474 | 2.0585 | 0 | 0.60107 | 0.79648 | 0 | 0 | 0 | 0 | -2.5137 | 0.056408 | 0 | 0 | 0 | -0.53245 | 0 | 0 | 0 | 0 | 0 | 0 | 0 | 0 | 1.245 | 0 | 0 | 0 | -3.3188 | 0 | 0 | 0 | 0 | 0 | 0 | 0 | 0 | 0 | 0 | 0 | 0 | 0 | -2.3937 | 0 | 0 | -29.6364 | 1.822 | 0 | 7.2839 | 7.347 | 0.16104 | 54.4744 | 1.2254 | 3.0551 | 0 | 0.032612 | 0 | 0.74789 | 0.22757 | 0 | 32.8814 | 16.802 | -35.8813 | 0 | 0.60707 | 0 | 1.6728 | 0.15037
2025_01_22 Hr 17 | 0.022667 | 6.1207e-06 | 0 | 0.30909 | 0.30909 | 0.30909 | 0.30909 | 0.30909 | 0.30909 | 0 | 0 | 0.0031592 | 2.31 | 0.29325 | 1.6399 | 1.6399 | 16.6865 | 1.092 | 0.0016124 | 0.0058432 | 0.0039341 | 0 | 0 | 0 | 0 | 0 | 0 | 0.06302 | 0.016238 | 1.2821 | 0.70117 | 14.9474 | 2.0585 | 0 | 0.60107 | 0.79648 | 0 | 0 | 0 | 0 | -3.8193 | 0.056408 | 0 | 0 | 0 | -0.56916 | 0 | 0 | 0 | 0 | 0 | 0 | 0 | 0 | 1.3823 | 0 | 0 | 0 | -3.3188 | 0 | 0 | 0 | 0 | 0 | 0 | 0 | 0 | 0 | 0 | 0 | 0 | 0 | -2.3937 | 0 | 0 | -36.7961 | 1.822 | 0 | 7.6827 | 7.7478 | 0.36125 | 55.274 | 1.2254 | 3.0551 | 0 | 0.032612 | -0.022667 | 0.74789 | 0.22757 | 0 | 25.8727 | 17.5184 | -43.1004 | 0 | 0.60707 | 0 | 1.6728 | 0.1521
2025_01_22 Hr 18 | 0 | 0 | 0 | 0.30909 | 0.30909 | 0.30909 | 0.30909 | 0.30909 | 0.30909 | 0 | 0 | 0.0031592 | 2.61 | 0.34347 | 1.6399 | 1.6399 | 16.6865 | 1.092 | 0.0016124 | 0.0058432 | 0.0039341 | 0 | 0 | 0 | 0 | 0 | 0 | 0.06302 | 0.016238 | 1.2821 | 0.70117 | 14.9474 | 2.0585 | 0 | 0.60107 | 0.79648 | 0 | 0 | 0 | 0 | -3.8129 | 0.056408 | 0 | 0 | 0 | -0.59009 | 0 | 0 | 0 | 0 | 0 | 0 | 0 | 0 | 1.4519 | 0 | 0 | 0 | -3.3188 | 0 | 0 | 0 | 0 | 0 | 0 | 0 | 0 | 0 | 0 | 0 | 0 | 0 | -2.3937 | 0 | 0 | -49.3742 | 1.822 | 0 | 7.6827 | 7.7478 | 0.30902 | 55.274 | 1.2254 | 3.0551 | 0 | 0.032612 | 0 | 0.74789 | 0.22757 | 0 | 13.6499 | 17.8656 | -55.6768 | 0 | 0.60707 | 0 | 1.6728 | 0.1544
2025_01_22 Hr 19 | 0 | 0 | 0 | 0.30909 | 0.30909 | 0.30909 | 0.30909 | 0.30909 | 0.30909 | 0 | 0 | 0.0031592 | 2.7 | 0.37475 | 1.6399 | 1.6399 | 16.6865 | 1.092 | 0.0016124 | 0.0058432 | 0.0039341 | 0 | 0 | 0 | 0 | 0 | 0 | 0.06302 | 0.016238 | 1.2821 | 0.70117 | 14.9474 | 2.0585 | 0 | 0.60107 | 0.79648 | 0 | 0 | 0 | 0 | -4.0067 | 0.056408 | 0 | 0 | 0 | -0.62248 | 0 | 0 | 0 | 0 | 0 | 0 | 0 | 0 | 1.245 | 0 | 0 | 0 | -3.3188 | 0 | 0 | 0 | 0 | 0 | 0 | 0 | 0 | 0 | 0 | 0 | 0 | 0 | -2.3937 | 0 | 0 | -49.102 | 1.822 | 0 | 7.6827 | 7.7478 | 0.20892 | 55.274 | 1.2254 | 3.0551 | 0 | 0.032612 | 0 | 0.74789 | 0.22757 | 0 | 13.5098 | 17.6794 | -55.437 | 0 | 0.60707 | 0 | 1.6728 | 0.15395
2025_01_22 Hr 20 | 0 | 0 | 0 | 0.30909 | 0.30909 | 0.30909 | 0.30909 | 0.30909 | 0.30909 | 0 | 0 | 0.0031592 | 2.76 | 0.3858 | 1.6399 | 1.6399 | 16.6865 | 1.092 | 0.0016124 | 0.0058432 | 0.0039341 | 0 | 0 | 0 | 0 | 0 | 0 | 0.06302 | 0.016238 | 1.2821 | 0.70117 | 14.9474 | 2.0585 | 0 | 0.60107 | 0.79648 | 0 | 0 | 0 | 0 | -4.0568 | 0.056408 | 0 | 0 | 0 | -0.62692 | 0 | 0 | 0 | 0 | 0 | 0 | 0 | 0 | 1.4531 | 0 | 0 | 0 | -3.3188 | 0 | 0 | 0 | 0 | 0 | 0 | 0 | 0 | 0 | 0 | 0 | 0 | 0 | -2.3937 | 0 | 0 | -51.8663 | 1.822 | 0 | 7.6827 | 7.7478 | 0.10011 | 55.274 | 1.2254 | 3.0551 | 0 | 0.032612 | 0 | 0.74789 | 0.22757 | 0 | 10.8605 | 17.849 | -58.2057 | 0 | 0.60707 | 0 | 1.6728 | 0.15318
2025_01_22 Hr 21 | 0 | 0 | 0 | 0.30909 | 0.30909 | 0.30909 | 0.30909 | 0.30909 | 0.30909 | 0 | 0 | 0.0031592 | 2.73 | 0.33358 | 1.6399 | 1.6399 | 16.6865 | 1.092 | 0.0016124 | 0.0058432 | 0.0039341 | 0 | 0 | 0 | 0 | 0 | 0 | 0.06302 | 0.016238 | 1.2821 | 0.70117 | 14.9474 | 2.0585 | 0 | 0.60107 | 0.79648 | 0 | 0 | 0 | 0 | -3.4137 | 0.056408 | 0 | 0 | 0 | -0.54776 | 0 | 0 | 0 | 0 | 0 | 0 | 0 | 0 | 1.3829 | 0 | 0 | 0 | -3.3188 | 0 | 0 | 0 | 0 | 0 | 0 | 0 | 0 | 0 | 0 | 0 | 0 | 0 | -2.3937 | 0 | 0 | -49.0989 | 1.822 | 0 | 7.6827 | 7.7478 | 0.039172 | 55.274 | 1.2254 | 3.0551 | 0 | 0.032612 | 0 | 0.74789 | 0.22757 | 0 | 14.1366 | 17.6355 | -55.3592 | 0 | 0.60707 | 0 | 1.6728 | 0.15299
2025_01_22 Hr 22 | 0 | 0 | 0 | 0.30909 | 0.30909 | 0.30909 | 0.30909 | 0.30909 | 0.30909 | 0 | 0 | 0.0031592 | 2.79 | 0.30466 | 1.6399 | 1.6399 | 16.6865 | 1.092 | 0.0016124 | 0.0058432 | 0.0039341 | 0 | 0 | 0 | 0 | 0 | 0 | 0.06302 | 0.016238 | 1.2821 | 0.70117 | 14.9474 | 2.0585 | 0 | 0.60107 | 0.79648 | 0 | 0 | 0 | 0 | -3.207 | 0.056408 | 0 | 0 | 0 | -0.48929 | 0 | 0 | 0 | 0 | 0 | 0 | 0 | 0 | 1.5904 | 0 | 0 | 0 | -3.3188 | 0 | 0 | 0 | 0 | 0 | 0 | 0 | 0 | 0 | 0 | 0 | 0 | 0 | -2.3937 | 0 | 0 | -46.9165 | 1.822 | 0 | 7.6827 | 7.7478 | 0.047877 | 55.274 | 1.2254 | 3.0551 | 0 | 0.032612 | 0 | 0.74789 | 0.22757 | 0 | 16.8299 | 17.8812 | -53.1183 | 0 | 0.60707 | 0 | 1.6728 | 0.15139
2025_01_22 Hr 23 | 0 | 0 | 0 | 0.30909 | 0.30909 | 0.30909 | 0.30909 | 0.30909 | 0.30909 | 0 | 0 | 0.0031592 | 2.79 | 0.29438 | 1.6399 | 1.6399 | 16.7455 | 1.097 | 0.0016124 | 0.0058432 | 0.0039341 | 0 | 0 | 1.02 | 0 | 0.91371 | 0 | 0.06302 | 0.016238 | 1.2821 | 0.70117 | 14.964 | 2.0585 | 0 | 0.60344 | 0.79648 | 0 | 0 | 0 | 0 | -3.3945 | 0.056408 | 0 | 0 | 0 | -0.4727 | 0 | 0 | 0 | 0 | 0 | 0 | 0 | 0 | 2.075 | 0 | 0 | 0 | 0 | -2.4813 | 0 | 0 | 0 | 0 | 0 | 0 | 0 | 0 | 0 | 0 | 0 | 0 | 0 | 0 | 0 | -46.8513 | 1.822 | 0 | 7.7144 | 7.7798 | 0 | 55.4185 | 1.2254 | 3.0551 | 0 | 0.032612 | 0 | 0.74789 | 0.22757 | 0 | 22.4598 | 18.3075 | -47.8716 | 0 | 0.60707 | 0 | 1.6728 | 0.14892
2025_01_22 Hr 24 | 0 | 0 | 0 | 0.30909 | 0.30909 | 0.30909 | 0.30909 | 0.30909 | 0.30909 | 0 | 0 | 0.0031592 | 2.79 | 0.28455 | 1.6399 | 1.6399 | 16.7455 | 1.097 | 0.0016124 | 0.0058432 | 0.0039341 | 0 | 0 | 0.92558 | 0 | 0.81933 | 0 | 0.06302 | 0.016238 | 1.2821 | 0.70117 | 14.964 | 2.0585 | 0 | 0.60344 | 0.79648 | 0 | 0 | 0 | 0 | -3.249 | 0.056408 | 0 | 0 | 0 | -0.45685 | 0 | 0 | 0 | 0 | 0 | 0 | 0 | 0 | 2.4888 | 0 | 0 | 0 | 0 | -2.4813 | 0 | 0 | 0 | 0 | 0 | 0 | 0 | 0 | 0 | 0 | 0 | 0 | 0 | 0 | 0 | -46.5431 | 1.822 | 0 | 7.7144 | 7.7798 | 0 | 55.4185 | 1.2254 | 3.0551 | 0 | 0.032612 | 0 | 0.74789 | 0.22757 | 0 | 23.1434 | 18.7101 | -47.7362 | 0 | 0.60707 | 0 | 1.6728 | 0.14759
2025_01_23 Hr 01 | 0 | 0 | 0 | 0.27246 | 0.27246 | 0.27246 | 0.27246 | 0.27246 | 0.27246 | 0 | 0 | 0.0031592 | 2.79 | 0.23892 | 1.6399 | 1.6399 | 14.7619 | 0 | 0.0016124 | 0.0058432 | 0.0039341 | 0 | 0 | 0.4875 | 0 | 0.38125 | 0 | 0.06302 | 0.016238 | 1.2821 | 0.61865 | 13.1907 | 2.0585 | 0 | 0.60344 | 0.79648 | 0 | 0 | 0 | 0 | -2.8845 | 0.056408 | 0 | 0.040165 | 0 | -0.38325 | 0 | 0 | 0 | 0 | 0 | 0 | 0 | 0 | 2.2117 | 0 | 0 | 0 | 0 | -2.4813 | 0 | 0 | 0 | 0 | 0 | 0 | 0 | 0 | 0 | 0 | 0 | 0 | 0 | 0 | 0 | -31.5803 | 1.822 | 0 | 6.8003 | 6.8579 | 0 | 48.4261 | 1.2254 | 3.0551 | 0 | 0.032612 | 0 | 0.74789 | 0.22757 | 0 | 30.3511 | 18.3855 | -33.5761 | 0 | 0.60707 | 0 | 1.6728 | 0.14571
2025_01_23 Hr 02 | 0 | 0 | 0 | 0.27246 | 0.27246 | 0.27246 | 0.27246 | 0.27246 | 0.27246 | 0 | 0 | 0.0031592 | 2.79 | 0.23611 | 1.6399 | 1.6399 | 14.7619 | 0 | 0.0016124 | 0.0058432 | 0.0039341 | 0 | 0 | 0.46054 | 0 | 0.35429 | 0 | 0.06302 | 0.016238 | 1.2821 | 0.61865 | 13.1907 | 2.0585 | 0 | 0.60344 | 0.79648 | 0 | 0 | 0 | 0 | -2.8804 | 0.056408 | 0 | 0.20415 | 0 | -0.37872 | 0 | 0 | 0 | 0 | 0 | 0 | 0 | 0 | 1.9364 | 0 | 0 | 0 | 0 | -2.4813 | 0 | 0 | 0 | 0 | 0 | 0 | 0 | 0 | 0 | 0 | 0 | 0 | 0 | 0 | 0 | -31.3397 | 1.822 | 0 | 6.8003 | 6.8579 | 0 | 48.4261 | 1.2254 | 3.0551 | 0 | 0.032612 | 0 | 0.74789 | 0.22757 | 0 | 30.2679 | 18.107 | -33.3849 | 0 | 0.60707 | 0 | 1.6728 | 0.14528
2025_01_23 Hr 03 | 0 | 0 | 0 | 0.27246 | 0.27246 | 0.27246 | 0.27246 | 0.27246 | 0.27246 | 0 | 0 | 0.0031592 | 2.79 | 0.2387 | 1.6399 | 1.6399 | 14.7619 | 0 | 0.0016124 | 0.0058432 | 0.0039341 | 0 | 0 | 0.48542 | 0 | 0.37917 | 0 | 0.06302 | 0.016238 | 1.2821 | 0.61865 | 13.1907 | 2.0585 | 0 | 0.60344 | 0.79648 | 0 | 0 | 0 | 0 | -2.8902 | 0.056408 | 0 | 0.2475 | 0 | -0.3829 | 0 | 0 | 0 | 0 | 0 | 0 | 0 | 0 | 2.5589 | 0 | 0 | 0 | 0 | -2.4813 | 0 | 0 | 0 | 0 | 0 | 0 | 0 | 0 | 0 | 0 | 0 | 0 | 0 | 0 | 0 | -33.793 | 1.822 | 0 | 6.8003 | 6.8579 | 0 | 48.4261 | 1.2254 | 3.0551 | 0 | 0.032612 | 0 | 0.74789 | 0.22757 | 0 | 28.4754 | 18.732 | -35.7926 | 0 | 0.60707 | 0 | 1.6728 | 0.14519
2025_01_23 Hr 04 | 0 | 0 | 0 | 0.27246 | 0.27246 | 0.27246 | 0.27246 | 0.27246 | 0.27246 | 0 | 0 | 0.0031592 | 2.79 | 0.24404 | 1.6399 | 1.6399 | 14.7619 | 0 | 0.0016124 | 0.0058432 | 0.0039341 | 0 | 0 | 0.53665 | 0 | 0.4304 | 0 | 0.06302 | 0.016238 | 1.2821 | 0.61865 | 13.1907 | 2.0585 | 0 | 0.60344 | 0.79648 | 0 | 0 | 0 | 0 | -2.9597 | 0.056408 | 0 | 0.081394 | 0 | -0.39151 | 0 | 0 | 0 | 0 | 0 | 0 | 0 | 0 | 2.7652 | 0 | 0 | 0 | 0 | -2.4813 | 0 | 0 | 0 | 0 | 0 | 0 | 0 | 0 | 0 | 0 | 0 | 0 | 0 | 0 | 0 | -35.2663 | 1.822 | 0 | 6.8003 | 6.8579 | 0.030467 | 48.4261 | 1.2254 | 3.0551 | 0 | 0.032612 | 0 | 0.74789 | 0.22757 | 0 | 27.2688 | 18.9744 | -37.172 | 0 | 0.60707 | 0 | 1.6728 | 0.14549
2025_01_23 Hr 05 | 0 | 0 | 0 | 0.27246 | 0.27246 | 0.27246 | 0.27246 | 0.27246 | 0.27246 | 0 | 0 | 0.0031592 | 2.79 | 0.2507 | 1.6399 | 1.6399 | 14.7619 | 0 | 0.0016124 | 0.0058432 | 0.0039341 | 0 | 0 | 0.60059 | 0 | 0.49434 | 0 | 0.06302 | 0.016238 | 1.2821 | 0.61865 | 13.1907 | 2.0585 | 0 | 0.60344 | 0.79648 | 0 | 0 | 0 | 0.094839 | -2.9175 | 0.056408 | 0 | 0 | 0 | -0.40225 | 0 | 0 | 0 | 0 | 0 | 0 | 0 | 0 | 2.9038 | 0 | 0 | 0 | 0 | -2.4813 | 0 | 0 | 0 | 0 | 0 | 0 | 0 | 0 | 0 | 0 | 0 | 0 | 0 | 0 | 0 | -40.7924 | 1.822 | 0 | 6.6513 | 6.7081 | 0.12187 | 48.1275 | 1.2254 | 3.0551 | 0 | 0.032612 | 0 | 0.74789 | 0.22757 | 0 | 21.9367 | 19.2128 | -42.5809 | 0 | 0.60707 | 0 | 1.6728 | 0.14734
2025_01_23 Hr 06 | 0 | 0 | 0 | 0.27246 | 0.27246 | 0.27246 | 0.27246 | 0.27246 | 0.27246 | 0 | 0 | 0.0031592 | 2.82 | 0.28148 | 1.6399 | 1.6399 | 14.7619 | 0 | 0.0016124 | 0.0058432 | 0.0039341 | 0 | 0 | 0.86742 | 0 | 0.76117 | 0 | 0.06302 | 0.016238 | 1.2821 | 0.61865 | 13.1907 | 2.0585 | 1.5787 | 0.60344 | 0.79648 | 0 | 0 | 0 | 0 | -3.4914 | 0.056408 | 0 | 0 | 0 | -0.44708 | 0 | 0 | 0 | 0 | 0 | 0 | 0 | 0 | 3.0423 | 0 | 0 | 0 | 0 | -2.4813 | 0 | 0 | 0 | 0 | 0 | 0 | 0 | 0 | 0 | 0 | 0 | 0 | 0 | 0 | 0 | -49.4144 | 1.822 | 0 | 6.8003 | 6.8579 | 0.20021 | 50.0048 | 1.2254 | 3.0551 | 0 | 0.032612 | 0 | 0.74789 | 0.22757 | 0 | 15.2927 | 19.4935 | -50.7142 | 0 | 0.60707 | 0 | 1.6728 | 0.15031
2025_01_23 Hr 07 | 0 | 0 | 0 | 0.27246 | 0.27246 | 0.27246 | 0.27246 | 0.27246 | 0.27246 | 0 | 0 | 0.0031592 | 2.79 | 0.29829 | 1.6399 | 1.6399 | 14.7098 | 0 | 0.0016124 | 0.0058432 | 0.0039341 | 0 | 0 | 0 | 0 | 0 | 0 | 0.06302 | 0.016238 | 1.2821 | 0.61865 | 13.1761 | 2.0585 | 1.5787 | 0.60107 | 0.79648 | 0 | 0 | 0 | 0 | -3.2885 | 0.056408 | 0 | 0 | 0 | -0.47901 | 0 | 0 | 0 | 0 | 0 | 0 | 0 | 0 | 2.905 | 0 | 0 | 0 | -3.3188 | 0 | 0 | 0 | 0 | 0 | 0 | 0 | 0 | 0 | 0 | 0 | 0 | 0 | -2.3937 | 0 | 0 | -52.2156 | 1.822 | 0 | 6.7723 | 6.8296 | 0.17845 | 49.8819 | 1.2254 | 3.0551 | 0 | 0.032612 | 0 | 0.74789 | 0.22757 | 0 | 7.5089 | 19.3226 | -58.4072 | 0 | 0.60707 | 0 | 1.6728 | 0.15404
2025_01_23 Hr 08 | 0 | 0 | 0 | 0.27246 | 0.27246 | 0.27246 | 0.27246 | 0.27246 | 0.27246 | 0 | 0 | 0.0031592 | 2.64 | 0.25876 | 1.6399 | 1.6399 | 14.7098 | 0 | 0.0016124 | 0.0058432 | 0.0039341 | 0 | 0 | 0 | 0 | 0 | 0 | 0.06302 | 0.016238 | 1.2821 | 0.61865 | 13.1761 | 2.0585 | 1.5787 | 0.60107 | 0.79648 | 0 | 0 | 0 | 0.036948 | -2.8713 | 0.056408 | 0 | 0 | 0 | -0.43897 | 0 | 0 | 0 | 0 | 0 | 0 | 0 | 0 | 2.9031 | 0 | 0 | 0 | -3.3188 | 0 | 0 | 0 | 0 | 0 | 0 | 0 | 0 | 0 | 0 | 0 | 0 | 0 | -2.3937 | 0 | 0 | -44.988 | 1.822 | 0 | 6.623 | 6.6803 | 0.36996 | 49.5833 | 1.2254 | 3.0551 | 0 | 0.032612 | 0 | 0.74789 | 0.22757 | 0 | 14.9338 | 19.3244 | -51.1395 | 0 | 0.60707 | 0 | 1.6728 | 0.15568
2025_01_23 Hr 09 | 0.022813 | 0 | 0 | 0.27246 | 0.27246 | 0.27246 | 0.27246 | 0.27246 | 0.27246 | 0 | 0 | 0.0031592 | 2.49 | 0.22369 | 1.6399 | 1.6399 | 14.7098 | 0.96264 | 0.0016124 | 0.0058432 | 0.0039341 | 0 | 0 | 0 | 0 | 0 | 0 | 0.06302 | 0.016238 | 1.2821 | 0.61865 | 13.1761 | 2.0585 | 1.5787 | 0.60107 | 0.79648 | 0 | 0 | 0 | 0.16709 | -2.1297 | 0.056408 | 0 | 0 | 0 | -0.40215 | 0 | 0 | 0 | 0 | 0 | 0 | 0 | 0 | 2.7652 | 0 | 0 | 0 | -3.3188 | 0 | 0 | 0 | 0 | 0 | 0 | 0 | 0 | 0 | 0 | 0 | 0 | 0 | -2.3937 | 0 | 0 | -42.3796 | 1.822 | 0 | 6.4207 | 6.4764 | 0.5397 | 50.1397 | 1.2254 | 3.0551 | 0 | 0.032612 | -0.022813 | 0.74789 | 0.22757 | 0 | 18.8535 | 19.1935 | -48.5171 | 0 | 0.60707 | 0 | 1.6728 | 0.15524
2025_01_23 Hr 10 | 0.29569 | 1.1743e-05 | 0 | 0.27246 | 0.27246 | 0.27246 | 0.27246 | 0.27246 | 0.27246 | 0 | 0 | 0.0031592 | 2.37 | 0.19242 | 1.6399 | 1.6399 | 14.7098 | 0.96264 | 0.0016124 | 0.0058432 | 0.0039341 | 0 | 0 | 0 | 0 | 0 | 0 | 0.06302 | 0.016238 | 1.2821 | 0.61865 | 13.1761 | 2.0585 | 1.5787 | 0.60107 | 0.79648 | 0 | 0 | 0 | 0.20383 | -1.477 | 0.056408 | 0 | 0 | 0 | -0.36325 | 0 | 0 | 0 | 0 | 0 | 0 | 0 | 0 | 2.6963 | 0 | 0 | 0 | -3.3188 | 0 | 0 | 0 | 0 | 0 | 0 | 0 | 0 | 0 | 0 | 0 | 0 | 0 | -2.3937 | 0 | 0 | -34.743 | 1.822 | 0 | 6.1655 | 6.2177 | 0.27856 | 49.6258 | 1.2254 | 3.0551 | 0 | 0.032612 | -0.29569 | 0.74789 | 0.22757 | 0 | 26.2225 | 18.9842 | -41.1145 | 0 | 0.60707 | 0 | 1.6728 | 0.1545
2025_01_23 Hr 11 | 0.15867 | 3.4083e-05 | 0 | 0.27246 | 0.27246 | 0.27246 | 0.27246 | 0.27246 | 0.27246 | 0 | 0 | 0.0031592 | 1.98 | 0.1615 | 1.6399 | 1.6399 | 14.7098 | 0.96264 | 0.0016124 | 0.0058432 | 0.0039341 | 0 | 0 | 0 | 0 | 0 | 0 | 0.06302 | 0.016238 | 1.2821 | 0.61865 | 13.1761 | 2.0585 | 1.5787 | 0.60107 | 0.79648 | 0 | 0 | 0 | 0.026019 | -1.1127 | 0.056408 | 0 | 0 | 0 | -0.36495 | 0 | 0 | 0 | 0 | 0 | 0 | 0 | 0 | 2.8354 | 0 | 0 | 0 | -3.3188 | 0 | 0 | 0 | 0 | 0 | 0 | 0 | 0 | 0 | 0 | 0 | 0 | 0 | -2.3937 | 0 | 0 | -32.7287 | 1.822 | 0 | 6.1126 | 6.1631 | 0.32208 | 49.5183 | 1.2254 | 3.0551 | 0 | 0.032612 | -0.15867 | 0.74789 | 0.22757 | 0 | 28.0755 | 18.6087 | -38.9648 | 0 | 0.60707 | 0 | 1.6728 | 0.15421
2025_01_23 Hr 12 | 0.22653 | 4.7792e-05 | 0 | 0.27246 | 0.27246 | 0.27246 | 0.27246 | 0.27246 | 0.27246 | 0 | 0 | 0.0031592 | 1.86 | 0.14555 | 1.6399 | 1.6399 | 14.7098 | 0.96264 | 0.0016124 | 0.0058432 | 0.0039341 | 0 | 0 | 0 | 0 | 0 | 0 | 0.06302 | 0.016238 | 1.2821 | 0.61865 | 13.1761 | 2.0585 | 1.5787 | 0.60107 | 0.79648 | 0 | 0 | 0 | 0.23259 | -0.49684 | 0.056408 | 0 | 0 | 0 | -0.35005 | 0 | 0 | 0 | 0 | 0 | 0 | 0 | 0 | 2.9733 | 0 | 0 | 0 | -3.3188 | 0 | 0 | 0 | 0 | 0 | 0 | 0 | 0 | 0 | 0 | 0 | 0 | 0 | -2.3937 | 0 | 0 | -33.0487 | 1.822 | 0 | 5.7081 | 5.7551 | 0.56147 | 48.7058 | 1.2254 | 3.0551 | 0 | 0.032612 | -0.22653 | 0.74789 | 0.22757 | 0 | 28.0214 | 18.9176 | -39.3377 | 0 | 0.60707 | 0 | 1.6728 | 0.15386
2025_01_23 Hr 13 | 0.18148 | 0.00010397 | 0 | 0.27246 | 0.27246 | 0.27246 | 0.27246 | 0.27246 | 0.27246 | 0 | 0 | 0.0031592 | 1.86 | 0.13079 | 1.6399 | 1.6399 | 14.7098 | 0.96264 | 0.0016124 | 0.0058432 | 0.0039341 | 0 | 0 | 0 | 0 | 0 | 0 | 0.06302 | 0.016238 | 0.93065 | 0.61865 | 13.1761 | 2.0585 | 1.4471 | 0.60107 | 0.79648 | 0 | 0 | 0 | 0.51913 | 0 | 0.056408 | 0 | 0 | 0 | -0.31433 | 0 | 0 | 0 | 0 | 0 | 0 | 0 | 0 | 2.9733 | 0 | 0 | 0 | -3.3188 | 0 | 0 | 0 | 0 | 0 | 0 | 0 | 0 | 0 | 0 | 0 | 0 | 0 | -2.3937 | 0 | 0 | -25.3201 | 1.822 | 0 | 5.5587 | 5.6058 | 0.38302 | 47.9241 | 1.2254 | 3.0551 | 0 | 0.032612 | -0.18148 | 0.74789 | 0.22757 | 0 | 35.5934 | 18.6786 | -31.5284 | 0 | 0.60707 | 0 | 1.6728 | 0.1531
2025_01_23 Hr 14 | 0.15853 | 7.2216e-05 | 0 | 0.27246 | 0.27246 | 0.27246 | 0.27246 | 0.27246 | 0.27246 | 0 | 0 | 0.0031592 | 2.16 | 0.17028 | 1.6399 | 1.6399 | 14.7098 | 0.88242 | 0.0016124 | 0.0058432 | 0.0039341 | 0 | 0 | 0 | 0 | 0 | 0 | 0.06302 | 0.016238 | 1.1718 | 0.61865 | 13.1761 | 2.0585 | 1.4471 | 0.60107 | 0.79648 | 0 | 0 | 0 | 0.25205 | -0.82123 | 0.056408 | 0 | 0 | 0 | -0.35265 | 0 | 0 | 0 | 0 | 0 | 0 | 0 | 0 | 2.6957 | 0 | 0 | 0 | -3.3188 | 0 | 0 | 0 | 0 | 0 | 0 | 0 | 0 | 0 | 0 | 0 | 0 | 0 | -2.3937 | 0 | 0 | -32.3581 | 1.822 | 0 | 6.066 | 6.1182 | 0.26985 | 49.1046 | 1.2254 | 3.0551 | 0 | 0.032612 | -0.15853 | 0.74789 | 0.22757 | 0 | 28.5576 | 18.6039 | -38.5818 | 0 | 0.60707 | 0 | 1.6728 | 0.1527
2025_01_23 Hr 15 | 0.090814 | 5.6237e-05 | 0 | 0.27246 | 0.27246 | 0.27246 | 0.27246 | 0.27246 | 0.27246 | 0 | 0 | 0.0031592 | 2.31 | 0.19245 | 1.6399 | 1.6399 | 14.7098 | 0.64176 | 0.0016124 | 0.0058432 | 0.0039341 | 0 | 0 | 0 | 0 | 0 | 0 | 0.06302 | 0.016238 | 1.2068 | 0.61865 | 13.1761 | 2.0585 | 1.0524 | 0.60107 | 0.79648 | 0 | 0 | 0 | 1.2076 | -0.93908 | 0.056408 | 0 | 0 | 0 | -0.37281 | 0 | 0 | 0 | 0 | 0 | 0 | 0 | 0 | 3.0429 | 0 | 0 | 0 | -3.3188 | 0 | 0 | 0 | 0 | 0 | 0 | 0 | 0 | 0 | 0 | 0 | 0 | 0 | -2.3937 | 0 | 0 | -31.5252 | 1.822 | 0 | 6.0114 | 6.0611 | 0.069639 | 48.3927 | 1.2254 | 3.0551 | 0 | 0.032612 | -0.090814 | 0.74789 | 0.22757 | 0 | 29.8147 | 18.8547 | -37.7013 | 0 | 0.60707 | 0 | 1.6728 | 0.15208
2025_01_23 Hr 16 | 0.045117 | 3.4555e-05 | 0 | 0.27246 | 0.27246 | 0.27246 | 0.27246 | 0.27246 | 0.27246 | 0 | 0 | 0.0031592 | 2.37 | 0.18873 | 1.6399 | 1.6399 | 14.7098 | 0.64176 | 0.0016124 | 0.0058432 | 0.0039341 | 0 | 0 | 0 | 0 | 0 | 0 | 0.06302 | 0.016238 | 1.1901 | 0.61865 | 13.1761 | 2.0585 | 1.0524 | 0.60107 | 0.79648 | 0 | 0 | 0 | 1.584 | -0.86508 | 0.056408 | 0 | 0 | 0 | -0.35625 | 0 | 0 | 0 | 0 | 0 | 0 | 0 | 0 | 3.0423 | 0 | 0 | 0 | -3.3188 | 0 | 0 | 0 | 0 | 0 | 0 | 0 | 0 | 0 | 0 | 0 | 0 | 0 | -2.3937 | 0 | 0 | -31.3987 | 1.822 | 0 | 5.8139 | 5.8644 | 0.078344 | 47.9819 | 1.2254 | 3.0551 | 0 | 0.032612 | -0.045117 | 0.74789 | 0.22757 | 0 | 30.0613 | 18.8731 | -37.5126 | 0 | 0.60707 | 0 | 1.6728 | 0.15178
2025_01_23 Hr 17 | 0 | 1.0559e-05 | 0 | 0.27246 | 0.27246 | 0.27246 | 0.27246 | 0.27246 | 0.27246 | 0 | 0 | 0.0031592 | 2.25 | 0.21118 | 1.6399 | 1.6399 | 14.7098 | 0.96264 | 0.0016124 | 0.0058432 | 0.0039341 | 0 | 0 | 0 | 0 | 0 | 0 | 0.06302 | 0.016238 | 1.2821 | 0.61865 | 13.1761 | 2.0585 | 1.5787 | 0.60107 | 0.79648 | 0 | 0 | 0 | 0.042821 | -2.7325 | 0.056408 | 0 | 0 | 0 | -0.42026 | 0 | 0 | 0 | 0 | 0 | 0 | 0 | 0 | 3.1119 | 0 | 0 | 0 | -3.3188 | 0 | 0 | 0 | 0 | 0 | 0 | 0 | 0 | 0 | 0 | 0 | 0 | 0 | -2.3937 | 0 | 0 | -43.6715 | 1.822 | 0 | 6.7194 | 6.775 | 0.078344 | 50.737 | 1.2254 | 3.0551 | 0 | 0.032612 | 0 | 0.74789 | 0.22757 | 0 | 17.0452 | 18.8021 | -49.8043 | 0 | 0.60707 | 0 | 1.6728 | 0.15392
2025_01_23 Hr 18 | 0 | 0 | 0 | 0.27246 | 0.27246 | 0.27246 | 0.27246 | 0.27246 | 0.27246 | 0 | 0 | 0.0031592 | 2.28 | 0.17202 | 1.6399 | 1.6399 | 14.7098 | 0.96264 | 0.0016124 | 0.0058432 | 0.0039341 | 0 | 0 | 0 | 0 | 0 | 0 | 0.06302 | 0.016238 | 1.2821 | 0 | 13.1761 | 2.0585 | 1.5787 | 0.60107 | 0.79648 | 0 | 0 | 0 | 0.11517 | -0.014295 | 0.056408 | 0 | 0 | 0 | -0.33742 | 0 | 0 | 0 | 0 | 0 | 0 | 0 | 0 | 2.6963 | 0 | 0 | 0 | -3.3188 | 0 | 0 | 0 | 0 | 0 | 0 | 0 | 0 | 0 | 0 | 0 | 0 | 0 | -2.3937 | 0 | 0 | -35.0875 | 1.822 | 0 | 5.5587 | 5.6058 | 0.047877 | 47.7884 | 1.2254 | 3.0551 | 0 | 0.032612 | 0 | 0.74789 | 0.22757 | 0 | 25.1004 | 18.3485 | -41.1375 | 0 | 0.60707 | 0 | 1.6728 | 0.15555
2025_01_23 Hr 19 | 0 | 0 | 0 | 0 | 0 | 0 | 0 | 0 | 0 | 0 | 0 | 0.0031592 | 2.55 | 0.17675 | 1.6399 | 1.6399 | 14.7098 | 0.96264 | 0.0016124 | 0.0058432 | 0.0039341 | 0 | 0 | 0 | 0 | 0 | 0 | 0.06302 | 0.016238 | 0 | 0 | 13.1761 | 2.0585 | 1.5787 | 0.60107 | 0.79648 | 0 | 0 | 0 | 0 | -1.3659 | 0.056408 | 0 | 0.052728 | 0 | -0.30981 | 0 | 0 | 0 | 0 | 0 | 0 | 0 | 0 | 3.0417 | 0 | 0 | 0 | -3.3188 | 0 | 0 | 0 | 0 | 0 | 0 | 0 | 0 | 0 | 0 | 0 | 0 | 0 | -2.3937 | 0 | 0 | -13.972 | 1.822 | 0 | 0 | 0 | 0.021762 | 33.7071 | 1.2254 | 3.0551 | 0 | 0.032612 | 0 | 0.74789 | 0.22757 | 0 | 31.2884 | 18.9415 | -19.9943 | 0 | 0.60707 | 0 | 1.6728 | 0.15452
2025_01_23 Hr 20 | 0 | 0 | 0 | 0 | 0 | 0 | 0 | 0 | 0 | 0 | 0 | 0.0031592 | 2.55 | 0.1515 | 1.6399 | 1.6399 | 14.7098 | 0.4011 | 0.0016124 | 0.0058432 | 0.0039341 | 0 | 0 | 0 | 0 | 0 | 0 | 0.06302 | 0.016238 | 0 | 0 | 13.1761 | 2.0585 | 0.65778 | 0.60107 | 0.79648 | 0 | 0 | 0 | 0.74837 | -0.45062 | 0.056408 | 0 | 0.045195 | 0 | -0.26525 | 0 | 0 | 0 | 0 | 0 | 0 | 0 | 0 | 3.4567 | 0 | 0 | 0 | -3.3188 | 0 | 0 | 0 | 0 | 0 | 0 | 0 | 0 | 0 | 0 | 0 | 0 | 0 | -2.3937 | 0 | 0 | -13.0787 | 1.822 | 0 | 0 | 0 | 0.091402 | 32.2247 | 1.2254 | 3.0551 | 0 | 0.032612 | 0 | 0.74789 | 0.22757 | 0 | 32.8664 | 19.4004 | -19.0564 | 0 | 0.60707 | 0 | 1.6728 | 0.15401
2025_01_23 Hr 21 | 0 | 0 | 0 | 0 | 0 | 0 | 0 | 0 | 0 | 0 | 0 | 0.0031592 | 2.64 | 0.15571 | 1.6399 | 1.6399 | 14.7098 | 0.48132 | 0.0016124 | 0.0058432 | 0.0039341 | 0 | 0 | 0 | 0 | 0 | 0 | 0.06302 | 0.016238 | 0 | 0 | 13.1761 | 2.0585 | 0.65778 | 0.60107 | 0.79648 | 0 | 0 | 0 | 0.73959 | -0.57184 | 0.056408 | 0 | 0.044868 | 0 | -0.26332 | 0 | 0 | 0 | 0 | 0 | 0 | 0 | 0 | 3.4573 | 0 | 0 | 0 | -3.3188 | 0 | 0 | 0 | 0 | 0 | 0 | 0 | 0 | 0 | 0 | 0 | 0 | 0 | -2.3937 | 0 | 0 | -11.5655 | 1.822 | 0 | 0 | 0 | 0.16975 | 32.3049 | 1.2254 | 3.0551 | 0 | 0.032612 | 0 | 0.74789 | 0.22757 | 0 | 34.5036 | 19.5722 | -17.5413 | 0 | 0.60707 | 0 | 1.6728 | 0.15267
2025_01_23 Hr 22 | 0 | 0 | 0 | 0 | 0 | 0 | 0 | 0 | 0 | 0 | 0 | 0.0031592 | 2.49 | 0.12798 | 1.6399 | 1.6399 | 14.6771 | 0 | 0.0016124 | 0.0058432 | 0.0039341 | 0 | 0 | 0 | 0 | 0 | 0 | 0.06302 | 0.016238 | 0 | 0 | 13.1761 | 2.0585 | 0 | 0.60107 | 0.79648 | 0 | 0 | 0 | 0 | -1.0756 | 0.056408 | 0 | 0.039099 | 0 | -0.22919 | 0 | 0 | 0 | 0 | 0 | 0 | 0 | 0 | 4.1481 | 0 | 0 | 0 | -3.3188 | 0 | 0 | 0 | 0 | 0 | 0 | 0 | 0 | 0 | 0 | 0 | 0 | 0 | -2.3937 | 0 | 0 | -7.696 | 1.822 | 0 | 0 | 0 | 0.17845 | 31.1331 | 1.2254 | 3.0551 | 0 | 0.032612 | 0 | 0.74789 | 0.22757 | 0 | 36.5121 | 20.0924 | -13.6377 | 0 | 0.60707 | 0 | 1.6728 | 0.15099
2025_01_23 Hr 23 | 0 | 0 | 0 | 0 | 0 | 0 | 0 | 0 | 0 | 0 | 0 | 0.0031592 | 2.31 | 0.10464 | 1.6399 | 1.6399 | 9.6264 | 0 | 0.0016124 | 0.0058432 | 0.0039341 | 0 | 0 | -0.59295 | 0 | -0.6992 | 0 | 0.06302 | 0.016238 | 0 | 0 | 13.1134 | 2.0585 | 0 | 0.59921 | 0.79648 | 0 | 0 | 0 | 0 | -4.3636 | 0.056408 | 0 | 0.034458 | 0 | -0.20173 | 0 | 0 | 0 | 0 | 0 | 0 | 0 | 0 | 4.424 | 0 | 0 | 0 | 0 | -2.4813 | 0 | 0 | 0 | 0 | 0 | 0 | 0 | 0 | 0 | 0 | 0 | 0 | 0 | 0 | 1.1449 | 0 | 1.822 | 0 | 0 | 0 | 0.16975 | 26.0197 | 1.2254 | 3.0551 | 0 | 0.032612 | 0 | 0.74789 | 0.22757 | 0 | 38.9778 | 21.2968 | -3.9751 | 0 | 0.60707 | 0 | 1.6728 | 0.14861
2025_01_23 Hr 24 | 0 | 0 | 0 | 0 | 0 | 0 | 0 | 0 | 0 | 0 | 0 | 0.0031592 | 1.98 | 0.091413 | 1.6399 | 1.6399 | 9.8564 | 0 | 0.0016124 | 0.0058432 | 0.0039341 | 0 | 0 | -0.5696 | 0 | -0.67585 | 0 | 0.06302 | 0.016238 | 0 | 0 | 13.1907 | 2.0585 | 0 | 0.60344 | 0.79648 | 0 | 0 | 0 | 0 | -4.7443 | 0.056408 | 0 | 0.035121 | 0 | -0.20566 | 0 | 0 | 0 | 0 | 0 | 0 | 0 | 0 | 3.5269 | 0 | 0 | 0 | 0 | -2.4813 | 0 | 0 | 0 | 0 | 0 | 0 | 0 | 0 | 0 | 0 | 0 | 0 | 0 | 0 | 1.299 | 0 | 1.822 | 0 | 0 | 0 | 0.078344 | 26.327 | 1.2254 | 3.0551 | 0 | 0.032612 | 0 | 0.74789 | 0.22757 | 0 | 37.7721 | 20.1218 | -3.9324 | 0 | 0.60707 | 0 | 1.6728 | 0.14693
2025_01_24 Hr 01 | 0 | 0 | 0 | 0 | 0 | 0 | 0 | 0 | 0 | 0 | 0 | 0.0031592 | 1.86 | 0.085854 | 1.6399 | 1.6399 | 9.6453 | 0 | 0.0016124 | 0.0058432 | 0.0039341 | 0 | 0 | -0.56987 | 0 | -0.67612 | 0 | 0.06302 | 0.016238 | 0 | 0 | 10.5222 | 2.0585 | 0 | 0.60344 | 0.79648 | 0 | 0 | 0 | 0 | -2.3556 | 0.056408 | 0 | 0.035113 | 0 | -0.20561 | 0 | 0 | 0 | 0 | 0 | 0 | 0 | 0 | 3.0417 | 0 | 0 | 0 | 0 | -2.4813 | 0 | 0 | 0 | 0 | 0 | 0 | 0 | 0 | 0 | 0 | 0 | 0 | 0 | 0 | 0 | -2.7588 | 1.822 | 0 | 0 | 0 | 0.078344 | 23.4473 | 1.2254 | 3.0551 | 0 | 0.032612 | 0 | 0.74789 | 0.22757 | 0 | 32.6107 | 18.2106 | -6.6917 | 0 | 0.60707 | 0 | 1.6728 | 0.14553
2025_01_24 Hr 02 | 0 | 0 | 0 | 0 | 0 | 0 | 0 | 0 | 0 | 0 | 0 | 0.0031592 | 1.95 | 0.085599 | 1.6399 | 1.6399 | 11.7695 | 0 | 0.0016124 | 0.0058432 | 0.0039341 | 0 | 0 | -0.63044 | 0 | -0.73669 | 0 | 0.06302 | 0.016238 | 0 | 0 | 10.5222 | 2.0585 | 0 | 0.60344 | 0.79648 | 0 | 0 | 0 | 0 | -9.3152 | 0.056408 | 0 | 0.033393 | 0 | -0.19544 | 0 | 0 | 0 | 0 | 0 | 0 | 0 | 0 | 2.7652 | 0 | 0 | 0 | 0 | -2.4813 | 0 | 0 | 0 | 0 | 0 | 0 | 0 | 0 | 0 | 0 | 0 | 0 | 0 | 0 | 1.9546 | 0 | 1.822 | 0 | 0 | 0 | 0.039172 | 25.5716 | 1.2254 | 3.0551 | 0 | 0.032612 | 0 | 0.74789 | 0.22757 | 0 | 32.1513 | 19.9387 | -4.0438 | 0 | 0.60707 | 0 | 1.6728 | 0.14489
2025_01_24 Hr 03 | 0 | 0 | 0 | 0 | 0 | 0 | 0 | 0 | 0 | 0 | 0 | 0.0031592 | 1.77 | 0.07654 | 1.6399 | 1.6399 | 11.7768 | 0 | 0.0016124 | 0.0058432 | 0.0039341 | 0 | 0 | -0.64796 | 0 | -0.75421 | 0 | 0.06302 | 0.016238 | 0 | 0 | 10.5222 | 2.0585 | 0 | 0.60344 | 0.79648 | 0 | 0 | 0 | 0 | -9.1522 | 0.056408 | 0 | 0.032896 | 0 | -0.19249 | 0 | 0 | 0 | 0 | 0 | 0 | 0 | 0 | 3.5952 | 0 | 0 | 0 | 0 | -2.4813 | 0 | 0 | 0 | 0 | 0 | 0 | 0 | 0 | 0 | 0 | 0 | 0 | 0 | 0 | 1.3049 | 0 | 1.822 | 0 | 0 | 0 | 0.069639 | 25.5789 | 1.2254 | 3.0551 | 0 | 0.032612 | 0 | 0.74789 | 0.22757 | 0 | 32.3109 | 19.9601 | -4.0759 | 0 | 0.60707 | 0 | 1.6728 | 0.14465
2025_01_24 Hr 04 | 0 | 0 | 0 | 0 | 0 | 0 | 0 | 0 | 0 | 0 | 0 | 0.0031592 | 1.26 | 0.054357 | 1.6399 | 1.6399 | 11.7768 | 0 | 0.0016124 | 0.0058432 | 0.0039341 | 0 | 0 | -0.65071 | 0 | -0.75696 | 0 | 0.06302 | 0.016238 | 0 | 0 | 10.5222 | 2.0585 | 0 | 0.60344 | 0.79648 | 0 | 0 | 0 | 0 | -9.1862 | 0.056408 | 0 | 0.032817 | 0 | -0.19203 | 0 | 0 | 0 | 0 | 0 | 0 | 0 | 0 | 3.8723 | 0 | 0 | 0 | 0 | -2.4813 | 0 | 0 | 0 | 0 | 0 | 0 | 0 | 0 | 0 | 0 | 0 | 0 | 0 | 0 | 2.147 | 0 | 1.822 | 0 | 0 | 0 | 0.0087049 | 25.5789 | 1.2254 | 3.0551 | 0 | 0.032612 | 0 | 0.74789 | 0.22757 | 0 | 32.7982 | 20.4864 | -4.0809 | 0 | 0.60707 | 0 | 1.6728 | 0.14491
2025_01_24 Hr 05 | 0 | 0 | 0 | 0 | 0 | 0 | 0 | 0 | 0 | 0 | 0 | 0.0031592 | 0.96 | 0.043851 | 1.6399 | 1.6399 | 11.7768 | 0 | 0.0016124 | 0.0058432 | 0.0039341 | 0 | 0 | -0.58273 | 0 | -0.68898 | 0 | 0.06302 | 0.016238 | 0 | 0 | 10.5222 | 2.0585 | 0 | 0.60344 | 0.79648 | 0 | 0 | 0 | 0 | -5.0604 | 0.056408 | 0 | 0.034748 | 0 | -0.20345 | 0 | 0 | 0 | 0 | 0 | 0 | 0 | 0 | 4.4948 | 0 | 0 | 0 | 0 | -2.4813 | 0 | 0 | 0 | 0 | 0 | 0 | 0 | 0 | 0 | 0 | 0 | 0 | 0 | 0 | 0 | -1.0722 | 1.822 | 0 | 0 | 0 | 0 | 25.5789 | 1.2254 | 3.0551 | 0 | 0.032612 | 0 | 0.74789 | 0.22757 | 0 | 34.1337 | 18.6439 | -5.0286 | 0 | 0.60707 | 0 | 1.6728 | 0.14604
2025_01_24 Hr 06 | 0 | 0 | 0 | 0 | 0 | 0 | 0 | 0 | 0 | 0 | 0 | 0.0031592 | 0.63 | 0.038695 | 1.6399 | 1.6399 | 11.7768 | 0.77152 | 0.0016124 | 0.0058432 | 0.0039341 | 0 | 0 | -0.16106 | 0 | -0.26731 | 0 | 0.06302 | 0.016238 | 0 | 0 | 10.5222 | 2.0585 | 0 | 0.60344 | 0.79648 | 0 | 0 | 0 | 0 | -1.3722 | 0.056408 | 0 | 0.046723 | 0 | -0.27429 | 0 | 0 | 0 | 0 | 0 | 0 | 0 | 0 | 4.493 | 0 | 0 | 0 | 0 | -2.4813 | 0 | 0 | 0 | 0 | 0 | 0 | 0 | 0 | 0 | 0 | 0 | 0 | 0 | 0 | 0 | -8.0311 | 1.822 | 0 | 0 | 0 | 0.030467 | 26.3504 | 1.2254 | 3.0551 | 0 | 0.032612 | 0 | 0.74789 | 0.22757 | 0 | 32.1028 | 18.3396 | -11.215 | 0 | 0.60707 | 0 | 1.6728 | 0.14834
2025_01_24 Hr 07 | 0 | 0 | 0 | 0 | 0 | 0 | 0 | 0 | 0 | 0 | 0 | 0.0031592 | 0.54 | 0.022659 | 1.6399 | 1.6399 | 11.7353 | 0 | 0.0016124 | 0.0058432 | 0.0039341 | 0 | 0 | 0 | 0 | 0 | 0 | 0.06302 | 0.016238 | 0 | 0 | 10.5106 | 2.0585 | 0 | 0.60107 | 0.79648 | 0 | 0 | 0 | 0 | -4.1052 | 0.056408 | 0 | 0.03192 | 0 | -0.18672 | 0 | 0 | 0 | 0 | 0 | 0 | 0 | 0 | 4.77 | 0 | 0 | 0 | -3.3188 | 0 | 0 | 0 | 0 | 0 | 0 | 0 | 0 | 0 | 0 | 0 | 0 | 0 | -2.3937 | 0 | 0.47868 | 0 | 1.822 | 0 | 0 | 0 | 0.030467 | 25.5257 | 1.2254 | 3.0551 | 0 | 0.032612 | 0 | 0.74789 | 0.22757 | 0 | 34.5114 | 18.9901 | -5.8992 | 0 | 0.60707 | 0 | 1.6728 | 0.15148
2025_01_24 Hr 08 | 0 | 0 | 0 | 0 | 0 | 0 | 0 | 0 | 0 | 0 | 0 | 0.0031592 | 0.81 | 0.034601 | 1.6399 | 1.6399 | 11.5787 | 0.25599 | 0.0016124 | 0.0058432 | 0.0039341 | 0 | 0 | 0 | 0 | 0 | 0 | 0.06302 | 0.016238 | 0 | 0 | 10.4484 | 2.0585 | 0 | 0.59685 | 0.79648 | 0 | 0 | 0 | 0 | -4.1688 | 0.056408 | 0 | 0.032496 | 0 | -0.19013 | 0 | 0 | 0 | 0 | 0 | 0 | 0 | 0 | 4.0096 | 0 | 0 | 0 | -3.3188 | 0 | 0 | 0 | 0 | 0 | 0 | 0 | 0 | 0 | 0 | 0 | 0 | 0 | -2.3937 | 0 | 0.6734 | 0 | 1.822 | 0 | 0 | 0 | 0.060934 | 25.563 | 1.2254 | 3.0551 | 0 | 0.032612 | 0 | 0.74789 | 0.22757 | 0 | 34.2263 | 18.7347 | -5.9026 | 0 | 0.60707 | 0 | 1.6728 | 0.15362
2025_01_24 Hr 09 | 0.20415 | 0 | 0 | 0 | 0 | 0 | 0 | 0 | 0 | 0 | 0 | 0.0031592 | 0.78 | 0.037516 | 1.6399 | 1.6399 | 11.7353 | 0.38399 | 0.0016124 | 0.0058432 | 0.0039341 | 0 | 0 | 0 | 0 | 0 | 0 | 0.06302 | 0.016238 | 0 | 0 | 10.5106 | 2.0585 | 0 | 0.60107 | 0.79648 | 0 | 0 | 0 | 0.049359 | -0.67902 | 0.056408 | 0 | 0.036588 | 0 | -0.21434 | 0 | 0 | 0 | 0 | 0 | 0 | 0 | 0 | 4.0108 | 0 | 0 | 0 | -3.3188 | 0 | 0 | 0 | 0 | 0 | 0 | 0 | 0 | 0 | 0 | 0 | 0 | 0 | -2.3937 | 0 | 0 | -3.5325 | 1.822 | 0 | 0 | 0 | 0.10011 | 25.9096 | 1.2254 | 3.0551 | 0 | 0.032612 | -0.20415 | 0.74789 | 0.22757 | 0 | 33.8996 | 18.2831 | -9.6634 | 0 | 0.60707 | 0 | 1.6728 | 0.15368
2025_01_24 Hr 10 | 0.38651 | 5.4108e-06 | 0 | 0 | 0 | 0 | 0 | 0 | 0 | 0 | 0 | 0.0031592 | 0.48 | 0.023086 | 1.6399 | 1.6399 | 11.7353 | 0.44799 | 0.0016124 | 0.0058432 | 0.0039341 | 0 | 0 | 0 | 0 | 0 | 0 | 0.06302 | 0.016238 | 0 | 0 | 10.5106 | 2.0585 | 0 | 0.60107 | 0.79648 | 0 | 0 | 0 | 0.024362 | -0.71858 | 0.056408 | 0 | 0.036588 | 0 | -0.21433 | 0 | 0 | 0 | 0 | 0 | 0 | 0 | 0 | 3.5262 | 0 | 0 | 0 | -3.3188 | 0 | 0 | 0 | 0 | 0 | 0 | 0 | 0 | 0 | 0 | 0 | 0 | 0 | -2.3937 | 0 | 0 | -1.1194 | 1.822 | 0 | 0 | 0 | 0.069639 | 25.9736 | 1.2254 | 3.0551 | 0 | 0.032612 | -0.38651 | 0.74789 | 0.22757 | 0 | 35.4819 | 17.6352 | -7.4328 | 0 | 0.60707 | 0 | 1.6728 | 0.15294
2025_01_24 Hr 11 | 0.5977 | 2.6858e-05 | 0 | 0 | 0 | 0 | 0 | 0 | 0 | 0 | 0 | 0.0031592 | 0.21 | 0.0081616 | 1.6399 | 1.6399 | 9.6971 | 0 | 0.0016124 | 0.0058432 | 0.0039341 | 0 | 0 | 0 | 0 | 0 | 0 | 0.06302 | 0.016238 | 0 | 0 | 10.4899 | 2.0585 | 0 | 0.59966 | 0.79648 | 0 | 0 | 0 | 0 | -6.0127 | 0.056408 | 0 | 0.029565 | 0 | -0.17279 | 0 | 0 | 0 | 0 | 0 | 0 | 0 | 0 | 3.5256 | 0 | 0 | 0 | -3.3188 | 0 | 0 | 0 | 0 | 0 | 0 | 0 | 0 | 0 | 0 | 0 | 0 | 0 | -2.3937 | 0 | 6.8231 | 0 | 1.822 | 0 | 0 | 0 | 0 | 23.4668 | 1.2254 | 3.0551 | 0 | 0.032612 | -0.5977 | 0.74789 | 0.22757 | 0 | 35.2835 | 24.3124 | -6.483 | 0 | 0.60707 | 0 | 1.6728 | 0.15237
2025_01_24 Hr 12 | 0.52215 | 2.8861e-05 | 0 | 0 | 0 | 0 | 0 | 0 | 0 | 0 | 0 | 0.0031592 | 0.27 | 0.010541 | 1.6399 | 1.6399 | 10.0134 | 0 | 0.0016124 | 0.0058432 | 0.0039341 | 0 | 0 | 0 | 0 | 0 | 0 | 0.06302 | 0.016238 | 0 | 0 | 10.5106 | 2.0585 | 0 | 0.60107 | 0.79648 | 0 | 0 | 0 | 0 | -6.2619 | 0.056408 | 0 | 0.029698 | 0 | -0.17358 | 0 | 0 | 0 | 0 | 0 | 0 | 0 | 0 | 3.0423 | 0 | 0 | 0 | -3.3188 | 0 | 0 | 0 | 0 | 0 | 0 | 0 | 0 | 0 | 0 | 0 | 0 | 0 | -2.3937 | 0 | 7.1535 | 0 | 1.822 | 0 | 0 | 0 | 0 | 23.8038 | 1.2254 | 3.0551 | 0 | 0.032612 | -0.52215 | 0.74789 | 0.22757 | 0 | 35.2812 | 24.1476 | -6.4082 | 0 | 0.60707 | 0 | 1.6728 | 0.15222
2025_01_24 Hr 13 | 0.52222 | 3.4022e-05 | 0 | 0 | 0 | 0 | 0 | 0 | 0 | 0 | 0 | 0.0031592 | 0.63 | 0.023815 | 1.6399 | 1.6399 | 8.1851 | 0 | 0.0016124 | 0.0058432 | 0.0039341 | 0 | 0 | 0 | 0 | 0 | 0 | 0.06302 | 0.016238 | 0 | 0 | 10.4484 | 2.0585 | 0 | 0.59685 | 0.79648 | 0 | 0 | 0 | 0 | -4.1627 | 0.056408 | 0 | 0.028757 | 0 | -0.16801 | 0 | 0 | 0 | 0 | 0 | 0 | 0 | 0 | 2.9733 | 0 | 0 | 0 | -3.3188 | 0 | 0 | 0 | 0 | 0 | 0 | 0 | 0 | 0 | 0 | 0 | 0 | 0 | -2.3937 | 0 | 6.523 | 0 | 1.822 | 0 | 0 | 0 | 0 | 21.9134 | 1.2254 | 3.0551 | 0 | 0.032612 | -0.52222 | 0.74789 | 0.22757 | 0 | 35.165 | 23.817 | -6.4027 | 0 | 0.60707 | 0 | 1.6728 | 0.15206
2025_01_24 Hr 14 | 0.52222 | 3.8498e-05 | 0 | 0 | 0 | 0 | 0 | 0 | 0 | 0 | 0 | 0.0031592 | 0.99 | 0.038249 | 1.6399 | 1.6399 | 9.2998 | 0 | 0.0016124 | 0.0058432 | 0.0039341 | 0 | 0 | 0 | 0 | 0 | 0 | 0.06302 | 0.016238 | 0 | 0 | 10.4277 | 2.0585 | 0 | 0.59545 | 0.79648 | 0 | 0 | 0 | 0 | -5.5043 | 0.056408 | 0 | 0.029391 | 0 | -0.17176 | 0 | 0 | 0 | 0 | 0 | 0 | 0 | 0 | 1.7283 | 0 | 0 | 0 | -3.3188 | 0 | 0 | 0 | 0 | 0 | 0 | 0 | 0 | 0 | 0 | 0 | 0 | 0 | -2.3937 | 0 | 6.9994 | 0 | 1.822 | 0 | 0 | 0 | 0 | 23.0074 | 1.2254 | 3.0551 | 0 | 0.032612 | -0.52222 | 0.74789 | 0.22757 | 0 | 34.5175 | 23.421 | -6.4065 | 0 | 0.60707 | 0 | 1.6728 | 0.15151
2025_01_24 Hr 15 | 0.45429 | 3.9597e-05 | 0 | 0 | 0 | 0 | 0 | 0 | 0 | 0 | 0 | 0.0031592 | 1.2 | 0.044128 | 1.6399 | 1.6399 | 8.1256 | 0.063998 | 0.0016124 | 0.0058432 | 0.0039341 | 0 | 0 | 0 | 0 | 0 | 0 | 0.06302 | 0.016238 | 0 | 0 | 8.5989 | 2.0585 | 0 | 0.47134 | 0.79648 | 0 | 0 | 0 | 0 | -2.238 | 0.056408 | 0 | 0.027974 | 0 | -0.16338 | 0 | 0 | 0 | 0 | 0 | 0 | 0 | 0 | 2.0024 | 0 | 0 | 0 | -3.3188 | 0 | 0 | 0 | 0 | 0 | 0 | 0 | 0 | 0 | 0 | 0 | 0 | 0 | -2.3937 | 0 | 3.6659 | 0 | 1.822 | 0 | 0 | 0 | 0 | 20.0684 | 1.2254 | 3.0551 | 0 | 0.032612 | -0.45429 | 0.74789 | 0.22757 | 0 | 31.8857 | 20.3854 | -6.3302 | 0 | 0.60707 | 0 | 1.6728 | 0.1516
2025_01_24 Hr 16 | 0.045117 | 3.2297e-05 | 0 | 0 | 0 | 0 | 0 | 0 | 0 | 0 | 0 | 0.0031592 | 1.44 | 0.056741 | 1.6399 | 1.6399 | 8.3417 | 0.128 | 0.0016124 | 0.0058432 | 0.0039341 | 0 | 0 | 0 | 0 | 0 | 0 | 0.06302 | 0.016238 | 0 | 0 | 9.15 | 2.0585 | 0 | 0.50874 | 0.79648 | 0 | 0 | 0 | 0.098923 | -3.0467 | 0.056408 | 0 | 0.029975 | 0 | -0.17522 | 0 | 0 | 0 | 0 | 0 | 0 | 0 | 0 | 2.3508 | 0 | 0 | 0 | -3.3188 | 0 | 0 | 0 | 0 | 0 | 0 | 0 | 0 | 0 | 0 | 0 | 0 | 0 | -2.3937 | 0 | 3.601 | 0 | 1.822 | 0 | 0 | 0 | 0 | 20.8995 | 1.2254 | 3.0551 | 0 | 0.032612 | -0.045117 | 0.74789 | 0.22757 | 0 | 32.5685 | 20.5496 | -5.9328 | 0 | 0.60707 | 0 | 1.6728 | 0.15139
2025_01_24 Hr 17 | 0.068002 | 9.5963e-06 | 0 | 0 | 0 | 0 | 0 | 0 | 0 | 0 | 0 | 0.0031592 | 1.62 | 0.087937 | 1.6399 | 1.6399 | 10.0136 | 0.76798 | 0.0016124 | 0.0058432 | 0.0039341 | 0 | 0 | 0 | 0 | 0 | 0 | 0.06302 | 0.016238 | 0 | 0 | 10.5106 | 2.0585 | 0 | 0.60107 | 0.79648 | 0 | 0 | 0 | 1.456 | 0 | 0.056408 | 0 | 0.041293 | 0 | -0.24217 | 0 | 0 | 0 | 0 | 0 | 0 | 0 | 0 | 2.8354 | 0 | 0 | 0 | -3.3188 | 0 | 0 | 0 | 0 | 0 | 0 | 0 | 0 | 0 | 0 | 0 | 0 | 0 | -2.3937 | 0 | 0 | -6.5216 | 1.822 | 0 | 0 | 0 | 0 | 24.572 | 1.2254 | 3.0551 | 0 | 0.032612 | -0.068002 | 0.74789 | 0.22757 | 0 | 31.2442 | 17.7605 | -12.5443 | 0 | 0.60707 | 0 | 1.6728 | 0.15235
2025_01_24 Hr 18 | 0 | 0 | 0 | 0 | 0 | 0 | 0 | 0 | 0 | 0 | 0 | 0.0031592 | 2.25 | 0.12175 | 1.6399 | 1.6399 | 11.7353 | 0.76798 | 0.0016124 | 0.0058432 | 0.0039341 | 0 | 0 | 0 | 0 | 0 | 0 | 0.06302 | 0.016238 | 0 | 0 | 10.5106 | 2.0585 | 0 | 0.60107 | 0.79648 | 0 | 0 | 0 | 0.14367 | -1.2378 | 0.056408 | 0 | 0.041162 | 0 | -0.2414 | 0 | 0 | 0 | 0 | 0 | 0 | 0 | 0 | 2.0732 | 0 | 0 | 0 | -3.3188 | 0 | 0 | 0 | 0 | 0 | 0 | 0 | 0 | 0 | 0 | 0 | 0 | 0 | -2.3937 | 0 | 0 | -6.0634 | 1.822 | 0 | 0 | 0 | 0 | 26.2936 | 1.2254 | 3.0551 | 0 | 0.032612 | 0 | 0.74789 | 0.22757 | 0 | 30.7776 | 17.5955 | -12.0173 | 0 | 0.60707 | 0 | 1.6728 | 0.15376
2025_01_24 Hr 19 | 0 | 0 | 0 | 0 | 0 | 0 | 0 | 0 | 0 | 0 | 0 | 0.0031592 | 2.52 | 0.14355 | 1.6399 | 1.6399 | 11.7353 | 0.76798 | 0.0016124 | 0.0058432 | 0.0039341 | 0 | 0 | 0 | 0 | 0 | 0 | 0.06302 | 0.016238 | 0 | 0 | 10.5106 | 2.0585 | 0 | 0.60107 | 0.79648 | 0 | 0 | 0 | 0.016422 | -1.1399 | 0.056408 | 0 | 0.043333 | 0 | -0.25424 | 0 | 0 | 0 | 0 | 0 | 0 | 0 | 0 | 2.1427 | 0 | 0 | 0 | -3.3188 | 0 | 0 | 0 | 0 | 0 | 0 | 0 | 0 | 0 | 0 | 0 | 0 | 0 | -2.3937 | 0 | 0 | -5.4052 | 1.822 | 0 | 0 | 0 | 0 | 26.2936 | 1.2254 | 3.0551 | 0 | 0.032612 | 0 | 0.74789 | 0.22757 | 0 | 31.7534 | 17.9552 | -11.3719 | 0 | 0.60707 | 0 | 1.6728 | 0.15215
2025_01_24 Hr 20 | 0 | 0 | 0 | 0 | 0 | 0 | 0 | 0 | 0 | 0 | 0 | 0.0031592 | 2.64 | 0.14577 | 1.6399 | 1.6399 | 11.7353 | 0.76798 | 0.0016124 | 0.0058432 | 0.0039341 | 0 | 0 | 0 | 0 | 0 | 0 | 0.06302 | 0.016238 | 0 | 0 | 10.5106 | 2.0585 | 0 | 0.60107 | 0.79648 | 0 | 0 | 0 | 0 | -1.1081 | 0.056408 | 0 | 0.042002 | 0 | -0.24637 | 0 | 0 | 0 | 0 | 0 | 0 | 0 | 0 | 2.9721 | 0 | 0 | 0 | -3.3188 | 0 | 0 | 0 | 0 | 0 | 0 | 0 | 0 | 0 | 0 | 0 | 0 | 0 | -2.3937 | 0 | 0 | -5.9486 | 1.822 | 0 | 0 | 0 | 0.021762 | 26.2936 | 1.2254 | 3.0551 | 0 | 0.032612 | 0 | 0.74789 | 0.22757 | 0 | 32.2059 | 18.9279 | -11.9075 | 0 | 0.60707 | 0 | 1.6728 | 0.15146
2025_01_24 Hr 21 | 0 | 0 | 0 | 0 | 0 | 0 | 0 | 0 | 0 | 0 | 0 | 0.0031592 | 2.7 | 0.11798 | 1.6399 | 1.6399 | 11.7353 | 0 | 0.0016124 | 0.0058432 | 0.0039341 | 0 | 0 | 0 | 0 | 0 | 0 | 0.06302 | 0.016238 | 0 | 0 | 10.5106 | 2.0585 | 0 | 0.60107 | 0.79648 | 0 | 0 | 0 | 0 | -0.92354 | 0.056408 | 0 | 0.033242 | 0 | -0.19454 | 0 | 0 | 0 | 0 | 0 | 0 | 0 | 0 | 3.5269 | 0 | 0 | 0 | -3.3188 | 0 | 0 | 0 | 0 | 0 | 0 | 0 | 0 | 0 | 0 | 0 | 0 | 0 | -2.3937 | 0 | 0 | -3.5684 | 1.822 | 0 | 0 | 0 | 0.060934 | 25.5257 | 1.2254 | 3.0551 | 0 | 0.032612 | 0 | 0.74789 | 0.22757 | 0 | 34.6795 | 19.5529 | -9.4755 | 0 | 0.60707 | 0 | 1.6728 | 0.15027
2025_01_24 Hr 22 | 0 | 0 | 0 | 0 | 0 | 0 | 0 | 0 | 0 | 0 | 0 | 0.0031592 | 2.58 | 0.1065 | 1.6399 | 1.6399 | 11.657 | 0 | 0.0016124 | 0.0058432 | 0.0039341 | 0 | 0 | 0 | 0 | 0 | 0 | 0.06302 | 0.016238 | 0 | 0 | 10.5106 | 2.0585 | 0 | 0.60107 | 0.79648 | 0 | 0 | 0 | 0 | -3.9324 | 0.056408 | 0 | 0.031401 | 0 | -0.18365 | 0 | 0 | 0 | 0 | 0 | 0 | 0 | 0 | 3.8033 | 0 | 0 | 0 | -3.3188 | 0 | 0 | 0 | 0 | 0 | 0 | 0 | 0 | 0 | 0 | 0 | 0 | 0 | -2.3937 | 0 | 0 | -0.44664 | 1.822 | 0 | 0 | 0 | 0.039172 | 25.4474 | 1.2254 | 3.0551 | 0 | 0.032612 | 0 | 0.74789 | 0.22757 | 0 | 34.8473 | 19.6751 | -6.3428 | 0 | 0.60707 | 0 | 1.6728 | 0.14926
2025_01_24 Hr 23 | 0 | 0 | 0 | 0 | 0 | 0 | 0 | 0 | 0 | 0 | 0 | 0.0031592 | 2.64 | 0.13444 | 1.6399 | 1.6399 | 11.7768 | 0 | 0.0016124 | 0.0058432 | 0.0039341 | 0 | 0 | -0.44221 | 0 | -0.54846 | 0 | 0.06302 | 0.016238 | 0 | 0 | 10.5222 | 2.0585 | 0 | 0.60344 | 0.79648 | 0 | 0 | 0 | 0 | -1.2028 | 0.056408 | 0 | 0.038739 | 0 | -0.22706 | 0 | 0 | 0 | 0 | 0 | 0 | 0 | 0 | 4.0096 | 0 | 0 | 0 | 0 | -2.4813 | 0 | 0 | 0 | 0 | 0 | 0 | 0 | 0 | 0 | 0 | 0 | 0 | 0 | 0 | 0 | -6.5092 | 1.822 | 0 | 0 | 0 | 0.030467 | 25.5789 | 1.2254 | 3.0551 | 0 | 0.032612 | 0 | 0.74789 | 0.22757 | 0 | 34.1291 | 19.9613 | -10.2082 | 0 | 0.60707 | 0 | 1.6728 | 0.14757
2025_01_24 Hr 24 | 0 | 0 | 0 | 0 | 0 | 0 | 0 | 0 | 0 | 0 | 0 | 0.0031592 | 2.58 | 0.13393 | 1.6399 | 1.6399 | 11.7768 | 0 | 0.0016124 | 0.0058432 | 0.0039341 | 0 | 0 | -0.41577 | 0 | -0.52202 | 0 | 0.06302 | 0.016238 | 0 | 0 | 10.5222 | 2.0585 | 0 | 0.60344 | 0.79648 | 0 | 0 | 0 | 0 | -1.2333 | 0.056408 | 0 | 0.03949 | 0 | -0.2315 | 0 | 0 | 0 | 0 | 0 | 0 | 0 | 0 | 4.4252 | 0 | 0 | 0 | 0 | -2.4813 | 0 | 0 | 0 | 0 | 0 | 0 | 0 | 0 | 0 | 0 | 0 | 0 | 0 | 0 | 0 | -6.358 | 1.822 | 0 | 0 | 0 | 0 | 25.5789 | 1.2254 | 3.0551 | 0 | 0.032612 | 0 | 0.74789 | 0.22757 | 0 | 34.6212 | 20.2842 | -10.0086 | 0 | 0.60707 | 0 | 1.6728 | 0.1459
2025_01_25 Hr 01 | 0 | 0 | 0 | 0 | 0 | 0 | 0 | 0 | 0 | 0 | 0 | 0.0031592 | 2.64 | 0.12724 | 1.6399 | 1.6399 | 11.2761 | 0 | 0.0016124 | 0.0058432 | 0.0039341 | 0 | 0 | -0.51527 | 0 | -0.62152 | 0 | 0.06302 | 0.016238 | 0 | 0 | 10.0746 | 2.0585 | 0 | 0.60344 | 0.79648 | 0 | 0 | 0 | 0 | -4.8409 | 0.056408 | 0 | 0.036664 | 0 | -0.21478 | 0 | 0 | 0 | 0 | 0 | 0 | 0 | 0 | 4.2867 | 0 | 0 | 0 | 0 | -2.4813 | 0 | 0 | 0 | 0 | 0 | 0 | 0 | 0 | 0 | 0 | 0 | 0 | 0 | 0 | 0 | -5.5465 | 1.822 | 0 | 0 | 0 | 0 | 24.6305 | 1.2254 | 3.0551 | 0 | 0.032612 | 0 | 0.74789 | 0.22757 | 0 | 30.6082 | 20.198 | -9.3794 | 0 | 0.60707 | 0 | 1.6728 | 0.14487
2025_01_25 Hr 02 | 0 | 0 | 0 | 0 | 0 | 0 | 0 | 0 | 0 | 0 | 0 | 0.0031592 | 2.76 | 0.1328 | 1.6399 | 1.6399 | 11.2761 | 0 | 0.0016124 | 0.0058432 | 0.0039341 | 0 | 0 | -0.5174 | 0 | -0.62365 | 0 | 0.06302 | 0.016238 | 0 | 0 | 10.0746 | 2.0585 | 0 | 0.60344 | 0.79648 | 0 | 0 | 0 | 0 | -4.8233 | 0.056408 | 0 | 0.036603 | 0 | -0.21443 | 0 | 0 | 0 | 0 | 0 | 0 | 0 | 0 | 3.5952 | 0 | 0 | 0 | 0 | -2.4813 | 0 | 0 | 0 | 0 | 0 | 0 | 0 | 0 | 0 | 0 | 0 | 0 | 0 | 0 | 0 | -4.6528 | 1.822 | 0 | 0 | 0 | 0 | 24.6305 | 1.2254 | 3.0551 | 0 | 0.032612 | 0 | 0.74789 | 0.22757 | 0 | 30.9492 | 19.6315 | -8.4895 | 0 | 0.60707 | 0 | 1.6728 | 0.14428
2025_01_25 Hr 03 | 0 | 0 | 0 | 0 | 0 | 0 | 0 | 0 | 0 | 0 | 0 | 0.0031592 | 2.79 | 0.15784 | 1.6399 | 1.6399 | 11.2761 | 0 | 0.0016124 | 0.0058432 | 0.0039341 | 0 | 0 | -0.29085 | 0 | -0.3971 | 0 | 0.06302 | 0.016238 | 0 | 0 | 10.0746 | 2.0585 | 0 | 0.60344 | 0.79648 | 0 | 0 | 0 | 0 | -1.3203 | 0.056408 | 0 | 0.043037 | 0 | -0.25249 | 0 | 0 | 0 | 0 | 0 | 0 | 0 | 0 | 3.3181 | 0 | 0 | 0 | 0 | -2.4813 | 0 | 0 | 0 | 0 | 0 | 0 | 0 | 0 | 0 | 0 | 0 | 0 | 0 | 0 | 0 | -9.9249 | 1.822 | 0 | 0 | 0 | 0.039172 | 24.6305 | 1.2254 | 3.0551 | 0 | 0.032612 | 0 | 0.74789 | 0.22757 | 0 | 29.412 | 19.4483 | -13.3466 | 0 | 0.60707 | 0 | 1.6728 | 0.14399
2025_01_25 Hr 04 | 0 | 0 | 0 | 0 | 0 | 0 | 0 | 0 | 0 | 0 | 0 | 0.0031592 | 2.73 | 0.16241 | 1.6399 | 1.6399 | 11.2761 | 0 | 0.0016124 | 0.0058432 | 0.0039341 | 0 | 0 | -0.21273 | 0 | -0.31898 | 0 | 0.06302 | 0.016238 | 0 | 0 | 10.0746 | 2.0585 | 0 | 0.60344 | 0.79648 | 0 | 0 | 0 | 0 | -1.3914 | 0.056408 | 0 | 0.045256 | 0 | -0.26561 | 0 | 0 | 0 | 0 | 0 | 0 | 0 | 0 | 3.3883 | 0 | 0 | 0 | 0 | -2.4813 | 0 | 0 | 0 | 0 | 0 | 0 | 0 | 0 | 0 | 0 | 0 | 0 | 0 | 0 | 0 | -9.1527 | 1.822 | 0 | 0 | 0 | 0.047877 | 24.6305 | 1.2254 | 3.0551 | 0 | 0.032612 | 0 | 0.74789 | 0.22757 | 0 | 30.279 | 19.4711 | -12.4313 | 0 | 0.60707 | 0 | 1.6728 | 0.14334
2025_01_25 Hr 05 | 0 | 0 | 0 | 0 | 0 | 0 | 0 | 0 | 0 | 0 | 0 | 0.0031592 | 2.46 | 0.14297 | 1.6399 | 1.6399 | 11.2761 | 0 | 0.0016124 | 0.0058432 | 0.0039341 | 0 | 0 | -0.24952 | 0 | -0.35577 | 0 | 0.06302 | 0.016238 | 0 | 0 | 10.0746 | 2.0585 | 0 | 0.60344 | 0.79648 | 0 | 0 | 0 | 0 | -1.345 | 0.056408 | 0 | 0.044211 | 0 | -0.25943 | 0 | 0 | 0 | 0 | 0 | 0 | 0 | 0 | 3.0411 | 0 | 0 | 0 | 0 | -2.4813 | 0 | 0 | 0 | 0 | 0 | 0 | 0 | 0 | 0 | 0 | 0 | 0 | 0 | 0 | 0 | -9.2475 | 1.822 | 0 | 0 | 0 | 0.10881 | 24.6305 | 1.2254 | 3.0551 | 0 | 0.032612 | 0 | 0.74789 | 0.22757 | 0 | 29.5883 | 18.8963 | -12.5935 | 0 | 0.60707 | 0 | 1.6728 | 0.14424
2025_01_25 Hr 06 | 0 | 0 | 0 | 0 | 0 | 0 | 0 | 0 | 0 | 0 | 0 | 0.0031592 | 2.22 | 0.13017 | 1.6399 | 1.6399 | 11.2761 | 0 | 0.0016124 | 0.0058432 | 0.0039341 | 0 | 0 | -0.23562 | 0 | -0.34187 | 0 | 0.06302 | 0.016238 | 0 | 0 | 10.0746 | 2.0585 | 0 | 0.60344 | 0.79648 | 0 | 0 | 0 | 0 | -1.3072 | 0.056408 | 0 | 0.044606 | 0 | -0.26177 | 0 | 0 | 0 | 0 | 0 | 0 | 0 | 0 | 3.2492 | 0 | 0 | 0 | 0 | -2.4813 | 0 | 0 | 0 | 0 | 0 | 0 | 0 | 0 | 0 | 0 | 0 | 0 | 0 | 0 | 0 | -9.6332 | 1.822 | 0 | 0 | 0 | 0.069639 | 24.6305 | 1.2254 | 3.0551 | 0 | 0.032612 | 0 | 0.74789 | 0.22757 | 0 | 29.1833 | 18.8136 | -12.9537 | 0 | 0.60707 | 0 | 1.6728 | 0.14544
2025_01_25 Hr 07 | 0 | 0 | 0 | 0 | 0 | 0 | 0 | 0 | 0 | 0 | 0 | 0.0031592 | 1.95 | 0.11619 | 1.6399 | 1.6399 | 11.2363 | 0.73533 | 0.0016124 | 0.0058432 | 0.0039341 | 0 | 0 | 0 | 0 | 0 | 0 | 0.06302 | 0.016238 | 0 | 0 | 10.0634 | 2.0585 | 0 | 0.60107 | 0.79648 | 0 | 0 | 0 | 0 | -1.2343 | 0.056408 | 0 | 0.045329 | 0 | -0.26604 | 0 | 0 | 0 | 0 | 0 | 0 | 0 | 0 | 2.905 | 0 | 0 | 0 | -3.3188 | 0 | 0 | 0 | 0 | 0 | 0 | 0 | 0 | 0 | 0 | 0 | 0 | 0 | -2.3937 | 0 | 0 | -7.6116 | 1.822 | 0 | 0 | 0 | 0.039172 | 25.3149 | 1.2254 | 3.0551 | 0 | 0.032612 | 0 | 0.74789 | 0.22757 | 0 | 28.6445 | 18.1541 | -13.5902 | 0 | 0.60707 | 0 | 1.6728 | 0.14694
2025_01_25 Hr 08 | 0 | 0 | 0 | 0 | 0 | 0 | 0 | 0 | 0 | 0 | 0 | 0.0031592 | 1.86 | 0.11471 | 1.6399 | 1.6399 | 11.2363 | 0.55149 | 0.0016124 | 0.0058432 | 0.0039341 | 0 | 0 | 0 | 0 | 0 | 0 | 0.06302 | 0.016238 | 0 | 0 | 10.0634 | 2.0585 | 0 | 0.60107 | 0.79648 | 0 | 0 | 0 | 0 | -0.92011 | 0.056408 | 0 | 0.046917 | 0 | -0.27544 | 0 | 0 | 0 | 0 | 0 | 0 | 0 | 0 | 2.6273 | 0 | 0 | 0 | -3.3188 | 0 | 0 | 0 | 0 | 0 | 0 | 0 | 0 | 0 | 0 | 0 | 0 | 0 | -2.3937 | 0 | 0 | -7.4488 | 1.822 | 0 | 0 | 0 | 0.16104 | 25.1311 | 1.2254 | 3.0551 | 0 | 0.032612 | 0 | 0.74789 | 0.22757 | 0 | 28.6825 | 17.9083 | -13.4367 | 0 | 0.60707 | 0 | 1.6728 | 0.1484
2025_01_25 Hr 09 | 0 | 0 | 0 | 0 | 0 | 0 | 0 | 0 | 0 | 0 | 0 | 0.0031592 | 1.62 | 0.079001 | 1.6399 | 1.6399 | 11.2363 | 0.49022 | 0.0016124 | 0.0058432 | 0.0039341 | 0 | 0 | 0 | 0 | 0 | 0 | 0.06302 | 0.016238 | 0 | 0 | 10.0634 | 2.0585 | 0 | 0.60107 | 0.79648 | 0 | 0 | 0 | 0 | -0.68533 | 0.056408 | 0 | 0.037097 | 0 | -0.21735 | 0 | 0 | 0 | 0 | 0 | 0 | 0 | 0 | 2.4204 | 0 | 0 | 0 | -3.3188 | 0 | 0 | 0 | 0 | 0 | 0 | 0 | 0 | 0 | 0 | 0 | 0 | 0 | -2.3937 | 0 | 0 | -4.3666 | 1.822 | 0 | 0 | 0 | 0.0087049 | 25.0698 | 1.2254 | 3.0551 | 0 | 0.032612 | 0 | 0.74789 | 0.22757 | 0 | 31.3626 | 17.2746 | -10.2964 | 0 | 0.60707 | 0 | 1.6728 | 0.14966
2025_01_25 Hr 10 | 0.067929 | 2.3446e-05 | 0 | 0 | 0 | 0 | 0 | 0 | 0 | 0 | 0 | 0.0031592 | 1.02 | 0.048002 | 1.6399 | 1.6399 | 11.2363 | 0.30639 | 0.0016124 | 0.0058432 | 0.0039341 | 0 | 0 | 0 | 0 | 0 | 0 | 0.06302 | 0.016238 | 0 | 0 | 10.0634 | 2.0585 | 0 | 0.60107 | 0.79648 | 0 | 0 | 0 | 0.057533 | -0.62175 | 0.056408 | 0 | 0.0358 | 0 | -0.20967 | 0 | 0 | 0 | 0 | 0 | 0 | 0 | 0 | 2.7652 | 0 | 0 | 0 | -3.3188 | 0 | 0 | 0 | 0 | 0 | 0 | 0 | 0 | 0 | 0 | 0 | 0 | 0 | -2.3937 | 0 | 0 | -2.4699 | 1.822 | 0 | 0 | 0 | 0.030467 | 24.886 | 1.2254 | 3.0551 | 0 | 0.032612 | -0.067929 | 0.74789 | 0.22757 | 0 | 32.9401 | 17.0783 | -8.46 | 0 | 0.60707 | 0 | 1.6728 | 0.14987
2025_01_25 Hr 11 | 0.090814 | 0.0001146 | 0 | 0 | 0 | 0 | 0 | 0 | 0 | 0 | 0 | 0.0031592 | 0.54 | 0.023769 | 1.6399 | 1.6399 | 11.2363 | 0.18383 | 0.0016124 | 0.0058432 | 0.0039341 | 0 | 0 | 0 | 0 | 0 | 0 | 0.06302 | 0.016238 | 0 | 0 | 10.0634 | 2.0585 | 0 | 0.60107 | 0.79648 | 0 | 0 | 0 | 0 | -1.1737 | 0.056408 | 0 | 0.033484 | 0 | -0.19597 | 0 | 0 | 0 | 0 | 0 | 0 | 0 | 0 | 2.7658 | 0 | 0 | 0 | -3.3188 | 0 | 0 | 0 | 0 | 0 | 0 | 0 | 0 | 0 | 0 | 0 | 0 | 0 | -2.3937 | 0 | 0 | -0.41465 | 1.822 | 0 | 0 | 0 | 0.35255 | 24.7634 | 1.2254 | 3.0551 | 0 | 0.032612 | -0.090814 | 0.74789 | 0.22757 | 0 | 34.0953 | 16.9195 | -6.4139 | 0 | 0.60707 | 0 | 1.6728 | 0.14964
2025_01_25 Hr 12 | 0.15853 | 0.0001977 | 0 | 0 | 0 | 0 | 0 | 0 | 0 | 0 | 0 | 0.0031592 | 0.51 | 0.023065 | 1.6399 | 1.6399 | 11.2363 | 0.36766 | 0.0016124 | 0.0058432 | 0.0039341 | 0 | 0 | 0 | 0 | 0 | 0 | 0.06302 | 0.016238 | 0 | 0 | 10.0634 | 2.0585 | 0 | 0.60107 | 0.79648 | 0 | 0 | 0 | 0 | -1.4066 | 0.056408 | 0 | 0.034404 | 0 | -0.20141 | 0 | 0 | 0 | 0 | 0 | 0 | 0 | 0 | 2.0054 | 0 | 0 | 0 | -3.3188 | 0 | 0 | 0 | 0 | 0 | 0 | 0 | 0 | 0 | 0 | 0 | 0 | 0 | -2.3937 | 0 | 2.2952 | 0 | 1.822 | 0 | 0 | 0 | 0.23939 | 24.9472 | 1.2254 | 3.0551 | 0 | 0.032612 | -0.15853 | 0.74789 | 0.22757 | 0 | 35.8456 | 18.3774 | -6.0724 | 0 | 0.60707 | 0 | 1.6728 | 0.14878
2025_01_25 Hr 13 | 0.38643 | 0.00010392 | 0 | 0 | 0 | 0 | 0 | 0 | 0 | 0 | 0 | 0.0031592 | 0.54 | 0.024418 | 1.6399 | 1.6399 | 11.2363 | 0.30639 | 0.0016124 | 0.0058432 | 0.0039341 | 0 | 0 | 0 | 0 | 0 | 0 | 0.06302 | 0.016238 | 0 | 0 | 10.0634 | 2.0585 | 0 | 0.60107 | 0.79648 | 0 | 0 | 0 | 0 | -1.2677 | 0.056408 | 0 | 0.034399 | 0 | -0.20139 | 0 | 0 | 0 | 0 | 0 | 0 | 0 | 0 | 1.7979 | 0 | 0 | 0 | -3.3188 | 0 | 0 | 0 | 0 | 0 | 0 | 0 | 0 | 0 | 0 | 0 | 0 | 0 | -2.3937 | 0 | 3.2109 | 0 | 1.822 | 0 | 0 | 0 | 0.047877 | 24.886 | 1.2254 | 3.0551 | 0 | 0.032612 | -0.38643 | 0.74789 | 0.22757 | 0 | 36.4707 | 19.1527 | -6.3003 | 0 | 0.60707 | 0 | 1.6728 | 0.14823
2025_01_25 Hr 14 | 0.22653 | 6.3952e-05 | 0 | 0 | 0 | 0 | 0 | 0 | 0 | 0 | 0 | 0.0031592 | 0.57 | 0.025775 | 1.6399 | 1.6399 | 11.2363 | 0.30639 | 0.0016124 | 0.0058432 | 0.0039341 | 0 | 0 | 0 | 0 | 0 | 0 | 0.06302 | 0.016238 | 0 | 0 | 10.0634 | 2.0585 | 0 | 0.60107 | 0.79648 | 0 | 0 | 0 | 0 | -1.286 | 0.056408 | 0 | 0.034398 | 0 | -0.20138 | 0 | 0 | 0 | 0 | 0 | 0 | 0 | 0 | 1.9358 | 0 | 0 | 0 | -3.3188 | 0 | 0 | 0 | 0 | 0 | 0 | 0 | 0 | 0 | 0 | 0 | 0 | 0 | -2.3937 | 0 | 2.8514 | 0 | 1.822 | 0 | 0 | 0 | 0 | 24.886 | 1.2254 | 3.0551 | 0 | 0.032612 | -0.22653 | 0.74789 | 0.22757 | 0 | 36.2138 | 18.7543 | -6.1404 | 0 | 0.60707 | 0 | 1.6728 | 0.14788
2025_01_25 Hr 15 | 0.31807 | 4.1441e-05 | 0 | 0 | 0 | 0 | 0 | 0 | 0 | 0 | 0 | 0.0031592 | 1.05 | 0.051084 | 1.6399 | 1.6399 | 10.337 | 0.30639 | 0.0016124 | 0.0058432 | 0.0039341 | 0 | 0 | 0 | 0 | 0 | 0 | 0.06302 | 0.016238 | 0 | 0 | 9.5082 | 2.0585 | 0 | 0.56172 | 0.79648 | 0 | 0 | 0 | 1.1706 | -1.0473 | 0.056408 | 0 | 0.03701 | 0 | -0.21683 | 0 | 0 | 0 | 0 | 0 | 0 | 0 | 0 | 1.3835 | 0 | 0 | 0 | -3.3188 | 0 | 0 | 0 | 0 | 0 | 0 | 0 | 0 | 0 | 0 | 0 | 0 | 0 | -2.3937 | 0 | 2.8146 | 0 | 1.822 | 0 | 0 | 0 | 0 | 23.4315 | 1.2254 | 3.0551 | 0 | 0.032612 | -0.31807 | 0.74789 | 0.22757 | 0 | 36.0299 | 18.7225 | -6.2474 | 0 | 0.60707 | 0 | 1.6728 | 0.14767
2025_01_25 Hr 16 | 0.1586 | 1.1625e-05 | 0 | 0 | 0 | 0 | 0 | 0 | 0 | 0 | 0 | 0.0031592 | 1.56 | 0.070527 | 1.6399 | 1.6399 | 10.7117 | 0.30639 | 0.0016124 | 0.0058432 | 0.0039341 | 0 | 0 | 0 | 0 | 0 | 0 | 0.06302 | 0.016238 | 0 | 0 | 10.0039 | 2.0585 | 0 | 0.59685 | 0.79648 | 0 | 0 | 0 | 0.36677 | -1.1412 | 0.056408 | 0 | 0.034391 | 0 | -0.20134 | 0 | 0 | 0 | 0 | 0 | 0 | 0 | 0 | 1.3139 | 0 | 0 | 0 | -3.3188 | 0 | 0 | 0 | 0 | 0 | 0 | 0 | 0 | 0 | 0 | 0 | 0 | 0 | -2.3937 | 0 | 3.1382 | 0 | 1.822 | 0 | 0 | 0 | 0 | 24.3019 | 1.2254 | 3.0551 | 0 | 0.032612 | -0.1586 | 0.74789 | 0.22757 | 0 | 36.8368 | 19.3818 | -6.0724 | 0 | 0.60707 | 0 | 1.6728 | 0.1479
2025_01_25 Hr 17 | 0 | 9.3165e-07 | 0 | 0 | 0 | 0 | 0 | 0 | 0 | 0 | 0 | 0.0031592 | 2.01 | 0.11652 | 1.6399 | 1.6399 | 11.2363 | 0.73533 | 0.0016124 | 0.0058432 | 0.0039341 | 0 | 0 | 0 | 0 | 0 | 0 | 0.06302 | 0.016238 | 0 | 0 | 10.0634 | 2.0585 | 0 | 0.60107 | 0.79648 | 0 | 0 | 0 | 0 | -1.1275 | 0.056408 | 0 | 0.044098 | 0 | -0.25876 | 0 | 0 | 0 | 0 | 0 | 0 | 0 | 0 | 1.176 | 0 | 0 | 0 | -3.3188 | 0 | 0 | 0 | 0 | 0 | 0 | 0 | 0 | 0 | 0 | 0 | 0 | 0 | -2.3937 | 0 | 4.9561 | 0 | 1.822 | 0 | 0 | 0 | 0.021762 | 25.3149 | 1.2254 | 3.0551 | 0 | 0.032612 | 0 | 0.74789 | 0.22757 | 0 | 39.6423 | 21.4261 | -5.9713 | 0 | 0.60707 | 0 | 1.6728 | 0.1489
2025_01_25 Hr 18 | 0 | 0 | 0 | 0 | 0 | 0 | 0 | 0 | 0 | 0 | 0 | 0.0031592 | 2.37 | 0.13661 | 1.6399 | 1.6399 | 11.2363 | 0.73533 | 0.0016124 | 0.0058432 | 0.0039341 | 0 | 0 | 0 | 0 | 0 | 0 | 0.06302 | 0.016238 | 0 | 0 | 10.0634 | 2.0585 | 0 | 0.60107 | 0.79648 | 0 | 0 | 0 | 0.0012215 | -1.1236 | 0.056408 | 0 | 0.04385 | 0 | -0.2573 | 0 | 0 | 0 | 0 | 0 | 0 | 0 | 0 | 1.5208 | 0 | 0 | 0 | -3.3188 | 0 | 0 | 0 | 0 | 0 | 0 | 0 | 0 | 0 | 0 | 0 | 0 | 0 | -2.3937 | 0 | 5.1076 | 0 | 1.822 | 0 | 0 | 0 | 0.021762 | 25.3149 | 1.2254 | 3.0551 | 0 | 0.032612 | 0 | 0.74789 | 0.22757 | 0 | 40.527 | 22.3042 | -5.9698 | 0 | 0.60707 | 0 | 1.6728 | 0.15058
2025_01_25 Hr 19 | 0 | 0 | 0 | 0 | 0 | 0 | 0 | 0 | 0 | 0 | 0 | 0.0031592 | 2.79 | 0.15299 | 1.6399 | 1.6399 | 11.2363 | 0.73533 | 0.0016124 | 0.0058432 | 0.0039341 | 0 | 0 | 0 | 0 | 0 | 0 | 0.06302 | 0.016238 | 0 | 0 | 10.0634 | 2.0585 | 0 | 0.60107 | 0.79648 | 0 | 0 | 0 | 0 | -1.0968 | 0.056408 | 0 | 0.041714 | 0 | -0.24466 | 0 | 0 | 0 | 0 | 0 | 0 | 0 | 0 | 1.6594 | 0 | 0 | 0 | -3.3188 | 0 | 0 | 0 | 0 | 0 | 0 | 0 | 0 | 0 | 0 | 0 | 0 | 0 | -2.3937 | 0 | 3.7404 | 0 | 1.822 | 0 | 0 | 0 | 0.0087049 | 25.3149 | 1.2254 | 3.0551 | 0 | 0.032612 | 0 | 0.74789 | 0.22757 | 0 | 39.7599 | 21.4989 | -5.9572 | 0 | 0.60707 | 0 | 1.6728 | 0.15067
2025_01_25 Hr 20 | 0 | 0 | 0 | 0 | 0 | 0 | 0 | 0 | 0 | 0 | 0 | 0.0031592 | 2.52 | 0.14163 | 1.6399 | 1.6399 | 11.2363 | 0.73533 | 0.0016124 | 0.0058432 | 0.0039341 | 0 | 0 | 0 | 0 | 0 | 0 | 0.06302 | 0.016238 | 0 | 0 | 10.0634 | 2.0585 | 0 | 0.60107 | 0.79648 | 0 | 0 | 0 | 0 | -1.0854 | 0.056408 | 0 | 0.042753 | 0 | -0.25081 | 0 | 0 | 0 | 0 | 0 | 0 | 0 | 0 | 1.7271 | 0 | 0 | 0 | -3.3188 | 0 | 0 | 0 | 0 | 0 | 0 | 0 | 0 | 0 | 0 | 0 | 0 | 0 | -2.3937 | 0 | 4.9494 | 0 | 1.822 | 0 | 0 | 0 | 0 | 25.3149 | 1.2254 | 3.0551 | 0 | 0.032612 | 0 | 0.74789 | 0.22757 | 0 | 40.7511 | 22.4849 | -5.9633 | 0 | 0.60707 | 0 | 1.6728 | 0.14992
2025_01_25 Hr 21 | 0 | 0 | 0 | 0 | 0 | 0 | 0 | 0 | 0 | 0 | 0 | 0.0031592 | 2.7 | 0.1463 | 1.6399 | 1.6399 | 11.2363 | 0.73533 | 0.0016124 | 0.0058432 | 0.0039341 | 0 | 0 | 0 | 0 | 0 | 0 | 0.06302 | 0.016238 | 0 | 0 | 10.0634 | 2.0585 | 0 | 0.60107 | 0.79648 | 0 | 0 | 0 | 0 | -1.0565 | 0.056408 | 0 | 0.041219 | 0 | -0.24173 | 0 | 0 | 0 | 0 | 0 | 0 | 0 | 0 | 1.5904 | 0 | 0 | 0 | -3.3188 | 0 | 0 | 0 | 0 | 0 | 0 | 0 | 0 | 0 | 0 | 0 | 0 | 0 | -2.3937 | 0 | 4.4906 | 0 | 1.822 | 0 | 0 | 0 | 0.030467 | 25.3149 | 1.2254 | 3.0551 | 0 | 0.032612 | 0 | 0.74789 | 0.22757 | 0 | 40.4081 | 22.1039 | -5.9542 | 0 | 0.60707 | 0 | 1.6728 | 0.14929
2025_01_25 Hr 22 | 0 | 0 | 0 | 0 | 0 | 0 | 0 | 0 | 0 | 0 | 0 | 0.0031592 | 2.55 | 0.15017 | 1.6399 | 1.6399 | 11.2363 | 0.73533 | 0.0016124 | 0.0058432 | 0.0039341 | 0 | 0 | 0 | 0 | 0 | 0 | 0.06302 | 0.016238 | 0 | 0 | 10.0634 | 2.0585 | 0 | 0.60107 | 0.79648 | 0 | 0 | 0 | 0 | -1.1297 | 0.056408 | 0 | 0.044799 | 0 | -0.26291 | 0 | 0 | 0 | 0 | 0 | 0 | 0 | 0 | 1.3133 | 0 | 0 | 0 | -3.3188 | 0 | 0 | 0 | 0 | 0 | 0 | 0 | 0 | 0 | 0 | 0 | 0 | 0 | -2.3937 | 0 | 7.0386 | 0 | 1.822 | 0 | 0 | 0 | 0.078344 | 25.3149 | 1.2254 | 3.0551 | 0 | 0.032612 | 0 | 0.74789 | 0.22757 | 0 | 42.4851 | 24.2752 | -5.9754 | 0 | 0.60707 | 0 | 1.6728 | 0.14795
2025_01_25 Hr 23 | 0 | 0 | 0 | 0 | 0 | 0 | 0 | 0 | 0 | 0 | 0 | 0.0031592 | 2.67 | 0.15887 | 1.6399 | 1.6399 | 11.2761 | 0.73872 | 0.0016124 | 0.0058432 | 0.0039341 | 0 | 0 | -0.21246 | 0 | -0.31871 | 0 | 0.06302 | 0.016238 | 0 | 0 | 10.0746 | 2.0585 | 0 | 0.60344 | 0.79648 | 0 | 0 | 0 | 0 | -1.2977 | 0.056408 | 0 | 0.045264 | 0 | -0.26566 | 0 | 0 | 0 | 0 | 0 | 0 | 0 | 0 | 1.3829 | 0 | 0 | 0 | 0 | -2.4813 | 0 | 0 | 0 | 0 | 0 | 0 | 0 | 0 | 0 | 0 | 0 | 0 | 0 | 0 | 3.5775 | 0 | 1.822 | 0 | 0 | 0 | 0.021762 | 25.3693 | 1.2254 | 3.0551 | 0 | 0.032612 | 0 | 0.74789 | 0.22757 | 0 | 41.7501 | 20.9566 | -3.2781 | 0 | 0.60707 | 0 | 1.6728 | 0.14639
2025_01_25 Hr 24 | 0 | 0 | 0 | 0 | 0 | 0 | 0 | 0 | 0 | 0 | 0 | 0.0031592 | 2.7 | 0.14145 | 1.6399 | 1.6399 | 11.2761 | 0 | 0.0016124 | 0.0058432 | 0.0039341 | 0 | 0 | -0.40296 | 0 | -0.50921 | 0 | 0.06302 | 0.016238 | 0 | 0 | 10.0746 | 2.0585 | 0 | 0.60344 | 0.79648 | 0 | 0 | 0 | 0 | -1.2319 | 0.056408 | 0 | 0.039854 | 0 | -0.23365 | 0 | 0 | 0 | 0 | 0 | 0 | 0 | 0 | 1.5904 | 0 | 0 | 0 | 0 | -2.4813 | 0 | 0 | 0 | 0 | 0 | 0 | 0 | 0 | 0 | 0 | 0 | 0 | 0 | 0 | 4.539 | 0 | 1.822 | 0 | 0 | 0 | 0 | 24.6305 | 1.2254 | 3.0551 | 0 | 0.032612 | 0 | 0.74789 | 0.22757 | 0 | 41.8866 | 22.1151 | -3.6271 | 0 | 0.60707 | 0 | 1.6728 | 0.14502
2025_01_26 Hr 01 | 0 | 0 | 0 | 0 | 0 | 0 | 0 | 0 | 0 | 0 | 0 | 0.0031592 | 2.55 | 0.17251 | 1.6399 | 1.6399 | 11.2761 | 0 | 0.0016124 | 0.0058432 | 0.0039341 | 0 | 0 | 0.0057924 | 0 | -0.10046 | 0 | 0.06302 | 0.016238 | 0 | 0 | 10.0746 | 2.0585 | 0 | 0.60344 | 0.79648 | 0 | 0 | 0 | 0 | -1.6038 | 0.056408 | 0 | 0.051462 | 0 | -0.30232 | 0 | 0 | 0 | 0 | 0 | 0 | 0 | 0 | 1.7979 | 0 | 0 | 0 | 0 | -2.4813 | 0 | 0 | 0 | 0 | 0 | 0 | 0 | 0 | 0 | 0 | 0 | 0 | 0 | 0 | 7.1196 | 0 | 1.822 | 0 | 0 | 0 | 0 | 24.6305 | 1.2254 | 3.0551 | 0 | 0.032612 | 0 | 0.74789 | 0.22757 | 0 | 44.9314 | 24.7829 | -2.8782 | 0 | 0.60707 | 0 | 1.6728 | 0.14373
2025_01_26 Hr 02 | 0 | 0 | 0 | 0 | 0 | 0 | 0 | 0 | 0 | 0 | 0 | 0.0031592 | 2.58 | 0.11222 | 1.6399 | 1.6399 | 11.2761 | 0 | 0.0016124 | 0.0058432 | 0.0039341 | 0 | 0 | -0.64115 | 0 | -0.7474 | 0 | 0.06302 | 0.016238 | 0 | 0 | 10.0746 | 2.0585 | 0 | 0.60344 | 0.79648 | 0 | 0 | 0 | 0 | -9.2346 | 0.056408 | 0 | 0.033089 | 0 | -0.19364 | 0 | 0 | 0 | 0 | 0 | 0 | 0 | 0 | 1.8669 | 0 | 0 | 0 | 0 | -2.4813 | 0 | 0 | 0 | 0 | 0 | 0 | 0 | 0 | 0 | 0 | 0 | 0 | 0 | 0 | 9.9475 | 0 | 1.822 | 0 | 0 | 0 | 0.039172 | 24.6305 | 1.2254 | 3.0551 | 0 | 0.032612 | 0 | 0.74789 | 0.22757 | 0 | 39.0207 | 27.6883 | -4.0634 | 0 | 0.60707 | 0 | 1.6728 | 0.14336
2025_01_26 Hr 03 | 0 | 0 | 0 | 0 | 0 | 0 | 0 | 0 | 0 | 0 | 0 | 0.0031592 | 2.61 | 0.10293 | 1.6399 | 1.6399 | 11.2761 | 0 | 0.0016124 | 0.0058432 | 0.0039341 | 0 | 0 | -0.74994 | 0 | -0.85619 | 0 | 0.06302 | 0.016238 | 0 | 0 | 10.0746 | 2.0585 | 0 | 0.60344 | 0.79648 | 0 | 0 | 0 | 0 | -8.3501 | 0.056408 | 0 | 0.029999 | 0 | -0.17536 | 0 | 0 | 0 | 0 | 0 | 0 | 0 | 0 | 1.5898 | 0 | 0 | 0 | 0 | -2.4813 | 0 | 0 | 0 | 0 | 0 | 0 | 0 | 0 | 0 | 0 | 0 | 0 | 0 | 0 | 8.1415 | 0 | 1.822 | 0 | 0 | 0 | 0.030467 | 24.6305 | 1.2254 | 3.0551 | 0 | 0.032612 | 0 | 0.74789 | 0.22757 | 0 | 37.6353 | 25.6176 | -4.2627 | 0 | 0.60707 | 0 | 1.6728 | 0.14367
2025_01_26 Hr 04 | 0 | 0 | 0 | 0 | 0 | 0 | 0 | 0 | 0 | 0 | 0 | 0.0031592 | 2.79 | 0.12316 | 1.6399 | 1.6399 | 11.2761 | 0 | 0.0016124 | 0.0058432 | 0.0039341 | 0 | 0 | -0.62385 | 0 | -0.7301 | 0 | 0.06302 | 0.016238 | 0 | 0 | 10.0746 | 2.0585 | 0 | 0.60344 | 0.79648 | 0 | 0 | 0 | 0 | -9.3758 | 0.056408 | 0 | 0.03358 | 0 | -0.19654 | 0 | 0 | 0 | 0 | 0 | 0 | 0 | 0 | 1.9346 | 0 | 0 | 0 | 0 | -2.4813 | 0 | 0 | 0 | 0 | 0 | 0 | 0 | 0 | 0 | 0 | 0 | 0 | 0 | 0 | 10.1617 | 0 | 1.822 | 0 | 0 | 0 | 0.16975 | 24.6305 | 1.2254 | 3.0551 | 0 | 0.032612 | 0 | 0.74789 | 0.22757 | 0 | 39.5446 | 28.3217 | -4.0317 | 0 | 0.60707 | 0 | 1.6728 | 0.14324
2025_01_26 Hr 05 | 0 | 0 | 0 | 0 | 0 | 0 | 0 | 0 | 0 | 0 | 0 | 0.0031592 | 2.76 | 0.12481 | 1.6399 | 1.6399 | 11.2761 | 0 | 0.0016124 | 0.0058432 | 0.0039341 | 0 | 0 | -0.595 | 0 | -0.70125 | 0 | 0.06302 | 0.016238 | 0 | 0 | 10.0746 | 2.0585 | 0 | 0.60344 | 0.79648 | 0 | 0 | 0 | 0 | -9.0765 | 0.056408 | 0 | 0.0344 | 0 | -0.20139 | 0 | 0 | 0 | 0 | 0 | 0 | 0 | 0 | 2.2825 | 0 | 0 | 0 | 0 | -2.4813 | 0 | 0 | 0 | 0 | 0 | 0 | 0 | 0 | 0 | 0 | 0 | 0 | 0 | 0 | 10.2898 | 0 | 1.822 | 0 | 0 | 0 | 0.33949 | 24.6305 | 1.2254 | 3.0551 | 0 | 0.032612 | 0 | 0.74789 | 0.22757 | 0 | 40.5147 | 28.9395 | -3.9789 | 0 | 0.60707 | 0 | 1.6728 | 0.14371
2025_01_26 Hr 06 | 0 | 0 | 0 | 0 | 0 | 0 | 0 | 0 | 0 | 0 | 0 | 0.0031592 | 2.76 | 0.14238 | 1.6399 | 1.6399 | 11.2761 | 0 | 0.0016124 | 0.0058432 | 0.0039341 | 0 | 0 | -0.42444 | 0 | -0.53069 | 0 | 0.06302 | 0.016238 | 0 | 0 | 10.0746 | 2.0585 | 0 | 0.60344 | 0.79648 | 0 | 0 | 0 | 0.018389 | -1.1592 | 0.056408 | 0 | 0.039243 | 0 | -0.23004 | 0 | 0 | 0 | 0 | 0 | 0 | 0 | 0 | 2.4192 | 0 | 0 | 0 | 0 | -2.4813 | 0 | 0 | 0 | 0 | 0 | 0 | 0 | 0 | 0 | 0 | 0 | 0 | 0 | 0 | 4.743 | 0 | 1.822 | 0 | 0 | 0 | 1.0533 | 24.6305 | 1.2254 | 3.0551 | 0 | 0.032612 | 0 | 0.74789 | 0.22757 | 0 | 44.0844 | 24.2611 | -3.6664 | 0 | 0.60707 | 0 | 1.6728 | 0.14403
2025_01_26 Hr 07 | 0 | 0 | 0 | 0 | 0 | 0 | 0 | 0 | 0 | 0 | 0 | 0.0031592 | 2.76 | 0.12799 | 1.6399 | 1.6399 | 11.2363 | 0 | 0.0016124 | 0.0058432 | 0.0039341 | 0 | 0 | -0.56412 | 0 | -0.67037 | 0 | 0.06302 | 0.016238 | 0 | 0 | 10.0634 | 2.0585 | 0 | 0.60107 | 0.79648 | 0 | 0 | 0 | 0 | -1.0029 | 0.056408 | 0 | 0.035276 | 0 | -0.20658 | 0 | 0 | 0 | 0 | 0 | 0 | 0 | 0 | 2.6273 | 0 | 0 | 0 | 0 | -2.4813 | 0 | 0 | 0 | 0 | 0 | 0 | 0 | 0 | 0 | 0 | 0 | 0 | 0 | 0 | 3.472 | 0 | 1.822 | 0 | 0 | 0 | 0.95319 | 24.5796 | 1.2254 | 3.0551 | 0 | 0.032612 | 0 | 0.74789 | 0.22757 | 0 | 42.7377 | 23.0833 | -3.9223 | 0 | 0.60707 | 0 | 1.6728 | 0.14604
2025_01_26 Hr 08 | 0 | 0 | 0 | 0 | 0 | 0 | 0 | 0 | 0 | 0 | 0 | 0.0031592 | 2.76 | 0.16097 | 1.6399 | 1.6399 | 11.2113 | 0.55149 | 0.0016124 | 0.0058432 | 0.0039341 | 0 | 0 | -0.24404 | 0 | -0.35029 | 0 | 0.06302 | 0.016238 | 0 | 0 | 10.0634 | 2.0585 | 0 | 0.60107 | 0.79648 | 0 | 0 | 0 | 0 | -0.94175 | 0.056408 | 0 | 0.044367 | 0 | -0.26035 | 0 | 0 | 0 | 0 | 0 | 0 | 0 | 0 | 2.4204 | 0 | 0 | 0 | 0 | -2.4813 | 0 | 0 | 0 | 0 | 0 | 0 | 0 | 0 | 0 | 0 | 0 | 0 | 0 | 0 | 6.6544 | 0 | 1.822 | 0 | 0 | 0 | 0.66157 | 25.1061 | 1.2254 | 3.0551 | 0 | 0.032612 | 0 | 0.74789 | 0.22757 | 0 | 46.6299 | 25.8015 | -3.3359 | 0 | 0.60707 | 0 | 1.6728 | 0.14731
2025_01_26 Hr 09 | 0.18127 | 0 | 0 | 0 | 0 | 0 | 0 | 0 | 0 | 0 | 0 | 0.0031592 | 2.64 | 0.14671 | 1.6399 | 1.6399 | 11.2363 | 0.61277 | 0.0016124 | 0.0058432 | 0.0039341 | 0 | 0 | -0.31771 | 0 | -0.42396 | 0 | 0.06302 | 0.016238 | 0 | 0 | 10.0634 | 2.0585 | 0 | 0.60107 | 0.79648 | 0 | 0 | 0 | 0.13938 | -1.0091 | 0.056408 | 0 | 0.042275 | 0 | -0.24798 | 0 | 0 | 0 | 0 | 0 | 0 | 0 | 0 | 2.4882 | 0 | 0 | 0 | 0 | -2.4813 | 0 | 0 | 0 | 0 | 0 | 0 | 0 | 0 | 0 | 0 | 0 | 0 | 0 | 0 | 3.1837 | 0 | 1.822 | 0 | 0 | 0 | 0.59193 | 25.1924 | 1.2254 | 3.0551 | 0 | 0.032612 | -0.18127 | 0.74789 | 0.22757 | 0 | 43.0481 | 22.3776 | -3.6522 | 0 | 0.60707 | 0 | 1.6728 | 0.1491
2025_01_26 Hr 10 | 0.29569 | 0 | 0 | 0 | 0 | 0 | 0 | 0 | 0 | 0 | 0 | 0.0031592 | 2.4 | 0.13234 | 1.6399 | 1.6399 | 11.2363 | 0.61277 | 0.0016124 | 0.0058432 | 0.0039341 | 0 | 0 | -0.32923 | 0 | -0.43548 | 0 | 0.06302 | 0.016238 | 0 | 0 | 10.0634 | 2.0585 | 0 | 0.60107 | 0.79648 | 0 | 0 | 0 | 0 | -0.91307 | 0.056408 | 0 | 0.041947 | 0 | -0.24604 | 0 | 0 | 0 | 0 | 0 | 0 | 0 | 0 | 2.2135 | 0 | 0 | 0 | 0 | -2.4813 | 0 | 0 | 0 | 0 | 0 | 0 | 0 | 0 | 0 | 0 | 0 | 0 | 0 | 0 | 0.6925 | 0 | 1.822 | 0 | 0 | 0 | 1.1055 | 25.1924 | 1.2254 | 3.0551 | 0 | 0.032612 | -0.29569 | 0.74789 | 0.22757 | 0 | 40.4779 | 19.9864 | -3.7877 | 0 | 0.60707 | 0 | 1.6728 | 0.14998
2025_01_26 Hr 11 | 0.34074 | 2.4969e-06 | 0 | 0 | 0 | 0 | 0 | 0 | 0 | 0 | 0 | 0.0031592 | 2.28 | 0.11808 | 1.6399 | 1.6399 | 11.2363 | 0.61277 | 0.0016124 | 0.0058432 | 0.0039341 | 0 | 0 | -0.41906 | 0 | -0.52531 | 0 | 0.06302 | 0.016238 | 0 | 0 | 10.0634 | 2.0585 | 0 | 0.60107 | 0.79648 | 0 | 0 | 0 | 0 | -0.91515 | 0.056408 | 0 | 0.039396 | 0 | -0.23095 | 0 | 0 | 0 | 0 | 0 | 0 | 0 | 0 | 2.0738 | 0 | 0 | 0 | 0 | -2.4813 | 0 | 0 | 0 | 0 | 0 | 0 | 0 | 0 | 0 | 0 | 0 | 0 | 0 | 0 | 0.78627 | 0 | 1.822 | 0 | 0 | 0 | 1.0011 | 25.1924 | 1.2254 | 3.0551 | 0 | 0.032612 | -0.34074 | 0.74789 | 0.22757 | 0 | 40.0264 | 19.7464 | -3.9973 | 0 | 0.60707 | 0 | 1.6728 | 0.14972
2025_01_26 Hr 12 | 0.24941 | 5.8196e-06 | 0 | 0 | 0 | 0 | 0 | 0 | 0 | 0 | 0 | 0.0031592 | 1.86 | 0.096218 | 1.6399 | 1.6399 | 11.2363 | 0.67405 | 0.0016124 | 0.0058432 | 0.0039341 | 0 | 0 | -0.42062 | 0 | -0.52687 | 0 | 0.06302 | 0.016238 | 0 | 0 | 10.0634 | 2.0585 | 0 | 0.60107 | 0.79648 | 0 | 0 | 0 | 0 | -0.96443 | 0.056408 | 0 | 0.039352 | 0 | -0.23069 | 0 | 0 | 0 | 0 | 0 | 0 | 0 | 0 | 2.0054 | 0 | 0 | 0 | 0 | -2.4813 | 0 | 0 | 0 | 0 | 0 | 0 | 0 | 0 | 0 | 0 | 0 | 0 | 0 | 0 | 2.2423 | 0 | 1.822 | 0 | 0 | 0 | 0.531 | 25.2536 | 1.2254 | 3.0551 | 0 | 0.032612 | -0.24941 | 0.74789 | 0.22757 | 0 | 40.5107 | 20.1304 | -3.9088 | 0 | 0.60707 | 0 | 1.6728 | 0.14926
2025_01_26 Hr 13 | 0.27208 | 6.6554e-06 | 0 | 0 | 0 | 0 | 0 | 0 | 0 | 0 | 0 | 0.0031592 | 1.83 | 0.094729 | 1.6399 | 1.6399 | 11.2363 | 0.73533 | 0.0016124 | 0.0058432 | 0.0039341 | 0 | 0 | -0.41971 | 0 | -0.52596 | 0 | 0.06302 | 0.016238 | 0 | 0 | 10.0634 | 2.0585 | 0 | 0.60107 | 0.79648 | 0 | 0 | 0 | 0 | -1.0256 | 0.056408 | 0 | 0.039378 | 0 | -0.23084 | 0 | 0 | 0 | 0 | 0 | 0 | 0 | 0 | 2.1433 | 0 | 0 | 0 | 0 | -2.4813 | 0 | 0 | 0 | 0 | 0 | 0 | 0 | 0 | 0 | 0 | 0 | 0 | 0 | 0 | 0.57448 | 0 | 1.822 | 0 | 0 | 0 | 0.75298 | 25.3149 | 1.2254 | 3.0551 | 0 | 0.032612 | -0.27208 | 0.74789 | 0.22757 | 0 | 39.173 | 18.8135 | -3.9298 | 0 | 0.60707 | 0 | 1.6728 | 0.14913
2025_01_26 Hr 14 | 0.18141 | 9.9068e-06 | 0 | 0 | 0 | 0 | 0 | 0 | 0 | 0 | 0 | 0.0031592 | 2.16 | 0.11096 | 1.6399 | 1.6399 | 11.2363 | 0.73533 | 0.0016124 | 0.0058432 | 0.0039341 | 0 | 0 | -0.43031 | 0 | -0.53656 | 0 | 0.06302 | 0.016238 | 0 | 0 | 10.0634 | 2.0585 | 0 | 0.60107 | 0.79648 | 0 | 0 | 0 | 0 | -1.0337 | 0.056408 | 0 | 0.039077 | 0 | -0.22906 | 0 | 0 | 0 | 0 | 0 | 0 | 0 | 0 | 2.5589 | 0 | 0 | 0 | 0 | -2.4813 | 0 | 0 | 0 | 0 | 0 | 0 | 0 | 0 | 0 | 0 | 0 | 0 | 0 | 0 | 0 | -1.2271 | 1.822 | 0 | 0 | 0 | 0.76168 | 25.3149 | 1.2254 | 3.0551 | 0 | 0.032612 | -0.18141 | 0.74789 | 0.22757 | 0 | 38.1143 | 18.9189 | -5.0857 | 0 | 0.60707 | 0 | 1.6728 | 0.14906
2025_01_26 Hr 15 | 0.022813 | 4.4663e-06 | 0 | 0 | 0 | 0 | 0 | 0 | 0 | 0 | 0 | 0.0031592 | 2.7 | 0.15007 | 1.6399 | 1.6399 | 10.7117 | 0.42894 | 0.0016124 | 0.0058432 | 0.0039341 | 0 | 0 | -0.31749 | 0 | -0.42374 | 0 | 0.06302 | 0.016238 | 0 | 0 | 9.766 | 2.0585 | 0 | 0.57999 | 0.79648 | 0 | 0 | 0 | 0.78516 | -0.70916 | 0.056408 | 0 | 0.042281 | 0 | -0.24801 | 0 | 0 | 0 | 0 | 0 | 0 | 0 | 0 | 2.6273 | 0 | 0 | 0 | 0 | -2.4813 | 0 | 0 | 0 | 0 | 0 | 0 | 0 | 0 | 0 | 0 | 0 | 0 | 0 | 0 | 0 | -0.67714 | 1.822 | 0 | 0 | 0 | 0.94448 | 24.1865 | 1.2254 | 3.0551 | 0 | 0.032612 | -0.022813 | 0.74789 | 0.22757 | 0 | 39.6603 | 19.5682 | -4.1704 | 0 | 0.60707 | 0 | 1.6728 | 0.14786
2025_01_26 Hr 16 | 0.13586 | 1.6939e-06 | 0 | 0 | 0 | 0 | 0 | 0 | 0 | 0 | 0 | 0.0031592 | 2.79 | 0.14703 | 1.6399 | 1.6399 | 11.2363 | 0.49022 | 0.0016124 | 0.0058432 | 0.0039341 | 0 | 0 | -0.39467 | 0 | -0.50092 | 0 | 0.06302 | 0.016238 | 0 | 0 | 10.0634 | 2.0585 | 0 | 0.60107 | 0.79648 | 0 | 0 | 0 | 0.192 | -1.2117 | 0.056408 | 0 | 0.040089 | 0 | -0.23505 | 0 | 0 | 0 | 0 | 0 | 0 | 0 | 0 | 2.5571 | 0 | 0 | 0 | 0 | -2.4813 | 0 | 0 | 0 | 0 | 0 | 0 | 0 | 0 | 0 | 0 | 0 | 0 | 0 | 0 | 0 | -1.6688 | 1.822 | 0 | 0 | 0 | 1.0228 | 25.0698 | 1.2254 | 3.0551 | 0 | 0.032612 | -0.13586 | 0.74789 | 0.22757 | 0 | 38.4316 | 19.798 | -5.4165 | 0 | 0.60707 | 0 | 1.6728 | 0.14837
2025_01_26 Hr 17 | 0 | 0 | 0 | 0.2081 | 0.2081 | 0.2081 | 0.2081 | 0.2081 | 0.2081 | 0 | 0 | 0.0031592 | 2.82 | 0.21942 | 1.6399 | 1.6399 | 11.2363 | 0.73533 | 0.0016124 | 0.0058432 | 0.0039341 | 0 | 0 | 0.27794 | 0 | 0.17169 | 0 | 0.06302 | 0.016238 | 0 | 0.62327 | 10.0634 | 2.0585 | 0 | 0.60107 | 0.79648 | 0 | 0 | 0 | 0.030562 | -2.0172 | 0.056408 | 0 | 0.045852 | 0 | -0.34804 | 0 | 0 | 0 | 0 | 0 | 0 | 0 | 0 | 2.7664 | 0 | 0 | 0 | 0 | -2.4813 | 0 | 0 | 0 | 0 | 0 | 0 | 0 | 0 | 0 | 0 | 0 | 0 | 0 | 0 | 0 | -18.9203 | 1.822 | 0 | 6.6631 | 6.7049 | 1.2317 | 37.1885 | 1.2254 | 3.0551 | 0 | 0.032612 | 0 | 0.74789 | 0.22757 | 0 | 34.0861 | 20.1843 | -21.2999 | 0 | 0.60707 | 0 | 1.6728 | 0.14988
2025_01_26 Hr 18 | 0 | 0 | 0 | 0.2081 | 0.2081 | 0.2081 | 0.2081 | 0.2081 | 0.2081 | 0 | 0 | 0.0031592 | 2.34 | 0.19293 | 1.6399 | 1.6399 | 11.2363 | 0.73533 | 0.0016124 | 0.0058432 | 0.0039341 | 0 | 0 | 0.40221 | 0 | 0.29596 | 0 | 0.06302 | 0.016238 | 0 | 0.47364 | 10.0634 | 2.0585 | 0 | 0.60107 | 0.79648 | 0 | 0 | 0 | 0 | -2.3851 | 0.056408 | 0 | 0.048586 | 0 | -0.36892 | 0 | 0 | 0 | 0 | 0 | 0 | 0 | 0 | 2.5583 | 0 | 0 | 0 | 0 | -2.4813 | 0 | 0 | 0 | 0 | 0 | 0 | 0 | 0 | 0 | 0 | 0 | 0 | 0 | 0 | 0 | -14.9289 | 1.822 | 0 | 5.1724 | 5.2162 | 1.2535 | 37.4258 | 1.2254 | 3.0551 | 0 | 0.032612 | 0 | 0.74789 | 0.22757 | 0 | 37.4533 | 19.4935 | -17.0809 | 0 | 0.60707 | 0 | 1.6728 | 0.15197
2025_01_26 Hr 19 | 0 | 0 | 0 | 0.2081 | 0.2081 | 0.2081 | 0.2081 | 0.2081 | 0.2081 | 0 | 0 | 0.0031592 | 2.31 | 0.20936 | 1.6399 | 1.6399 | 11.2363 | 0.73533 | 0.0016124 | 0.0058432 | 0.0039341 | 0 | 0 | 0.6214 | 0 | 0.51515 | 0 | 0.06302 | 0.016238 | 0 | 0.47364 | 10.0634 | 2.0585 | 0 | 0.60107 | 0.79648 | 0 | 0 | 0 | 0 | -2.623 | 0.056408 | 0 | 0.053408 | 0 | -0.40574 | 0 | 0 | 0 | 0 | 0 | 0 | 0 | 0 | 1.8663 | 0 | 0 | 0 | 0 | -2.4813 | 0 | 0 | 0 | 0 | 0 | 0 | 0 | 0 | 0 | 0 | 0 | 0 | 0 | 0 | 0 | -12.9318 | 1.822 | 0 | 5.1724 | 5.2162 | 1.0751 | 37.4258 | 1.2254 | 3.0551 | 0 | 0.032612 | 0 | 0.74789 | 0.22757 | 0 | 38.7299 | 18.6094 | -14.6822 | 0 | 0.60707 | 0 | 1.6728 | 0.1519
2025_01_26 Hr 20 | 0 | 0 | 0 | 0.2081 | 0.2081 | 0.2081 | 0.2081 | 0.2081 | 0.2081 | 0 | 0 | 0.0031592 | 2.61 | 0.23709 | 1.6399 | 1.6399 | 11.2363 | 0.73533 | 0.0016124 | 0.0058432 | 0.0039341 | 0 | 0 | 0.62694 | 0 | 0.52069 | 0 | 0.06302 | 0.016238 | 0 | 0.47364 | 10.0634 | 2.0585 | 0 | 0.60107 | 0.79648 | 0 | 0 | 0 | 0 | -2.6613 | 0.056408 | 0 | 0.05353 | 0 | -0.40668 | 0 | 0 | 0 | 0 | 0 | 0 | 0 | 0 | 1.5214 | 0 | 0 | 0 | 0 | -2.4813 | 0 | 0 | 0 | 0 | 0 | 0 | 0 | 0 | 0 | 0 | 0 | 0 | 0 | 0 | 0 | -9.6012 | 1.822 | 0 | 5.1724 | 5.2162 | 1.0228 | 37.4258 | 1.2254 | 3.0551 | 0 | 0.032612 | 0 | 0.74789 | 0.22757 | 0 | 41.9621 | 18.5391 | -11.3415 | 0 | 0.60707 | 0 | 1.6728 | 0.15097
2025_01_26 Hr 21 | 0 | 0 | 0 | 0.2081 | 0.2081 | 0.2081 | 0.2081 | 0.2081 | 0.2081 | 0 | 0 | 0.0031592 | 2.61 | 0.24521 | 1.6399 | 1.6399 | 11.2363 | 0.73533 | 0.0016124 | 0.0058432 | 0.0039341 | 0 | 0 | 0.71029 | 0 | 0.60404 | 0 | 0.06302 | 0.016238 | 0 | 0.47364 | 10.0634 | 2.0585 | 0 | 0.60107 | 0.79648 | 0 | 0 | 0 | 0 | -2.657 | 0.056408 | 0 | 0.055364 | 0 | -0.42068 | 0 | 0 | 0 | 0 | 0 | 0 | 0 | 0 | 1.6594 | 0 | 0 | 0 | 0 | -2.4813 | 0 | 0 | 0 | 0 | 0 | 0 | 0 | 0 | 0 | 0 | 0 | 0 | 0 | 0 | 0 | -13.1594 | 1.822 | 0 | 5.1724 | 5.2162 | 1.828 | 37.4258 | 1.2254 | 3.0551 | 0 | 0.032612 | 0 | 0.74789 | 0.22757 | 0 | 39.5114 | 19.4897 | -14.747 | 0 | 0.60707 | 0 | 1.6728 | 0.15023
2025_01_26 Hr 22 | 0 | 0 | 0 | 0.2081 | 0.2081 | 0.2081 | 0.2081 | 0.2081 | 0.2081 | 0 | 0 | 0.0031592 | 2.7 | 0.25581 | 1.6399 | 1.6399 | 11.2363 | 0.73533 | 0.0016124 | 0.0058432 | 0.0039341 | 0 | 0 | 0.73152 | 0 | 0.62527 | 0 | 0.06302 | 0.016238 | 0 | 0.47364 | 10.0634 | 2.0585 | 0 | 0.60107 | 0.79648 | 0 | 0 | 0 | 0 | -2.6727 | 0.056408 | 0 | 0.055831 | 0 | -0.42425 | 0 | 0 | 0 | 0 | 0 | 0 | 0 | 0 | 2.2123 | 0 | 0 | 0 | 0 | -2.4813 | 0 | 0 | 0 | 0 | 0 | 0 | 0 | 0 | 0 | 0 | 0 | 0 | 0 | 0 | 0 | -15.8407 | 1.822 | 0 | 5.1724 | 5.2162 | 1.9673 | 37.4258 | 1.2254 | 3.0551 | 0 | 0.032612 | 0 | 0.74789 | 0.22757 | 0 | 37.6446 | 20.2809 | -17.3894 | 0 | 0.60707 | 0 | 1.6728 | 0.14868
2025_01_26 Hr 23 | 0 | 0 | 0 | 0.2081 | 0.2081 | 0.2081 | 0.2081 | 0.2081 | 0.2081 | 0 | 0 | 0.0031592 | 2.61 | 0.26691 | 1.6399 | 1.6399 | 11.2761 | 0.73872 | 0.0016124 | 0.0058432 | 0.0039341 | 0 | 0 | 0.93302 | 0 | 0.82677 | 0 | 0.06302 | 0.016238 | 0 | 0.47364 | 10.0746 | 2.0585 | 0 | 0.60344 | 0.79648 | 0 | 0 | 0 | 0 | -3.2127 | 0.056408 | 0 | 0.060264 | 0 | -0.4581 | 0 | 0 | 0 | 0 | 0 | 0 | 0 | 0 | 2.4888 | 0 | 0 | 0 | 0 | -2.4813 | 0 | 0 | 0 | 0 | 0 | 0 | 0 | 0 | 0 | 0 | 0 | 0 | 0 | 0 | 0 | -14.6124 | 1.822 | 0 | 5.1938 | 5.2378 | 1.5451 | 37.523 | 1.2254 | 3.0551 | 0 | 0.032612 | 0 | 0.74789 | 0.22757 | 0 | 38.5749 | 20.0566 | -15.792 | 0 | 0.60707 | 0 | 1.6728 | 0.14662
2025_01_26 Hr 24 | 0 | 0 | 0 | 0.2081 | 0.2081 | 0.2081 | 0.2081 | 0.2081 | 0.2081 | 0 | 0 | 0.0031592 | 1.5 | 0.15447 | 1.6399 | 1.6399 | 11.2761 | 0 | 0.0016124 | 0.0058432 | 0.0039341 | 0 | 0 | 0.95206 | 0 | 0.84581 | 0 | 0.06302 | 0.016238 | 0 | 0.47364 | 10.0746 | 2.0585 | 0 | 0.60344 | 0.79648 | 0 | 0 | 0 | 0 | -3.375 | 0.056408 | 0 | 0.060683 | 0 | -0.4613 | 0 | 0 | 0 | 0 | 0 | 0 | 0 | 0 | 1.3127 | 0 | 0 | 0 | 0 | -2.4813 | 0 | 0 | 0 | 0 | 0 | 0 | 0 | 0 | 0 | 0 | 0 | 0 | 0 | 0 | 0 | -6.7003 | 1.822 | 0 | 5.1938 | 5.2378 | 1.7366 | 36.7843 | 1.2254 | 3.0551 | 0 | 0.032612 | 0 | 0.74789 | 0.22757 | 0 | 43.4127 | 17.8484 | -7.8449 | 0 | 0.60707 | 0 | 1.6728 | 0.14533
2025_01_27 Hr 01 | 0 | 0 | 0 | 0.2081 | 0.2081 | 0.2081 | 0.2081 | 0.2081 | 0.2081 | 0 | 0 | 0.0031592 | 1.53 | 0.14873 | 1.6399 | 1.6399 | 11.2761 | 0 | 0.0016124 | 0.0058432 | 0.0039341 | 0 | 0 | 0.7975 | 0 | 0.69125 | 0 | 0.06302 | 0.016238 | 0 | 0.47364 | 10.0746 | 2.0585 | 0 | 0.60344 | 0.79648 | 0 | 0 | 0 | 0 | -3.2504 | 0.056408 | 0 | 0.14946 | 0 | -0.43533 | 0 | 0 | 0 | 0 | 0 | 0 | 0 | 0 | 1.3133 | 0 | 0 | 0 | 0 | -2.4813 | 0 | 0 | 0 | 0 | 0 | 0 | 0 | 0 | 0 | 0 | 0 | 0 | 0 | 0 | 4.0917 | 0 | 1.822 | 0 | 5.1938 | 5.2378 | 1.2927 | 36.7843 | 1.2254 | 3.0551 | 0 | 0.032612 | 0 | 0.74789 | 0.22757 | 0 | 53.6259 | 21.5198 | -1.4278 | 0 | 0.60707 | 0 | 1.6728 | 0.14416
2025_01_27 Hr 02 | 0 | 0 | 0 | 0.2081 | 0.2081 | 0.2081 | 0.2081 | 0.2081 | 0.2081 | 0 | 0 | 0.0031592 | 2.34 | 0.17228 | 1.6399 | 1.6399 | 11.2761 | 0 | 0.0016124 | 0.0058432 | 0.0039341 | 0 | 0 | 0.16586 | 0 | 0.059605 | 0 | 0.06302 | 0.016238 | 0 | 0.47364 | 10.0746 | 2.0585 | 0 | 0.60344 | 0.79648 | 0 | 0 | 0 | 0 | -2.4372 | 0.056408 | 0 | 0.25637 | 0 | -0.32921 | 0 | 0 | 0 | 0 | 0 | 0 | 0 | 0 | 1.7283 | 0 | 0 | 0 | 0 | -2.4813 | 0 | 0 | 0 | 0 | 0 | 0 | 0 | 0 | 0 | 0 | 0 | 0 | 0 | 0 | 0.36928 | 0 | 1.822 | 0 | 5.1938 | 5.2378 | 1.5147 | 36.7843 | 1.2254 | 3.0551 | 0 | 0.032612 | 0 | 0.74789 | 0.22757 | 0 | 51.0295 | 19.2675 | -2.585 | 0 | 0.60707 | 0 | 1.6728 | 0.1437
2025_01_27 Hr 03 | 0 | 0 | 0 | 0.2081 | 0.2081 | 0.2081 | 0.2081 | 0.2081 | 0.2081 | 0 | 0 | 0.0031592 | 0.69 | 0.050211 | 1.6399 | 1.6399 | 11.2761 | 0 | 0.0016124 | 0.0058432 | 0.0039341 | 0 | 0 | 0.14294 | 0 | 0.036688 | 0 | 0.06302 | 0.016238 | 0 | 0.47364 | 10.0746 | 2.0585 | 0 | 0.60344 | 0.79648 | 0 | 0 | 0 | 0 | -2.4011 | 0.056408 | 0 | 0.077543 | 0 | -0.32536 | 0 | 0 | 0 | 0 | 0 | 0 | 0 | 0 | 1.5898 | 0 | 0 | 0 | 0 | -2.4813 | 0 | 0 | 0 | 0 | 0 | 0 | 0 | 0 | 0 | 0 | 0 | 0 | 0 | 0 | 2.5221 | 0 | 1.822 | 0 | 5.1938 | 5.2378 | 1.8063 | 36.7843 | 1.2254 | 3.0551 | 0 | 0.032612 | 0 | 0.74789 | 0.22757 | 0 | 51.558 | 19.8018 | -2.627 | 0 | 0.60707 | 0 | 1.6728 | 0.14424
2025_01_27 Hr 04 | 0 | 0 | 0 | 0.2081 | 0.2081 | 0.2081 | 0.2081 | 0.2081 | 0.2081 | 0 | 0 | 0.0031592 | 2.37 | 0.15973 | 1.6399 | 1.6399 | 11.2761 | 0 | 0.0016124 | 0.0058432 | 0.0039341 | 0 | 0 | -0.00097844 | 0 | -0.10723 | 0 | 0.06302 | 0.016238 | 0 | 0.47364 | 10.0746 | 2.0585 | 0 | 0.60344 | 0.79648 | 0 | 0 | 0 | 0 | -2.2732 | 0.056408 | 0 | 0.039716 | 0 | -0.30119 | 0 | 0 | 0 | 0 | 0 | 0 | 0 | 0 | 1.5904 | 0 | 0 | 0 | 0 | -2.4813 | 0 | 0 | 0 | 0 | 0 | 0 | 0 | 0 | 0 | 0 | 0 | 0 | 0 | 0 | 0 | -1.4489 | 1.822 | 0 | 5.1938 | 5.2378 | 1.9281 | 36.7843 | 1.2254 | 3.0551 | 0 | 0.032612 | 0 | 0.74789 | 0.22757 | 0 | 49.3635 | 19.192 | -4.3396 | 0 | 0.60707 | 0 | 1.6728 | 0.14453
2025_01_27 Hr 05 | 0 | 0 | 0 | 0.2081 | 0.2081 | 0.2081 | 0.2081 | 0.2081 | 0.2081 | 0 | 0 | 0.0031592 | 2.58 | 0.19968 | 1.6399 | 1.6399 | 11.2761 | 0 | 0.0016124 | 0.0058432 | 0.0039341 | 0 | 0 | 0.26679 | 0 | 0.16054 | 0 | 0.06302 | 0.016238 | 4.8795 | 0.47364 | 10.0746 | 2.0585 | 0 | 0.60344 | 0.79648 | 0 | 0 | 0 | 0 | -2.8947 | 0.056408 | 0 | 0 | 0 | -0.34617 | 0 | 0 | 0 | 0 | 0 | 0 | 0 | 0 | 1.5214 | 0 | 0 | 0 | 0 | -2.4813 | 0 | 0 | 0 | 0 | 0 | 0 | 0 | 0 | 0 | 0 | 0 | 0 | 0 | 0 | 0 | -2.2626 | 1.822 | 0 | 5.1938 | 5.2378 | 1.5538 | 37.3555 | 1.2254 | 3.0551 | 0 | 0.032612 | 0 | 0.74789 | 0.22757 | 0 | 48.7983 | 19.0001 | -4.6626 | 0 | 0.60707 | 0 | 1.6728 | 0.14597
2025_01_27 Hr 06 | 0 | 0 | 0 | 0.2081 | 0.2081 | 0.2081 | 0.2081 | 0.2081 | 0.2081 | 0 | 0 | 0.0031592 | 1.8 | 0.13735 | 1.6399 | 1.6399 | 11.2761 | 0 | 0.0016124 | 0.0058432 | 0.0039341 | 0 | 0 | 0.23764 | 0 | 0.13139 | 0 | 0.06302 | 0.016238 | 0.60968 | 0.47364 | 10.0746 | 2.0585 | 1.2057 | 0.60344 | 0.79648 | 0 | 0 | 0 | 0 | -2.2446 | 0.056408 | 0 | 0 | 0 | -0.34127 | 0 | 0 | 0 | 0 | 0 | 0 | 0 | 0 | 1.6606 | 0 | 0 | 0 | 0 | -2.4813 | 0 | 0 | 0 | 0 | 0 | 0 | 0 | 0 | 0 | 0 | 0 | 0 | 0 | 0 | 0 | -3.2217 | 1.822 | 0 | 5.1938 | 5.2378 | 1.2927 | 38.5997 | 1.2254 | 3.0551 | 0 | 0.032612 | 0 | 0.74789 | 0.22757 | 0 | 48.7186 | 18.0388 | -5.6752 | 0 | 0.60707 | 0 | 1.6728 | 0.14894
2025_01_27 Hr 07 | 0 | 0 | 0 | 0.2081 | 0.2081 | 0.2081 | 0.2081 | 0.2081 | 0.2081 | 0 | 0 | 0.0031592 | 1.95 | 0.31429 | 1.6399 | 1.6399 | 11.2363 | 0 | 0.0016124 | 0.0058432 | 0.0039341 | 0 | 0 | 0 | 0 | 0 | 0 | 0.06302 | 0.016238 | 0.85087 | 0.47364 | 10.0634 | 2.0585 | 1.2057 | 0.60107 | 0.79648 | 0 | 0 | 0 | 0 | -4.1026 | 0.056408 | 0 | 0 | 0 | -0.72317 | 0 | 0 | 0 | 0 | 0 | 0 | 0 | 0 | 1.9352 | 0 | 0 | 0 | -3.3188 | 0 | 0 | 0 | 0 | 0 | 0 | 0 | 0 | 0 | 0 | 0 | 0 | 0 | -2.3937 | 0 | 0 | -6.6756 | 1.822 | 0 | 5.1724 | 5.2162 | 1.7671 | 38.747 | 1.2254 | 3.0551 | 0 | 0.032612 | 0 | 0.74789 | 0.22757 | 0 | 40.6486 | 19.1155 | -13.1113 | 0 | 0.60707 | 0 | 1.6728 | 0.15208
2025_01_27 Hr 08 | 0.022667 | 0 | 0 | 0.2081 | 0.2081 | 0.2081 | 0.2081 | 0.2081 | 0.2081 | 0 | 0 | 0.0031592 | 2.61 | 0.42327 | 1.6399 | 1.6399 | 11.2363 | 0.73533 | 0.0016124 | 0.0058432 | 0.0039341 | 0 | 0 | 0 | 0 | 0 | 0 | 0.06302 | 0.016238 | 1.0919 | 0.47364 | 10.0634 | 2.0585 | 1.2057 | 0.60107 | 0.79648 | 0 | 0 | 0 | 0 | -3.9223 | 0.056408 | 0 | 0 | 0 | -0.72767 | 0 | 0 | 0 | 0 | 0 | 0 | 0 | 0 | 2.4888 | 0 | 0 | 0 | -3.3188 | 0 | 0 | 0 | 0 | 0 | 0 | 0 | 0 | 0 | 0 | 0 | 0 | 0 | -2.3937 | 0 | 0 | -10.3949 | 1.822 | 0 | 5.1724 | 5.2162 | 1.5364 | 39.7234 | 1.2254 | 3.0551 | 0 | 0.032612 | -0.022667 | 0.74789 | 0.22757 | 0 | 39.1754 | 20.232 | -16.8577 | 0 | 0.60707 | 0 | 1.6728 | 0.15409
2025_01_27 Hr 09 | 0.20415 | 0 | 0 | 0.2081 | 0.2081 | 0.2081 | 0.2081 | 0.2081 | 0.2081 | 0 | 0 | 0.0031592 | 2.61 | 0.35482 | 1.6399 | 1.6399 | 11.2363 | 0.73533 | 0.0016124 | 0.0058432 | 0.0039341 | 0 | 0 | 0 | 0 | 0 | 0 | 0.06302 | 0.016238 | 1.2722 | 0.47364 | 10.0634 | 2.0585 | 1.2057 | 0.60107 | 0.79648 | 0 | 0 | 0 | 0 | -4.0316 | 0.056408 | 0 | 0 | 0 | -0.60967 | 0 | 0 | 0 | 0 | 0 | 0 | 0 | 0 | 2.8348 | 0 | 0 | 0 | -3.3188 | 0 | 0 | 0 | 0 | 0 | 0 | 0 | 0 | 0 | 0 | 0 | 0 | 0 | -2.3937 | 0 | 0 | -12.7267 | 1.822 | 0 | 5.1724 | 5.2162 | 1.1926 | 39.9037 | 1.2254 | 3.0551 | 0 | 0.032612 | -0.20415 | 0.74789 | 0.22757 | 0 | 36.9665 | 20.3474 | -19.253 | 0 | 0.60707 | 0 | 1.6728 | 0.15423
2025_01_27 Hr 10 | 0.36355 | 0 | 0 | 0.2081 | 0.2081 | 0.2081 | 0.2081 | 0.2081 | 0.2081 | 0 | 0 | 0.0031592 | 2.58 | 0.3018 | 1.6399 | 1.6399 | 11.2363 | 0.73533 | 0.0016124 | 0.0058432 | 0.0039341 | 0 | 0 | 0 | 0 | 0 | 0 | 0.06302 | 0.016238 | 1.2821 | 0.47364 | 10.0634 | 2.0585 | 1.2057 | 0.60107 | 0.79648 | 0 | 0 | 0 | 0 | -3.5009 | 0.056408 | 0 | 0 | 0 | -0.5243 | 0 | 0 | 0 | 0 | 0 | 0 | 0 | 0 | 2.9727 | 0 | 0 | 0 | -3.3188 | 0 | 0 | 0 | 0 | 0 | 0 | 0 | 0 | 0 | 0 | 0 | 0 | 0 | -2.3937 | 0 | 0 | -12.7059 | 1.822 | 0 | 5.1724 | 5.2162 | 0.92272 | 39.9136 | 1.2254 | 3.0551 | 0 | 0.032612 | -0.36355 | 0.74789 | 0.22757 | 0 | 37.3975 | 20.291 | -19.3062 | 0 | 0.60707 | 0 | 1.6728 | 0.15336
2025_01_27 Hr 11 | 0.34074 | 1.4934e-06 | 0 | 0.2081 | 0.2081 | 0.2081 | 0.2081 | 0.2081 | 0.2081 | 0 | 0 | 0.0031592 | 2.79 | 0.25926 | 1.6399 | 1.6399 | 11.2363 | 0.73533 | 0.0016124 | 0.0058432 | 0.0039341 | 0 | 0 | 0 | 0 | 0 | 0 | 0.06302 | 0.016238 | 1.2821 | 0.47364 | 10.0634 | 2.0585 | 1.2057 | 0.60107 | 0.79648 | 0 | 0 | 0 | 0 | -2.7123 | 0.056408 | 0 | 0 | 0 | -0.41606 | 0 | 0 | 0 | 0 | 0 | 0 | 0 | 0 | 2.9031 | 0 | 0 | 0 | -3.3188 | 0 | 0 | 0 | 0 | 0 | 0 | 0 | 0 | 0 | 0 | 0 | 0 | 0 | -2.3937 | 0 | 0 | -14.662 | 1.822 | 0 | 5.1724 | 5.2162 | 0.7138 | 39.9136 | 1.2254 | 3.0551 | 0 | 0.032612 | -0.34074 | 0.74789 | 0.22757 | 0 | 36.2265 | 20.1566 | -21.1313 | 0 | 0.60707 | 0 | 1.6728 | 0.1528
2025_01_27 Hr 12 | 0.29562 | 6.0137e-06 | 0 | 0.2081 | 0.2081 | 0.2081 | 0.2081 | 0.2081 | 0.2081 | 0 | 0 | 0.0031592 | 2.7 | 0.25257 | 1.6399 | 1.6399 | 11.2363 | 0.73533 | 0.0016124 | 0.0058432 | 0.0039341 | 0 | 0 | 0 | 0 | 0 | 0 | 0.06302 | 0.016238 | 1.2821 | 0.47364 | 10.0634 | 2.0585 | 1.2057 | 0.60107 | 0.79648 | 0 | 0 | 0 | 0 | -2.7421 | 0.056408 | 0 | 0 | 0 | -0.41886 | 0 | 0 | 0 | 0 | 0 | 0 | 0 | 0 | 2.6279 | 0 | 0 | 0 | -3.3188 | 0 | 0 | 0 | 0 | 0 | 0 | 0 | 0 | 0 | 0 | 0 | 0 | 0 | -2.3937 | 0 | 0 | -13.5885 | 1.822 | 0 | 5.1724 | 5.2162 | 1.1621 | 39.9136 | 1.2254 | 3.0551 | 0 | 0.032612 | -0.29562 | 0.74789 | 0.22757 | 0 | 37.3425 | 20.1865 | -20.0155 | 0 | 0.60707 | 0 | 1.6728 | 0.15151
2025_01_27 Hr 13 | 0.318 | 1.4541e-05 | 0 | 0.2081 | 0.2081 | 0.2081 | 0.2081 | 0.2081 | 0.2081 | 0 | 0 | 0.0031592 | 2.85 | 0.28651 | 1.6399 | 1.6399 | 11.2363 | 0.73533 | 0.0016124 | 0.0058432 | 0.0039341 | 0 | 0 | 0 | 0 | 0 | 0 | 0.06302 | 0.016238 | 1.2821 | 0.47364 | 10.0634 | 2.0585 | 1.2057 | 0.60107 | 0.79648 | 0 | 0 | 0 | 0 | -2.9003 | 0.056408 | 0 | 0 | 0 | -0.45028 | 0 | 0 | 0 | 0 | 0 | 0 | 0 | 0 | 2.4198 | 0 | 0 | 0 | -3.3188 | 0 | 0 | 0 | 0 | 0 | 0 | 0 | 0 | 0 | 0 | 0 | 0 | 0 | -2.3937 | 0 | 0 | -15.7052 | 1.822 | 0 | 5.1724 | 5.2162 | 1.3057 | 39.9136 | 1.2254 | 3.0551 | 0 | 0.032612 | -0.318 | 0.74789 | 0.22757 | 0 | 35.1541 | 20.3267 | -22.1859 | 0 | 0.60707 | 0 | 1.6728 | 0.14985
2025_01_27 Hr 14 | 0.22653 | 1.7428e-05 | 0 | 0.2081 | 0.2081 | 0.2081 | 0.2081 | 0.2081 | 0.2081 | 0 | 0 | 0.0031592 | 2.85 | 0.28096 | 1.6399 | 1.6399 | 11.2363 | 0.67405 | 0.0016124 | 0.0058432 | 0.0039341 | 0 | 0 | 0 | 0 | 0 | 0 | 0.06302 | 0.016238 | 1.2821 | 0.47364 | 10.0634 | 2.0585 | 1.1052 | 0.60107 | 0.79648 | 0 | 0 | 0 | 0.11091 | -2.8065 | 0.056408 | 0 | 0 | 0 | -0.44152 | 0 | 0 | 0 | 0 | 0 | 0 | 0 | 0 | 2.6279 | 0 | 0 | 0 | -3.3188 | 0 | 0 | 0 | 0 | 0 | 0 | 0 | 0 | 0 | 0 | 0 | 0 | 0 | -2.3937 | 0 | 0 | -24.2963 | 1.822 | 0 | 5.1724 | 5.2162 | 1.3623 | 39.7519 | 1.2254 | 3.0551 | 0 | 0.032612 | -0.22653 | 0.74789 | 0.22757 | 0 | 26.8753 | 20.4958 | -30.6768 | 0 | 0.60707 | 0 | 1.6728 | 0.15127
2025_01_27 Hr 15 | 0.27208 | 1.0459e-05 | 0 | 0.2081 | 0.2081 | 0.2081 | 0.2081 | 0.2081 | 0.2081 | 0 | 0 | 0.0031592 | 2.85 | 0.26496 | 1.6399 | 1.6399 | 11.2363 | 0.73533 | 0.0016124 | 0.0058432 | 0.0039341 | 0 | 0 | 0 | 0 | 0 | 0 | 0.06302 | 0.016238 | 1.247 | 0.47364 | 10.0634 | 2.0585 | 1.2057 | 0.60107 | 0.79648 | 0 | 0 | 0 | 0 | -2.15 | 0.056408 | 0 | 0 | 0 | -0.41626 | 0 | 0 | 0 | 0 | 0 | 0 | 0 | 0 | 3.3181 | 0 | 0 | 0 | -3.3188 | 0 | 0 | 0 | 0 | 0 | 0 | 0 | 0 | 0 | 0 | 0 | 0 | 0 | -2.3937 | 0 | 0 | -21.9288 | 1.822 | 0 | 5.1724 | 5.2162 | 1.2448 | 39.8785 | 1.2254 | 3.0551 | 0 | 0.032612 | -0.27208 | 0.74789 | 0.22757 | 0 | 30.4954 | 21.0966 | -28.3297 | 0 | 0.60707 | 0 | 1.6728 | 0.14981
2025_01_27 Hr 16 | 0.02274 | 4.7445e-06 | 0 | 0.2081 | 0.2081 | 0.2081 | 0.2081 | 0.2081 | 0.2081 | 0 | 0 | 0.0031592 | 2.85 | 0.28045 | 1.6399 | 1.6399 | 11.2363 | 0.73533 | 0.0016124 | 0.0058432 | 0.0039341 | 0 | 0 | 0 | 0 | 0 | 0 | 0.06302 | 0.016238 | 1.2821 | 0.47364 | 10.0634 | 2.0585 | 1.2057 | 0.60107 | 0.79648 | 0 | 0 | 0 | 0 | -3.2383 | 0.056408 | 0 | 0 | 0 | -0.44072 | 0 | 0 | 0 | 0 | 0 | 0 | 0 | 0 | 3.8027 | 0 | 0 | 0 | -3.3188 | 0 | 0 | 0 | 0 | 0 | 0 | 0 | 0 | 0 | 0 | 0 | 0 | 0 | -2.3937 | 0 | 0 | -25.3481 | 1.822 | 0 | 5.1724 | 5.2162 | 1.1839 | 39.9136 | 1.2254 | 3.0551 | 0 | 0.032612 | -0.02274 | 0.74789 | 0.22757 | 0 | 26.4378 | 21.2865 | -31.524 | 0 | 0.60707 | 0 | 1.6728 | 0.14991
2025_01_27 Hr 17 | 0.022667 | 0 | 0 | 0.2081 | 0.2081 | 0.2081 | 0.2081 | 0.2081 | 0.2081 | 0 | 0 | 0.0031592 | 2.85 | 0.31672 | 1.6399 | 1.6399 | 11.2363 | 0.73533 | 0.0016124 | 0.0058432 | 0.0039341 | 0 | 0 | 0 | 0 | 0 | 0 | 0.06302 | 0.016238 | 1.2821 | 0.47364 | 10.0634 | 2.0585 | 1.2057 | 0.60107 | 0.79648 | 0 | 0 | 0 | 0 | -3.2549 | 0.056408 | 0 | 0 | 0 | -0.49798 | 0 | 0 | 0 | 0 | 0 | 0 | 0 | 0 | 4.0102 | 0 | 0 | 0 | -3.3188 | 0 | 0 | 0 | 0 | 0 | 0 | 0 | 0 | 0 | 0 | 0 | 0 | 0 | -2.3937 | 0 | 0 | -30.9964 | 1.822 | 0 | 5.1724 | 5.2162 | 1.3231 | 39.9136 | 1.2254 | 3.0551 | 0 | 0.032612 | -0.022667 | 0.74789 | 0.22757 | 0 | 21.1009 | 21.6718 | -37.2296 | 0 | 0.60707 | 0 | 1.6728 | 0.15229
2025_01_27 Hr 18 | 0 | 0 | 0 | 0.2081 | 0.2081 | 0.2081 | 0.2081 | 0.2081 | 0.2081 | 0 | 0 | 0.0031592 | 2.85 | 0.34618 | 1.6399 | 1.6399 | 11.2363 | 0.73533 | 0.0016124 | 0.0058432 | 0.0039341 | 0 | 0 | 0 | 0 | 0 | 0 | 0.06302 | 0.016238 | 1.2821 | 0.47364 | 10.0634 | 2.0585 | 1.2057 | 0.60107 | 0.79648 | 0 | 0 | 0 | 0 | -3.4621 | 0.056408 | 0 | 0 | 0 | -0.54451 | 0 | 0 | 0 | 0 | 0 | 0 | 0 | 0 | 4.9086 | 0 | 0 | 0 | -3.3188 | 0 | 0 | 0 | 0 | 0 | 0 | 0 | 0 | 0 | 0 | 0 | 0 | 0 | -2.3937 | 0 | 0 | -27.5034 | 1.822 | 0 | 5.1724 | 5.2162 | 0.65287 | 39.9136 | 1.2254 | 3.0551 | 0 | 0.032612 | 0 | 0.74789 | 0.22757 | 0 | 24.5993 | 21.9082 | -33.7604 | 0 | 0.60707 | 0 | 1.6728 | 0.15383
2025_01_27 Hr 19 | 0 | 0 | 0 | 0.2081 | 0.2081 | 0.2081 | 0.2081 | 0.2081 | 0.2081 | 0 | 0 | 0.0031592 | 2.85 | 0.34534 | 1.6399 | 1.6399 | 11.2363 | 0.73533 | 0.0016124 | 0.0058432 | 0.0039341 | 0 | 0 | 0 | 0 | 0 | 0 | 0.06302 | 0.016238 | 1.2821 | 0.47364 | 10.0634 | 2.0585 | 1.2057 | 0.60107 | 0.79648 | 0 | 0 | 0 | 0 | -3.4641 | 0.056408 | 0 | 0 | 0 | -0.54318 | 0 | 0 | 0 | 0 | 0 | 0 | 0 | 0 | 5.3919 | 0 | 0 | 0 | -3.3188 | 0 | 0 | 0 | 0 | 0 | 0 | 0 | 0 | 0 | 0 | 0 | 0 | 0 | -2.3937 | 0 | 0 | -29.3828 | 1.822 | 0 | 5.1724 | 5.2162 | 0.56147 | 39.9136 | 1.2254 | 3.0551 | 0 | 0.032612 | 0 | 0.74789 | 0.22757 | 0 | 23.1102 | 22.2991 | -35.6385 | 0 | 0.60707 | 0 | 1.6728 | 0.15356
2025_01_27 Hr 20 | 0 | 0 | 0 | 0.2081 | 0.2081 | 0.2081 | 0.2081 | 0.2081 | 0.2081 | 0 | 0 | 0.0031592 | 2.85 | 0.33475 | 1.6399 | 1.6399 | 11.2363 | 0.73533 | 0.0016124 | 0.0058432 | 0.0039341 | 0 | 0 | 0 | 0 | 0 | 0 | 0.06302 | 0.016238 | 1.2821 | 0.47364 | 10.0634 | 2.0585 | 1.2057 | 0.60107 | 0.79648 | 0 | 0 | 0 | 0 | -3.3256 | 0.056408 | 0 | 0 | 0 | -0.52645 | 0 | 0 | 0 | 0 | 0 | 0 | 0 | 0 | 5.5304 | 0 | 0 | 0 | -3.3188 | 0 | 0 | 0 | 0 | 0 | 0 | 0 | 0 | 0 | 0 | 0 | 0 | 0 | -2.3937 | 0 | 0 | -32.7841 | 1.822 | 0 | 5.1724 | 5.2162 | 0.95319 | 39.9136 | 1.2254 | 3.0551 | 0 | 0.032612 | 0 | 0.74789 | 0.22757 | 0 | 20.3829 | 22.8179 | -39.023 | 0 | 0.60707 | 0 | 1.6728 | 0.15271
2025_01_27 Hr 21 | 0 | 0 | 0 | 0.2081 | 0.2081 | 0.2081 | 0.2081 | 0.2081 | 0.2081 | 0 | 0 | 0.0031592 | 2.85 | 0.27533 | 1.6399 | 1.6399 | 11.2363 | 0.73533 | 0.0016124 | 0.0058432 | 0.0039341 | 0 | 0 | 0 | 0 | 0 | 0 | 0.06302 | 0.016238 | 1.2821 | 0.47364 | 10.0634 | 2.0585 | 1.2057 | 0.60107 | 0.79648 | 0 | 0 | 0 | 0 | -2.7471 | 0.056408 | 0 | 0 | 0 | -0.43262 | 0 | 0 | 0 | 0 | 0 | 0 | 0 | 0 | 5.0477 | 0 | 0 | 0 | -3.3188 | 0 | 0 | 0 | 0 | 0 | 0 | 0 | 0 | 0 | 0 | 0 | 0 | 0 | -2.3937 | 0 | 0 | -21.5153 | 1.822 | 0 | 5.1724 | 5.2162 | 0.86179 | 39.9136 | 1.2254 | 3.0551 | 0 | 0.032612 | 0 | 0.74789 | 0.22757 | 0 | 31.6887 | 22.1826 | -27.6604 | 0 | 0.60707 | 0 | 1.6728 | 0.15099
2025_01_27 Hr 22 | 0 | 0 | 0 | 0.2081 | 0.2081 | 0.2081 | 0.2081 | 0.2081 | 0.2081 | 0 | 0 | 0.0031592 | 2.85 | 0.26536 | 1.6399 | 1.6399 | 11.2363 | 0.73533 | 0.0016124 | 0.0058432 | 0.0039341 | 0 | 0 | 0 | 0 | 0 | 0 | 0.06302 | 0.016238 | 1.2821 | 0.47364 | 10.0634 | 2.0585 | 1.2057 | 0.60107 | 0.79648 | 0 | 0 | 0 | 0 | -2.6648 | 0.056408 | 0 | 0 | 0 | -0.41689 | 0 | 0 | 0 | 0 | 0 | 0 | 0 | 0 | 4.8402 | 0 | 0 | 0 | -3.3188 | 0 | 0 | 0 | 0 | 0 | 0 | 0 | 0 | 0 | 0 | 0 | 0 | 0 | -2.3937 | 0 | 0 | -23.3889 | 1.822 | 0 | 5.1724 | 5.2162 | 1.0533 | 39.9136 | 1.2254 | 3.0551 | 0 | 0.032612 | 0 | 0.74789 | 0.22757 | 0 | 29.8858 | 22.1552 | -29.5183 | 0 | 0.60707 | 0 | 1.6728 | 0.14956
2025_01_27 Hr 23 | 0 | 0 | 0 | 0.2081 | 0.2081 | 0.2081 | 0.2081 | 0.2081 | 0.2081 | 0 | 0 | 0.0031592 | 2.46 | 0.20884 | 1.6399 | 1.6399 | 11.2761 | 0.73872 | 0.0016124 | 0.0058432 | 0.0039341 | 0 | 0 | 0.46773 | 0 | 0.36148 | 0 | 0.06302 | 0.016238 | 1.2821 | 0.47364 | 10.0746 | 2.0585 | 0 | 0.60344 | 0.79648 | 0 | 0 | 0 | 0 | -2.7173 | 0.056408 | 0 | 0 | 0 | -0.37993 | 0 | 0 | 0 | 0 | 0 | 0 | 0 | 0 | 4.8396 | 0 | 0 | 0 | 0 | -2.4813 | 0 | 0 | 0 | 0 | 0 | 0 | 0 | 0 | 0 | 0 | 0 | 0 | 0 | 0 | 0 | -19.3341 | 1.822 | 0 | 5.1938 | 5.2378 | 0.72251 | 38.8051 | 1.2254 | 3.0551 | 0 | 0.032612 | 0 | 0.74789 | 0.22757 | 0 | 36.0994 | 21.3776 | -21.3661 | 0 | 0.60707 | 0 | 1.6728 | 0.14748
2025_01_27 Hr 24 | 0 | 0 | 0 | 0.2081 | 0.2081 | 0.2081 | 0.2081 | 0.2081 | 0.2081 | 0 | 0 | 0.0031592 | 2.73 | 0.20996 | 1.6399 | 1.6399 | 11.2761 | 0.73872 | 0.0016124 | 0.0058432 | 0.0039341 | 0 | 0 | 0.25377 | 0 | 0.14752 | 0 | 0.06302 | 0.016238 | 1.2821 | 0.47364 | 10.0746 | 2.0585 | 0 | 0.60344 | 0.79648 | 0 | 0 | 0 | 0 | -2.4686 | 0.056408 | 0 | 0 | 0 | -0.34398 | 0 | 0 | 0 | 0 | 0 | 0 | 0 | 0 | 5.0459 | 0 | 0 | 0 | 0 | -2.4813 | 0 | 0 | 0 | 0 | 0 | 0 | 0 | 0 | 0 | 0 | 0 | 0 | 0 | 0 | 0 | -21.3407 | 1.822 | 0 | 5.1938 | 5.2378 | 1.0751 | 38.8051 | 1.2254 | 3.0551 | 0 | 0.032612 | 0 | 0.74789 | 0.22757 | 0 | 34.7782 | 22.2064 | -23.7647 | 0 | 0.60707 | 0 | 1.6728 | 0.1463
2025_01_28 Hr 01 | 0 | 0 | 0 | 0.22374 | 0.22374 | 0.22374 | 0.22374 | 0.22374 | 0.22374 | 0 | 0 | 0.0031592 | 2.73 | 0.22382 | 1.6399 | 1.6399 | 12.1235 | 0 | 0.0016124 | 0.0058432 | 0.0039341 | 0 | 0 | 0.38975 | 0 | 0.2835 | 0 | 0.06302 | 0.016238 | 1.2821 | 0.50889 | 10.8321 | 2.0585 | 0 | 0.60344 | 0.79648 | 0 | 0 | 0 | 0 | -2.907 | 0.056408 | 0 | 0 | 0 | -0.36683 | 0 | 0 | 0 | 0 | 0 | 0 | 0 | 0 | 5.6702 | 0 | 0 | 0 | 0 | -2.4813 | 0 | 0 | 0 | 0 | 0 | 0 | 0 | 0 | 0 | 0 | 0 | 0 | 0 | 0 | 0 | -20.2083 | 1.822 | 0 | 5.5843 | 5.6316 | 1.4842 | 40.5848 | 1.2254 | 3.0551 | 0 | 0.032612 | 0 | 0.74789 | 0.22757 | 0 | 38.5464 | 23.2518 | -22.3832 | 0 | 0.60707 | 0 | 1.6728 | 0.14439
2025_01_28 Hr 02 | 0 | 0 | 0 | 0.22374 | 0.22374 | 0.22374 | 0.22374 | 0.22374 | 0.22374 | 0 | 0 | 0.0031592 | 2.76 | 0.22457 | 1.6399 | 1.6399 | 12.1235 | 0 | 0.0016124 | 0.0058432 | 0.0039341 | 0 | 0 | 0.37323 | 0 | 0.26698 | 0 | 0.06302 | 0.016238 | 1.2821 | 0.50889 | 10.8321 | 2.0585 | 0 | 0.60344 | 0.79648 | 0 | 0 | 0 | 0 | -2.7735 | 0.056408 | 0 | 0 | 0 | -0.36405 | 0 | 0 | 0 | 0 | 0 | 0 | 0 | 0 | 5.7379 | 0 | 0 | 0 | 0 | -2.4813 | 0 | 0 | 0 | 0 | 0 | 0 | 0 | 0 | 0 | 0 | 0 | 0 | 0 | 0 | 0 | -21.1956 | 1.822 | 0 | 5.5843 | 5.6316 | 1.3536 | 40.5848 | 1.2254 | 3.0551 | 0 | 0.032612 | 0 | 0.74789 | 0.22757 | 0 | 37.6306 | 23.22 | -23.4007 | 0 | 0.60707 | 0 | 1.6728 | 0.14465
2025_01_28 Hr 03 | 0 | 0 | 0 | 0.22374 | 0.22374 | 0.22374 | 0.22374 | 0.22374 | 0.22374 | 0 | 0 | 0.0031592 | 2.76 | 0.21958 | 1.6399 | 1.6399 | 12.1235 | 0 | 0.0016124 | 0.0058432 | 0.0039341 | 0 | 0 | 0.32481 | 0 | 0.21856 | 0 | 0.06302 | 0.016238 | 1.2821 | 0.50889 | 10.8321 | 2.0585 | 0 | 0.60344 | 0.79648 | 0 | 0 | 0 | 0 | -2.7029 | 0.056408 | 0 | 0 | 0 | -0.35592 | 0 | 0 | 0 | 0 | 0 | 0 | 0 | 0 | 5.531 | 0 | 0 | 0 | 0 | -2.4813 | 0 | 0 | 0 | 0 | 0 | 0 | 0 | 0 | 0 | 0 | 0 | 0 | 0 | 0 | 0 | -24.6459 | 1.822 | 0 | 5.5843 | 5.6316 | 1.828 | 40.5848 | 1.2254 | 3.0551 | 0 | 0.032612 | 0 | 0.74789 | 0.22757 | 0 | 34.4248 | 23.4826 | -26.9397 | 0 | 0.60707 | 0 | 1.6728 | 0.14478
2025_01_28 Hr 04 | 0 | 0 | 0 | 0.22374 | 0.22374 | 0.22374 | 0.22374 | 0.22374 | 0.22374 | 0 | 0 | 0.0031592 | 2.76 | 0.22001 | 1.6399 | 1.6399 | 12.1235 | 0 | 0.0016124 | 0.0058432 | 0.0039341 | 0 | 0 | 0.32892 | 0 | 0.22267 | 0 | 0.06302 | 0.016238 | 1.2821 | 0.50889 | 10.8321 | 2.0585 | 0 | 0.60344 | 0.79648 | 0 | 0 | 0 | 0 | -2.7064 | 0.056408 | 0 | 0 | 0 | -0.35661 | 0 | 0 | 0 | 0 | 0 | 0 | 0 | 0 | 5.6702 | 0 | 0 | 0 | 0 | -2.4813 | 0 | 0 | 0 | 0 | 0 | 0 | 0 | 0 | 0 | 0 | 0 | 0 | 0 | 0 | 0 | -22.0217 | 1.822 | 0 | 5.5843 | 5.6316 | 1.8759 | 40.5848 | 1.2254 | 3.0551 | 0 | 0.032612 | 0 | 0.74789 | 0.22757 | 0 | 37.2399 | 23.6695 | -24.308 | 0 | 0.60707 | 0 | 1.6728 | 0.14416
2025_01_28 Hr 05 | 0 | 0 | 0 | 0.22374 | 0.22374 | 0.22374 | 0.22374 | 0.22374 | 0.22374 | 0 | 0 | 0.0031592 | 2.67 | 0.22294 | 1.6399 | 1.6399 | 12.1235 | 0 | 0.0016124 | 0.0058432 | 0.0039341 | 0 | 0 | 0.43029 | 0 | 0.32404 | 0 | 0.06302 | 0.016238 | 1.2821 | 0.50889 | 10.8321 | 2.0585 | 0 | 0.60344 | 0.79648 | 0 | 0 | 0 | 0.0031903 | -2.9611 | 0.056408 | 0 | 0 | 0 | -0.37364 | 0 | 0 | 0 | 0 | 0 | 0 | 0 | 0 | 5.669 | 0 | 0 | 0 | 0 | -2.4813 | 0 | 0 | 0 | 0 | 0 | 0 | 0 | 0 | 0 | 0 | 0 | 0 | 0 | 0 | 0 | -22.9773 | 1.822 | 0 | 5.5843 | 5.6316 | 1.593 | 40.5848 | 1.2254 | 3.0551 | 0 | 0.032612 | 0 | 0.74789 | 0.22757 | 0 | 35.8489 | 23.2999 | -25.0779 | 0 | 0.60707 | 0 | 1.6728 | 0.14583
2025_01_28 Hr 06 | 0 | 0 | 0 | 0.22374 | 0.22374 | 0.22374 | 0.22374 | 0.22374 | 0.22374 | 0 | 0 | 0.0031592 | 2.61 | 0.23653 | 1.6399 | 1.6399 | 12.1235 | 0 | 0.0016124 | 0.0058432 | 0.0039341 | 0 | 0 | 0.62117 | 0 | 0.51492 | 0 | 0.06302 | 0.016238 | 1.2821 | 0.50889 | 10.8321 | 2.0585 | 0 | 0.60344 | 0.79648 | 0 | 0 | 0 | 0 | -3.1447 | 0.056408 | 0 | 0 | 0 | -0.40571 | 0 | 0 | 0 | 0 | 0 | 0 | 0 | 0 | 5.531 | 0 | 0 | 0 | 0 | -2.4813 | 0 | 0 | 0 | 0 | 0 | 0 | 0 | 0 | 0 | 0 | 0 | 0 | 0 | 0 | 0 | -26.0513 | 1.822 | 0 | 5.5843 | 5.6316 | 1.1534 | 40.5848 | 1.2254 | 3.0551 | 0 | 0.032612 | 0 | 0.74789 | 0.22757 | 0 | 32.3167 | 22.6788 | -27.8022 | 0 | 0.60707 | 0 | 1.6728 | 0.1486
2025_01_28 Hr 07 | 0 | 0 | 0 | 0.22374 | 0.22374 | 0.22374 | 0.22374 | 0.22374 | 0.22374 | 0 | 0 | 0.0031592 | 2.58 | 0.29631 | 1.6399 | 1.6399 | 12.0807 | 0 | 0.0016124 | 0.0058432 | 0.0039341 | 0 | 0 | 0 | 0 | 0 | 0 | 0.06302 | 0.016238 | 1.2821 | 0.50889 | 10.8201 | 2.0585 | 1.2964 | 0.60107 | 0.79648 | 0 | 0 | 0 | 0 | -3.536 | 0.056408 | 0 | 0 | 0 | -0.51471 | 0 | 0 | 0 | 0 | 0 | 0 | 0 | 0 | 5.4615 | 0 | 0 | 0 | -3.3188 | 0 | 0 | 0 | 0 | 0 | 0 | 0 | 0 | 0 | 0 | 0 | 0 | 0 | -2.3937 | 0 | 0 | -38.3057 | 1.822 | 0 | 5.5613 | 5.6084 | 1.0315 | 41.7803 | 1.2254 | 3.0551 | 0 | 0.032612 | 0 | 0.74789 | 0.22757 | 0 | 16.2296 | 22.5182 | -44.5329 | 0 | 0.60707 | 0 | 1.6728 | 0.1521
2025_01_28 Hr 08 | 0 | 0 | 0 | 0.22374 | 0.22374 | 0.22374 | 0.22374 | 0.22374 | 0.22374 | 0 | 0 | 0.0031592 | 2.58 | 0.26656 | 1.6399 | 1.6399 | 12.0807 | 0 | 0.0016124 | 0.0058432 | 0.0039341 | 0 | 0 | 0 | 0 | 0 | 0 | 0.06302 | 0.016238 | 1.2821 | 0.50889 | 10.8201 | 2.0585 | 1.2964 | 0.60107 | 0.79648 | 0 | 0 | 0 | 0 | -3.3466 | 0.056408 | 0 | 0 | 0 | -0.46283 | 0 | 0 | 0 | 0 | 0 | 0 | 0 | 0 | 5.4615 | 0 | 0 | 0 | -3.3188 | 0 | 0 | 0 | 0 | 0 | 0 | 0 | 0 | 0 | 0 | 0 | 0 | 0 | -2.3937 | 0 | 0 | -33.8401 | 1.822 | 0 | 5.5613 | 5.6084 | 1.4145 | 41.7803 | 1.2254 | 3.0551 | 0 | 0.032612 | 0 | 0.74789 | 0.22757 | 0 | 21.2912 | 22.8731 | -40.0155 | 0 | 0.60707 | 0 | 1.6728 | 0.15368
2025_01_28 Hr 09 | 0.022813 | 0 | 0 | 0.22374 | 0.22374 | 0.22374 | 0.22374 | 0.22374 | 0.22374 | 0 | 0 | 0.0031592 | 2.4 | 0.17896 | 1.6399 | 1.6399 | 12.0807 | 0.79058 | 0.0016124 | 0.0058432 | 0.0039341 | 0 | 0 | 0 | 0 | 0 | 0 | 0.06302 | 0.016238 | 1.1365 | 0.50889 | 10.8201 | 2.0585 | 1.2964 | 0.60107 | 0.79648 | 0 | 0 | 0 | 0.76956 | -2.0344 | 0.056408 | 0 | 0 | 0 | -0.33346 | 0 | 0 | 0 | 0 | 0 | 0 | 0 | 0 | 5.3919 | 0 | 0 | 0 | -3.3188 | 0 | 0 | 0 | 0 | 0 | 0 | 0 | 0 | 0 | 0 | 0 | 0 | 0 | -2.3937 | 0 | 0 | -20.842 | 1.822 | 0 | 5.2726 | 5.3183 | 1.4929 | 41.8464 | 1.2254 | 3.0551 | 0 | 0.032612 | -0.022813 | 0.74789 | 0.22757 | 0 | 36.3076 | 22.6369 | -26.9108 | 0 | 0.60707 | 0 | 1.6728 | 0.15351
2025_01_28 Hr 10 | 0.13579 | 0 | 0 | 0.22374 | 0.22374 | 0.22374 | 0.22374 | 0.22374 | 0.22374 | 0 | 0 | 0.0031592 | 2.04 | 0.14904 | 1.6399 | 1.6399 | 12.0807 | 0.79058 | 0.0016124 | 0.0058432 | 0.0039341 | 0 | 0 | 0 | 0 | 0 | 0 | 0.06302 | 0.016238 | 1.1717 | 0.50889 | 10.8201 | 2.0585 | 1.2964 | 0.60107 | 0.79648 | 0 | 0 | 0 | 0.31356 | -1.7697 | 0.056408 | 0 | 0 | 0 | -0.32667 | 0 | 0 | 0 | 0 | 0 | 0 | 0 | 0 | 5.3931 | 0 | 0 | 0 | -3.3188 | 0 | 0 | 0 | 0 | 0 | 0 | 0 | 0 | 0 | 0 | 0 | 0 | 0 | -2.3937 | 0 | 0 | -19.5106 | 1.822 | 0 | 5.3557 | 5.4021 | 1.4145 | 42.0484 | 1.2254 | 3.0551 | 0 | 0.032612 | -0.13579 | 0.74789 | 0.22757 | 0 | 37.1887 | 22.282 | -25.6856 | 0 | 0.60707 | 0 | 1.6728 | 0.15265
2025_01_28 Hr 11 | 0.13579 | 0 | 0 | 0.22374 | 0.22374 | 0.22374 | 0.22374 | 0.22374 | 0.22374 | 0 | 0 | 0.0031592 | 1.92 | 0.12898 | 1.6399 | 1.6399 | 12.0807 | 0.79058 | 0.0016124 | 0.0058432 | 0.0039341 | 0 | 0 | 0 | 0 | 0 | 0 | 0.06302 | 0.016238 | 0.86387 | 0.50889 | 10.8201 | 2.0585 | 1.2964 | 0.60107 | 0.79648 | 0 | 0 | 0 | 1.4714 | -1.4041 | 0.056408 | 0 | 0 | 0 | -0.30019 | 0 | 0 | 0 | 0 | 0 | 0 | 0 | 0 | 5.1862 | 0 | 0 | 0 | -3.3188 | 0 | 0 | 0 | 0 | 0 | 0 | 0 | 0 | 0 | 0 | 0 | 0 | 0 | -2.3937 | 0 | 0 | -14.3124 | 1.822 | 0 | 5.063 | 5.1059 | 1.4537 | 41.1518 | 1.2254 | 3.0551 | 0 | 0.032612 | -0.13579 | 0.74789 | 0.22757 | 0 | 42.7307 | 21.9726 | -20.4609 | 0 | 0.60707 | 0 | 1.6728 | 0.15106
2025_01_28 Hr 12 | 0.36355 | 1.0104e-05 | 0 | 0.22374 | 0.22374 | 0.22374 | 0.22374 | 0.22374 | 0.22374 | 0 | 0 | 0.0031592 | 2.01 | 0.14041 | 1.6399 | 1.6399 | 12.0807 | 0.79058 | 0.0016124 | 0.0058432 | 0.0039341 | 0 | 0 | 0 | 0 | 0 | 0 | 0.06302 | 0.016238 | 0.50419 | 0.50889 | 10.8201 | 2.0585 | 1.2964 | 0.60107 | 0.79648 | 0 | 0 | 0 | 0.67881 | -0.024142 | 0.056408 | 0 | 0 | 0 | -0.31225 | 0 | 0 | 0 | 0 | 0 | 0 | 0 | 0 | 5.3242 | 0 | 0 | 0 | -3.3188 | 0 | 0 | 0 | 0 | 0 | 0 | 0 | 0 | 0 | 0 | 0 | 0 | 0 | -2.3937 | 0 | 0 | -16.126 | 1.822 | 0 | 5.3544 | 5.4001 | 1.4233 | 41.3776 | 1.2254 | 3.0551 | 0 | 0.032612 | -0.36355 | 0.74789 | 0.22757 | 0 | 41.9264 | 22.4085 | -22.5143 | 0 | 0.60707 | 0 | 1.6728 | 0.15035
2025_01_28 Hr 13 | 0.18148 | 3.1057e-05 | 0 | 0.22374 | 0.22374 | 0.22374 | 0.22374 | 0.22374 | 0.22374 | 0 | 0 | 0.0031592 | 2.34 | 0.16748 | 1.6399 | 1.6399 | 12.0807 | 0.79058 | 0.0016124 | 0.0058432 | 0.0039341 | 0 | 0 | 0 | 0 | 0 | 0 | 0.06302 | 0.016238 | 0.60966 | 0.50889 | 10.8201 | 2.0585 | 1.2964 | 0.60107 | 0.79648 | 0 | 0 | 0 | 0.51108 | -0.19205 | 0.056408 | 0 | 0 | 0 | -0.31997 | 0 | 0 | 0 | 0 | 0 | 0 | 0 | 0 | 4.9775 | 0 | 0 | 0 | -3.3188 | 0 | 0 | 0 | 0 | 0 | 0 | 0 | 0 | 0 | 0 | 0 | 0 | 0 | -2.3937 | 0 | 0 | -15.722 | 1.822 | 0 | 5.357 | 5.4041 | 1.4363 | 41.4896 | 1.2254 | 3.0551 | 0 | 0.032612 | -0.18148 | 0.74789 | 0.22757 | 0 | 42.1222 | 22.2494 | -21.9359 | 0 | 0.60707 | 0 | 1.6728 | 0.14975
2025_01_28 Hr 14 | 0.27215 | 5.0153e-05 | 0 | 0.22374 | 0.22374 | 0.22374 | 0.22374 | 0.22374 | 0.22374 | 0 | 0 | 0.0031592 | 2.34 | 0.17386 | 1.6399 | 1.6399 | 12.0807 | 0.7247 | 0.0016124 | 0.0058432 | 0.0039341 | 0 | 0 | 0 | 0 | 0 | 0 | 0.06302 | 0.016238 | 0.81732 | 0.50889 | 10.8201 | 2.0585 | 1.1884 | 0.60107 | 0.79648 | 0 | 0 | 0 | 0.45479 | -0.54759 | 0.056408 | 0 | 0 | 0 | -0.33225 | 0 | 0 | 0 | 0 | 0 | 0 | 0 | 0 | 4.7706 | 0 | 0 | 0 | -3.3188 | 0 | 0 | 0 | 0 | 0 | 0 | 0 | 0 | 0 | 0 | 0 | 0 | 0 | -2.3937 | 0 | 0 | -13.218 | 1.822 | 0 | 5.3978 | 5.4449 | 1.4363 | 41.6052 | 1.2254 | 3.0551 | 0 | 0.032612 | -0.27215 | 0.74789 | 0.22757 | 0 | 44.1165 | 22.1391 | -19.5349 | 0 | 0.60707 | 0 | 1.6728 | 0.14924
2025_01_28 Hr 15 | 0.067857 | 6.673e-05 | 0 | 0.22374 | 0.22374 | 0.22374 | 0.22374 | 0.22374 | 0.22374 | 0 | 0 | 0.0031592 | 2.46 | 0.18915 | 1.6399 | 1.6399 | 12.0807 | 0.52706 | 0.0016124 | 0.0058432 | 0.0039341 | 0 | 0 | 0 | 0 | 0 | 0 | 0.06302 | 0.016238 | 0.68967 | 0.50889 | 10.8201 | 2.0585 | 0.86426 | 0.60107 | 0.79648 | 0 | 0 | 0 | 2.1506 | -0.046006 | 0.056408 | 0 | 0 | 0 | -0.34391 | 0 | 0 | 0 | 0 | 0 | 0 | 0 | 0 | 4.6327 | 0 | 0 | 0 | -3.3188 | 0 | 0 | 0 | 0 | 0 | 0 | 0 | 0 | 0 | 0 | 0 | 0 | 0 | -2.3937 | 0 | 0 | -11.8455 | 1.822 | 0 | 4.9404 | 4.9833 | 1.4233 | 40.0367 | 1.2254 | 3.0551 | 0 | 0.032612 | -0.067857 | 0.74789 | 0.22757 | 0 | 46.09 | 21.9184 | -17.9698 | 0 | 0.60707 | 0 | 1.6728 | 0.1486
2025_01_28 Hr 16 | 0.045117 | 1.9005e-05 | 0 | 0.22374 | 0.22374 | 0.22374 | 0.22374 | 0.22374 | 0.22374 | 0 | 0 | 0.0031592 | 2.61 | 0.20576 | 1.6399 | 1.6399 | 12.0807 | 0.79058 | 0.0016124 | 0.0058432 | 0.0039341 | 0 | 0 | 0 | 0 | 0 | 0 | 0.06302 | 0.016238 | 0.93082 | 0.50889 | 10.8201 | 2.0585 | 1.2964 | 0.60107 | 0.79648 | 0 | 0 | 0 | 0.62931 | -0.89863 | 0.056408 | 0 | 0 | 0 | -0.35266 | 0 | 0 | 0 | 0 | 0 | 0 | 0 | 0 | 4.2165 | 0 | 0 | 0 | -3.3188 | 0 | 0 | 0 | 0 | 0 | 0 | 0 | 0 | 0 | 0 | 0 | 0 | 0 | -2.3937 | 0 | 0 | -13.5876 | 1.822 | 0 | 5.1026 | 5.1448 | 1.4668 | 41.2972 | 1.2254 | 3.0551 | 0 | 0.032612 | -0.045117 | 0.74789 | 0.22757 | 0 | 43.0197 | 21.6897 | -19.6979 | 0 | 0.60707 | 0 | 1.6728 | 0.14876
2025_01_28 Hr 17 | 0.045044 | 4.1342e-06 | 0 | 0.22374 | 0.22374 | 0.22374 | 0.22374 | 0.22374 | 0.22374 | 0 | 0 | 0.0031592 | 2.55 | 0.21865 | 1.6399 | 1.6399 | 12.0807 | 0.79058 | 0.0016124 | 0.0058432 | 0.0039341 | 0 | 0 | 0 | 0 | 0 | 0 | 0.06302 | 0.016238 | 1.1719 | 0.50889 | 10.8201 | 2.0585 | 1.2964 | 0.60107 | 0.79648 | 0 | 0 | 0 | 0 | -2.0553 | 0.056408 | 0 | 0 | 0 | -0.38375 | 0 | 0 | 0 | 0 | 0 | 0 | 0 | 0 | 3.6642 | 0 | 0 | 0 | -3.3188 | 0 | 0 | 0 | 0 | 0 | 0 | 0 | 0 | 0 | 0 | 0 | 0 | 0 | -2.3937 | 0 | 0 | -15.862 | 1.822 | 0 | 5.5613 | 5.6084 | 1.4363 | 42.4606 | 1.2254 | 3.0551 | 0 | 0.032612 | -0.045044 | 0.74789 | 0.22757 | 0 | 39.463 | 21.0609 | -22.0033 | 0 | 0.60707 | 0 | 1.6728 | 0.14993
2025_01_28 Hr 18 | 0 | 0 | 0 | 0.22374 | 0.22374 | 0.22374 | 0.22374 | 0.22374 | 0.22374 | 0 | 0 | 0.0031592 | 2.55 | 0.22806 | 1.6399 | 1.6399 | 12.0807 | 0.79058 | 0.0016124 | 0.0058432 | 0.0039341 | 0 | 0 | 0 | 0 | 0 | 0 | 0.06302 | 0.016238 | 1.2821 | 0.50889 | 10.8201 | 2.0585 | 1.2964 | 0.60107 | 0.79648 | 0 | 0 | 0 | 0.036856 | -2.6013 | 0.056408 | 0 | 0 | 0 | -0.40035 | 0 | 0 | 0 | 0 | 0 | 0 | 0 | 0 | 3.3865 | 0 | 0 | 0 | -3.3188 | 0 | 0 | 0 | 0 | 0 | 0 | 0 | 0 | 0 | 0 | 0 | 0 | 0 | -2.3937 | 0 | 0 | -23.3226 | 1.822 | 0 | 5.5613 | 5.6084 | 1.4842 | 42.5709 | 1.2254 | 3.0551 | 0 | 0.032612 | 0 | 0.74789 | 0.22757 | 0 | 31.369 | 20.798 | -29.4355 | 0 | 0.60707 | 0 | 1.6728 | 0.15248
2025_01_28 Hr 19 | 0 | 0 | 0 | 0.22374 | 0.22374 | 0.22374 | 0.22374 | 0.22374 | 0.22374 | 0 | 0 | 0.0031592 | 2.46 | 0.2279 | 1.6399 | 1.6399 | 12.0807 | 0.79058 | 0.0016124 | 0.0058432 | 0.0039341 | 0 | 0 | 0 | 0 | 0 | 0 | 0.06302 | 0.016238 | 1.2821 | 0.50889 | 10.8201 | 2.0585 | 1.2964 | 0.60107 | 0.79648 | 0 | 0 | 0 | 0 | -2.6644 | 0.056408 | 0 | 0 | 0 | -0.41479 | 0 | 0 | 0 | 0 | 0 | 0 | 0 | 0 | 3.9418 | 0 | 0 | 0 | -3.3188 | 0 | 0 | 0 | 0 | 0 | 0 | 0 | 0 | 0 | 0 | 0 | 0 | 0 | -2.3937 | 0 | 0 | -29.3218 | 1.822 | 0 | 5.5613 | 5.6084 | 1.4755 | 42.5709 | 1.2254 | 3.0551 | 0 | 0.032612 | 0 | 0.74789 | 0.22757 | 0 | 25.7125 | 21.2551 | -35.4491 | 0 | 0.60707 | 0 | 1.6728 | 0.15306
2025_01_28 Hr 20 | 0 | 0 | 0 | 0.22374 | 0.22374 | 0.22374 | 0.22374 | 0.22374 | 0.22374 | 0 | 0 | 0.0031592 | 2.55 | 0.22899 | 1.6399 | 1.6399 | 12.0807 | 0.79058 | 0.0016124 | 0.0058432 | 0.0039341 | 0 | 0 | 0 | 0 | 0 | 0 | 0.06302 | 0.016238 | 1.2821 | 0.50889 | 10.8201 | 2.0585 | 1.2964 | 0.60107 | 0.79648 | 0 | 0 | 0 | 0 | -2.5543 | 0.056408 | 0 | 0 | 0 | -0.402 | 0 | 0 | 0 | 0 | 0 | 0 | 0 | 0 | 3.8021 | 0 | 0 | 0 | -3.3188 | 0 | 0 | 0 | 0 | 0 | 0 | 0 | 0 | 0 | 0 | 0 | 0 | 0 | -2.3937 | 0 | 0 | -32.024 | 1.822 | 0 | 5.5613 | 5.6084 | 1.506 | 42.5709 | 1.2254 | 3.0551 | 0 | 0.032612 | 0 | 0.74789 | 0.22757 | 0 | 23.1147 | 21.2367 | -38.1385 | 0 | 0.60707 | 0 | 1.6728 | 0.15282
2025_01_28 Hr 21 | 0 | 0 | 0 | 0.22374 | 0.22374 | 0.22374 | 0.22374 | 0.22374 | 0.22374 | 0 | 0 | 0.0031592 | 2.52 | 0.1972 | 1.6399 | 1.6399 | 12.0807 | 0.79058 | 0.0016124 | 0.0058432 | 0.0039341 | 0 | 0 | 0 | 0 | 0 | 0 | 0.06302 | 0.016238 | 1.2821 | 0.50889 | 10.8201 | 2.0585 | 1.2964 | 0.60107 | 0.79648 | 0 | 0 | 0 | 0 | -2.2339 | 0.056408 | 0 | 0 | 0 | -0.35005 | 0 | 0 | 0 | 0 | 0 | 0 | 0 | 0 | 3.8717 | 0 | 0 | 0 | -3.3188 | 0 | 0 | 0 | 0 | 0 | 0 | 0 | 0 | 0 | 0 | 0 | 0 | 0 | -2.3937 | 0 | 0 | -28.9279 | 1.822 | 0 | 5.5613 | 5.6084 | 1.5147 | 42.5709 | 1.2254 | 3.0551 | 0 | 0.032612 | 0 | 0.74789 | 0.22757 | 0 | 26.5988 | 21.2523 | -34.9905 | 0 | 0.60707 | 0 | 1.6728 | 0.15194
2025_01_28 Hr 22 | 0 | 0 | 0 | 0.22374 | 0.22374 | 0.22374 | 0.22374 | 0.22374 | 0.22374 | 0 | 0 | 0.0031592 | 2.43 | 0.19254 | 1.6399 | 1.6399 | 12.0807 | 0.79058 | 0.0016124 | 0.0058432 | 0.0039341 | 0 | 0 | 0 | 0 | 0 | 0 | 0.06302 | 0.016238 | 1.2821 | 0.50889 | 10.8201 | 2.0585 | 1.2964 | 0.60107 | 0.79648 | 0 | 0 | 0 | 0 | -2.314 | 0.056408 | 0 | 0 | 0 | -0.35446 | 0 | 0 | 0 | 0 | 0 | 0 | 0 | 0 | 4.2171 | 0 | 0 | 0 | -3.3188 | 0 | 0 | 0 | 0 | 0 | 0 | 0 | 0 | 0 | 0 | 0 | 0 | 0 | -2.3937 | 0 | 0 | -30.7263 | 1.822 | 0 | 5.5613 | 5.6084 | 1.4363 | 42.5709 | 1.2254 | 3.0551 | 0 | 0.032612 | 0 | 0.74789 | 0.22757 | 0 | 24.8868 | 21.4232 | -36.7933 | 0 | 0.60707 | 0 | 1.6728 | 0.15043
2025_01_28 Hr 23 | 0 | 0 | 0 | 0.22374 | 0.22374 | 0.22374 | 0.22374 | 0.22374 | 0.22374 | 0 | 0 | 0.0031592 | 2.37 | 0.18668 | 1.6399 | 1.6399 | 12.1235 | 0.79423 | 0.0016124 | 0.0058432 | 0.0039341 | 0 | 0 | 0.30356 | 0 | 0.19731 | 0 | 0.06302 | 0.016238 | 1.2821 | 0.50889 | 10.8321 | 2.0585 | 0 | 0.60344 | 0.79648 | 0 | 0 | 0 | 0 | -2.5174 | 0.056408 | 0 | 0 | 0 | -0.35235 | 0 | 0 | 0 | 0 | 0 | 0 | 0 | 0 | 4.2165 | 0 | 0 | 0 | 0 | -2.4813 | 0 | 0 | 0 | 0 | 0 | 0 | 0 | 0 | 0 | 0 | 0 | 0 | 0 | 0 | 0 | -28.0742 | 1.822 | 0 | 5.5843 | 5.6316 | 1.3841 | 41.379 | 1.2254 | 3.0551 | 0 | 0.032612 | 0 | 0.74789 | 0.22757 | 0 | 29.7593 | 21.3045 | -30.4069 | 0 | 0.60707 | 0 | 1.6728 | 0.14806
2025_01_28 Hr 24 | 0 | 0 | 0 | 0.22374 | 0.22374 | 0.22374 | 0.22374 | 0.22374 | 0.22374 | 0 | 0 | 0.0031592 | 2.19 | 0.17321 | 1.6399 | 1.6399 | 12.1235 | 0.79423 | 0.0016124 | 0.0058432 | 0.0039341 | 0 | 0 | 0.31221 | 0 | 0.20596 | 0 | 0.06302 | 0.016238 | 1.2821 | 0.50889 | 10.8321 | 2.0585 | 0 | 0.60344 | 0.79648 | 0 | 0 | 0 | 0 | -2.5443 | 0.056408 | 0 | 0 | 0 | -0.3538 | 0 | 0 | 0 | 0 | 0 | 0 | 0 | 0 | 4.355 | 0 | 0 | 0 | 0 | -2.4813 | 0 | 0 | 0 | 0 | 0 | 0 | 0 | 0 | 0 | 0 | 0 | 0 | 0 | 0 | 0 | -26.2632 | 1.822 | 0 | 5.5843 | 5.6316 | 1.3754 | 41.379 | 1.2254 | 3.0551 | 0 | 0.032612 | 0 | 0.74789 | 0.22757 | 0 | 31.4936 | 21.2389 | -28.5801 | 0 | 0.60707 | 0 | 1.6728 | 0.14614
2025_01_29 Hr 01 | 0 | 0 | 0 | 0.26215 | 0.26215 | 0.26215 | 0.26215 | 0.26215 | 0.26215 | 0 | 0 | 0.0031592 | 1.98 | 0.16278 | 1.6399 | 1.6399 | 14.2034 | 0.93049 | 0.0016124 | 0.0058432 | 0.0039341 | 0 | 0 | 0.39586 | 0 | 0.28961 | 0 | 0.06302 | 0.016238 | 1.2821 | 0.59541 | 12.6915 | 2.0585 | 0 | 0.60344 | 0.79648 | 0 | 0 | 0 | 0 | -2.582 | 0.056408 | 0 | 0 | 0 | -0.36785 | 0 | 0 | 0 | 0 | 0 | 0 | 0 | 0 | 4.4246 | 0 | 0 | 0 | 0 | -2.4813 | 0 | 0 | 0 | 0 | 0 | 0 | 0 | 0 | 0 | 0 | 0 | 0 | 0 | 0 | 0 | -25.7915 | 1.822 | 0 | 6.5429 | 6.5983 | 1.3623 | 47.6968 | 1.2254 | 3.0551 | 0 | 0.032612 | 0 | 0.74789 | 0.22757 | 0 | 38.234 | 21.0743 | -27.9551 | 0 | 0.60707 | 0 | 1.6728 | 0.14538
2025_01_29 Hr 02 | 0 | 0 | 0 | 0.26215 | 0.26215 | 0.26215 | 0.26215 | 0.26215 | 0.26215 | 0 | 0 | 0.0031592 | 2.13 | 0.17646 | 1.6399 | 1.6399 | 14.2034 | 0.93049 | 0.0016124 | 0.0058432 | 0.0039341 | 0 | 0 | 0.41283 | 0 | 0.30658 | 0 | 0.06302 | 0.016238 | 1.2821 | 0.59541 | 12.6915 | 2.0585 | 0 | 0.60344 | 0.79648 | 0 | 0 | 0 | 0 | -2.6129 | 0.056408 | 0 | 0 | 0 | -0.37071 | 0 | 0 | 0 | 0 | 0 | 0 | 0 | 0 | 4.7712 | 0 | 0 | 0 | 0 | -2.4813 | 0 | 0 | 0 | 0 | 0 | 0 | 0 | 0 | 0 | 0 | 0 | 0 | 0 | 0 | 0 | -28.0022 | 1.822 | 0 | 6.5429 | 6.5983 | 1.3754 | 47.6968 | 1.2254 | 3.0551 | 0 | 0.032612 | 0 | 0.74789 | 0.22757 | 0 | 36.547 | 21.5977 | -30.1347 | 0 | 0.60707 | 0 | 1.6728 | 0.14547
2025_01_29 Hr 03 | 0 | 0 | 0 | 0.26215 | 0.26215 | 0.26215 | 0.26215 | 0.26215 | 0.26215 | 0 | 0 | 0.0031592 | 2.13 | 0.17642 | 1.6399 | 1.6399 | 14.2034 | 0.93049 | 0.0016124 | 0.0058432 | 0.0039341 | 0 | 0 | 0.41225 | 0 | 0.306 | 0 | 0.06302 | 0.016238 | 1.2821 | 0.59541 | 12.6915 | 2.0585 | 0 | 0.60344 | 0.79648 | 0 | 0 | 0 | 0 | -2.6155 | 0.056408 | 0 | 0 | 0 | -0.37061 | 0 | 0 | 0 | 0 | 0 | 0 | 0 | 0 | 5.3242 | 0 | 0 | 0 | 0 | -2.4813 | 0 | 0 | 0 | 0 | 0 | 0 | 0 | 0 | 0 | 0 | 0 | 0 | 0 | 0 | 0 | -32.4551 | 1.822 | 0 | 6.5429 | 6.5983 | 1.3623 | 47.6968 | 1.2254 | 3.0551 | 0 | 0.032612 | 0 | 0.74789 | 0.22757 | 0 | 32.6302 | 22.1377 | -34.5887 | 0 | 0.60707 | 0 | 1.6728 | 0.14563
2025_01_29 Hr 04 | 0 | 0 | 0 | 0.26215 | 0.26215 | 0.26215 | 0.26215 | 0.26215 | 0.26215 | 0 | 0 | 0.0031592 | 2.13 | 0.17578 | 1.6399 | 1.6399 | 14.2034 | 0.93049 | 0.0016124 | 0.0058432 | 0.0039341 | 0 | 0 | 0.40421 | 0 | 0.29796 | 0 | 0.06302 | 0.016238 | 1.2821 | 0.59541 | 12.6915 | 2.0585 | 0 | 0.60344 | 0.79648 | 0 | 0 | 0 | 0 | -2.6218 | 0.056408 | 0 | 0 | 0 | -0.36926 | 0 | 0 | 0 | 0 | 0 | 0 | 0 | 0 | 5.2552 | 0 | 0 | 0 | 0 | -2.4813 | 0 | 0 | 0 | 0 | 0 | 0 | 0 | 0 | 0 | 0 | 0 | 0 | 0 | 0 | 0 | -29.822 | 1.822 | 0 | 6.5429 | 6.5983 | 1.3144 | 47.6968 | 1.2254 | 3.0551 | 0 | 0.032612 | 0 | 0.74789 | 0.22757 | 0 | 35.1254 | 22.0207 | -31.9703 | 0 | 0.60707 | 0 | 1.6728 | 0.14609
2025_01_29 Hr 05 | 0 | 0 | 0 | 0.26215 | 0.26215 | 0.26215 | 0.26215 | 0.26215 | 0.26215 | 0 | 0 | 0.0031592 | 2.04 | 0.17882 | 1.6399 | 1.6399 | 14.2034 | 0.93049 | 0.0016124 | 0.0058432 | 0.0039341 | 0 | 0 | 0.54175 | 0 | 0.4355 | 0 | 0.06302 | 0.016238 | 1.2821 | 0.59541 | 12.6915 | 2.0585 | 0 | 0.60344 | 0.79648 | 0 | 0 | 0 | 0 | -2.8999 | 0.056408 | 0 | 0 | 0 | -0.39236 | 0 | 0 | 0 | 0 | 0 | 0 | 0 | 0 | 5.1862 | 0 | 0 | 0 | 0 | -2.4813 | 0 | 0 | 0 | 0 | 0 | 0 | 0 | 0 | 0 | 0 | 0 | 0 | 0 | 0 | 0 | -33.1942 | 1.822 | 0 | 6.5429 | 6.5983 | 1.3144 | 47.6968 | 1.2254 | 3.0551 | 0 | 0.032612 | 0 | 0.74789 | 0.22757 | 0 | 31.5721 | 21.8658 | -35.0906 | 0 | 0.60707 | 0 | 1.6728 | 0.14711
2025_01_29 Hr 06 | 0 | 0 | 0 | 0.26215 | 0.26215 | 0.26215 | 0.26215 | 0.26215 | 0.26215 | 0 | 0 | 0.0031592 | 1.83 | 0.16576 | 1.6399 | 1.6399 | 14.2034 | 0.93049 | 0.0016124 | 0.0058432 | 0.0039341 | 0 | 0 | 0.62002 | 0 | 0.51377 | 0 | 0.06302 | 0.016238 | 1.2821 | 0.59541 | 12.6915 | 2.0585 | 0 | 0.60344 | 0.79648 | 0 | 0 | 0 | 0.073395 | -3.1466 | 0.056408 | 0 | 0 | 0 | -0.40551 | 0 | 0 | 0 | 0 | 0 | 0 | 0 | 0 | 5.531 | 0 | 0 | 0 | 0 | -2.4813 | 0 | 0 | 0 | 0 | 0 | 0 | 0 | 0 | 0 | 0 | 0 | 0 | 0 | 0 | 0 | -35.0933 | 1.822 | 0 | 6.5429 | 6.5983 | 1.3536 | 47.6968 | 1.2254 | 3.0551 | 0 | 0.032612 | 0 | 0.74789 | 0.22757 | 0 | 29.8068 | 22.0295 | -36.8462 | 0 | 0.60707 | 0 | 1.6728 | 0.14985
2025_01_29 Hr 07 | 0 | 0 | 0 | 0.26215 | 0.26215 | 0.26215 | 0.26215 | 0.26215 | 0.26215 | 0 | 0 | 0.0031592 | 1.89 | 0.21327 | 1.6399 | 1.6399 | 14.1533 | 0.92622 | 0.0016124 | 0.0058432 | 0.0039341 | 0 | 0 | 0 | 0 | 0 | 0 | 0.06302 | 0.016238 | 1.2821 | 0.59541 | 12.6774 | 2.0585 | 1.5189 | 0.60107 | 0.79648 | 0 | 0 | 0 | 0.051781 | -3.3418 | 0.056408 | 0 | 0 | 0 | -0.50569 | 0 | 0 | 0 | 0 | 0 | 0 | 0 | 0 | 5.4615 | 0 | 0 | 0 | -3.3188 | 0 | 0 | 0 | 0 | 0 | 0 | 0 | 0 | 0 | 0 | 0 | 0 | 0 | -2.3937 | 0 | 0 | -54.1743 | 1.822 | 0 | 6.5159 | 6.5711 | 1.3754 | 49.0932 | 1.2254 | 3.0551 | 0 | 0.032612 | 0 | 0.74789 | 0.22757 | 0 | 7.5012 | 22.0905 | -60.3925 | 0 | 0.60707 | 0 | 1.6728 | 0.15358
2025_01_29 Hr 08 | 0 | 0 | 0 | 0.26215 | 0.26215 | 0.26215 | 0.26215 | 0.26215 | 0.26215 | 0 | 0 | 0.0031592 | 1.74 | 0.2053 | 1.6399 | 1.6399 | 14.1533 | 0.92622 | 0.0016124 | 0.0058432 | 0.0039341 | 0 | 0 | 0 | 0 | 0 | 0 | 0.06302 | 0.016238 | 1.2821 | 0.59541 | 12.6774 | 2.0585 | 1.5189 | 0.60107 | 0.79648 | 0 | 0 | 0 | 0 | -3.7705 | 0.056408 | 0 | 0 | 0 | -0.52885 | 0 | 0 | 0 | 0 | 0 | 0 | 0 | 0 | 5.1856 | 0 | 0 | 0 | -3.3188 | 0 | 0 | 0 | 0 | 0 | 0 | 0 | 0 | 0 | 0 | 0 | 0 | 0 | -2.3937 | 0 | 0 | -51.5343 | 1.822 | 0 | 6.5159 | 6.5711 | 1.4363 | 49.0932 | 1.2254 | 3.0551 | 0 | 0.032612 | 0 | 0.74789 | 0.22757 | 0 | 9.2661 | 21.719 | -57.7756 | 0 | 0.60707 | 0 | 1.6728 | 0.15495
2025_01_29 Hr 09 | 0.022813 | 0 | 0 | 0.26215 | 0.26215 | 0.26215 | 0.26215 | 0.26215 | 0.26215 | 0 | 0 | 0.0031592 | 1.38 | 0.17551 | 1.6399 | 1.6399 | 14.1533 | 0.92622 | 0.0016124 | 0.0058432 | 0.0039341 | 0 | 0 | 0 | 0 | 0 | 0 | 0.06302 | 0.016238 | 1.2821 | 0.59541 | 12.6774 | 2.0585 | 1.5189 | 0.60107 | 0.79648 | 0 | 0 | 0 | 0.095981 | -4.155 | 0.056408 | 0 | 0 | 0 | -0.57021 | 0 | 0 | 0 | 0 | 0 | 0 | 0 | 0 | 5.254 | 0 | 0 | 0 | -3.3188 | 0 | 0 | 0 | 0 | 0 | 0 | 0 | 0 | 0 | 0 | 0 | 0 | 0 | -2.3937 | 0 | 0 | -50.9352 | 1.822 | 0 | 6.5159 | 6.5711 | 1.2927 | 49.0932 | 1.2254 | 3.0551 | 0 | 0.032612 | -0.022813 | 0.74789 | 0.22757 | 0 | 9.0699 | 21.2764 | -57.2407 | 0 | 0.60707 | 0 | 1.6728 | 0.15462
2025_01_29 Hr 10 | 0.13579 | 5.5466e-05 | 0 | 0.26215 | 0.26215 | 0.26215 | 0.26215 | 0.26215 | 0.26215 | 0 | 0 | 0.0031592 | 1.14 | 0.11922 | 1.6399 | 1.6399 | 14.1533 | 0.92622 | 0.0016124 | 0.0058432 | 0.0039341 | 0 | 0 | 0 | 0 | 0 | 0 | 0.06302 | 0.016238 | 1.2821 | 0.59541 | 12.6774 | 2.0585 | 1.5189 | 0.60107 | 0.79648 | 0 | 0 | 0 | 0 | -3.1798 | 0.056408 | 0 | 0 | 0 | -0.46852 | 0 | 0 | 0 | 0 | 0 | 0 | 0 | 0 | 4.8396 | 0 | 0 | 0 | -3.3188 | 0 | 0 | 0 | 0 | 0 | 0 | 0 | 0 | 0 | 0 | 0 | 0 | 0 | -2.3937 | 0 | 0 | -36.1674 | 1.822 | 0 | 6.5159 | 6.5711 | 1.3144 | 49.0932 | 1.2254 | 3.0551 | 0 | 0.032612 | -0.13579 | 0.74789 | 0.22757 | 0 | 24.1289 | 20.6998 | -42.4842 | 0 | 0.60707 | 0 | 1.6728 | 0.15388
2025_01_29 Hr 11 | 0.022885 | 0.00041258 | 0 | 0.26215 | 0.26215 | 0.26215 | 0.26215 | 0.26215 | 0.26215 | 0 | 0 | 0.0031592 | 0.84 | 0.069115 | 1.6399 | 1.6399 | 14.1533 | 0.92622 | 0.0016124 | 0.0058432 | 0.0039341 | 0 | 0 | 0 | 0 | 0 | 0 | 0.06302 | 0.016238 | 1.2821 | 0.59541 | 12.6774 | 2.0585 | 1.5189 | 0.60107 | 0.79648 | 0 | 0 | 0 | 0.067092 | -1.8602 | 0.056408 | 0 | 0 | 0 | -0.36816 | 0 | 0 | 0 | 0 | 0 | 0 | 0 | 0 | 4.2861 | 0 | 0 | 0 | -3.3188 | 0 | 0 | 0 | 0 | 0 | 0 | 0 | 0 | 0 | 0 | 0 | 0 | 0 | -2.3937 | 0 | 0 | -26.5407 | 1.822 | 0 | 6.2241 | 6.2768 | 1.062 | 48.5069 | 1.2254 | 3.0551 | 0 | 0.032612 | -0.022885 | 0.74789 | 0.22757 | 0 | 33.5005 | 19.4309 | -32.6442 | 0 | 0.60707 | 0 | 1.6728 | 0.15358
2025_01_29 Hr 12 | 0.27208 | 0.00070104 | 0 | 0.26215 | 0.26215 | 0.26215 | 0.26215 | 0.26215 | 0.26215 | 0 | 0 | 0.0031592 | 0.9 | 0.073932 | 1.6399 | 1.6399 | 14.1533 | 0.92622 | 0.0016124 | 0.0058432 | 0.0039341 | 0 | 0 | 0 | 0 | 0 | 0 | 0.06302 | 0.016238 | 1.2821 | 0.59541 | 12.6774 | 2.0585 | 1.5189 | 0.60107 | 0.79648 | 0 | 0 | 0 | 0.1036 | -2.1479 | 0.056408 | 0 | 0 | 0 | -0.36756 | 0 | 0 | 0 | 0 | 0 | 0 | 0 | 0 | 3.6636 | 0 | 0 | 0 | -3.3188 | 0 | 0 | 0 | 0 | 0 | 0 | 0 | 0 | 0 | 0 | 0 | 0 | 0 | -2.3937 | 0 | 0 | -20.9264 | 1.822 | 0 | 6.3244 | 6.3796 | 0.66157 | 48.7101 | 1.2254 | 3.0551 | 0 | 0.032612 | -0.27208 | 0.74789 | 0.22757 | 0 | 38.1086 | 18.7213 | -27.2786 | 0 | 0.60707 | 0 | 1.6728 | 0.15266
2025_01_29 Hr 13 | 0.045044 | 0.00060476 | 0 | 0.26215 | 0.26215 | 0.26215 | 0.26215 | 0.26215 | 0.26215 | 0 | 0 | 0.0031592 | 0.72 | 0.058898 | 1.6399 | 1.6399 | 14.1533 | 0.92622 | 0.0016124 | 0.0058432 | 0.0039341 | 0 | 0 | 0 | 0 | 0 | 0 | 0.06302 | 0.016238 | 1.2821 | 0.59541 | 12.6774 | 2.0585 | 1.5189 | 0.60107 | 0.79648 | 0 | 0 | 0 | 0 | -1.8364 | 0.056408 | 0 | 0 | 0 | -0.36601 | 0 | 0 | 0 | 0 | 0 | 0 | 0 | 0 | 4.4252 | 0 | 0 | 0 | -3.3188 | 0 | 0 | 0 | 0 | 0 | 0 | 0 | 0 | 0 | 0 | 0 | 0 | 0 | -2.3937 | 0 | 0 | -22.198 | 1.822 | 0 | 6.272 | 6.3246 | 0.69204 | 48.6027 | 1.2254 | 3.0551 | 0 | 0.032612 | -0.045044 | 0.74789 | 0.22757 | 0 | 37.5354 | 19.0907 | -28.3216 | 0 | 0.60707 | 0 | 1.6728 | 0.15212
2025_01_29 Hr 14 | 0.18141 | 0.00036915 | 0 | 0.26215 | 0.26215 | 0.26215 | 0.26215 | 0.26215 | 0.26215 | 0 | 0 | 0.0031592 | 0.69 | 0.051625 | 1.6399 | 1.6399 | 14.1533 | 0.84903 | 0.0016124 | 0.0058432 | 0.0039341 | 0 | 0 | 0 | 0 | 0 | 0 | 0.06302 | 0.016238 | 1.2754 | 0.59541 | 12.6774 | 2.0585 | 1.3923 | 0.60107 | 0.79648 | 0 | 0 | 0 | 0.18538 | -1.0672 | 0.056408 | 0 | 0 | 0 | -0.33459 | 0 | 0 | 0 | 0 | 0 | 0 | 0 | 0 | 4.2861 | 0 | 0 | 0 | -3.3188 | 0 | 0 | 0 | 0 | 0 | 0 | 0 | 0 | 0 | 0 | 0 | 0 | 0 | -2.3937 | 0 | 0 | -17.165 | 1.822 | 0 | 5.8319 | 5.8795 | 0.7138 | 47.507 | 1.2254 | 3.0551 | 0 | 0.032612 | -0.18141 | 0.74789 | 0.22757 | 0 | 42.3026 | 19.0709 | -23.3935 | 0 | 0.60707 | 0 | 1.6728 | 0.15081
2025_01_29 Hr 15 | 0.067857 | 0.000583 | 0 | 0.26215 | 0.26215 | 0.26215 | 0.26215 | 0.26215 | 0.26215 | 0 | 0 | 0.0031592 | 0.66 | 0.050193 | 1.6399 | 1.6399 | 13.9645 | 0.54029 | 0.0016124 | 0.0058432 | 0.0039341 | 0 | 0 | 0 | 0 | 0 | 0 | 0.06302 | 0.016238 | 0.68965 | 0.59541 | 12.6774 | 2.0585 | 0.88603 | 0.60107 | 0.79648 | 0 | 0 | 0 | 2.3156 | -0.052626 | 0.056408 | 0 | 0 | 0 | -0.34013 | 0 | 0 | 0 | 0 | 0 | 0 | 0 | 0 | 4.7017 | 0 | 0 | 0 | -3.3188 | 0 | 0 | 0 | 0 | 0 | 0 | 0 | 0 | 0 | 0 | 0 | 0 | 0 | -2.3937 | 0 | 0 | -11.1671 | 1.822 | 0 | 5.5939 | 5.6424 | 0.40913 | 45.4423 | 1.2254 | 3.0551 | 0 | 0.032612 | -0.067857 | 0.74789 | 0.22757 | 0 | 49.4531 | 19.0354 | -17.2876 | 0 | 0.60707 | 0 | 1.6728 | 0.1492
2025_01_29 Hr 16 | 0.067784 | 0.00031384 | 0 | 0.26215 | 0.26215 | 0.26215 | 0.26215 | 0.26215 | 0.26215 | 0 | 0 | 0.0031592 | 0.33 | 0.024977 | 1.6399 | 1.6399 | 14.1533 | 0.61748 | 0.0016124 | 0.0058432 | 0.0039341 | 0 | 0 | 0 | 0 | 0 | 0 | 0.06302 | 0.016238 | 0.93066 | 0.59541 | 12.6774 | 2.0585 | 0.88603 | 0.60107 | 0.79648 | 0 | 0 | 0 | 2.2669 | -0.51529 | 0.056408 | 0 | 0 | 0 | -0.3385 | 0 | 0 | 0 | 0 | 0 | 0 | 0 | 0 | 4.3562 | 0 | 0 | 0 | -3.3188 | 0 | 0 | 0 | 0 | 0 | 0 | 0 | 0 | 0 | 0 | 0 | 0 | 0 | -2.3937 | 0 | 0 | -10.9064 | 1.822 | 0 | 5.5893 | 5.6354 | 0.20892 | 45.9377 | 1.2254 | 3.0551 | 0 | 0.032612 | -0.067784 | 0.74789 | 0.22757 | 0 | 48.7987 | 18.1346 | -17.0252 | 0 | 0.60707 | 0 | 1.6728 | 0.14956
2025_01_29 Hr 17 | 0 | 0 | 0 | 0.26215 | 0.26215 | 0.26215 | 0.26215 | 0.26215 | 0.26215 | 0 | 0 | 0.0031592 | 0.27 | 0.025052 | 1.6399 | 1.6399 | 14.1533 | 0.92622 | 0.0016124 | 0.0058432 | 0.0039341 | 0 | 0 | 0 | 0 | 0 | 0 | 0.06302 | 0.016238 | 1.1719 | 0.59541 | 12.6774 | 2.0585 | 1.5189 | 0.60107 | 0.79648 | 0 | 0 | 0 | 0 | -2.211 | 0.056408 | 0 | 0 | 0 | -0.41543 | 0 | 0 | 0 | 0 | 0 | 0 | 0 | 0 | 4.4246 | 0 | 0 | 0 | -3.3188 | 0 | 0 | 0 | 0 | 0 | 0 | 0 | 0 | 0 | 0 | 0 | 0 | 0 | -2.3937 | 0 | 0 | -21.648 | 1.822 | 0 | 6.4651 | 6.5186 | 0.32208 | 48.8795 | 1.2254 | 3.0551 | 0 | 0.032612 | 0 | 0.74789 | 0.22757 | 0 | 37.0824 | 18.1898 | -27.7759 | 0 | 0.60707 | 0 | 1.6728 | 0.1513
2025_01_29 Hr 18 | 0 | 0 | 0 | 0.26215 | 0.26215 | 0.26215 | 0.26215 | 0.26215 | 0.26215 | 0 | 0 | 0.0031592 | 0.15 | 0.014101 | 1.6399 | 1.6399 | 14.1533 | 0.92622 | 0.0016124 | 0.0058432 | 0.0039341 | 0 | 0 | 0 | 0 | 0 | 0 | 0.06302 | 0.016238 | 1.2821 | 0.59541 | 12.6774 | 2.0585 | 1.5189 | 0.60107 | 0.79648 | 0 | 0 | 0 | 0 | -2.679 | 0.056408 | 0 | 0 | 0 | -0.42092 | 0 | 0 | 0 | 0 | 0 | 0 | 0 | 0 | 4.3556 | 0 | 0 | 0 | -3.3188 | 0 | 0 | 0 | 0 | 0 | 0 | 0 | 0 | 0 | 0 | 0 | 0 | 0 | -2.3937 | 0 | 0 | -21.2743 | 1.822 | 0 | 6.5159 | 6.5711 | 0.33079 | 49.0932 | 1.2254 | 3.0551 | 0 | 0.032612 | 0 | 0.74789 | 0.22757 | 0 | 37.0067 | 18.0003 | -27.4078 | 0 | 0.60707 | 0 | 1.6728 | 0.15295
2025_01_29 Hr 19 | 0 | 0 | 0 | 0.26215 | 0.26215 | 0.26215 | 0.26215 | 0.26215 | 0.26215 | 0 | 0 | 0.0031592 | 0.15 | 0.01358 | 1.6399 | 1.6399 | 14.1533 | 0.92622 | 0.0016124 | 0.0058432 | 0.0039341 | 0 | 0 | 0 | 0 | 0 | 0 | 0.06302 | 0.016238 | 1.2821 | 0.59541 | 12.6774 | 2.0585 | 1.5189 | 0.60107 | 0.79648 | 0 | 0 | 0 | 0 | -2.6276 | 0.056408 | 0 | 0 | 0 | -0.40531 | 0 | 0 | 0 | 0 | 0 | 0 | 0 | 0 | 4.0096 | 0 | 0 | 0 | -3.3188 | 0 | 0 | 0 | 0 | 0 | 0 | 0 | 0 | 0 | 0 | 0 | 0 | 0 | -2.3937 | 0 | 0 | -18.2089 | 1.822 | 0 | 6.5159 | 6.5711 | 0.22198 | 49.0932 | 1.2254 | 3.0551 | 0 | 0.032612 | 0 | 0.74789 | 0.22757 | 0 | 39.6838 | 17.5449 | -24.3267 | 0 | 0.60707 | 0 | 1.6728 | 0.15293
2025_01_29 Hr 20 | 0 | 0 | 0 | 0.26215 | 0.26215 | 0.26215 | 0.26215 | 0.26215 | 0.26215 | 0 | 0 | 0.0031592 | 0.18 | 0.01568 | 1.6399 | 1.6399 | 14.1533 | 0.92622 | 0.0016124 | 0.0058432 | 0.0039341 | 0 | 0 | 0 | 0 | 0 | 0 | 0.06302 | 0.016238 | 1.2821 | 0.59541 | 12.6774 | 2.0585 | 1.5189 | 0.60107 | 0.79648 | 0 | 0 | 0 | 0 | -2.5531 | 0.056408 | 0 | 0 | 0 | -0.38991 | 0 | 0 | 0 | 0 | 0 | 0 | 0 | 0 | 4.0792 | 0 | 0 | 0 | -3.3188 | 0 | 0 | 0 | 0 | 0 | 0 | 0 | 0 | 0 | 0 | 0 | 0 | 0 | -2.3937 | 0 | 0 | -19.9857 | 1.822 | 0 | 6.5159 | 6.5711 | 0.29161 | 49.0932 | 1.2254 | 3.0551 | 0 | 0.032612 | 0 | 0.74789 | 0.22757 | 0 | 38.1674 | 17.7155 | -26.0881 | 0 | 0.60707 | 0 | 1.6728 | 0.15219
2025_01_29 Hr 21 | 0 | 0 | 0 | 0.26215 | 0.26215 | 0.26215 | 0.26215 | 0.26215 | 0.26215 | 0 | 0 | 0.0031592 | 0.18 | 0.0139 | 1.6399 | 1.6399 | 14.1533 | 0.92622 | 0.0016124 | 0.0058432 | 0.0039341 | 0 | 0 | 0 | 0 | 0 | 0 | 0.06302 | 0.016238 | 1.2821 | 0.59541 | 12.6774 | 2.0585 | 1.5189 | 0.60107 | 0.79648 | 0 | 0 | 0 | 0.0035667 | -0.89902 | 0.056408 | 0 | 0 | 0 | -0.3454 | 0 | 0 | 0 | 0 | 0 | 0 | 0 | 0 | 5.2546 | 0 | 0 | 0 | -3.3188 | 0 | 0 | 0 | 0 | 0 | 0 | 0 | 0 | 0 | 0 | 0 | 0 | 0 | -2.3937 | 0 | 0 | -21.3763 | 1.822 | 0 | 5.8348 | 5.8842 | 0.20892 | 47.7251 | 1.2254 | 3.0551 | 0 | 0.032612 | 0 | 0.74789 | 0.22757 | 0 | 38.2011 | 18.8055 | -27.4342 | 0 | 0.60707 | 0 | 1.6728 | 0.15132
2025_01_29 Hr 22 | 0 | 0 | 0 | 0.26215 | 0.26215 | 0.26215 | 0.26215 | 0.26215 | 0.26215 | 0 | 0 | 0.0031592 | 0.36 | 0.026855 | 1.6399 | 1.6399 | 14.1533 | 0.92622 | 0.0016124 | 0.0058432 | 0.0039341 | 0 | 0 | 0 | 0 | 0 | 0 | 0.06302 | 0.016238 | 1.2771 | 0 | 12.6774 | 2.0585 | 1.5189 | 0.60107 | 0.79648 | 0 | 0 | 0 | 0.22722 | -0.62409 | 0.056408 | 0 | 0 | 0 | -0.33359 | 0 | 0 | 0 | 0 | 0 | 0 | 0 | 0 | 5.1844 | 0 | 0 | 0 | -3.3188 | 0 | 0 | 0 | 0 | 0 | 0 | 0 | 0 | 0 | 0 | 0 | 0 | 0 | -2.3937 | 0 | 0 | -14.8945 | 1.822 | 0 | 5.5893 | 5.6354 | 0.069639 | 46.6304 | 1.2254 | 3.0551 | 0 | 0.032612 | 0 | 0.74789 | 0.22757 | 0 | 44.0794 | 18.7865 | -20.9406 | 0 | 0.60707 | 0 | 1.6728 | 0.14881
2025_01_29 Hr 23 | 0 | 0 | 0 | 0.26215 | 0.26215 | 0.26215 | 0.26215 | 0.26215 | 0.26215 | 0 | 0 | 0.0031592 | 0.57 | 0.044651 | 1.6399 | 1.6399 | 14.2034 | 0.93049 | 0.0016124 | 0.0058432 | 0.0039341 | 0 | 0 | 0.292 | 0 | 0.18575 | 0 | 0.06302 | 0.016238 | 1.2821 | 0 | 12.6915 | 2.0585 | 0 | 0.60344 | 0.79648 | 0 | 0 | 0 | 0.062653 | -1.157 | 0.056408 | 0 | 0 | 0 | -0.35041 | 0 | 0 | 0 | 0 | 0 | 0 | 0 | 0 | 5.185 | 0 | 0 | 0 | 0 | -2.4813 | 0 | 0 | 0 | 0 | 0 | 0 | 0 | 0 | 0 | 0 | 0 | 0 | 0 | 0 | 0 | -16.4527 | 1.822 | 0 | 5.8294 | 5.8783 | 0.10011 | 45.668 | 1.2254 | 3.0551 | 0 | 0.032612 | 0 | 0.74789 | 0.22757 | 0 | 44.8127 | 19.0457 | -18.8066 | 0 | 0.60707 | 0 | 1.6728 | 0.14671
2025_01_29 Hr 24 | 0 | 0 | 0 | 0 | 0 | 0 | 0 | 0 | 0 | 0 | 0 | 0.0031592 | 0.75 | 0.053606 | 1.6399 | 1.6399 | 14.2034 | 0.93049 | 0.0016124 | 0.0058432 | 0.0039341 | 0 | 0 | 0.10825 | 0 | 0.0019982 | 0 | 0.06302 | 0.016238 | 1.2654 | 0 | 12.6915 | 2.0585 | 0 | 0.60344 | 0.79648 | 0 | 0 | 0 | 0 | -2.6574 | 0.056408 | 0 | 0.0045948 | 0 | -0.31954 | 0 | 0 | 0 | 0 | 0 | 0 | 0 | 0 | 5.669 | 0 | 0 | 0 | 0 | -2.4813 | 0 | 0 | 0 | 0 | 0 | 0 | 0 | 0 | 0 | 0 | 0 | 0 | 0 | 0 | 0 | -10.3436 | 1.822 | 0 | 5.4005 | 5.4462 | 0.13057 | 43.2173 | 1.2254 | 3.0551 | 0 | 0.032612 | 0 | 0.74789 | 0.22757 | 0 | 47.273 | 19.7472 | -13.0342 | 0 | 0.60707 | 0 | 1.6728 | 0.14489
2025_01_30 Hr 01 | 0 | 0 | 0 | 0 | 0 | 0 | 0 | 0 | 0 | 0 | 0 | 0.0031592 | 0.78 | 0.055433 | 1.6399 | 1.6399 | 12.0849 | 0.79171 | 0.0016124 | 0.0058432 | 0.0039341 | 0 | 0 | 0.097343 | 0 | -0.0089068 | 0 | 0.06302 | 0.016238 | 1.2771 | 0 | 10.7977 | 2.0585 | 0 | 0.60344 | 0.79648 | 0 | 0 | 0 | 0 | -4.5699 | 0.056408 | 0 | 0.0045686 | 0 | -0.3177 | 0 | 0 | 0 | 0 | 0 | 0 | 0 | 0 | 6.015 | 0 | 0 | 0 | 0 | -2.4813 | 0 | 0 | 0 | 0 | 0 | 0 | 0 | 0 | 0 | 0 | 0 | 0 | 0 | 0 | 0 | -18.2575 | 1.822 | 0 | 5.5265 | 5.5729 | 0.13057 | 39.3307 | 1.2254 | 3.0551 | 0 | 0.032612 | 0 | 0.74789 | 0.22757 | 0 | 33.9172 | 20.1243 | -20.968 | 0 | 0.60707 | 0 | 1.6728 | 0.14414
2025_01_30 Hr 02 | 0 | 0 | 0 | 0 | 0 | 0 | 0 | 0 | 0 | 0 | 0 | 0.0031592 | 0.81 | 0.058392 | 1.6399 | 1.6399 | 12.0849 | 0 | 0.0016124 | 0.0058432 | 0.0039341 | 0 | 0 | 0.12469 | 0 | 0.018438 | 0 | 0.06302 | 0.016238 | 1.2821 | 0 | 10.7977 | 2.0585 | 0 | 0.60344 | 0.79648 | 0 | 0 | 0 | 0 | -4.1302 | 0.056408 | 0 | 0.0046343 | 0 | -0.3223 | 0 | 0 | 0 | 0 | 0 | 0 | 0 | 0 | 4.9781 | 0 | 0 | 0 | 0 | -2.4813 | 0 | 0 | 0 | 0 | 0 | 0 | 0 | 0 | 0 | 0 | 0 | 0 | 0 | 0 | 0 | -16.5299 | 1.822 | 0 | 5.5666 | 5.6137 | 0.19151 | 38.6249 | 1.2254 | 3.0551 | 0 | 0.032612 | 0 | 0.74789 | 0.22757 | 0 | 34.4855 | 19.1811 | -19.1903 | 0 | 0.60707 | 0 | 1.6728 | 0.14387
2025_01_30 Hr 03 | 0 | 0 | 0 | 0 | 0 | 0 | 0 | 0 | 0 | 0 | 0 | 0.0031592 | 0.72 | 0.052471 | 1.6399 | 1.6399 | 12.0849 | 0 | 0.0016124 | 0.0058432 | 0.0039341 | 0 | 0 | 0.14581 | 0 | 0.039563 | 0 | 0.06302 | 0.016238 | 1.2821 | 0 | 10.7977 | 2.0585 | 0 | 0.60344 | 0.79648 | 0 | 0 | 0 | 0 | -3.4386 | 0.056408 | 0 | 0.004685 | 0 | -0.32585 | 0 | 0 | 0 | 0 | 0 | 0 | 0 | 0 | 4.2867 | 0 | 0 | 0 | 0 | -2.4813 | 0 | 0 | 0 | 0 | 0 | 0 | 0 | 0 | 0 | 0 | 0 | 0 | 0 | 0 | 0 | -17.8369 | 1.822 | 0 | 5.5666 | 5.6137 | 0.25244 | 38.6249 | 1.2254 | 3.0551 | 0 | 0.032612 | 0 | 0.74789 | 0.22757 | 0 | 33.1823 | 18.4547 | -20.4586 | 0 | 0.60707 | 0 | 1.6728 | 0.14394
2025_01_30 Hr 04 | 0 | 0 | 0 | 0.22303 | 0.22303 | 0.22303 | 0.22303 | 0.22303 | 0.22303 | 0 | 0 | 0.0031592 | 0.75 | 0.054362 | 1.6399 | 1.6399 | 12.0849 | 0 | 0.0016124 | 0.0058432 | 0.0039341 | 0 | 0 | 0.13523 | 0 | 0.028983 | 0 | 0.06302 | 0.016238 | 1.2571 | 0 | 10.7977 | 2.0585 | 0 | 0.60344 | 0.79648 | 0 | 0 | 0 | 0 | -3.0511 | 0.056408 | 0 | 0 | 0 | -0.32407 | 0 | 0 | 0 | 0 | 0 | 0 | 0 | 0 | 4.0798 | 0 | 0 | 0 | 0 | -2.4813 | 0 | 0 | 0 | 0 | 0 | 0 | 0 | 0 | 0 | 0 | 0 | 0 | 0 | 0 | 0 | -18.3613 | 1.822 | 0 | 5.5666 | 5.6137 | 0.16104 | 39.938 | 1.2254 | 3.0551 | 0 | 0.032612 | 0 | 0.74789 | 0.22757 | 0 | 34.0727 | 18.1883 | -21.0024 | 0 | 0.60707 | 0 | 1.6728 | 0.14391
2025_01_30 Hr 05 | 0 | 0 | 0 | 0.22303 | 0.22303 | 0.22303 | 0.22303 | 0.22303 | 0.22303 | 0 | 0 | 0.0031592 | 0.72 | 0.063179 | 1.6399 | 1.6399 | 12.0849 | 0 | 0.0016124 | 0.0058432 | 0.0039341 | 0 | 0 | 0.54415 | 0 | 0.4379 | 0 | 0.06302 | 0.016238 | 1.2821 | 0.65692 | 10.7977 | 2.0585 | 0 | 0.60344 | 0.79648 | 0 | 0 | 0 | 0 | -2.9378 | 0.056408 | 0 | 0 | 0 | -0.39277 | 0 | 0 | 0 | 0 | 0 | 0 | 0 | 0 | 3.9418 | 0 | 0 | 0 | 0 | -2.4813 | 0 | 0 | 0 | 0 | 0 | 0 | 0 | 0 | 0 | 0 | 0 | 0 | 0 | 0 | 0 | -25.9887 | 1.822 | 0 | 5.5666 | 5.6137 | 0.15234 | 40.4703 | 1.2254 | 3.0551 | 0 | 0.032612 | 0 | 0.74789 | 0.22757 | 0 | 27.6737 | 18.0219 | -27.8807 | 0 | 0.60707 | 0 | 1.6728 | 0.14533
2025_01_30 Hr 06 | 0 | 0 | 0 | 0.22303 | 0.22303 | 0.22303 | 0.22303 | 0.22303 | 0.22303 | 0 | 0 | 0.0031592 | 0.09 | 0.0079716 | 1.6399 | 1.6399 | 12.0849 | 0 | 0.0016124 | 0.0058432 | 0.0039341 | 0 | 0 | 0.56625 | 0 | 0.46 | 0 | 0.06302 | 0.016238 | 1.2821 | 0.50729 | 10.7977 | 2.0585 | 0 | 0.60344 | 0.79648 | 0 | 0 | 0 | 0 | -2.8782 | 0.056408 | 0 | 0 | 0 | -0.39648 | 0 | 0 | 0 | 0 | 0 | 0 | 0 | 0 | 3.1113 | 0 | 0 | 0 | 0 | -2.4813 | 0 | 0 | 0 | 0 | 0 | 0 | 0 | 0 | 0 | 0 | 0 | 0 | 0 | 0 | 0 | -18.7688 | 1.822 | 0 | 5.5666 | 5.6137 | 0.13057 | 40.4703 | 1.2254 | 3.0551 | 0 | 0.032612 | 0 | 0.74789 | 0.22757 | 0 | 33.4578 | 16.4859 | -20.6202 | 0 | 0.60707 | 0 | 1.6728 | 0.14692
2025_01_30 Hr 07 | 0 | 0 | 0 | 0.22303 | 0.22303 | 0.22303 | 0.22303 | 0.22303 | 0.22303 | 0 | 0 | 0.0031592 | 0.69 | 0.071552 | 1.6399 | 1.6399 | 12.0423 | 0 | 0.0016124 | 0.0058432 | 0.0039341 | 0 | 0 | 0 | 0 | 0 | 0 | 0.06302 | 0.016238 | 1.2821 | 0.50729 | 10.7857 | 2.0585 | 0 | 0.60107 | 0.79648 | 0 | 0 | 0 | 0 | -3.2084 | 0.056408 | 0 | 0 | 0 | -0.46454 | 0 | 0 | 0 | 0 | 0 | 0 | 0 | 0 | 2.4198 | 0 | 0 | 0 | -3.3188 | 0 | 0 | 0 | 0 | 0 | 0 | 0 | 0 | 0 | 0 | 0 | 0 | 0 | -2.3937 | 0 | 0 | -16.6197 | 1.822 | 0 | 5.5437 | 5.5906 | 0.15234 | 40.3697 | 1.2254 | 3.0551 | 0 | 0.032612 | 0 | 0.74789 | 0.22757 | 0 | 30.8442 | 16.4796 | -22.7967 | 0 | 0.60707 | 0 | 1.6728 | 0.1491
2025_01_30 Hr 08 | 0.022667 | 0 | 0 | 0.22303 | 0.22303 | 0.22303 | 0.22303 | 0.22303 | 0.22303 | 0 | 0 | 0.0031592 | 1.38 | 0.14309 | 1.6399 | 1.6399 | 12.0423 | 0 | 0.0016124 | 0.0058432 | 0.0039341 | 0 | 0 | 0 | 0 | 0 | 0 | 0.06302 | 0.016238 | 1.2821 | 0.50729 | 10.7857 | 2.0585 | 0 | 0.60107 | 0.79648 | 0 | 0 | 0 | 0 | -3.3654 | 0.056408 | 0 | 0 | 0 | -0.46449 | 0 | 0 | 0 | 0 | 0 | 0 | 0 | 0 | 2.6963 | 0 | 0 | 0 | -3.3188 | 0 | 0 | 0 | 0 | 0 | 0 | 0 | 0 | 0 | 0 | 0 | 0 | 0 | -2.3937 | 0 | 0 | -21.1494 | 1.822 | 0 | 5.5437 | 5.5906 | 0.20021 | 40.3697 | 1.2254 | 3.0551 | 0 | 0.032612 | -0.022667 | 0.74789 | 0.22757 | 0 | 27.2446 | 17.5893 | -27.349 | 0 | 0.60707 | 0 | 1.6728 | 0.15025
2025_01_30 Hr 09 | 0.022813 | 0 | 0 | 0.22303 | 0.22303 | 0.22303 | 0.22303 | 0.22303 | 0.22303 | 0 | 0 | 0.0031592 | 1.38 | 0.13925 | 1.6399 | 1.6399 | 12.0423 | 0 | 0.0016124 | 0.0058432 | 0.0039341 | 0 | 0 | 0 | 0 | 0 | 0 | 0.06302 | 0.016238 | 1.2821 | 0.50729 | 10.7857 | 2.0585 | 0 | 0.60107 | 0.79648 | 0 | 0 | 0 | 0 | -3.1448 | 0.056408 | 0 | 0 | 0 | -0.45198 | 0 | 0 | 0 | 0 | 0 | 0 | 0 | 0 | 2.9038 | 0 | 0 | 0 | -3.3188 | 0 | 0 | 0 | 0 | 0 | 0 | 0 | 0 | 0 | 0 | 0 | 0 | 0 | -2.3937 | 0 | 0 | -21.3424 | 1.822 | 0 | 5.5437 | 5.5906 | 0.29161 | 40.3697 | 1.2254 | 3.0551 | 0 | 0.032612 | -0.022813 | 0.74789 | 0.22757 | 0 | 27.5791 | 17.8839 | -27.5297 | 0 | 0.60707 | 0 | 1.6728 | 0.14969
2025_01_30 Hr 10 | 0.045117 | 4.1115e-05 | 0 | 0.22303 | 0.22303 | 0.22303 | 0.22303 | 0.22303 | 0.22303 | 0 | 0 | 0.0031592 | 1.17 | 0.090703 | 1.6399 | 1.6399 | 12.0423 | 0 | 0.0016124 | 0.0058432 | 0.0039341 | 0 | 0 | 0 | 0 | 0 | 0 | 0.06302 | 0.016238 | 1.2805 | 0.50729 | 10.7857 | 2.0585 | 0 | 0.60107 | 0.79648 | 0 | 0 | 0 | 0 | -2.3931 | 0.056408 | 0 | 0 | 0 | -0.34676 | 0 | 0 | 0 | 0 | 0 | 0 | 0 | 0 | 2.9044 | 0 | 0 | 0 | -3.3188 | 0 | 0 | 0 | 0 | 0 | 0 | 0 | 0 | 0 | 0 | 0 | 0 | 0 | -2.3937 | 0 | 0 | -16.5782 | 1.822 | 0 | 5.5437 | 5.5906 | 0.17845 | 40.3681 | 1.2254 | 3.0551 | 0 | 0.032612 | -0.045117 | 0.74789 | 0.22757 | 0 | 32.827 | 17.5347 | -22.6826 | 0 | 0.60707 | 0 | 1.6728 | 0.14919
2025_01_30 Hr 11 | 0.068002 | 0.00039519 | 0 | 0.22303 | 0.22303 | 0.22303 | 0.22303 | 0.22303 | 0.22303 | 0 | 0 | 0.0031592 | 0.99 | 0.078024 | 1.6399 | 1.6399 | 12.0423 | 0 | 0.0016124 | 0.0058432 | 0.0039341 | 0 | 0 | 0 | 0 | 0 | 0 | 0.06302 | 0.016238 | 1.2821 | 0.50729 | 10.7857 | 2.0585 | 0 | 0.60107 | 0.79648 | 0 | 0 | 0 | 0 | -2.4806 | 0.056408 | 0 | 0 | 0 | -0.35256 | 0 | 0 | 0 | 0 | 0 | 0 | 0 | 0 | 3.5256 | 0 | 0 | 0 | -3.3188 | 0 | 0 | 0 | 0 | 0 | 0 | 0 | 0 | 0 | 0 | 0 | 0 | 0 | -2.3937 | 0 | 0 | -19.9325 | 1.822 | 0 | 5.5437 | 5.5906 | 0.20892 | 40.3697 | 1.2254 | 3.0551 | 0 | 0.032612 | -0.068002 | 0.74789 | 0.22757 | 0 | 29.8399 | 18.0163 | -26.0656 | 0 | 0.60707 | 0 | 1.6728 | 0.14852
2025_01_30 Hr 12 | 0.11341 | 0.00058564 | 0 | 0.22303 | 0.22303 | 0.22303 | 0.22303 | 0.22303 | 0.22303 | 0 | 0 | 0.0031592 | 0.96 | 0.06588 | 1.6399 | 1.6399 | 12.0423 | 0 | 0.0016124 | 0.0058432 | 0.0039341 | 0 | 0 | 0 | 0 | 0 | 0 | 0.06302 | 0.016238 | 0 | 0.50729 | 10.7857 | 2.0585 | 0 | 0.60107 | 0.79648 | 0 | 0 | 0 | 0.05137 | -1.518 | 0.056408 | 0 | 0.04044 | 0 | -0.30671 | 0 | 0 | 0 | 0 | 0 | 0 | 0 | 0 | 3.4579 | 0 | 0 | 0 | -3.3188 | 0 | 0 | 0 | 0 | 0 | 0 | 0 | 0 | 0 | 0 | 0 | 0 | 0 | -2.3937 | 0 | 0 | -13.4137 | 1.822 | 0 | 5.2138 | 5.2587 | 0.19151 | 38.4258 | 1.2254 | 3.0551 | 0 | 0.032612 | -0.11341 | 0.74789 | 0.22757 | 0 | 35.3464 | 17.9336 | -19.5464 | 0 | 0.60707 | 0 | 1.6728 | 0.1475
2025_01_30 Hr 13 | 0.090669 | 0.00052819 | 0 | 0.22303 | 0.22303 | 0.22303 | 0.22303 | 0.22303 | 0.22303 | 0 | 0 | 0.0031592 | 0.87 | 0.062159 | 1.6399 | 1.6399 | 12.0423 | 0 | 0.0016124 | 0.0058432 | 0.0039341 | 0 | 0 | 0 | 0 | 0 | 0 | 0.06302 | 0.016238 | 0 | 0.50729 | 10.7857 | 2.0585 | 0 | 0.60107 | 0.79648 | 0 | 0 | 0 | 0 | -2.0881 | 0.056408 | 0 | 0.042102 | 0 | -0.31941 | 0 | 0 | 0 | 0 | 0 | 0 | 0 | 0 | 3.5958 | 0 | 0 | 0 | -3.3188 | 0 | 0 | 0 | 0 | 0 | 0 | 0 | 0 | 0 | 0 | 0 | 0 | 0 | -2.3937 | 0 | 0 | -13.6594 | 1.822 | 0 | 5.5029 | 5.5499 | 0.10881 | 39.0061 | 1.2254 | 3.0551 | 0 | 0.032612 | -0.090669 | 0.74789 | 0.22757 | 0 | 35.0077 | 17.8717 | -19.782 | 0 | 0.60707 | 0 | 1.6728 | 0.14695
2025_01_30 Hr 14 | 0.15853 | 0.00035427 | 0 | 0 | 0 | 0 | 0 | 0 | 0 | 0 | 0 | 0.0031592 | 0.03 | 0.0021541 | 1.6399 | 1.6399 | 12.0423 | 0 | 0.0016124 | 0.0058432 | 0.0039341 | 0 | 0 | 0 | 0 | 0 | 0 | 0.06302 | 0.016238 | 0 | 0.50729 | 10.7857 | 2.0585 | 0 | 0.60107 | 0.79648 | 0 | 0 | 0 | 0 | -1.8641 | 0.056408 | 0 | 0.046928 | 0 | -0.32101 | 0 | 0 | 0 | 0 | 0 | 0 | 0 | 0 | 3.248 | 0 | 0 | 0 | -3.3188 | 0 | 0 | 0 | 0 | 0 | 0 | 0 | 0 | 0 | 0 | 0 | 0 | 0 | -2.3937 | 0 | 0 | -10.8297 | 1.822 | 0 | 5.3807 | 5.4276 | 0.10881 | 37.4235 | 1.2254 | 3.0551 | 0 | 0.032612 | -0.15853 | 0.74789 | 0.22757 | 0 | 35.229 | 16.6913 | -17.0217 | 0 | 0.60707 | 0 | 1.6728 | 0.14669
2025_01_30 Hr 15 | 0.11348 | 0.00045729 | 0 | 0 | 0 | 0 | 0 | 0 | 0 | 0 | 0 | 0.0031592 | 0.78 | 0.046528 | 1.6399 | 1.6399 | 12.0423 | 0 | 0.0016124 | 0.0058432 | 0.0039341 | 0 | 0 | 0 | 0 | 0 | 0 | 0.06302 | 0.016238 | 0 | 0.50729 | 10.7857 | 2.0585 | 0 | 0.60107 | 0.79648 | 0 | 0 | 0 | 0.068883 | -0.82479 | 0.056408 | 0 | 0.038986 | 0 | -0.26633 | 0 | 0 | 0 | 0 | 0 | 0 | 0 | 0 | 3.1113 | 0 | 0 | 0 | -3.3188 | 0 | 0 | 0 | 0 | 0 | 0 | 0 | 0 | 0 | 0 | 0 | 0 | 0 | -2.3937 | 0 | 0 | -11.3388 | 1.822 | 0 | 4.8381 | 4.878 | 0.20021 | 36.3312 | 1.2254 | 3.0551 | 0 | 0.032612 | -0.11348 | 0.74789 | 0.22757 | 0 | 35.5392 | 17.395 | -17.4311 | 0 | 0.60707 | 0 | 1.6728 | 0.14626
2025_01_30 Hr 16 | 0.13586 | 0.00024416 | 0 | 0 | 0 | 0 | 0 | 0 | 0 | 0 | 0 | 0.0031592 | 0.54 | 0.031797 | 1.6399 | 1.6399 | 12.0423 | 0 | 0.0016124 | 0.0058432 | 0.0039341 | 0 | 0 | 0 | 0 | 0 | 0 | 0.06302 | 0.016238 | 0 | 0.50729 | 10.7857 | 2.0585 | 0 | 0.60107 | 0.79648 | 0 | 0 | 0 | 0.10933 | -0.71551 | 0.056408 | 0 | 0.038485 | 0 | -0.26288 | 0 | 0 | 0 | 0 | 0 | 0 | 0 | 0 | 2.9038 | 0 | 0 | 0 | -3.3188 | 0 | 0 | 0 | 0 | 0 | 0 | 0 | 0 | 0 | 0 | 0 | 0 | 0 | -2.3937 | 0 | 0 | -10.6273 | 1.822 | 0 | 4.7592 | 4.8005 | 0.75298 | 36.1748 | 1.2254 | 3.0551 | 0 | 0.032612 | -0.13586 | 0.74789 | 0.22757 | 0 | 36.3379 | 17.5078 | -16.7385 | 0 | 0.60707 | 0 | 1.6728 | 0.14631
2025_01_30 Hr 17 | 0.022667 | 0 | 0 | 0 | 0 | 0 | 0 | 0 | 0 | 0 | 0 | 0.0031592 | 0.63 | 0.039419 | 1.6399 | 1.6399 | 12.0423 | 0 | 0.0016124 | 0.0058432 | 0.0039341 | 0 | 0 | 0 | 0 | 0 | 0 | 0.06302 | 0.016238 | 0 | 0.50729 | 10.7857 | 2.0585 | 0 | 0.60107 | 0.79648 | 0 | 0 | 0 | 0.042434 | -0.64311 | 0.056408 | 0 | 0.040894 | 0 | -0.27946 | 0 | 0 | 0 | 0 | 0 | 0 | 0 | 0 | 3.0423 | 0 | 0 | 0 | -3.3188 | 0 | 0 | 0 | 0 | 0 | 0 | 0 | 0 | 0 | 0 | 0 | 0 | 0 | -2.3937 | 0 | 0 | -11.7583 | 1.822 | 0 | 4.8381 | 4.878 | 1.3841 | 36.3312 | 1.2254 | 3.0551 | 0 | 0.032612 | -0.022667 | 0.74789 | 0.22757 | 0 | 36.2197 | 18.2621 | -17.7729 | 0 | 0.60707 | 0 | 1.6728 | 0.14687
2025_01_30 Hr 18 | 0 | 0 | 0 | 0.22303 | 0.22303 | 0.22303 | 0.22303 | 0.22303 | 0.22303 | 0 | 0 | 0.0031592 | 0.9 | 0.070848 | 1.6399 | 1.6399 | 12.0423 | 0 | 0.0016124 | 0.0058432 | 0.0039341 | 0 | 0 | 0 | 0 | 0 | 0 | 0.06302 | 0.016238 | 0 | 0.50729 | 10.7857 | 2.0585 | 0 | 0.60107 | 0.79648 | 0 | 0 | 0 | 0.053093 | -2.3819 | 0.056408 | 0 | 0.046388 | 0 | -0.35214 | 0 | 0 | 0 | 0 | 0 | 0 | 0 | 0 | 3.0423 | 0 | 0 | 0 | -3.3188 | 0 | 0 | 0 | 0 | 0 | 0 | 0 | 0 | 0 | 0 | 0 | 0 | 0 | -2.3937 | 0 | 0 | -16.8386 | 1.822 | 0 | 5.5004 | 5.5459 | 1.2535 | 38.9996 | 1.2254 | 3.0551 | 0 | 0.032612 | 0 | 0.74789 | 0.22757 | 0 | 32.1799 | 18.4124 | -22.9033 | 0 | 0.60707 | 0 | 1.6728 | 0.149
2025_01_30 Hr 19 | 0 | 0 | 0 | 0.22303 | 0.22303 | 0.22303 | 0.22303 | 0.22303 | 0.22303 | 0 | 0 | 0.0031592 | 1.29 | 0.09645 | 1.6399 | 1.6399 | 12.0423 | 0 | 0.0016124 | 0.0058432 | 0.0039341 | 0 | 0 | 0 | 0 | 0 | 0 | 0.06302 | 0.016238 | 0 | 0.50729 | 10.7857 | 2.0585 | 0 | 0.60107 | 0.79648 | 0 | 0 | 0 | 0 | -2.3146 | 0.056408 | 0 | 0.04406 | 0 | -0.33436 | 0 | 0 | 0 | 0 | 0 | 0 | 0 | 0 | 3.2498 | 0 | 0 | 0 | -3.3188 | 0 | 0 | 0 | 0 | 0 | 0 | 0 | 0 | 0 | 0 | 0 | 0 | 0 | -2.3937 | 0 | 0 | -19.2288 | 1.822 | 0 | 5.5437 | 5.5906 | 1.3449 | 39.0876 | 1.2254 | 3.0551 | 0 | 0.032612 | 0 | 0.74789 | 0.22757 | 0 | 30.6244 | 19.127 | -25.2756 | 0 | 0.60707 | 0 | 1.6728 | 0.14903
2025_01_30 Hr 20 | 0 | 0 | 0 | 0.22303 | 0.22303 | 0.22303 | 0.22303 | 0.22303 | 0.22303 | 0 | 0 | 0.0031592 | 1.5 | 0.1103 | 1.6399 | 1.6399 | 12.0423 | 0 | 0.0016124 | 0.0058432 | 0.0039341 | 0 | 0 | 0 | 0 | 0 | 0 | 0.06302 | 0.016238 | 0 | 0.50729 | 10.7857 | 2.0585 | 0 | 0.60107 | 0.79648 | 0 | 0 | 0 | 0 | -2.2774 | 0.056408 | 0 | 0.043333 | 0 | -0.3288 | 0 | 0 | 0 | 0 | 0 | 0 | 0 | 0 | 3.7343 | 0 | 0 | 0 | -3.3188 | 0 | 0 | 0 | 0 | 0 | 0 | 0 | 0 | 0 | 0 | 0 | 0 | 0 | -2.3937 | 0 | 0 | -15.2241 | 1.822 | 0 | 5.5437 | 5.5906 | 1.1926 | 39.0876 | 1.2254 | 3.0551 | 0 | 0.032612 | 0 | 0.74789 | 0.22757 | 0 | 35.2271 | 19.6823 | -21.2654 | 0 | 0.60707 | 0 | 1.6728 | 0.14823
2025_01_30 Hr 21 | 0 | 0 | 0 | 0.22303 | 0.22303 | 0.22303 | 0.22303 | 0.22303 | 0.22303 | 0 | 0 | 0.0031592 | 1.56 | 0.11207 | 1.6399 | 1.6399 | 12.0423 | 0 | 0.0016124 | 0.0058432 | 0.0039341 | 0 | 0 | 0 | 0 | 0 | 0 | 0.06302 | 0.016238 | 0 | 0.50729 | 10.7857 | 2.0585 | 0 | 0.60107 | 0.79648 | 0 | 0 | 0 | 0 | -1.9673 | 0.056408 | 0 | 0.042333 | 0 | -0.32117 | 0 | 0 | 0 | 0 | 0 | 0 | 0 | 0 | 3.6654 | 0 | 0 | 0 | -3.3188 | 0 | 0 | 0 | 0 | 0 | 0 | 0 | 0 | 0 | 0 | 0 | 0 | 0 | -2.3937 | 0 | 0 | -17.1426 | 1.822 | 0 | 5.4214 | 5.4684 | 1.5364 | 38.8432 | 1.2254 | 3.0551 | 0 | 0.032612 | 0 | 0.74789 | 0.22757 | 0 | 33.7174 | 20.018 | -23.1763 | 0 | 0.60707 | 0 | 1.6728 | 0.14729
2025_01_30 Hr 22 | 0 | 0 | 0 | 0.22303 | 0.22303 | 0.22303 | 0.22303 | 0.22303 | 0.22303 | 0 | 0 | 0.0031592 | 1.44 | 0.094326 | 1.6399 | 1.6399 | 12.0423 | 0 | 0.0016124 | 0.0058432 | 0.0039341 | 0 | 0 | 0 | 0 | 0 | 0 | 0.06302 | 0.016238 | 0 | 0.50729 | 10.7857 | 2.0585 | 0 | 0.60107 | 0.79648 | 0 | 0 | 0 | 0.11274 | -0.97732 | 0.056408 | 0 | 0.038601 | 0 | -0.29267 | 0 | 0 | 0 | 0 | 0 | 0 | 0 | 0 | 3.4573 | 0 | 0 | 0 | -3.3188 | 0 | 0 | 0 | 0 | 0 | 0 | 0 | 0 | 0 | 0 | 0 | 0 | 0 | -2.3937 | 0 | 0 | -11.9454 | 1.822 | 0 | 4.9642 | 5.0062 | 1.9543 | 37.9237 | 1.2254 | 3.0551 | 0 | 0.032612 | 0 | 0.74789 | 0.22757 | 0 | 39.1964 | 20.0879 | -17.9506 | 0 | 0.60707 | 0 | 1.6728 | 0.14518
2025_01_30 Hr 23 | 0 | 0 | 0 | 0.22303 | 0.22303 | 0.22303 | 0.22303 | 0.22303 | 0.22303 | 0 | 0 | 0.0031592 | 1.89 | 0.1237 | 1.6399 | 1.6399 | 12.0849 | 0 | 0.0016124 | 0.0058432 | 0.0039341 | 0 | 0 | -0.053062 | 0 | -0.15931 | 0 | 0.06302 | 0.016238 | 0 | 0.50729 | 10.7977 | 2.0585 | 0 | 0.60344 | 0.79648 | 0 | 0 | 0 | 0.075808 | -0.73333 | 0.056408 | 0 | 0.03857 | 0 | -0.29244 | 0 | 0 | 0 | 0 | 0 | 0 | 0 | 0 | 3.0423 | 0 | 0 | 0 | 0 | -2.4813 | 0 | 0 | 0 | 0 | 0 | 0 | 0 | 0 | 0 | 0 | 0 | 0 | 0 | 0 | 0 | -15.7916 | 1.822 | 0 | 4.7976 | 4.8378 | 2.1153 | 37.6433 | 1.2254 | 3.0551 | 0 | 0.032612 | 0 | 0.74789 | 0.22757 | 0 | 38.5224 | 20.3143 | -18.7777 | 0 | 0.60707 | 0 | 1.6728 | 0.1438
2025_01_30 Hr 24 | 0 | 0 | 0 | 0.22303 | 0.22303 | 0.22303 | 0.22303 | 0.22303 | 0.22303 | 0 | 0 | 0.0031592 | 1.44 | 0.093399 | 1.6399 | 1.6399 | 12.0849 | 0 | 0.0016124 | 0.0058432 | 0.0039341 | 0 | 0 | -0.068908 | 0 | -0.17516 | 0 | 0.06302 | 0.016238 | 0 | 0.50729 | 10.7977 | 2.0585 | 0 | 0.60344 | 0.79648 | 0 | 0 | 0 | 0.019778 | -0.91905 | 0.056408 | 0 | 0.038222 | 0 | -0.28977 | 0 | 0 | 0 | 0 | 0 | 0 | 0 | 0 | 2.6273 | 0 | 0 | 0 | 0 | -2.4813 | 0 | 0 | 0 | 0 | 0 | 0 | 0 | 0 | 0 | 0 | 0 | 0 | 0 | 0 | 0 | -15.0864 | 1.822 | 0 | 4.8777 | 4.9194 | 2.1371 | 37.805 | 1.2254 | 3.0551 | 0 | 0.032612 | 0 | 0.74789 | 0.22757 | 0 | 38.2434 | 19.4392 | -18.1015 | 0 | 0.60707 | 0 | 1.6728 | 0.14227
2025_01_31 Hr 01 | 0 | 0 | 0 | 0.10639 | 0.10639 | 0.10639 | 0.10639 | 0.10639 | 0.10639 | 0 | 0 | 0.0031592 | 1.77 | 0.1146 | 1.6399 | 1.6399 | 5.7681 | 0 | 0.0016124 | 0.0058432 | 0.0039341 | 0 | 0 | -0.07202 | 0 | -0.17827 | 0 | 0.06302 | 0.016238 | 0 | 0.24451 | 5.1508 | 2.0585 | 0 | 0.60344 | 0.79648 | 0 | 0 | 0 | 0.049315 | -2.1832 | 0.056408 | 0 | 0.10174 | 0 | -0.28925 | 0 | 0 | 0 | 0 | 0 | 0 | 0 | 0 | 2.2825 | 0 | 0 | 0 | 0 | -2.4813 | 0 | 0 | 0 | 0 | 0 | 0 | 0 | 0 | 0 | 0 | 0 | 0 | 0 | 0 | 0 | -15.0258 | 1.822 | 0 | 2.6363 | 2.6584 | 1.976 | 20.3762 | 1.2254 | 3.0551 | 0 | 0.032612 | 0 | 0.74789 | 0.22757 | 0 | 19.4808 | 19.2851 | -18.0466 | 0 | 0.60707 | 0 | 1.6728 | 0.14284
2025_01_31 Hr 02 | 0 | 0 | 0 | 0.10639 | 0.10639 | 0.10639 | 0.10639 | 0.10639 | 0.10639 | 0 | 0 | 0.0031592 | 1.77 | 0.1112 | 1.6399 | 1.6399 | 5.7681 | 0 | 0.0016124 | 0.0058432 | 0.0039341 | 0 | 0 | -0.12337 | 0 | -0.22962 | 0 | 0.06302 | 0.016238 | 0 | 0.24451 | 5.1508 | 2.0585 | 0 | 0.60344 | 0.79648 | 0 | 0 | 0 | 0 | -2.2484 | 0.056408 | 0 | 0.1576 | 0 | -0.28062 | 0 | 0 | 0 | 0 | 0 | 0 | 0 | 0 | 2.2807 | 0 | 0 | 0 | 0 | -2.4813 | 0 | 0 | 0 | 0 | 0 | 0 | 0 | 0 | 0 | 0 | 0 | 0 | 0 | 0 | 0 | -14.4475 | 1.822 | 0 | 2.6554 | 2.6779 | 1.9543 | 20.4148 | 1.2254 | 3.0551 | 0 | 0.032612 | 0 | 0.74789 | 0.22757 | 0 | 19.8619 | 19.2579 | -17.5623 | 0 | 0.60707 | 0 | 1.6728 | 0.14259
2025_01_31 Hr 03 | 0 | 0 | 0 | 0.10639 | 0.10639 | 0.10639 | 0.10639 | 0.10639 | 0.10639 | 0 | 0 | 0.0031592 | 1.92 | 0.10986 | 1.6399 | 1.6399 | 5.7681 | 0 | 0.0016124 | 0.0058432 | 0.0039341 | 0 | 0 | -0.27367 | 0 | -0.37992 | 0 | 0.06302 | 0.016238 | 0 | 0.24451 | 5.1508 | 2.0585 | 0 | 0.60344 | 0.79648 | 0 | 0 | 0 | 0 | -1.9131 | 0.056408 | 0 | 0.19924 | 0 | -0.25537 | 0 | 0 | 0 | 0 | 0 | 0 | 0 | 0 | 2.4198 | 0 | 0 | 0 | 0 | -2.4813 | 0 | 0 | 0 | 0 | 0 | 0 | 0 | 0 | 0 | 0 | 0 | 0 | 0 | 0 | 0 | -12.5405 | 1.822 | 0 | 2.6554 | 2.6779 | 1.7976 | 20.4148 | 1.2254 | 3.0551 | 0 | 0.032612 | 0 | 0.74789 | 0.22757 | 0 | 21.9598 | 19.3889 | -15.9307 | 0 | 0.60707 | 0 | 1.6728 | 0.14245
2025_01_31 Hr 04 | 0 | 0 | 0 | 0.10639 | 0.10639 | 0.10639 | 0.10639 | 0.10639 | 0.10639 | 0 | 0 | 0.0031592 | 2.31 | 0.13665 | 1.6399 | 1.6399 | 5.7681 | 0 | 0.0016124 | 0.0058432 | 0.0039341 | 0 | 0 | -0.22173 | 0 | -0.32798 | 0 | 0.06302 | 0.016238 | 0 | 0.24451 | 5.1508 | 2.0585 | 0 | 0.60344 | 0.79648 | 0 | 0 | 0 | 0 | -1.9802 | 0.056408 | 0 | 0.13235 | 0 | -0.2641 | 0 | 0 | 0 | 0 | 0 | 0 | 0 | 0 | 2.2129 | 0 | 0 | 0 | 0 | -2.4813 | 0 | 0 | 0 | 0 | 0 | 0 | 0 | 0 | 0 | 0 | 0 | 0 | 0 | 0 | 0 | -14.4474 | 1.822 | 0 | 2.6554 | 2.6779 | 1.8759 | 20.4148 | 1.2254 | 3.0551 | 0 | 0.032612 | 0 | 0.74789 | 0.22757 | 0 | 20.3695 | 19.6774 | -17.7424 | 0 | 0.60707 | 0 | 1.6728 | 0.14269
2025_01_31 Hr 05 | 0 | 0 | 0 | 0.10639 | 0.10639 | 0.10639 | 0.10639 | 0.10639 | 0.10639 | 0 | 0 | 0.0031592 | 1.83 | 0.10427 | 1.6399 | 1.6399 | 5.7681 | 0.37788 | 0.0016124 | 0.0058432 | 0.0039341 | 0 | 0 | -0.28 | 0 | -0.38625 | 0 | 0.06302 | 0.016238 | 0 | 0.24451 | 5.1508 | 2.0585 | 0 | 0.60344 | 0.79648 | 0 | 0 | 0 | 0 | -1.8528 | 0.056408 | 0 | 0.033578 | 0 | -0.25431 | 0 | 0 | 0 | 0 | 0 | 0 | 0 | 0 | 2.1439 | 0 | 0 | 0 | 0 | -2.4813 | 0 | 0 | 0 | 0 | 0 | 0 | 0 | 0 | 0 | 0 | 0 | 0 | 0 | 0 | 0 | -14.3423 | 1.822 | 0 | 2.6554 | 2.6779 | 1.9847 | 20.7927 | 1.2254 | 3.0551 | 0 | 0.032612 | 0 | 0.74789 | 0.22757 | 0 | 20.4022 | 19.2065 | -17.7441 | 0 | 0.60707 | 0 | 1.6728 | 0.1444
2025_01_31 Hr 06 | 0 | 0 | 0 | 0.10639 | 0.10639 | 0.10639 | 0.10639 | 0.10639 | 0.10639 | 0 | 0 | 0.0031592 | 2.28 | 0.12396 | 1.6399 | 1.6399 | 5.7681 | 0.37788 | 0.0016124 | 0.0058432 | 0.0039341 | 0 | 0 | -0.34994 | 0 | -0.45619 | 0 | 0.06302 | 0.016238 | 0 | 0.24451 | 5.1508 | 2.0585 | 0.61644 | 0.60344 | 0.79648 | 0 | 0 | 0 | 0 | -1.7068 | 0.056408 | 0 | 0.032039 | 0 | -0.24256 | 0 | 0 | 0 | 0 | 0 | 0 | 0 | 0 | 2.5589 | 0 | 0 | 0 | 0 | -2.4813 | 0 | 0 | 0 | 0 | 0 | 0 | 0 | 0 | 0 | 0 | 0 | 0 | 0 | 0 | 0 | -17.2916 | 1.822 | 0 | 2.6554 | 2.6779 | 1.9673 | 21.4091 | 1.2254 | 3.0551 | 0 | 0.032612 | 0 | 0.74789 | 0.22757 | 0 | 18.9572 | 20.0764 | -20.8216 | 0 | 0.60707 | 0 | 1.6728 | 0.14703
2025_01_31 Hr 07 | 0 | 0 | 0 | 0.10639 | 0.10639 | 0.10639 | 0.10639 | 0.10639 | 0.10639 | 0 | 0 | 0.0031592 | 1.92 | 0.11952 | 1.6399 | 1.6399 | 5.7478 | 0.37614 | 0.0016124 | 0.0058432 | 0.0039341 | 0 | 0 | 0 | 0 | 0 | 0 | 0.06302 | 0.016238 | 0 | 0.24451 | 5.145 | 2.0585 | 0.61644 | 0.60107 | 0.79648 | 0 | 0 | 0 | 0 | -1.7627 | 0.056408 | 0 | 0.036684 | 0 | -0.27803 | 0 | 0 | 0 | 0 | 0 | 0 | 0 | 0 | 2.905 | 0 | 0 | 0 | -3.3188 | 0 | 0 | 0 | 0 | 0 | 0 | 0 | 0 | 0 | 0 | 0 | 0 | 0 | -2.3937 | 0 | 0 | -20.04 | 1.822 | 0 | 2.6444 | 2.6668 | 1.7976 | 21.3594 | 1.2254 | 3.0551 | 0 | 0.032612 | 0 | 0.74789 | 0.22757 | 0 | 13.4552 | 19.889 | -26.0305 | 0 | 0.60707 | 0 | 1.6728 | 0.15011
2025_01_31 Hr 08 | 0 | 0 | 0 | 0.10639 | 0.10639 | 0.10639 | 0.10639 | 0.10639 | 0.10639 | 0 | 0 | 0.0031592 | 1.86 | 0.11491 | 1.6399 | 1.6399 | 5.7478 | 0.37614 | 0.0016124 | 0.0058432 | 0.0039341 | 0 | 0 | 0 | 0 | 0 | 0 | 0.06302 | 0.016238 | 0 | 0.24451 | 5.145 | 2.0585 | 0.61644 | 0.60107 | 0.79648 | 0 | 0 | 0 | 0 | -1.7938 | 0.056408 | 0 | 0.036406 | 0 | -0.27591 | 0 | 0 | 0 | 0 | 0 | 0 | 0 | 0 | 2.7652 | 0 | 0 | 0 | -3.3188 | 0 | 0 | 0 | 0 | 0 | 0 | 0 | 0 | 0 | 0 | 0 | 0 | 0 | -2.3937 | 0 | 0 | -18.072 | 1.822 | 0 | 2.6444 | 2.6668 | 1.7062 | 21.3594 | 1.2254 | 3.0551 | 0 | 0.032612 | 0 | 0.74789 | 0.22757 | 0 | 15.0999 | 19.5948 | -24.0604 | 0 | 0.60707 | 0 | 1.6728 | 0.15166
2025_01_31 Hr 09 | 0.022813 | 0 | 0 | 0.10639 | 0.10639 | 0.10639 | 0.10639 | 0.10639 | 0.10639 | 0 | 0 | 0.0031592 | 1.68 | 0.093275 | 1.6399 | 1.6399 | 5.7478 | 0.37614 | 0.0016124 | 0.0058432 | 0.0039341 | 0 | 0 | 0 | 0 | 0 | 0 | 0.06302 | 0.016238 | 0 | 0.24451 | 5.145 | 2.0585 | 0.61644 | 0.60107 | 0.79648 | 0 | 0 | 0 | 0 | -1.6245 | 0.056408 | 0 | 0.032718 | 0 | -0.24774 | 0 | 0 | 0 | 0 | 0 | 0 | 0 | 0 | 2.4882 | 0 | 0 | 0 | -3.3188 | 0 | 0 | 0 | 0 | 0 | 0 | 0 | 0 | 0 | 0 | 0 | 0 | 0 | -2.3937 | 0 | 0 | -15.2393 | 1.822 | 0 | 2.6444 | 2.6668 | 1.6757 | 21.3594 | 1.2254 | 3.0551 | 0 | 0.032612 | -0.022813 | 0.74789 | 0.22757 | 0 | 17.6213 | 19.1087 | -21.2223 | 0 | 0.60707 | 0 | 1.6728 | 0.15196
2025_01_31 Hr 10 | 0.11341 | 2.0109e-05 | 0 | 0.10639 | 0.10639 | 0.10639 | 0.10639 | 0.10639 | 0.10639 | 0 | 0 | 0.0031592 | 0.99 | 0.051613 | 1.6399 | 1.6399 | 5.7478 | 0.37614 | 0.0016124 | 0.0058432 | 0.0039341 | 0 | 0 | 0 | 0 | 0 | 0 | 0.06302 | 0.016238 | 0 | 0.24451 | 5.145 | 2.0585 | 0.61644 | 0.60107 | 0.79648 | 0 | 0 | 0 | 0 | -1.5274 | 0.056408 | 0 | 0.030722 | 0 | -0.23251 | 0 | 0 | 0 | 0 | 0 | 0 | 0 | 0 | 2.2135 | 0 | 0 | 0 | -3.3188 | 0 | 0 | 0 | 0 | 0 | 0 | 0 | 0 | 0 | 0 | 0 | 0 | 0 | -2.3937 | 0 | 0 | -11.825 | 1.822 | 0 | 2.6444 | 2.6668 | 1.8846 | 21.3594 | 1.2254 | 3.0551 | 0 | 0.032612 | -0.11341 | 0.74789 | 0.22757 | 0 | 20.35 | 18.4015 | -17.8834 | 0 | 0.60707 | 0 | 1.6728 | 0.15148
2025_01_31 Hr 11 | 0.11348 | 5.6571e-05 | 0 | 0.10639 | 0.10639 | 0.10639 | 0.10639 | 0.10639 | 0.10639 | 0 | 0 | 0.0031592 | 0.6 | 0.025445 | 1.6399 | 1.6399 | 5.7478 | 0.37614 | 0.0016124 | 0.0058432 | 0.0039341 | 0 | 0 | 0 | 0 | 0 | 0 | 0.06302 | 0.016238 | 0 | 0.24451 | 5.145 | 2.0585 | 0.61644 | 0.60107 | 0.79648 | 0 | 0 | 0 | 0 | -1.2394 | 0.056408 | 0 | 0.024991 | 0 | -0.18874 | 0 | 0 | 0 | 0 | 0 | 0 | 0 | 0 | 2.006 | 0 | 0 | 0 | -3.3188 | 0 | 0 | 0 | 0 | 0 | 0 | 0 | 0 | 0 | 0 | 0 | 0 | 0 | -2.3937 | 0 | 0 | -9.3194 | 1.822 | 0 | 2.6444 | 2.6668 | 1.7845 | 21.3594 | 1.2254 | 3.0551 | 0 | 0.032612 | -0.11348 | 0.74789 | 0.22757 | 0 | 22.4637 | 17.6778 | -15.3341 | 0 | 0.60707 | 0 | 1.6728 | 0.15151
2025_01_31 Hr 12 | 0.20415 | 7.6906e-05 | 0 | 0.10639 | 0.10639 | 0.10639 | 0.10639 | 0.10639 | 0.10639 | 0 | 0 | 0.0031592 | 0.69 | 0.02922 | 1.6399 | 1.6399 | 5.7478 | 0.37614 | 0.0016124 | 0.0058432 | 0.0039341 | 0 | 0 | 0 | 0 | 0 | 0 | 0.06302 | 0.016238 | 0 | 0.24451 | 5.145 | 2.0585 | 0.61644 | 0.60107 | 0.79648 | 0 | 0 | 0 | 0 | -1.2087 | 0.056408 | 0 | 0.024955 | 0 | -0.18846 | 0 | 0 | 0 | 0 | 0 | 0 | 0 | 0 | 1.8663 | 0 | 0 | 0 | -3.3188 | 0 | 0 | 0 | 0 | 0 | 0 | 0 | 0 | 0 | 0 | 0 | 0 | 0 | -2.3937 | 0 | 0 | -9.5405 | 1.822 | 0 | 2.6444 | 2.6668 | 1.8541 | 21.3594 | 1.2254 | 3.0551 | 0 | 0.032612 | -0.20415 | 0.74789 | 0.22757 | 0 | 22.2969 | 17.7919 | -15.6456 | 0 | 0.60707 | 0 | 1.6728 | 0.15118
2025_01_31 Hr 13 | 0.13579 | 0.00010477 | 0 | 0.10639 | 0.10639 | 0.10639 | 0.10639 | 0.10639 | 0.10639 | 0 | 0 | 0.0031592 | 0.75 | 0.038197 | 1.6399 | 1.6399 | 5.7478 | 0.37614 | 0.0016124 | 0.0058432 | 0.0039341 | 0 | 0 | 0 | 0 | 0 | 0 | 0.06302 | 0.016238 | 0 | 0.24451 | 5.145 | 2.0585 | 0.61644 | 0.60107 | 0.79648 | 0 | 0 | 0 | 0 | -1.4285 | 0.056408 | 0 | 0.030012 | 0 | -0.22708 | 0 | 0 | 0 | 0 | 0 | 0 | 0 | 0 | 2.2111 | 0 | 0 | 0 | -3.3188 | 0 | 0 | 0 | 0 | 0 | 0 | 0 | 0 | 0 | 0 | 0 | 0 | 0 | -2.3937 | 0 | 0 | -12.5788 | 1.822 | 0 | 2.6444 | 2.6668 | 1.7149 | 21.3594 | 1.2254 | 3.0551 | 0 | 0.032612 | -0.13579 | 0.74789 | 0.22757 | 0 | 19.2736 | 17.9968 | -18.6541 | 0 | 0.60707 | 0 | 1.6728 | 0.14999
2025_01_31 Hr 14 | 0.18141 | 0.00010263 | 0 | 0.10639 | 0.10639 | 0.10639 | 0.10639 | 0.10639 | 0.10639 | 0 | 0 | 0.0031592 | 0.75 | 0.035743 | 1.6399 | 1.6399 | 5.7478 | 0.3448 | 0.0016124 | 0.0058432 | 0.0039341 | 0 | 0 | 0 | 0 | 0 | 0 | 0.06302 | 0.016238 | 0 | 0.24451 | 5.145 | 2.0585 | 0.56507 | 0.60107 | 0.79648 | 0 | 0 | 0 | 0.017037 | -1.3276 | 0.056408 | 0 | 0.028084 | 0 | -0.21236 | 0 | 0 | 0 | 0 | 0 | 0 | 0 | 0 | 2.1427 | 0 | 0 | 0 | -3.3188 | 0 | 0 | 0 | 0 | 0 | 0 | 0 | 0 | 0 | 0 | 0 | 0 | 0 | -2.3937 | 0 | 0 | -13.7272 | 1.822 | 0 | 2.6444 | 2.6668 | 2.0457 | 21.2767 | 1.2254 | 3.0551 | 0 | 0.032612 | -0.18141 | 0.74789 | 0.22757 | 0 | 18.4355 | 18.3028 | -19.8334 | 0 | 0.60707 | 0 | 1.6728 | 0.15038
2025_01_31 Hr 15 | 0.067857 | 9.0872e-05 | 0 | 0.10639 | 0.10639 | 0.10639 | 0.10639 | 0.10639 | 0.10639 | 0 | 0 | 0.0031592 | 0.66 | 0.03034 | 1.6399 | 1.6399 | 5.7478 | 0.37614 | 0.0016124 | 0.0058432 | 0.0039341 | 0 | 0 | 0 | 0 | 0 | 0 | 0.06302 | 0.016238 | 0 | 0.24451 | 5.145 | 2.0585 | 0.61644 | 0.60107 | 0.79648 | 0 | 0 | 0 | 0 | -1.0562 | 0.056408 | 0 | 0.027089 | 0 | -0.20476 | 0 | 0 | 0 | 0 | 0 | 0 | 0 | 0 | 2.2813 | 0 | 0 | 0 | -3.3188 | 0 | 0 | 0 | 0 | 0 | 0 | 0 | 0 | 0 | 0 | 0 | 0 | 0 | -2.3937 | 0 | 0 | -14.3787 | 1.822 | 0 | 2.5467 | 2.5687 | 2.6768 | 21.1635 | 1.2254 | 3.0551 | 0 | 0.032612 | -0.067857 | 0.74789 | 0.22757 | 0 | 18.6066 | 18.8632 | -20.3638 | 0 | 0.60707 | 0 | 1.6728 | 0.1501
2025_01_31 Hr 16 | 0.067784 | 6.5828e-05 | 0 | 0.10639 | 0.10639 | 0.10639 | 0.10639 | 0.10639 | 0.10639 | 0 | 0 | 0.0031592 | 0.9 | 0.047875 | 1.6399 | 1.6399 | 5.7478 | 0.37614 | 0.0016124 | 0.0058432 | 0.0039341 | 0 | 0 | 0 | 0 | 0 | 0 | 0.06302 | 0.016238 | 0 | 0.24451 | 5.145 | 2.0585 | 0.61644 | 0.60107 | 0.79648 | 0 | 0 | 0 | 0 | -1.587 | 0.056408 | 0 | 0.031347 | 0 | -0.23728 | 0 | 0 | 0 | 0 | 0 | 0 | 0 | 0 | 2.2807 | 0 | 0 | 0 | -3.3188 | 0 | 0 | 0 | 0 | 0 | 0 | 0 | 0 | 0 | 0 | 0 | 0 | 0 | -2.3937 | 0 | 0 | -16.6077 | 1.822 | 0 | 2.6444 | 2.6668 | 2.0979 | 21.3594 | 1.2254 | 3.0551 | 0 | 0.032612 | -0.067784 | 0.74789 | 0.22757 | 0 | 15.6878 | 18.5407 | -22.6252 | 0 | 0.60707 | 0 | 1.6728 | 0.14963
2025_01_31 Hr 17 | 0.045044 | 2.129e-05 | 0 | 0.10639 | 0.10639 | 0.10639 | 0.10639 | 0.10639 | 0.10639 | 0 | 0 | 0.0031592 | 1.38 | 0.079483 | 1.6399 | 1.6399 | 5.7478 | 0.37614 | 0.0016124 | 0.0058432 | 0.0039341 | 0 | 0 | 0 | 0 | 0 | 0 | 0.06302 | 0.016238 | 0 | 0.24451 | 5.145 | 2.0585 | 0.61644 | 0.60107 | 0.79648 | 0 | 0 | 0 | 0 | -1.6453 | 0.056408 | 0 | 0.033941 | 0 | -0.25708 | 0 | 0 | 0 | 0 | 0 | 0 | 0 | 0 | 2.5577 | 0 | 0 | 0 | -3.3188 | 0 | 0 | 0 | 0 | 0 | 0 | 0 | 0 | 0 | 0 | 0 | 0 | 0 | -2.3937 | 0 | 0 | -18.548 | 1.822 | 0 | 2.6444 | 2.6668 | 0.86179 | 21.3594 | 1.2254 | 3.0551 | 0 | 0.032612 | -0.045044 | 0.74789 | 0.22757 | 0 | 13.2231 | 18.0716 | -24.5627 | 0 | 0.60707 | 0 | 1.6728 | 0.15077
2025_01_31 Hr 18 | 0 | 1.0552e-06 | 0 | 0.10639 | 0.10639 | 0.10639 | 0.10639 | 0.10639 | 0.10639 | 0 | 0 | 0.0031592 | 1.89 | 0.12409 | 1.6399 | 1.6399 | 5.7478 | 0.37614 | 0.0016124 | 0.0058432 | 0.0039341 | 0 | 0 | 0 | 0 | 0 | 0 | 0.06302 | 0.016238 | 0 | 0.24451 | 5.145 | 2.0585 | 0.61644 | 0.60107 | 0.79648 | 0 | 0 | 0 | 0 | -1.8742 | 0.056408 | 0 | 0.038691 | 0 | -0.29336 | 0 | 0 | 0 | 0 | 0 | 0 | 0 | 0 | 3.1119 | 0 | 0 | 0 | -3.3188 | 0 | 0 | 0 | 0 | 0 | 0 | 0 | 0 | 0 | 0 | 0 | 0 | 0 | -2.3937 | 0 | 0 | -25.9968 | 1.822 | 0 | 2.6444 | 2.6668 | 0.80085 | 21.3594 | 1.2254 | 3.0551 | 0 | 0.032612 | 0 | 0.74789 | 0.22757 | 0 | 6.5579 | 19.0755 | -32.0027 | 0 | 0.60707 | 0 | 1.6728 | 0.15185
2025_01_31 Hr 19 | 0 | 0 | 0 | 0.10639 | 0.10639 | 0.10639 | 0.10639 | 0.10639 | 0.10639 | 0 | 0 | 0.0031592 | 2.13 | 0.12256 | 1.6399 | 1.6399 | 5.7478 | 0.37614 | 0.0016124 | 0.0058432 | 0.0039341 | 0 | 0 | 0 | 0 | 0 | 0 | 0.06302 | 0.016238 | 0 | 0.24451 | 5.145 | 2.0585 | 0.61644 | 0.60107 | 0.79648 | 0 | 0 | 0 | 0 | -1.6315 | 0.056408 | 0 | 0.033907 | 0 | -0.25683 | 0 | 0 | 0 | 0 | 0 | 0 | 0 | 0 | 3.3883 | 0 | 0 | 0 | -3.3188 | 0 | 0 | 0 | 0 | 0 | 0 | 0 | 0 | 0 | 0 | 0 | 0 | 0 | -2.3937 | 0 | 0 | -21.9279 | 1.822 | 0 | 2.6444 | 2.6668 | 0.75298 | 21.3594 | 1.2254 | 3.0551 | 0 | 0.032612 | 0 | 0.74789 | 0.22757 | 0 | 11.3721 | 19.5414 | -27.8972 | 0 | 0.60707 | 0 | 1.6728 | 0.15071
2025_01_31 Hr 20 | 0 | 0 | 0 | 0.10639 | 0.10639 | 0.10639 | 0.10639 | 0.10639 | 0.10639 | 0 | 0 | 0.0031592 | 2.25 | 0.13151 | 1.6399 | 1.6399 | 5.7478 | 0.37614 | 0.0016124 | 0.0058432 | 0.0039341 | 0 | 0 | 0 | 0 | 0 | 0 | 0.06302 | 0.016238 | 0 | 0.24451 | 5.145 | 2.0585 | 0.61644 | 0.60107 | 0.79648 | 0 | 0 | 0 | 0 | -1.6703 | 0.056408 | 0 | 0.034443 | 0 | -0.26092 | 0 | 0 | 0 | 0 | 0 | 0 | 0 | 0 | 3.3871 | 0 | 0 | 0 | -3.3188 | 0 | 0 | 0 | 0 | 0 | 0 | 0 | 0 | 0 | 0 | 0 | 0 | 0 | -2.3937 | 0 | 0 | -21.6826 | 1.822 | 0 | 2.6444 | 2.6668 | 1.062 | 21.3594 | 1.2254 | 3.0551 | 0 | 0.032612 | 0 | 0.74789 | 0.22757 | 0 | 12.01 | 19.977 | -27.6561 | 0 | 0.60707 | 0 | 1.6728 | 0.14957
2025_01_31 Hr 21 | 0 | 0 | 0 | 0.10639 | 0.10639 | 0.10639 | 0.10639 | 0.10639 | 0.10639 | 0 | 0 | 0.0031592 | 2.28 | 0.10954 | 1.6399 | 1.6399 | 5.7478 | 0.37614 | 0.0016124 | 0.0058432 | 0.0039341 | 0 | 0 | 0 | 0 | 0 | 0 | 0.06302 | 0.016238 | 0 | 0.24451 | 5.145 | 2.0585 | 0.61644 | 0.60107 | 0.79648 | 0 | 0 | 0 | 0 | -1.3636 | 0.056408 | 0 | 0.028311 | 0 | -0.21409 | 0 | 0 | 0 | 0 | 0 | 0 | 0 | 0 | 3.1808 | 0 | 0 | 0 | -3.3188 | 0 | 0 | 0 | 0 | 0 | 0 | 0 | 0 | 0 | 0 | 0 | 0 | 0 | -2.3937 | 0 | 0 | -19.089 | 1.822 | 0 | 2.6444 | 2.6668 | 1.3536 | 21.3594 | 1.2254 | 3.0551 | 0 | 0.032612 | 0 | 0.74789 | 0.22757 | 0 | 15.05 | 20.0698 | -25.0155 | 0 | 0.60707 | 0 | 1.6728 | 0.14899
2025_01_31 Hr 22 | 0 | 0 | 0 | 0.10639 | 0.10639 | 0.10639 | 0.10639 | 0.10639 | 0.10639 | 0 | 0 | 0.0031592 | 2.43 | 0.11625 | 1.6399 | 1.6399 | 5.7478 | 0.37614 | 0.0016124 | 0.0058432 | 0.0039341 | 0 | 0 | 0 | 0 | 0 | 0 | 0.06302 | 0.016238 | 0 | 0.24451 | 5.145 | 2.0585 | 0.61644 | 0.60107 | 0.79648 | 0 | 0 | 0 | 0 | -1.3712 | 0.056408 | 0 | 0.028191 | 0 | -0.21317 | 0 | 0 | 0 | 0 | 0 | 0 | 0 | 0 | 2.9044 | 0 | 0 | 0 | -3.3188 | 0 | 0 | 0 | 0 | 0 | 0 | 0 | 0 | 0 | 0 | 0 | 0 | 0 | -2.3937 | 0 | 0 | -17.451 | 1.822 | 0 | 2.6444 | 2.6668 | 1.0751 | 21.3594 | 1.2254 | 3.0551 | 0 | 0.032612 | 0 | 0.74789 | 0.22757 | 0 | 16.2814 | 19.6698 | -23.3767 | 0 | 0.60707 | 0 | 1.6728 | 0.14736
2025_01_31 Hr 23 | 0 | 0 | 0 | 0 | 0 | 0 | 0 | 0 | 0 | 0 | 0 | 0.0031592 | 2.46 | 0.12092 | 1.6399 | 1.6399 | 5.7681 | 0.37788 | 0.0016124 | 0.0058432 | 0.0039341 | 0 | 0 | -0.48962 | 0 | -0.59587 | 0 | 0.06302 | 0.016238 | 0 | 0.24451 | 5.1508 | 2.0585 | 0 | 0.60344 | 0.79648 | 0 | 0 | 0 | 0 | -1.5385 | 0.056408 | 0 | 0.032126 | 0 | -0.21909 | 0 | 0 | 0 | 0 | 0 | 0 | 0 | 0 | 2.8342 | 0 | 0 | 0 | 0 | -2.4813 | 0 | 0 | 0 | 0 | 0 | 0 | 0 | 0 | 0 | 0 | 0 | 0 | 0 | 0 | 0 | -13.4914 | 1.822 | 0 | 2.6554 | 2.6779 | 0.73121 | 20.1543 | 1.2254 | 3.0551 | 0 | 0.032612 | 0 | 0.74789 | 0.22757 | 0 | 20.6293 | 19.2907 | -17.2773 | 0 | 0.60707 | 0 | 1.6728 | 0.14523
2025_01_31 Hr 24 | 0 | 0 | 0 | 0 | 0 | 0 | 0 | 0 | 0 | 0 | 0 | 0.0031592 | 2.43 | 0.11302 | 1.6399 | 1.6399 | 5.7681 | 0.37788 | 0.0016124 | 0.0058432 | 0.0039341 | 0 | 0 | -0.5604 | 0 | -0.66665 | 0 | 0.06302 | 0.016238 | 0 | 0 | 5.1508 | 2.0585 | 0 | 0.60344 | 0.79648 | 0 | 0 | 0 | 0 | -1.4458 | 0.056408 | 0 | 0.030399 | 0 | -0.2072 | 0 | 0 | 0 | 0 | 0 | 0 | 0 | 0 | 2.1439 | 0 | 0 | 0 | 0 | -2.4813 | 0 | 0 | 0 | 0 | 0 | 0 | 0 | 0 | 0 | 0 | 0 | 0 | 0 | 0 | 0 | -11.6147 | 1.822 | 0 | 2.6554 | 2.6779 | 0.58323 | 19.9098 | 1.2254 | 3.0551 | 0 | 0.032612 | 0 | 0.74789 | 0.22757 | 0 | 21.3471 | 18.4132 | -15.5302 | 0 | 0.60707 | 0 | 1.6728 | 0.14384
2025_02_01 Hr 01 | 0 | 0 | 0 | 0 | 0 | 0 | 0 | 0 | 0 | 0 | 0 | 0.0031592 | 2.61 | 0.16137 | 1.6399 | 1.6399 | 17.9444 | 0 | 0.003788 | 0.0058432 | 0.0073552 | 0 | 0 | -0.15015 | 0 | -0.2564 | 0 | 0.074695 | 0.014972 | 0 | 0 | 0 | 2.2791 | 0 | 0 | 0.89806 | 0 | 0 | 0 | 0 | -5.2542 | 0.062055 | 0 | 0.16097 | 0 | -0.27613 | 0 | 0 | 0 | 0 | 0 | 0 | 0 | 0 | 2.2262 | 0 | 0 | 0 | 0 | 0 | 0 | -4.4375 | 0 | 0 | 0 | 0 | 0 | 0 | 0 | 0 | 0 | 0 | 0 | 0 | 11.0624 | 0 | 2.0172 | 0 | 0 | 0 | 0.70075 | 21.2243 | 1.3567 | 3.3824 | 0 | 0.033193 | 0 | 0.78408 | 0.19745 | 0 | 41.3328 | 30.4829 | -5.1202 | 0 | 0.5984 | 0 | 1.8521 | 0.15154
2025_02_01 Hr 02 | 0 | 0 | 0 | 0 | 0 | 0 | 0 | 0 | 0 | 0 | 0 | 0.0031592 | 2.61 | 0.16137 | 1.6399 | 1.6399 | 17.9444 | 0 | 0.003788 | 0.0058432 | 0.0073552 | 0 | 0 | -0.15017 | 0 | -0.25642 | 0 | 0.074695 | 0.014972 | 0 | 0 | 0 | 2.2791 | 0 | 0 | 0.89806 | 0 | 0 | 0 | 0 | -5.1612 | 0.062055 | 0 | 0.16097 | 0 | -0.27612 | 0 | 0 | 0 | 0 | 0 | 0 | 0 | 0 | 3.2492 | 0 | 0 | 0 | 0 | 0 | 0 | -4.4375 | 0 | 0 | 0 | 0 | 0 | 0 | 0 | 0 | 0 | 0 | 0 | 0 | 10.5971 | 0 | 2.0172 | 0 | 0 | 0 | 0.87484 | 21.2243 | 1.3567 | 3.3824 | 0 | 0.033193 | 0 | 0.78408 | 0.19745 | 0 | 42.157 | 31.2141 | -5.1202 | 0 | 0.5984 | 0 | 1.8521 | 0.151
2025_02_01 Hr 03 | 0 | 0 | 0 | 0 | 0 | 0 | 0 | 0 | 0 | 0 | 0 | 0.0031592 | 2.55 | 0.15766 | 1.6399 | 1.6399 | 17.9444 | 0 | 0.003788 | 0.0058432 | 0.0073552 | 0 | 0 | -0.15017 | 0 | -0.25642 | 0 | 0.074695 | 0.014972 | 0 | 0 | 0 | 2.2791 | 0 | 0 | 0.89806 | 0 | 0 | 0 | 0 | -5.177 | 0.062055 | 0 | 0.16097 | 0 | -0.27612 | 0 | 0 | 0 | 0 | 0 | 0 | 0 | 0 | 3.6636 | 0 | 0 | 0 | 0 | 0 | 0 | -4.4375 | 0 | 0 | 0 | 0 | 0 | 0 | 0 | 0 | 0 | 0 | 0 | 0 | 9.3116 | 0 | 2.0172 | 0 | 0 | 0 | 0.76168 | 21.2243 | 1.3567 | 3.3824 | 0 | 0.033193 | 0 | 0.78408 | 0.19745 | 0 | 41.0929 | 30.1659 | -5.1202 | 0 | 0.5984 | 0 | 1.8521 | 0.15078
2025_02_01 Hr 04 | 0 | 0 | 0 | 0 | 0 | 0 | 0 | 0 | 0 | 0 | 0 | 0.0031592 | 2.52 | 0.15601 | 1.6399 | 1.6399 | 17.8222 | 0 | 0.003788 | 0.0058432 | 0.0073552 | 0 | 0 | -0.14801 | 0 | -0.25426 | 0 | 0.074695 | 0.014972 | 0 | 0 | 0 | 2.2791 | 0 | 0 | 0.89806 | 0 | 0 | 0 | 0 | -4.4199 | 0.062055 | 0 | 0.16118 | 0 | -0.27648 | 0 | 0 | 0 | 0 | 0 | 0 | 0 | 0 | 4.0102 | 0 | 0 | 0 | 0 | 0 | 0 | -4.4375 | 0 | 0 | 0 | 0 | 0 | 0 | 0 | 0 | 0 | 0 | 0 | 0 | 8.9479 | 0 | 2.0172 | 0 | 0 | 0 | 0.77039 | 21.102 | 1.3567 | 3.3824 | 0 | 0.033193 | 0 | 0.78408 | 0.19745 | 0 | 41.6915 | 30.1256 | -5.1163 | 0 | 0.5984 | 0 | 1.8521 | 0.15053
2025_02_01 Hr 05 | 0 | 0 | 0 | 0 | 0 | 0 | 0 | 0 | 0 | 0 | 0 | 0.0031592 | 2.46 | 0.15888 | 1.6399 | 1.6399 | 17.3333 | 0 | 0.003788 | 0.0058432 | 0.0073552 | 0 | 0 | -0.076326 | 0 | -0.18258 | 0 | 0.074695 | 0.014972 | 0 | 0 | 0 | 2.2791 | 0 | 0 | 0.89806 | 0 | 0 | 0 | 2.4861 | 0 | 0.062055 | 0 | 0.16815 | 0 | -0.28853 | 0 | 0 | 0 | 0 | 0 | 0 | 0 | 0 | 4.2177 | 0 | 0 | 0 | 0 | 0 | 0 | -4.4375 | 0 | 0 | 0 | 0 | 0 | 0 | 0 | 0 | 0 | 0 | 0 | 0 | 4.0041 | 0 | 2.0172 | 0 | 0 | 0 | 0.69204 | 20.6132 | 1.3567 | 3.3824 | 0 | 0.033193 | 0 | 0.78408 | 0.19745 | 0 | 43.3682 | 25.2539 | -4.9849 | 0 | 0.5984 | 0 | 1.8521 | 0.15067
2025_02_01 Hr 06 | 0 | 0 | 0 | 0 | 0 | 0 | 0 | 0 | 0 | 0 | 0 | 0.0031592 | 2.52 | 0.16777 | 1.6399 | 1.6399 | 17.9036 | 0 | 0.003788 | 0.0058432 | 0.0073552 | 0 | 0 | -0.022965 | 0 | -0.12921 | 0 | 0.074695 | 0.014972 | 0 | 0 | 0 | 2.2791 | 0 | 0 | 0.89806 | 0 | 0 | 0 | 1.8311 | -0.036422 | 0.062055 | 0 | 0.17334 | 0 | -0.29749 | 0 | 0 | 0 | 0 | 0 | 0 | 0 | 0 | 4.839 | 0 | 0 | 0 | 0 | 0 | 0 | -4.4375 | 0 | 0 | 0 | 0 | 0 | 0 | 0 | 0 | 0 | 0 | 0 | 0 | 5.2937 | 0 | 2.0172 | 0 | 0 | 0 | 0.76168 | 21.1835 | 1.3567 | 3.3824 | 0 | 0.033193 | 0 | 0.78408 | 0.19745 | 0 | 45.3948 | 27.3037 | -4.8872 | 0 | 0.5984 | 0 | 1.8521 | 0.15102
2025_02_01 Hr 07 | 0 | 0 | 0 | 0 | 0 | 0 | 0 | 0 | 0 | 0 | 0 | 0.0031592 | 2.52 | 0.16923 | 1.6399 | 1.6399 | 17.4029 | 0 | 0.003788 | 0.0058432 | 0.0073552 | 0 | 0 | 0 | 0 | 0 | 0 | 0.074695 | 0.014972 | 0 | 0 | 0 | 2.2791 | 0 | 0 | 0.89806 | 0 | 0 | 0 | 1.9386 | 0 | 0.062055 | 0 | 0.17484 | 0 | -0.30009 | 0 | 0 | 0 | 0 | 0 | 0 | 0 | 0 | 4.9086 | 0 | 0 | 0 | 0 | 0 | -5.4625 | 0 | 0 | 0 | 0 | 0 | 0 | 0 | 0 | 0 | 0 | 0 | -2.3937 | 0 | 7.2985 | 0 | 2.0172 | 0 | 0 | 0 | 0.83132 | 20.6827 | 1.3567 | 3.3824 | 0 | 0.033193 | 0 | 0.78408 | 0.19745 | 0 | 43.9154 | 29.4504 | -8.1563 | 0 | 0.5984 | 0 | 1.8521 | 0.15223
2025_02_01 Hr 08 | 0 | 0 | 0 | 0 | 0 | 0 | 0 | 0 | 0 | 0 | 0 | 0.0031592 | 2.04 | 0.136 | 1.6399 | 1.6399 | 16.9588 | 0 | 0.003788 | 0.0058432 | 0.0073552 | 0 | 0 | 0 | 0 | 0 | 0 | 0.074695 | 0.014972 | 0 | 0 | 0 | 2.2791 | 0 | 0 | 0.89806 | 0 | 0 | 0 | 0.71212 | -0.41382 | 0.062055 | 0 | 0.17357 | 0 | -0.2979 | 0 | 0 | 0 | 0 | 0 | 0 | 0 | 0 | 5.2546 | 0 | 0 | 0 | 0 | 0 | -5.4625 | 0 | 0 | 0 | 0 | 0 | 0 | 0 | 0 | 0 | 0 | 0 | -2.3937 | 0 | 9.133 | 0 | 2.0172 | 0 | 0 | 0 | 0.79215 | 20.2387 | 1.3567 | 3.3824 | 0 | 0.033193 | 0 | 0.78408 | 0.19745 | 0 | 43.4633 | 31.0804 | -8.1541 | 0 | 0.5984 | 0 | 1.8521 | 0.15413
2025_02_01 Hr 09 | 0.067929 | 0 | 0 | 0 | 0 | 0 | 0 | 0 | 0 | 0 | 0 | 0.0031592 | 2.76 | 0.20323 | 1.6399 | 1.6399 | 17.201 | 0 | 0.003788 | 0.0058432 | 0.0073552 | 0 | 0 | 0 | 0 | 0 | 0 | 0.074695 | 0.014972 | 0 | 0 | 0 | 2.2791 | 0 | 0 | 0.89806 | 0 | 0 | 0 | 0.047216 | -1.4657 | 0.062055 | 0 | 0.19172 | 0 | -0.32926 | 0 | 0 | 0 | 0 | 0 | 0 | 0 | 0 | 5.4621 | 0 | 0 | 0 | 0 | 0 | -5.4625 | 0 | 0 | 0 | 0 | 0 | 0 | 0 | 0 | 0 | 0 | 0 | -2.3937 | 0 | 9.6211 | 0 | 2.0172 | 0 | 0 | 0 | 0.92272 | 20.4809 | 1.3567 | 3.3824 | 0 | 0.033193 | -0.067929 | 0.78408 | 0.19745 | 0 | 43.5715 | 32.7626 | -8.2534 | 0 | 0.5984 | 0 | 1.8521 | 0.15488
2025_02_01 Hr 10 | 0.045044 | 4.8699e-05 | 0 | 0 | 0 | 0 | 0 | 0 | 0 | 0 | 0 | 0.0031592 | 2.76 | 0.19007 | 1.6399 | 1.6399 | 15.99 | 0 | 0.003788 | 0.0058432 | 0.0073552 | 0 | 0 | 0 | 0 | 0 | 0 | 0.074695 | 0.014972 | 0 | 0 | 0 | 2.2791 | 0 | 0 | 0.89806 | 0 | 0 | 0 | 0 | -7.9542 | 0.062055 | 0 | 0.1793 | 0 | -0.3078 | 0 | 0 | 0 | 0 | 0 | 0 | 0 | 0 | 5.4621 | 0 | 0 | 0 | 0 | 0 | -5.4625 | 0 | 0 | 0 | 0 | 0 | 0 | 0 | 0 | 0 | 0 | 0 | -2.3937 | 0 | 15.6202 | 0 | 2.0172 | 0 | 0 | 0 | 0.60064 | 19.2699 | 1.3567 | 3.3824 | 0 | 0.033193 | -0.045044 | 0.78408 | 0.19745 | 0 | 41.5105 | 38.4039 | -8.2091 | 0 | 0.5984 | 0 | 1.8521 | 0.15517
2025_02_01 Hr 11 | 0.34095 | 0.0002724 | 0 | 0 | 0 | 0 | 0 | 0 | 0 | 0 | 0 | 0.0031592 | 2.37 | 0.1339 | 1.6399 | 1.6399 | 13.1746 | 0 | 0.003788 | 0.0058432 | 0.0073552 | 0 | 0 | 0 | 0 | 0 | 0 | 0.074695 | 0.014972 | 0 | 0 | 0 | 2.2791 | 0 | 0 | 0.89806 | 0 | 0 | 0 | 2.0991 | -0.68202 | 0.062055 | 0 | 0.1471 | 0 | -0.25214 | 0 | 0 | 0 | 0 | 0 | 0 | 0 | 0 | 5.8075 | 0 | 0 | 0 | 0 | 0 | -5.4625 | 0 | 0 | 0 | 0 | 0 | 0 | 0 | 0 | 0 | 0 | 0 | -2.3937 | 0 | 10.0893 | 0 | 2.0172 | 0 | 0 | 0 | 0.29161 | 16.4545 | 1.3567 | 3.3824 | 0 | 0.033193 | -0.34095 | 0.78408 | 0.19745 | 0 | 42.1819 | 32.7596 | -8.4493 | 0 | 0.5984 | 0 | 1.8521 | 0.15546
2025_02_01 Hr 12 | 0.090814 | 0.00049688 | 0 | 0 | 0 | 0 | 0 | 0 | 0 | 0 | 0 | 0.0031592 | 2.37 | 0.13202 | 1.6399 | 1.6399 | 11.8729 | 0 | 0.003788 | 0.0058432 | 0.0073552 | 0 | 0 | 0 | 0 | 0 | 0 | 0.074695 | 0.014972 | 0 | 0 | 0 | 2.2791 | 0 | 0 | 0.89806 | 0 | 0 | 0 | 0 | -2.0496 | 0.062055 | 0 | 0.14503 | 0 | -0.24858 | 0 | 0 | 0 | 0 | 0 | 0 | 0 | 0 | 5.8765 | 0 | 0 | 0 | 0 | 0 | -5.4625 | 0 | 0 | 0 | 0 | 0 | 0 | 0 | 0 | 0 | 0 | 0 | -2.3937 | 0 | 15.4007 | 0 | 2.0172 | 0 | 0 | 0 | 0.33949 | 15.1527 | 1.3567 | 3.3824 | 0 | 0.033193 | -0.090814 | 0.78408 | 0.19745 | 0 | 42.843 | 37.9356 | -8.1956 | 0 | 0.5984 | 0 | 1.8521 | 0.15501
2025_02_01 Hr 13 | 0.13579 | 0.00068993 | 0 | 0 | 0 | 0 | 0 | 0 | 0 | 0 | 0 | 0.0031592 | 2.22 | 0.13812 | 1.6399 | 1.6399 | 12.3169 | 0 | 0.003788 | 0.0058432 | 0.0073552 | 0 | 0 | 0 | 0 | 0 | 0 | 0.074695 | 0.014972 | 0 | 0 | 0 | 2.2791 | 0 | 0 | 0.89806 | 0 | 0 | 0 | 4.4927 | 0 | 0.062055 | 0 | 0.16198 | 0 | -0.27787 | 0 | 0 | 0 | 0 | 0 | 0 | 0 | 0 | 5.6 | 0 | 0 | 0 | 0 | 0 | -5.4625 | 0 | 0 | 0 | 0 | 0 | 0 | 0 | 0 | 0 | 0 | 0 | -2.3937 | 0 | 9.9877 | 0 | 2.0172 | 0 | 0 | 0 | 0.39172 | 15.5968 | 1.3567 | 3.3824 | 0 | 0.033193 | -0.13579 | 0.78408 | 0.19745 | 0 | 44.0183 | 32.1988 | -8.2699 | 0 | 0.5984 | 0 | 1.8521 | 0.1542
2025_02_01 Hr 14 | 0.045117 | 0.00063229 | 0 | 0 | 0 | 0 | 0 | 0 | 0 | 0 | 0 | 0.0031592 | 1.68 | 0.10122 | 1.6399 | 1.6399 | 12.115 | 0 | 0.003788 | 0.0058432 | 0.0073552 | 0 | 0 | 0 | 0 | 0 | 0 | 0.074695 | 0.014972 | 0 | 0 | 0 | 2.2791 | 0 | 0 | 0.89806 | 0 | 0 | 0 | 0.019413 | -0.94275 | 0.062055 | 0 | 0.15686 | 0 | -0.26902 | 0 | 0 | 0 | 0 | 0 | 0 | 0 | 0 | 5.7391 | 0 | 0 | 0 | 0 | 0 | -5.4625 | 0 | 0 | 0 | 0 | 0 | 0 | 0 | 0 | 0 | 0 | 0 | -2.3937 | 0 | 16.0224 | 0 | 2.0172 | 0 | 0 | 0 | 0.30032 | 15.3949 | 1.3567 | 3.3824 | 0 | 0.033193 | -0.045117 | 0.78408 | 0.19745 | 0 | 43.9143 | 37.6131 | -8.1704 | 0 | 0.5984 | 0 | 1.8521 | 0.15367
2025_02_01 Hr 15 | 0.045044 | 0.00078601 | 0 | 0 | 0 | 0 | 0 | 0 | 0 | 0 | 0 | 0.0031592 | 1.32 | 0.097963 | 1.5916 | 1.5916 | 13.3295 | 0 | 0.003788 | 0.0058432 | 0.0073552 | 0 | 0 | 0 | 0 | 0 | 0 | 0.074695 | 0.014972 | 0 | 0 | 0 | 2.2791 | 0 | 0 | 0.89806 | 0 | 0 | 0 | 0.28507 | -3.4694 | 0.062055 | 0 | 0.19322 | 0 | -0.33186 | 0 | 0 | 0 | 0 | 0 | 0 | 0 | 0 | 5.946 | 0 | 0 | 0 | 0 | 0 | -5.4625 | 0 | 0 | 0 | 0 | 0 | 0 | 0 | 0 | 0 | 0 | 0 | -2.3937 | 0 | 13.975 | 0 | 2.0172 | 0 | 0 | 0 | 0.6224 | 16.5127 | 1.3567 | 3.3824 | 0 | 0.033193 | -0.045044 | 0.78408 | 0.19745 | 0 | 40.8268 | 35.7317 | -8.2332 | 0 | 0.5984 | 0 | 1.8521 | 0.15384
2025_02_01 Hr 16 | 0.045044 | 0.00052415 | 0 | 0 | 0 | 0 | 0 | 0 | 0 | 0 | 0 | 0.0031592 | 2.01 | 0.15796 | 1.6227 | 1.6227 | 15.1427 | 0 | 0.003788 | 0.0058432 | 0.0073552 | 0 | 0 | 0 | 0 | 0 | 0 | 0.074695 | 0.014972 | 0 | 0 | 0 | 2.2791 | 0 | 0 | 0.89806 | 0 | 0 | 0 | 2.4747 | -0.59337 | 0.062055 | 0 | 0.20461 | 0 | -0.35154 | 0 | 0 | 0 | 0 | 0 | 0 | 0 | 0 | 6.0852 | 0 | 0 | 0 | 0 | 0 | -5.4625 | 0 | 0 | 0 | 0 | 0 | 0 | 0 | 0 | 0 | 0 | 0 | -2.3937 | 0 | 6.9051 | 0 | 2.0172 | 0 | 0 | 0 | 0.39172 | 18.388 | 1.3567 | 3.3824 | 0 | 0.033193 | -0.045044 | 0.78408 | 0.19745 | 0 | 41.3369 | 29.3204 | -8.2528 | 0 | 0.5984 | 0 | 1.8521 | 0.15423
2025_02_01 Hr 17 | 0 | 5.4573e-05 | 0 | 0 | 0 | 0 | 0 | 0 | 0 | 0 | 0 | 0.0031592 | 2.34 | 0.12039 | 1.6399 | 1.6399 | 11.8728 | 0 | 0.003788 | 0.0058432 | 0.0073552 | 0 | 0 | 0 | 0 | 0 | 0 | 0.074695 | 0.014972 | 0 | 0 | 0 | 2.2791 | 0 | 0 | 0.89806 | 0 | 0 | 0 | 0 | -2.2872 | 0.062055 | 0 | 0.13395 | 0 | -0.22942 | 0 | 0 | 0 | 0 | 0 | 0 | 0 | 0 | 6.2219 | 0 | 0 | 0 | 0 | 0 | -5.4625 | 0 | 0 | 0 | 0 | 0 | 0 | 0 | 0 | 0 | 0 | 0 | -2.3937 | 0 | 10.8304 | 0 | 2.0172 | 0 | 0 | 0 | 0.47007 | 15.1527 | 1.3567 | 3.3824 | 0 | 0.033193 | 0 | 0.78408 | 0.19745 | 0 | 38.4886 | 33.7087 | -8.0857 | 0 | 0.5984 | 0 | 1.8521 | 0.15533
2025_02_01 Hr 18 | 0.022813 | 9.4103e-07 | 0 | 0 | 0 | 0 | 0 | 0 | 0 | 0 | 0 | 0.0031592 | 2.01 | 0.11769 | 1.6399 | 1.6399 | 12.6029 | 0 | 0.003788 | 0.0058432 | 0.0073552 | 0 | 0 | 0 | 0 | 0 | 0 | 0.074695 | 0.014972 | 0 | 0 | 0 | 2.2791 | 0 | 0 | 0.89806 | 0 | 0 | 0 | 0.99075 | -0.12816 | 0.062055 | 0 | 0.15245 | 0 | -0.26139 | 0 | 0 | 0 | 0 | 0 | 0 | 0 | 0 | 6.4294 | 0 | 0 | 0 | 0 | 0 | -5.4625 | 0 | 0 | 0 | 0 | 0 | 0 | 0 | 0 | 0 | 0 | 0 | -2.3937 | 0 | 8.3887 | 0 | 2.0172 | 0 | 0 | 0 | 0.67028 | 15.8827 | 1.3567 | 3.3824 | 0 | 0.033193 | -0.022813 | 0.78408 | 0.19745 | 0 | 39.9711 | 31.3662 | -8.1404 | 0 | 0.5984 | 0 | 1.8521 | 0.15669
2025_02_01 Hr 19 | 0 | 0 | 0 | 0 | 0 | 0 | 0 | 0 | 0 | 0 | 0 | 0.0031592 | 2.43 | 0.17528 | 1.6399 | 1.6399 | 15.1428 | 0 | 0.003788 | 0.0058432 | 0.0073552 | 0 | 0 | 0 | 0 | 0 | 0 | 0.074695 | 0.014972 | 0 | 0 | 0 | 2.2791 | 0 | 0 | 0.89806 | 0 | 0 | 0 | 0.24063 | -1.8068 | 0.062055 | 0 | 0.1878 | 0 | -0.3225 | 0 | 0 | 0 | 0 | 0 | 0 | 0 | 0 | 6.8444 | 0 | 0 | 0 | 0 | 0 | -5.4625 | 0 | 0 | 0 | 0 | 0 | 0 | 0 | 0 | 0 | 0 | 0 | -2.3937 | 0 | 6.7844 | 0 | 2.0172 | 0 | 0 | 0 | 1.0141 | 18.4227 | 1.3567 | 3.3824 | 0 | 0.033193 | 0 | 0.78408 | 0.19745 | 0 | 39.6533 | 30.9755 | -8.1787 | 0 | 0.5984 | 0 | 1.8521 | 0.15679
2025_02_01 Hr 20 | 0 | 0 | 0 | 0 | 0 | 0 | 0 | 0 | 0 | 0 | 0 | 0.0031592 | 1.83 | 0.12952 | 1.6399 | 1.6399 | 17.8065 | 0 | 0.003788 | 0.0058432 | 0.0073552 | 0 | 0 | 0 | 0 | 0 | 0 | 0.074695 | 0.014972 | 0 | 0 | 0 | 2.2791 | 0 | 0 | 0.89806 | 0 | 0 | 0 | 0 | -4.0283 | 0.062055 | 0 | 0.18427 | 0 | -0.31639 | 0 | 0 | 0 | 0 | 0 | 0 | 0 | 0 | 6.8444 | 0 | 0 | 0 | 0 | 0 | -5.4625 | 0 | 0 | 0 | 0 | 0 | 0 | 0 | 0 | 0 | 0 | 0 | -2.3937 | 0 | 6.4851 | 0 | 2.0172 | 0 | 0 | 0 | 1.5756 | 21.0864 | 1.3567 | 3.3824 | 0 | 0.033193 | 0 | 0.78408 | 0.19745 | 0 | 39.4768 | 30.5914 | -8.1726 | 0 | 0.5984 | 0 | 1.8521 | 0.15617
2025_02_01 Hr 21 | 0 | 0 | 0 | 0 | 0 | 0 | 0 | 0 | 0 | 0 | 0 | 0.0031592 | 1.68 | 0.11331 | 1.6399 | 1.6399 | 17.8065 | 0 | 0.003788 | 0.0058432 | 0.0073552 | 0 | 0 | 0 | 0 | 0 | 0 | 0.074695 | 0.014972 | 0 | 0 | 0 | 2.2791 | 0 | 0 | 0.89806 | 0 | 0 | 0 | 0 | -2.1153 | 0.062055 | 0 | 0.1756 | 0 | -0.30141 | 0 | 0 | 0 | 0 | 0 | 0 | 0 | 0 | 6.6363 | 0 | 0 | 0 | 0 | 0 | -5.4625 | 0 | 0 | 0 | 0 | 0 | 0 | 0 | 0 | 0 | 0 | 0 | -2.3937 | 0 | 6.9806 | 0 | 2.0172 | 0 | 0 | 0 | 1.9543 | 21.0864 | 1.3567 | 3.3824 | 0 | 0.033193 | 0 | 0.78408 | 0.19745 | 0 | 41.9035 | 31.09 | -8.1577 | 0 | 0.5984 | 0 | 1.8521 | 0.15502
2025_02_01 Hr 22 | 0 | 0 | 0 | 0 | 0 | 0 | 0 | 0 | 0 | 0 | 0 | 0.0031592 | 1.38 | 0.079435 | 1.6399 | 1.6399 | 14.1977 | 0 | 0.003788 | 0.0058432 | 0.0073552 | 0 | 0 | 0 | 0 | 0 | 0 | 0.074695 | 0.014972 | 0 | 0 | 0 | 2.2791 | 0 | 0 | 0.89806 | 0 | 0 | 0 | 3.1914 | -0.23749 | 0.062055 | 0 | 0.14987 | 0 | -0.25693 | 0 | 0 | 0 | 0 | 0 | 0 | 0 | 0 | 5.5994 | 0 | 0 | 0 | 0 | 0 | -5.4625 | 0 | 0 | 0 | 0 | 0 | 0 | 0 | 0 | 0 | 0 | 0 | -2.3937 | 0 | 5.7603 | 0 | 2.0172 | 0 | 0 | 0 | 2.2372 | 17.4776 | 1.3567 | 3.3824 | 0 | 0.033193 | 0 | 0.78408 | 0.19745 | 0 | 41.0993 | 28.781 | -8.1132 | 0 | 0.5984 | 0 | 1.8521 | 0.15413
2025_02_01 Hr 23 | 0 | 0 | 0 | 0 | 0 | 0 | 0 | 0 | 0 | 0 | 0 | 0.0031592 | 2.04 | 0.12382 | 1.6399 | 1.6399 | 15.1842 | 0 | 0.003788 | 0.0058432 | 0.0073552 | 0 | 0 | -0.18042 | 0 | -0.28667 | 0 | 0.074695 | 0.014972 | 0 | 0 | 0 | 2.2791 | 0 | 0 | 0.89806 | 0 | 0 | 0 | 0 | -2.4803 | 0.062055 | 0 | 0.15803 | 0 | -0.27104 | 0 | 0 | 0 | 0 | 0 | 0 | 0 | 0 | 5.4621 | 0 | 0 | 0 | 0 | 0 | 0 | -4.4375 | 0 | 0 | 0 | 0 | 0 | 0 | 0 | 0 | 0 | 0 | 0 | 0 | 8.1652 | 0 | 2.0172 | 0 | 0 | 0 | 1.9064 | 18.464 | 1.3567 | 3.3824 | 0 | 0.033193 | 0 | 0.78408 | 0.19745 | 0 | 42.2286 | 31.4205 | -5.1756 | 0 | 0.5984 | 0 | 1.8521 | 0.15241
2025_02_01 Hr 24 | 0 | 0 | 0 | 0 | 0 | 0 | 0 | 0 | 0 | 0 | 0 | 0.0031592 | 2.46 | 0.14015 | 1.6399 | 1.6399 | 14.213 | 0 | 0.003788 | 0.0058432 | 0.0073552 | 0 | 0 | -0.28021 | 0 | -0.38646 | 0 | 0.074695 | 0.014972 | 0 | 0 | 0 | 2.2791 | 0 | 0 | 0.89806 | 0 | 0 | 0 | 0.78542 | -1.9271 | 0.062055 | 0 | 0.14833 | 0 | -0.25428 | 0 | 0 | 0 | 0 | 0 | 0 | 0 | 0 | 5.7398 | 0 | 0 | 0 | 0 | 0 | 0 | -4.4375 | 0 | 0 | 0 | 0 | 0 | 0 | 0 | 0 | 0 | 0 | 0 | 0 | 6.1147 | 0 | 2.0172 | 0 | 0 | 0 | 2.0152 | 17.4928 | 1.3567 | 3.3824 | 0 | 0.033193 | 0 | 0.78408 | 0.19745 | 0 | 41.1844 | 30.1916 | -5.3584 | 0 | 0.5984 | 0 | 1.8521 | 0.15128
2025_02_02 Hr 01 | 0 | 0 | 0 | 0 | 0 | 0 | 0 | 0 | 0 | 0 | 0 | 0.0031592 | 2.55 | 0.15439 | 1.6399 | 1.6399 | 14.7261 | 0 | 0.003788 | 0.0058432 | 0.0073552 | 0 | 0 | -0.18449 | 0 | -0.29074 | 0 | 0.074695 | 0.014972 | 0 | 0 | 0 | 2.2791 | 0 | 0 | 0.89806 | 0 | 0 | 0 | 0.59709 | -1.2441 | 0.062055 | 0 | 0.33278 | 0 | -0.27036 | 0 | 0 | 0 | 0 | 0 | 0 | 0 | 0 | 5.5462 | 0 | 0 | 0 | 0 | 0 | 0 | -4.4375 | 0 | 0 | 0 | 0 | 0 | 0 | 0 | 0 | 0 | 0 | 0 | 0 | 6.1789 | 0 | 2.0172 | 0 | 0 | 0 | 2.1371 | 18.0059 | 1.3567 | 3.3824 | 0 | 0.033193 | 0 | 0.78408 | 0.19745 | 0 | 42.4638 | 30.2879 | -5.1831 | 0 | 0.5984 | 0 | 1.8521 | 0.15079
2025_02_02 Hr 02 | 0 | 0 | 0 | 0 | 0 | 0 | 0 | 0 | 0 | 0 | 0 | 0.0031592 | 2.52 | 0.16293 | 1.6399 | 1.6399 | 17.9411 | 0 | 0.003788 | 0.0058432 | 0.0073552 | 0 | 0 | -0.074374 | 0 | -0.18062 | 0 | 0.074695 | 0.014972 | 0 | 0 | 0 | 2.2791 | 0 | 0 | 0.89806 | 0 | 0 | 0 | 0.77858 | 0 | 0.062055 | 0 | 0.35538 | 0 | -0.28886 | 0 | 0 | 0 | 0 | 0 | 0 | 0 | 0 | 5.8874 | 0 | 0 | 0 | 0 | 0 | 0 | -4.4375 | 0 | 0 | 0 | 0 | 0 | 0 | 0 | 0 | 0 | 0 | 0 | 0 | 0 | -0.16225 | 2.0172 | 0 | 0 | 0 | 2.1066 | 21.2209 | 1.3567 | 3.3824 | 0 | 0.033193 | 0 | 0.78408 | 0.19745 | 0 | 41.2534 | 24.3975 | -5.1436 | 0 | 0.5984 | 0 | 1.8521 | 0.15004
2025_02_02 Hr 03 | 0 | 0 | 0 | 0 | 0 | 0 | 0 | 0 | 0 | 0 | 0 | 0.0031592 | 2.22 | 0.14573 | 1.6399 | 1.6399 | 17.9444 | 0 | 0.003788 | 0.0058432 | 0.0073552 | 0 | 0 | -0.047895 | 0 | -0.15415 | 0 | 0.074695 | 0.014972 | 0 | 0 | 0 | 2.2791 | 0 | 0 | 0.89806 | 0 | 0 | 0 | 0.55712 | 0 | 0.062055 | 0 | 0.36081 | 0 | -0.2933 | 0 | 0 | 0 | 0 | 0 | 0 | 0 | 0 | 4.9291 | 0 | 0 | 0 | 0 | 0 | 0 | -4.4375 | 0 | 0 | 0 | 0 | 0 | 0 | 0 | 0 | 0 | 0 | 0 | 0 | 3.6954 | 0 | 2.0172 | 0 | 0 | 0 | 1.5147 | 21.2243 | 1.3567 | 3.3824 | 0 | 0.033193 | 0 | 0.78408 | 0.19745 | 0 | 43.074 | 26.2254 | -4.9328 | 0 | 0.5984 | 0 | 1.8521 | 0.14992
2025_02_02 Hr 04 | 0 | 0 | 0 | 0 | 0 | 0 | 0 | 0 | 0 | 0 | 0 | 0.0031592 | 2.52 | 0.17717 | 1.6399 | 1.6399 | 17.9444 | 0 | 0.003788 | 0.0058432 | 0.0073552 | 0 | 0 | 0.076938 | 0 | -0.029312 | 0 | 0.074695 | 0.014972 | 0 | 0 | 0 | 2.2791 | 0 | 0 | 0.89806 | 0 | 0 | 0 | 0.17855 | -0.094864 | 0.062055 | 0 | 0.38643 | 0 | -0.31428 | 0 | 0 | 0 | 0 | 0 | 0 | 0 | 0 | 4.5879 | 0 | 0 | 0 | 0 | 0 | 0 | -4.4375 | 0 | 0 | 0 | 0 | 0 | 0 | 0 | 0 | 0 | 0 | 0 | 0 | 4.0921 | 0 | 2.0172 | 0 | 0 | 0 | 1.3536 | 21.2243 | 1.3567 | 3.3824 | 0 | 0.033193 | 0 | 0.78408 | 0.19745 | 0 | 43.0548 | 26.451 | -4.7041 | 0 | 0.5984 | 0 | 1.8521 | 0.14964
2025_02_02 Hr 05 | 0 | 0 | 0 | 0 | 0 | 0 | 0 | 0 | 0 | 0 | 0 | 0.0031592 | 2.55 | 0.18406 | 1.6399 | 1.6399 | 17.9444 | 0 | 0.003788 | 0.0058432 | 0.0073552 | 0 | 0 | 0.1271 | 0 | 0.020855 | 0 | 0.074695 | 0.014972 | 0 | 0 | 0 | 2.2791 | 0 | 0 | 0.89806 | 0 | 0 | 0 | 1.0482 | -0.085629 | 0.062055 | 0 | 0.39672 | 0 | -0.3227 | 0 | 0 | 0 | 0 | 0 | 0 | 0 | 0 | 4.5879 | 0 | 0 | 0 | 0 | 0 | 0 | -4.4375 | 0 | 0 | 0 | 0 | 0 | 0 | 0 | 0 | 0 | 0 | 0 | 0 | 3.4367 | 0 | 2.0172 | 0 | 0 | 0 | 1.7758 | 21.2243 | 1.3567 | 3.3824 | 0 | 0.033193 | 0 | 0.78408 | 0.19745 | 0 | 43.8297 | 26.2551 | -4.6122 | 0 | 0.5984 | 0 | 1.8521 | 0.15002
2025_02_02 Hr 06 | 0 | 0 | 0 | 0 | 0 | 0 | 0 | 0 | 0 | 0 | 0 | 0.0031592 | 2.61 | 0.16885 | 1.6399 | 1.6399 | 0 | 0 | 0.003788 | 0.0058432 | 0.0073552 | 0 | 0 | -0.073395 | 0 | -0.17965 | 0 | 0.074695 | 0.014972 | 0 | 0 | 0 | 2.2791 | 0 | 0 | 0.89806 | 0 | 0 | 0 | 2.2551 | -0.046633 | 0.062055 | 0 | 0.38955 | 0 | -0.28902 | 0 | 0 | 0 | 0 | 0 | 0 | 0 | 0 | 4.7259 | 0 | 0 | 0 | 0 | 0 | 0 | -4.4375 | 0 | 0 | 0 | 0 | 0 | 0 | 0 | 0 | 0 | 0 | 0 | 0 | 20.8551 | 0 | 2.0172 | 0 | 0 | 0 | 2.1762 | 3.2799 | 1.3567 | 3.3824 | 0 | 0.033193 | 0 | 0.78408 | 0.19745 | 0 | 44.7659 | 44.2571 | -4.9796 | 0 | 0.5984 | 0 | 1.8521 | 0.15047
2025_02_02 Hr 07 | 0 | 0 | 0 | 0 | 0 | 0 | 0 | 0 | 0 | 0 | 0 | 0.0031592 | 2.67 | 0.15018 | 1.6399 | 1.6399 | 0 | 0 | 0.003788 | 0.0058432 | 0.0073552 | 0 | 0 | -0.29962 | 0 | -0.40587 | 0 | 0.074695 | 0.014972 | 0 | 0 | 0 | 2.2791 | 0 | 0 | 0.89806 | 0 | 0 | 0 | 2.3962 | 0 | 0.062055 | 0 | 0.17597 | 0 | -0.25101 | 0 | 0 | 0 | 0 | 0 | 0 | 0 | 0 | 4.7259 | 0 | 0 | 0 | 0 | 0 | 0 | -4.4375 | 0 | 0 | 0 | 0 | 0 | 0 | 0 | 0 | 0 | 0 | 0 | 0 | 18.173 | 0 | 2.0172 | 0 | 0 | 0 | 1.9455 | 3.2799 | 1.3567 | 3.3824 | 0 | 0.033193 | 0 | 0.78408 | 0.19745 | 0 | 41.6693 | 41.3872 | -5.394 | 0 | 0.5984 | 0 | 1.8521 | 0.15208
2025_02_02 Hr 08 | 0 | 0 | 0 | 0 | 0 | 0 | 0 | 0 | 0 | 0 | 0 | 0.0031592 | 2.46 | 0.13837 | 1.6399 | 1.6399 | 0 | 0 | 0.003788 | 0.0058432 | 0.0073552 | 0 | 0 | -0.2996 | 0 | -0.40585 | 0 | 0.074695 | 0.014972 | 0 | 0 | 0 | 2.2791 | 0 | 0 | 0.89806 | 0 | 0 | 0 | 2.6332 | 0 | 0.062055 | 0 | 0.17598 | 0 | -0.25102 | 0 | 0 | 0 | 0 | 0 | 0 | 0 | 0 | 4.5226 | 0 | 0 | 0 | 0 | 0 | 0 | -4.4375 | 0 | 0 | 0 | 0 | 0 | 0 | 0 | 0 | 0 | 0 | 0 | 0 | 20.8194 | 0 | 2.0172 | 0 | 0 | 0 | 1.4755 | 3.2799 | 1.3567 | 3.3824 | 0 | 0.033193 | 0 | 0.78408 | 0.19745 | 0 | 43.659 | 43.1399 | -5.394 | 0 | 0.5984 | 0 | 1.8521 | 0.15349
2025_02_02 Hr 09 | 0.2723 | 0 | 0 | 0 | 0 | 0 | 0 | 0 | 0 | 0 | 0 | 0.0031592 | 2.31 | 0.14056 | 1.6399 | 1.6399 | 0 | 0 | 0.003788 | 0.0058432 | 0.0073552 | 0 | 0 | -0.17635 | 0 | -0.2826 | 0 | 0.074695 | 0.014972 | 0 | 0 | 0 | 2.2791 | 0 | 0 | 0.89806 | 0 | 0 | 0 | 1.2048 | -0.26353 | 0.062055 | 0 | 0.19037 | 0 | -0.27172 | 0 | 0 | 0 | 0 | 0 | 0 | 0 | 0 | 4.1088 | 0 | 0 | 0 | 0 | 0 | 0 | -4.4375 | 0 | 0 | 0 | 0 | 0 | 0 | 0 | 0 | 0 | 0 | 0 | 0 | 23.829 | 0 | 2.0172 | 0 | 0 | 0 | 1.4842 | 3.2799 | 1.3567 | 3.3824 | 0 | 0.033193 | -0.2723 | 0.78408 | 0.19745 | 0 | 44.6516 | 45.8709 | -5.4405 | 0 | 0.5984 | 0 | 1.8521 | 0.15544
2025_02_02 Hr 10 | 0.43148 | 1.9192e-05 | 0 | 0 | 0 | 0 | 0 | 0 | 0 | 0 | 0 | 0.0031592 | 2.43 | 0.14509 | 1.6399 | 1.6399 | 0 | 0 | 0.003788 | 0.0058432 | 0.0073552 | 0 | 0 | -0.20696 | 0 | -0.31321 | 0 | 0.074695 | 0.014972 | 0 | 0 | 0 | 2.2791 | 0 | 0 | 0.89806 | 0 | 0 | 0 | 0.11942 | -0.12515 | 0.062055 | 0 | 0.1868 | 0 | -0.26658 | 0 | 0 | 0 | 0 | 0 | 0 | 0 | 0 | 3.6297 | 0 | 0 | 0 | 0 | 0 | 0 | -4.4375 | 0 | 0 | 0 | 0 | 0 | 0 | 0 | 0 | 0 | 0 | 0 | 0 | 22.7155 | 0 | 2.0172 | 0 | 0 | 0 | 1.3449 | 3.2799 | 1.3567 | 3.3824 | 0 | 0.033193 | -0.43148 | 0.78408 | 0.19745 | 0 | 42.0413 | 44.4229 | -5.6557 | 0 | 0.5984 | 0 | 1.8521 | 0.15566
2025_02_02 Hr 11 | 0.34095 | 0.00027294 | 0 | 0 | 0 | 0 | 0 | 0 | 0 | 0 | 0 | 0.0031592 | 2.43 | 0.12138 | 1.6399 | 1.6399 | 0 | 0 | 0.003788 | 0.0058432 | 0.0073552 | 0 | 0 | -0.46829 | 0 | -0.57454 | 0 | 0.074695 | 0.014972 | 0 | 0 | 0 | 2.2791 | 0 | 0 | 0.89806 | 0 | 0 | 0 | 0.14888 | -0.45631 | 0.062055 | 0 | 0.15627 | 0 | -0.22268 | 0 | 0 | 0 | 0 | 0 | 0 | 0 | 0 | 3.5644 | 0 | 0 | 0 | 0 | 0 | 0 | -4.4375 | 0 | 0 | 0 | 0 | 0 | 0 | 0 | 0 | 0 | 0 | 0 | 0 | 21.825 | 0 | 2.0172 | 0 | 0 | 0 | 1.3057 | 3.2799 | 1.3567 | 3.3824 | 0 | 0.033193 | -0.34095 | 0.78408 | 0.19745 | 0 | 40.2428 | 43.3143 | -6.044 | 0 | 0.5984 | 0 | 1.8521 | 0.156
2025_02_02 Hr 12 | 0.52207 | 0.00043508 | 0 | 0 | 0 | 0 | 0 | 0 | 0 | 0 | 0 | 0.0031592 | 2.67 | 0.12128 | 1.6399 | 1.6399 | 0 | 0 | 0.003788 | 0.0058432 | 0.0073552 | 0 | 0 | -0.58958 | 0 | -0.69583 | 0 | 0.074695 | 0.014972 | 0 | 0 | 0 | 2.2791 | 0 | 0 | 0.89806 | 0 | 0 | 0 | 0 | -0.54171 | 0.062055 | 0 | 0.14211 | 0 | -0.2023 | 0 | 0 | 0 | 0 | 0 | 0 | 0 | 0 | 3.0126 | 0 | 0 | 0 | 0 | 0 | 0 | -4.4375 | 0 | 0 | 0 | 0 | 0 | 0 | 0 | 0 | 0 | 0 | 0 | 0 | 19.7326 | 0 | 2.0172 | 0 | 0 | 0 | 1.2143 | 3.2799 | 1.3567 | 3.3824 | 0 | 0.033193 | -0.52207 | 0.78408 | 0.19745 | 0 | 37.2911 | 41.0002 | -6.4473 | 0 | 0.5984 | 0 | 1.8521 | 0.15628
2025_02_02 Hr 13 | 0.52222 | 0.0005178 | 0 | 0 | 0 | 0 | 0 | 0 | 0 | 0 | 0 | 0.0031592 | 2.73 | 0.12692 | 1.6399 | 1.6399 | 0 | 0 | 0.003788 | 0.0058432 | 0.0073552 | 0 | 0 | -0.56094 | 0 | -0.66719 | 0 | 0.074695 | 0.014972 | 0 | 0 | 0 | 2.2791 | 0 | 0 | 0.89806 | 0 | 0 | 0 | 0 | -1.2213 | 0.062055 | 0 | 0.14545 | 0 | -0.20711 | 0 | 0 | 0 | 0 | 0 | 0 | 0 | 0 | 3.3538 | 0 | 0 | 0 | 0 | 0 | 0 | -4.4375 | 0 | 0 | 0 | 0 | 0 | 0 | 0 | 0 | 0 | 0 | 0 | 0 | 19.1832 | 0 | 2.0172 | 0 | 0 | 0 | 1.3057 | 3.2799 | 1.3567 | 3.3824 | 0 | 0.033193 | -0.52222 | 0.78408 | 0.19745 | 0 | 36.6136 | 40.95 | -6.395 | 0 | 0.5984 | 0 | 1.8521 | 0.1569
2025_02_02 Hr 14 | 0.59008 | 0.00050742 | 0 | 0 | 0 | 0 | 0 | 0 | 0 | 0 | 0 | 0.0031592 | 2.64 | 0.11874 | 1.6399 | 1.6399 | 0 | 0 | 0.003788 | 0.0058432 | 0.0073552 | 0 | 0 | -0.60154 | 0 | -0.70779 | 0 | 0.074695 | 0.014972 | 0 | 0 | 0 | 2.2791 | 0 | 0 | 0.89806 | 0 | 0 | 0 | 0 | -1.2252 | 0.062055 | 0 | 0.14071 | 0 | -0.20029 | 0 | 0 | 0 | 0 | 0 | 0 | 0 | 0 | 3.9055 | 0 | 0 | 0 | 0 | 0 | 0 | -4.4375 | 0 | 0 | 0 | 0 | 0 | 0 | 0 | 0 | 0 | 0 | 0 | 0 | 18.5185 | 0 | 2.0172 | 0 | 0 | 0 | 1.3449 | 3.2799 | 1.3567 | 3.3824 | 0 | 0.033193 | -0.59008 | 0.78408 | 0.19745 | 0 | 36.3633 | 40.8458 | -6.5372 | 0 | 0.5984 | 0 | 1.8521 | 0.1569
2025_02_02 Hr 15 | 0.6357 | 0.00047804 | 0 | 0 | 0 | 0 | 0 | 0 | 0 | 0 | 0 | 0.0031592 | 2.49 | 0.11609 | 1.5778 | 1.5778 | 0 | 0 | 0.003788 | 0.0058432 | 0.0073552 | 0 | 0 | -0.55745 | 0 | -0.6637 | 0 | 0.074695 | 0.014972 | 0 | 0 | 0 | 2.2791 | 0 | 0 | 0.89806 | 0 | 0 | 0 | 0.014652 | -1.2941 | 0.062055 | 0 | 0.14586 | 0 | -0.2077 | 0 | 0 | 0 | 0 | 0 | 0 | 0 | 0 | 4.2467 | 0 | 0 | 0 | 0 | 0 | 0 | -4.4375 | 0 | 0 | 0 | 0 | 0 | 0 | 0 | 0 | 0 | 0 | 0 | 0 | 16.8695 | 0 | 2.0172 | 0 | 0 | 0 | 1.4058 | 3.1556 | 1.3567 | 3.3824 | 0 | 0.033193 | -0.6357 | 0.78408 | 0.19745 | 0 | 34.866 | 39.4918 | -6.502 | 0 | 0.5984 | 0 | 1.8521 | 0.15694
2025_02_02 Hr 16 | 0.47703 | 0.00033568 | 0 | 0 | 0 | 0 | 0 | 0 | 0 | 0 | 0 | 0.0031592 | 2.4 | 0.10874 | 1.614 | 1.614 | 0 | 0 | 0.003788 | 0.0058432 | 0.0073552 | 0 | 0 | -0.59264 | 0 | -0.69889 | 0 | 0.074695 | 0.014972 | 0 | 0 | 0 | 2.2791 | 0 | 0 | 0.89806 | 0 | 0 | 0 | 0.055189 | -0.35788 | 0.062055 | 0 | 0.14175 | 0 | -0.20179 | 0 | 0 | 0 | 0 | 0 | 0 | 0 | 0 | 3.4918 | 0 | 0 | 0 | 0 | 0 | 0 | -4.4375 | 0 | 0 | 0 | 0 | 0 | 0 | 0 | 0 | 0 | 0 | 0 | 0 | 16.6869 | 0 | 2.0172 | 0 | 0 | 0 | 1.445 | 3.2281 | 1.3567 | 3.3824 | 0 | 0.033193 | -0.47703 | 0.78408 | 0.19745 | 0 | 34.8543 | 38.3367 | -6.4078 | 0 | 0.5984 | 0 | 1.8521 | 0.15635
2025_02_02 Hr 17 | 0.045262 | 0.00012345 | 0 | 0 | 0 | 0 | 0 | 0 | 0 | 0 | 0 | 0.0031592 | 2.4 | 0.11039 | 1.6399 | 1.6399 | 0 | 0 | 0.003788 | 0.0058432 | 0.0073552 | 0 | 0 | -0.57421 | 0 | -0.68046 | 0 | 0.074695 | 0.014972 | 0 | 0 | 0 | 2.2791 | 0 | 0 | 0.89806 | 0 | 0 | 0 | 0.011066 | -0.29737 | 0.062055 | 0 | 0.1439 | 0 | -0.20488 | 0 | 0 | 0 | 0 | 0 | 0 | 0 | 0 | 2.3303 | 0 | 0 | 0 | 0 | 0 | 0 | -4.4375 | 0 | 0 | 0 | 0 | 0 | 0 | 0 | 0 | 0 | 0 | 0 | 0 | 21.7078 | 0 | 2.0172 | 0 | 0 | 0 | 1.4755 | 3.2799 | 1.3567 | 3.3824 | 0 | 0.033193 | -0.045262 | 0.78408 | 0.19745 | 0 | 38.8471 | 41.7959 | -5.9423 | 0 | 0.5984 | 0 | 1.8521 | 0.15601
2025_02_02 Hr 18 | 0 | 3.3534e-06 | 0 | 0 | 0 | 0 | 0 | 0 | 0 | 0 | 0 | 0.0031592 | 2.25 | 0.11737 | 1.6399 | 1.6399 | 0 | 0 | 0.003788 | 0.0058432 | 0.0073552 | 0 | 0 | -0.40902 | 0 | -0.51527 | 0 | 0.074695 | 0.014972 | 0 | 0 | 0 | 2.2791 | 0 | 0 | 0.89806 | 0 | 0 | 0 | 0 | -1.8136 | 0.062055 | 0 | 0.1632 | 0 | -0.23263 | 0 | 0 | 0 | 0 | 0 | 0 | 0 | 0 | 2.5989 | 0 | 0 | 0 | 0 | 0 | 0 | -4.4375 | 0 | 0 | 0 | 0 | 0 | 0 | 0 | 0 | 0 | 0 | 0 | 0 | 26.2182 | 0 | 2.0172 | 0 | 0 | 0 | 1.445 | 3.2799 | 1.3567 | 3.3824 | 0 | 0.033193 | 0 | 0.78408 | 0.19745 | 0 | 42.2291 | 46.3573 | -5.5944 | 0 | 0.5984 | 0 | 1.8521 | 0.15725
2025_02_02 Hr 19 | 0 | 0 | 0 | 0 | 0 | 0 | 0 | 0 | 0 | 0 | 0 | 0.0031592 | 2.49 | 0.12192 | 1.6399 | 1.6399 | 0 | 0 | 0.003788 | 0.0058432 | 0.0073552 | 0 | 0 | -0.49471 | 0 | -0.60096 | 0 | 0.074695 | 0.014972 | 0 | 0 | 0 | 2.2791 | 0 | 0 | 0.89806 | 0 | 0 | 0 | 0 | -1.5003 | 0.062055 | 0 | 0.15319 | 0 | -0.21824 | 0 | 0 | 0 | 0 | 0 | 0 | 0 | 0 | 3.5644 | 0 | 0 | 0 | 0 | 0 | 0 | -4.4375 | 0 | 0 | 0 | 0 | 0 | 0 | 0 | 0 | 0 | 0 | 0 | 0 | 21.7294 | 0 | 2.0172 | 0 | 0 | 0 | 1.3754 | 3.2799 | 1.3567 | 3.3824 | 0 | 0.033193 | 0 | 0.78408 | 0.19745 | 0 | 39.0369 | 43.0088 | -5.7514 | 0 | 0.5984 | 0 | 1.8521 | 0.15711
2025_02_02 Hr 20 | 0 | 0 | 0 | 0 | 0 | 0 | 0 | 0 | 0 | 0 | 0 | 0.0031592 | 2.58 | 0.13456 | 1.6399 | 1.6399 | 0 | 0 | 0.003788 | 0.0058432 | 0.0073552 | 0 | 0 | -0.40927 | 0 | -0.51552 | 0 | 0.074695 | 0.014972 | 0 | 0 | 0 | 2.2791 | 0 | 0 | 0.89806 | 0 | 0 | 0 | 0 | -2.1605 | 0.062055 | 0 | 0.16317 | 0 | -0.23259 | 0 | 0 | 0 | 0 | 0 | 0 | 0 | 0 | 3.1506 | 0 | 0 | 0 | 0 | 0 | 0 | -4.4375 | 0 | 0 | 0 | 0 | 0 | 0 | 0 | 0 | 0 | 0 | 0 | 0 | 21.4809 | 0 | 2.0172 | 0 | 0 | 0 | 1.4929 | 3.2799 | 1.3567 | 3.3824 | 0 | 0.033193 | 0 | 0.78408 | 0.19745 | 0 | 38.0915 | 42.5671 | -5.5949 | 0 | 0.5984 | 0 | 1.8521 | 0.15756
2025_02_02 Hr 21 | 0 | 0 | 0 | 0 | 0 | 0 | 0 | 0 | 0 | 0 | 0 | 0.0031592 | 2.64 | 0.12101 | 1.6399 | 1.6399 | 0 | 0 | 0.003788 | 0.0058432 | 0.0073552 | 0 | 0 | -0.57846 | 0 | -0.68471 | 0 | 0.074695 | 0.014972 | 0 | 0 | 0 | 2.2791 | 0 | 0 | 0.89806 | 0 | 0 | 0 | 0 | -2.2475 | 0.062055 | 0 | 0.14341 | 0 | -0.20417 | 0 | 0 | 0 | 0 | 0 | 0 | 0 | 0 | 2.9473 | 0 | 0 | 0 | 0 | 0 | 0 | -4.4375 | 0 | 0 | 0 | 0 | 0 | 0 | 0 | 0 | 0 | 0 | 0 | 0 | 15.9215 | 0 | 2.0172 | 0 | 0 | 0 | 1.0925 | 3.2799 | 1.3567 | 3.3824 | 0 | 0.033193 | 0 | 0.78408 | 0.19745 | 0 | 31.5783 | 36.4507 | -5.9048 | 0 | 0.5984 | 0 | 1.8521 | 0.15792
2025_02_02 Hr 22 | 0 | 0 | 0 | 0 | 0 | 0 | 0 | 0 | 0 | 0 | 0 | 0.0031592 | 2.64 | 0.11876 | 1.6399 | 1.6399 | 0 | 0 | 0.003788 | 0.0058432 | 0.0073552 | 0 | 0 | -0.60125 | 0 | -0.7075 | 0 | 0.074695 | 0.014972 | 0 | 0 | 0 | 2.2791 | 0 | 0 | 0.89806 | 0 | 0 | 0 | 0.11878 | -0.58069 | 0.062055 | 0 | 0.14074 | 0 | -0.20034 | 0 | 0 | 0 | 0 | 0 | 0 | 0 | 0 | 3.2885 | 0 | 0 | 0 | 0 | 0 | 0 | -4.4375 | 0 | 0 | 0 | 0 | 0 | 0 | 0 | 0 | 0 | 0 | 0 | 0 | 14.9709 | 0 | 2.0172 | 0 | 0 | 0 | 0.93143 | 3.2799 | 1.3567 | 3.3824 | 0 | 0.033193 | 0 | 0.78408 | 0.19745 | 0 | 32.5477 | 35.6763 | -5.9466 | 0 | 0.5984 | 0 | 1.8521 | 0.15615
2025_02_02 Hr 23 | 0 | 0 | 0 | 0 | 0 | 0 | 0 | 0 | 0 | 0 | 0 | 0.0031592 | 2.76 | 0.13359 | 1.6399 | 1.6399 | 0 | 0 | 0.003788 | 0.0058432 | 0.0073552 | 0 | 0 | -0.50981 | 0 | -0.61606 | 0 | 0.074695 | 0.014972 | 0 | 0 | 0 | 2.2791 | 0 | 0 | 0.89806 | 0 | 0 | 0 | 1.0336 | 0 | 0.062055 | 0 | 0.15142 | 0 | -0.2157 | 0 | 0 | 0 | 0 | 0 | 0 | 0 | 0 | 3.3538 | 0 | 0 | 0 | 0 | 0 | 0 | -4.4375 | 0 | 0 | 0 | 0 | 0 | 0 | 0 | 0 | 0 | 0 | 0 | 0 | 12.1046 | 0 | 2.0172 | 0 | 0 | 0 | 1.2448 | 3.2799 | 1.3567 | 3.3824 | 0 | 0.033193 | 0 | 0.78408 | 0.19745 | 0 | 31.8565 | 33.3222 | -5.7791 | 0 | 0.5984 | 0 | 1.8521 | 0.15473
2025_02_02 Hr 24 | 0 | 0 | 0 | 0 | 0 | 0 | 0 | 0 | 0 | 0 | 0 | 0.0031592 | 2.7 | 0.12586 | 1.6399 | 1.6399 | 0 | 0 | 0.003788 | 0.0058432 | 0.0073552 | 0 | 0 | -0.55767 | 0 | -0.66392 | 0 | 0.074695 | 0.014972 | 0 | 0 | 0 | 2.2791 | 0 | 0 | 0.89806 | 0 | 0 | 0 | 2.0937 | 0 | 0.062055 | 0 | 0.14583 | 0 | -0.20766 | 0 | 0 | 0 | 0 | 0 | 0 | 0 | 0 | 3.5644 | 0 | 0 | 0 | 0 | 0 | 0 | -4.4375 | 0 | 0 | 0 | 0 | 0 | 0 | 0 | 0 | 0 | 0 | 0 | 0 | 11.5846 | 0 | 2.0172 | 0 | 0 | 0 | 0.66157 | 3.2799 | 1.3567 | 3.3824 | 0 | 0.033193 | 0 | 0.78408 | 0.19745 | 0 | 31.8669 | 32.3601 | -5.8667 | 0 | 0.5984 | 0 | 1.8521 | 0.15311
2025_02_03 Hr 01 | 0 | 0 | 0 | 0 | 0 | 0 | 0 | 0 | 0 | 0 | 0 | 0.0031592 | 2.73 | 0.11199 | 1.6399 | 1.6399 | 0 | 0 | 0.003788 | 0.0058432 | 0.0073552 | 0 | 0 | -0.70744 | 0 | -0.81369 | 0 | 0.074695 | 0.014972 | 0 | 0 | 0 | 2.2791 | 0 | 0 | 0.89806 | 0 | 0 | 0 | 0.34122 | -0.00084318 | 0.062055 | 0 | 0.24701 | 0 | -0.1825 | 0 | 0 | 0 | 0 | 0 | 0 | 0 | 0 | 3.1506 | 0 | 0 | 0 | 0 | 0 | 0 | -4.4375 | 0 | 0 | 0 | 0 | 0 | 0 | 0 | 0 | 0 | 0 | 0 | 0 | 12.7322 | 0 | 2.0172 | 0 | 0 | 0 | 0.79215 | 3.2799 | 1.3567 | 3.3824 | 0 | 0.033193 | 0 | 0.78408 | 0.19745 | 0 | 30.719 | 33.2399 | -6.1411 | 0 | 0.5984 | 0 | 1.8521 | 0.15241
2025_02_03 Hr 02 | 0 | 0 | 0 | 0 | 0 | 0 | 0 | 0 | 0 | 0 | 0 | 0.0031592 | 2.64 | 0.10487 | 1.6399 | 1.6399 | 0 | 0 | 0.003788 | 0.0058432 | 0.0073552 | 0 | 0 | -0.74225 | 0 | -0.8485 | 0 | 0.074695 | 0.014972 | 0 | 0 | 0 | 2.2791 | 0 | 0 | 0.89806 | 0 | 0 | 0 | 0.18956 | -0.0032871 | 0.062055 | 0 | 0.23919 | 0 | -0.17665 | 0 | 0 | 0 | 0 | 0 | 0 | 0 | 0 | 3.4918 | 0 | 0 | 0 | 0 | 0 | 0 | -4.4375 | 0 | 0 | 0 | 0 | 0 | 0 | 0 | 0 | 0 | 0 | 0 | 0 | 12.1917 | 0 | 2.0172 | 0 | 0 | 0 | 0.57017 | 3.2799 | 1.3567 | 3.3824 | 0 | 0.033193 | 0 | 0.78408 | 0.19745 | 0 | 29.9822 | 32.721 | -6.2049 | 0 | 0.5984 | 0 | 1.8521 | 0.15192
2025_02_03 Hr 03 | 0 | 0 | 0 | 0 | 0 | 0 | 0 | 0 | 0 | 0 | 0 | 0.0031592 | 2.61 | 0.10314 | 1.6399 | 1.6399 | 0 | 0 | 0.003788 | 0.0058432 | 0.0073552 | 0 | 0 | -0.74777 | 0 | -0.85402 | 0 | 0.074695 | 0.014972 | 0 | 0 | 0 | 2.2791 | 0 | 0 | 0.89806 | 0 | 0 | 0 | 0.24757 | 0 | 0.062055 | 0 | 0.23795 | 0 | -0.17572 | 0 | 0 | 0 | 0 | 0 | 0 | 0 | 0 | 3.5644 | 0 | 0 | 0 | 0 | 0 | 0 | -4.4375 | 0 | 0 | 0 | 0 | 0 | 0 | 0 | 0 | 0 | 0 | 0 | 0 | 11.6296 | 0 | 2.0172 | 0 | 0 | 0 | 0.531 | 3.2799 | 1.3567 | 3.3824 | 0 | 0.033193 | 0 | 0.78408 | 0.19745 | 0 | 29.4733 | 32.1609 | -6.215 | 0 | 0.5984 | 0 | 1.8521 | 0.15218
2025_02_03 Hr 04 | 0 | 0 | 0 | 0 | 0 | 0 | 0 | 0 | 0 | 0 | 0 | 0.0031592 | 2.58 | 0.10358 | 1.6399 | 1.6399 | 0 | 0 | 0.003788 | 0.0058432 | 0.0073552 | 0 | 0 | -0.73092 | 0 | -0.83717 | 0 | 0.074695 | 0.014972 | 0 | 0 | 0 | 2.2791 | 0 | 0 | 0.89806 | 0 | 0 | 0 | 0.36813 | 0 | 0.062055 | 0 | 0.24174 | 0 | -0.17856 | 0 | 0 | 0 | 0 | 0 | 0 | 0 | 0 | 3.2885 | 0 | 0 | 0 | 0 | 0 | 0 | -4.4375 | 0 | 0 | 0 | 0 | 0 | 0 | 0 | 0 | 0 | 0 | 0 | 0 | 12.4661 | 0 | 2.0172 | 0 | 0 | 0 | 0.36125 | 3.2799 | 1.3567 | 3.3824 | 0 | 0.033193 | 0 | 0.78408 | 0.19745 | 0 | 29.9864 | 32.5226 | -6.1841 | 0 | 0.5984 | 0 | 1.8521 | 0.15257
2025_02_03 Hr 05 | 0 | 0 | 0 | 0 | 0 | 0 | 0 | 0 | 0 | 0 | 0 | 0.0031592 | 2.49 | 0.10107 | 1.6399 | 1.6399 | 0 | 0 | 0.003788 | 0.0058432 | 0.0073552 | 0 | 0 | -0.71896 | 0 | -0.82521 | 0 | 0.074695 | 0.014972 | 0 | 0 | 0 | 2.2791 | 0 | 0 | 0.89806 | 0 | 0 | 0 | 2.0673 | 0 | 0.062055 | 0 | 0.19931 | 0 | -0.18057 | 0 | 0 | 0 | 0 | 0 | 0 | 0 | 0 | 3.2159 | 0 | 0 | 0 | 0 | 0 | 0 | -4.4375 | 0 | 0 | 0 | 0 | 0 | 0 | 0 | 0 | 0 | 0 | 0 | 0 | 12.7439 | 0 | 2.0172 | 0 | 0 | 0 | 0.45266 | 3.2799 | 1.3567 | 3.3824 | 0 | 0.033193 | 0 | 0.78408 | 0.19745 | 0 | 31.9132 | 32.7283 | -6.1622 | 0 | 0.5984 | 0 | 1.8521 | 0.15414
2025_02_03 Hr 06 | 0 | 0 | 0 | 0 | 0 | 0 | 0 | 0 | 0 | 0 | 0 | 0.0031592 | 2.31 | 0.10322 | 1.6399 | 1.6399 | 0 | 0 | 0.003788 | 0.0058432 | 0.0073552 | 0 | 0 | -0.6094 | 0 | -0.71565 | 0 | 0.074695 | 0.014972 | 0 | 0 | 0 | 2.2791 | 0 | 0 | 0.89806 | 0 | 0 | 0 | 2.4513 | 0 | 0.062055 | 0 | 0.13979 | 0 | -0.19897 | 0 | 0 | 0 | 0 | 0 | 0 | 0 | 0 | 3.2885 | 0 | 0 | 0 | 0 | 0 | 0 | -4.4375 | 0 | 0 | 0 | 0 | 0 | 0 | 0 | 0 | 0 | 0 | 0 | 0 | 16.3149 | 0 | 2.0172 | 0 | 0 | 0 | 0.10881 | 3.2799 | 1.3567 | 3.3824 | 0 | 0.033193 | 0 | 0.78408 | 0.19745 | 0 | 35.6224 | 35.8528 | -5.9615 | 0 | 0.5984 | 0 | 1.8521 | 0.15669
2025_02_03 Hr 07 | 0 | 0 | 0 | 0 | 0 | 0 | 0 | 0 | 0 | 0 | 0 | 0.0031592 | 2.28 | 0.09036 | 1.6399 | 1.6399 | 0 | 0 | 0.003788 | 0.0058432 | 0.0073552 | 0 | 0 | 0 | 0 | 0 | 0 | 0.074695 | 0.014972 | 0 | 0 | 0 | 2.2791 | 0 | 0 | 0.89806 | 0 | 0 | 0 | 0.20039 | -0.20605 | 0.062055 | 0 | 0.12399 | 0 | -0.17624 | 0 | 0 | 0 | 0 | 0 | 0 | 0 | 0 | 3.2159 | 0 | 0 | 0 | 0 | 0 | -5.4625 | 0 | 0 | 0 | 0 | 0 | 0 | 0 | 0 | 0 | 0 | 0 | -2.3937 | 0 | 19.2581 | 0 | 2.0172 | 0 | 0 | 0 | 0.17845 | 3.2799 | 1.3567 | 3.3824 | 0 | 0.033193 | 0 | 0.78408 | 0.19745 | 0 | 33.9949 | 38.7532 | -8.0325 | 0 | 0.5984 | 0 | 1.8521 | 0.15981
2025_02_03 Hr 08 | 0.022813 | 0 | 0 | 0 | 0 | 0 | 0 | 0 | 0 | 0 | 0 | 0.0031592 | 2.25 | 0.10475 | 1.6399 | 1.6399 | 0 | 0 | 0.003788 | 0.0058432 | 0.0073552 | 0 | 0 | 0 | 0 | 0 | 0 | 0.074695 | 0.014972 | 0 | 0 | 0 | 2.2791 | 0 | 0 | 0.89806 | 0 | 0 | 0 | 0 | -1.2361 | 0.062055 | 0 | 0.14565 | 0 | -0.2074 | 0 | 0 | 0 | 0 | 0 | 0 | 0 | 0 | 2.8747 | 0 | 0 | 0 | 0 | 0 | -5.4625 | 0 | 0 | 0 | 0 | 0 | 0 | 0 | 0 | 0 | 0 | 0 | -2.3937 | 0 | 26.2418 | 0 | 2.0172 | 0 | 0 | 0 | 0.29161 | 3.2799 | 1.3567 | 3.3824 | 0 | 0.033193 | -0.022813 | 0.78408 | 0.19745 | 0 | 39.4744 | 45.5171 | -8.0865 | 0 | 0.5984 | 0 | 1.8521 | 0.16088
2025_02_03 Hr 09 | 0.067929 | 0 | 0 | 0 | 0 | 0 | 0 | 0 | 0 | 0 | 0 | 0.0031592 | 2.28 | 0.11829 | 1.6399 | 1.6399 | 0 | 0 | 0.003788 | 0.0058432 | 0.0073552 | 0 | 0 | 0 | 0 | 0 | 0 | 0.074695 | 0.014972 | 0 | 0 | 0 | 2.2791 | 0 | 0 | 0.89806 | 0 | 0 | 0 | 0 | -1.5828 | 0.062055 | 0 | 0.16232 | 0 | -0.23137 | 0 | 0 | 0 | 0 | 0 | 0 | 0 | 0 | 2.8747 | 0 | 0 | 0 | 0 | 0 | -5.4625 | 0 | 0 | 0 | 0 | 0 | 0 | 0 | 0 | 0 | 0 | 0 | -2.3937 | 0 | 31.1805 | 0 | 2.0172 | 0 | 0 | 0 | 0.29161 | 3.2799 | 1.3567 | 3.3824 | 0 | 0.033193 | -0.067929 | 0.78408 | 0.19745 | 0 | 44.0862 | 50.5447 | -8.1556 | 0 | 0.5984 | 0 | 1.8521 | 0.16109
2025_02_03 Hr 10 | 0.13586 | 1.3169e-05 | 0 | 0 | 0 | 0 | 0 | 0 | 0 | 0 | 0 | 0.0031592 | 2.13 | 0.11635 | 1.6399 | 1.6399 | 0 | 0 | 0.003788 | 0.0058432 | 0.0073552 | 0 | 0 | 0 | 0 | 0 | 0 | 0.074695 | 0.014972 | 0 | 0 | 0 | 2.2791 | 0 | 0 | 0.89806 | 0 | 0 | 0 | 0 | -1.2525 | 0.062055 | 0 | 0.1709 | 0 | -0.24371 | 0 | 0 | 0 | 0 | 0 | 0 | 0 | 0 | 2.8094 | 0 | 0 | 0 | 0 | 0 | -5.4625 | 0 | 0 | 0 | 0 | 0 | 0 | 0 | 0 | 0 | 0 | 0 | -2.3937 | 0 | 34.5603 | 0 | 2.0172 | 0 | 0 | 0 | 0.10881 | 3.2799 | 1.3567 | 3.3824 | 0 | 0.033193 | -0.13586 | 0.78408 | 0.19745 | 0 | 47.3835 | 53.592 | -8.2358 | 0 | 0.5984 | 0 | 1.8521 | 0.16071
2025_02_03 Hr 11 | 0.318 | 6.9477e-05 | 0 | 0 | 0 | 0 | 0 | 0 | 0 | 0 | 0 | 0.0031592 | 1.95 | 0.10036 | 1.6399 | 1.6399 | 0 | 0 | 0.003788 | 0.0058432 | 0.0073552 | 0 | 0 | 0 | 0 | 0 | 0 | 0.074695 | 0.014972 | 0 | 0 | 0 | 2.2791 | 0 | 0 | 0.89806 | 0 | 0 | 0 | 0 | -0.75358 | 0.062055 | 0 | 0.16101 | 0 | -0.22949 | 0 | 0 | 0 | 0 | 0 | 0 | 0 | 0 | 2.8747 | 0 | 0 | 0 | 0 | 0 | -5.4625 | 0 | 0 | 0 | 0 | 0 | 0 | 0 | 0 | 0 | 0 | 0 | -2.3937 | 0 | 33.5722 | 0 | 2.0172 | 0 | 0 | 0 | 0.039172 | 3.2799 | 1.3567 | 3.3824 | 0 | 0.033193 | -0.318 | 0.78408 | 0.19745 | 0 | 46.708 | 52.5854 | -8.4037 | 0 | 0.5984 | 0 | 1.8521 | 0.16037
2025_02_03 Hr 12 | 0.27215 | 0.00014173 | 0 | 0 | 0 | 0 | 0 | 0 | 0 | 0 | 0 | 0.0031592 | 1.89 | 0.08961 | 1.6399 | 1.6399 | 0 | 0 | 0.003788 | 0.0058432 | 0.0073552 | 0 | 0 | 0 | 0 | 0 | 0 | 0.074695 | 0.014972 | 0 | 0 | 0 | 2.2791 | 0 | 0 | 0.89806 | 0 | 0 | 0 | 0 | -0.2255 | 0.062055 | 0 | 0.14833 | 0 | -0.21126 | 0 | 0 | 0 | 0 | 0 | 0 | 0 | 0 | 2.5989 | 0 | 0 | 0 | 0 | 0 | -5.4625 | 0 | 0 | 0 | 0 | 0 | 0 | 0 | 0 | 0 | 0 | 0 | -2.3937 | 0 | 29.5271 | 0 | 2.0172 | 0 | 0 | 0 | 0.12187 | 3.2799 | 1.3567 | 3.3824 | 0 | 0.033193 | -0.27215 | 0.78408 | 0.19745 | 0 | 42.9449 | 48.2302 | -8.3397 | 0 | 0.5984 | 0 | 1.8521 | 0.15992
2025_02_03 Hr 13 | 0.43148 | 0.00011444 | 0 | 0 | 0 | 0 | 0 | 0 | 0 | 0 | 0 | 0.0031592 | 1.8 | 0.073661 | 1.6399 | 1.6399 | 0 | 0 | 0.003788 | 0.0058432 | 0.0073552 | 0 | 0 | 0 | 0 | 0 | 0 | 0.074695 | 0.014972 | 0 | 0 | 0 | 2.2791 | 0 | 0 | 0.89806 | 0 | 0 | 0 | 0.14726 | -0.18477 | 0.062055 | 0 | 0.12803 | 0 | -0.18205 | 0 | 0 | 0 | 0 | 0 | 0 | 0 | 0 | 2.4682 | 0 | 0 | 0 | 0 | 0 | -5.4625 | 0 | 0 | 0 | 0 | 0 | 0 | 0 | 0 | 0 | 0 | 0 | -2.3937 | 0 | 24.7081 | 0 | 2.0172 | 0 | 0 | 0 | 0.047877 | 3.2799 | 1.3567 | 3.3824 | 0 | 0.033193 | -0.43148 | 0.78408 | 0.19745 | 0 | 38.0322 | 43.2596 | -8.4698 | 0 | 0.5984 | 0 | 1.8521 | 0.15966
2025_02_03 Hr 14 | 0.31792 | 0.0001501 | 0 | 0 | 0 | 0 | 0 | 0 | 0 | 0 | 0 | 0.0031592 | 1.74 | 0.081664 | 1.6399 | 1.6399 | 0 | 0 | 0.003788 | 0.0058432 | 0.0073552 | 0 | 0 | 0 | 0 | 0 | 0 | 0.074695 | 0.014972 | 0 | 0 | 0 | 2.2791 | 0 | 0 | 0.89806 | 0 | 0 | 0 | 0.23652 | -0.0038333 | 0.062055 | 0 | 0.14683 | 0 | -0.2091 | 0 | 0 | 0 | 0 | 0 | 0 | 0 | 0 | 2.6715 | 0 | 0 | 0 | 0 | 0 | -5.4625 | 0 | 0 | 0 | 0 | 0 | 0 | 0 | 0 | 0 | 0 | 0 | -2.3937 | 0 | 28.1672 | 0 | 2.0172 | 0 | 0 | 0 | 0.10011 | 3.2799 | 1.3567 | 3.3824 | 0 | 0.033193 | -0.31792 | 0.78408 | 0.19745 | 0 | 41.9378 | 46.8085 | -8.3833 | 0 | 0.5984 | 0 | 1.8521 | 0.15944
2025_02_03 Hr 15 | 0.43177 | 0.00011064 | 0 | 0 | 0 | 0 | 0 | 0 | 0 | 0 | 0 | 0.0031592 | 1.74 | 0.076785 | 1.6399 | 1.6399 | 0 | 0 | 0.003788 | 0.0058432 | 0.0073552 | 0 | 0 | 0 | 0 | 0 | 0 | 0.074695 | 0.014972 | 0 | 0 | 0 | 2.2791 | 0 | 0 | 0.89806 | 0 | 0 | 0 | 0.16589 | -0.19965 | 0.062055 | 0 | 0.13806 | 0 | -0.19648 | 0 | 0 | 0 | 0 | 0 | 0 | 0 | 0 | 3.0126 | 0 | 0 | 0 | 0 | 0 | -5.4625 | 0 | 0 | 0 | 0 | 0 | 0 | 0 | 0 | 0 | 0 | 0 | -2.3937 | 0 | 23.4805 | 0 | 2.0172 | 0 | 0 | 0 | 0.40043 | 3.2799 | 1.3567 | 3.3824 | 0 | 0.033193 | -0.43177 | 0.78408 | 0.19745 | 0 | 37.634 | 42.8724 | -8.4845 | 0 | 0.5984 | 0 | 1.8521 | 0.15954
2025_02_03 Hr 16 | 0.27208 | 7.6537e-05 | 0 | 0 | 0 | 0 | 0 | 0 | 0 | 0 | 0 | 0.0031592 | 1.38 | 0.062 | 1.6399 | 1.6399 | 0 | 0 | 0.003788 | 0.0058432 | 0.0073552 | 0 | 0 | 0 | 0 | 0 | 0 | 0.074695 | 0.014972 | 0 | 0 | 0 | 2.2791 | 0 | 0 | 0.89806 | 0 | 0 | 0 | 0.092379 | -0.01096 | 0.062055 | 0 | 0.14056 | 0 | -0.20007 | 0 | 0 | 0 | 0 | 0 | 0 | 0 | 0 | 2.9473 | 0 | 0 | 0 | 0 | 0 | -5.4625 | 0 | 0 | 0 | 0 | 0 | 0 | 0 | 0 | 0 | 0 | 0 | -2.3937 | 0 | 25.0733 | 0 | 2.0172 | 0 | 0 | 0 | 0.66157 | 3.2799 | 1.3567 | 3.3824 | 0 | 0.033193 | -0.27208 | 0.78408 | 0.19745 | 0 | 39.1594 | 44.1265 | -8.3284 | 0 | 0.5984 | 0 | 1.8521 | 0.15959
2025_02_03 Hr 17 | 0.067857 | 5.397e-05 | 0 | 0 | 0 | 0 | 0 | 0 | 0 | 0 | 0 | 0.0031592 | 1.14 | 0.062759 | 1.6399 | 1.6399 | 32.0273 | 0 | 0.003788 | 0.0058432 | 0.0073552 | 0 | 0 | 0 | 0 | 0 | 0 | 0.074695 | 0.014972 | 0 | 0 | 0 | 2.2791 | 0 | 0 | 0.89806 | 0 | 0 | 0 | 0 | -2.7882 | 0.062055 | 0 | 0.14333 | 0 | -0.24563 | 0 | 0 | 0 | 0 | 0 | 0 | 0 | 0 | 2.8094 | 0 | 0 | 0 | 0 | 0 | -5.4625 | 0 | 0 | 0 | 0 | 0 | 0 | 0 | 0 | 0 | 0 | 0 | -2.3937 | 0 | 21.7712 | 0 | 2.0172 | 0 | 0 | 0 | 0.59193 | 15.8794 | 1.3567 | 3.3824 | 0 | 0.033193 | -0.067857 | 0.78408 | 0.19745 | 0 | 45.0958 | 40.1744 | -8.1697 | 0 | 0.5984 | 0 | 1.8521 | 0.16067
2025_02_03 Hr 18 | 0 | 4.0174e-06 | 0 | 0 | 0 | 0 | 0 | 0 | 0 | 0 | 0 | 0.0031592 | 0.96 | 0.059992 | 1.6399 | 1.6399 | 14.6181 | 0 | 0.003788 | 0.0058432 | 0.0073552 | 0 | 0 | 0 | 0 | 0 | 0 | 0.074695 | 0.014972 | 0 | 0 | 29.7041 | 2.2791 | 0 | 0.49411 | 0.89806 | 0 | 0 | 0 | 0.1842 | -3.3519 | 0.062055 | 0 | 0.047539 | 0 | -0.27911 | 0 | 0 | 0 | 0 | 0 | 0 | 0 | 0 | 2.9473 | 0 | 0 | 0 | 0 | 0 | -5.4625 | 0 | 0 | 0 | 0 | 0 | 0 | 0 | 0 | 0 | 0 | 0 | -2.3937 | 0 | 3.8569 | 0 | 2.0172 | 0 | 0 | 0 | 1.3231 | 31.7493 | 1.3567 | 3.3824 | 0 | 0.033193 | 0 | 0.78408 | 0.19745 | 0 | 43.8203 | 23.3741 | -8.1354 | 0 | 0.5984 | 0 | 1.8521 | 0.16204
2025_02_03 Hr 19 | 0 | 0 | 0 | 0 | 0 | 0 | 0 | 0 | 0 | 0 | 0 | 0.0031592 | 0.9 | 0.05923 | 1.6399 | 1.6399 | 17.8032 | 0 | 0.003788 | 0.0058432 | 0.0073552 | 0 | 0 | 0 | 0 | 0 | 0 | 0.074695 | 0.014972 | 0 | 0 | 14.535 | 2.2791 | 0 | 0.52393 | 0.89806 | 0 | 0 | 0 | 0.21192 | -1.6787 | 0.062055 | 0 | 0.050063 | 0 | -0.29405 | 0 | 0 | 0 | 0 | 0 | 0 | 0 | 0 | 3.1506 | 0 | 0 | 0 | 0 | 0 | -5.4625 | 0 | 0 | 0 | 0 | 0 | 0 | 0 | 0 | 0 | 0 | 0 | -2.3937 | 0 | 0 | -7.1998 | 2.0172 | 0 | 0 | 0 | 2.2459 | 35.6181 | 1.3567 | 3.3824 | 0 | 0.033193 | 0 | 0.78408 | 0.19745 | 0 | 39.4137 | 20.6125 | -15.3501 | 0 | 0.5984 | 0 | 1.8521 | 0.16227
2025_02_03 Hr 20 | 0 | 0 | 0 | 0 | 0 | 0 | 0 | 0 | 0 | 0 | 0 | 0.0031592 | 0.93 | 0.061047 | 1.6399 | 1.6399 | 17.8065 | 0 | 0.003788 | 0.0058432 | 0.0073552 | 0 | 0 | 0 | 0 | 0 | 0 | 0.074695 | 0.014972 | 0 | 0 | 16.1942 | 2.2791 | 0 | 0.59632 | 0.89806 | 0 | 0 | 0 | 0 | -2.1227 | 0.062055 | 0 | 0.049935 | 0 | -0.29329 | 0 | 0 | 0 | 0 | 0 | 0 | 0 | 0 | 2.9473 | 0 | 0 | 0 | 0 | 0 | -5.4625 | 0 | 0 | 0 | 0 | 0 | 0 | 0 | 0 | 0 | 0 | 0 | -2.3937 | 0 | 0 | -6.8022 | 2.0172 | 0 | 0 | 0 | 2.198 | 37.2805 | 1.3567 | 3.3824 | 0 | 0.033193 | 0 | 0.78408 | 0.19745 | 0 | 40.6706 | 20.4645 | -14.9518 | 0 | 0.5984 | 0 | 1.8521 | 0.16124
2025_02_03 Hr 21 | 0 | 0 | 0 | 0 | 0 | 0 | 0 | 0 | 0 | 0 | 0 | 0.0031592 | 0.96 | 0.060314 | 1.6399 | 1.6399 | 17.7662 | 0 | 0.003788 | 0.0058432 | 0.0073552 | 0 | 0 | 0 | 0 | 0 | 0 | 0.074695 | 0.014972 | 0 | 0 | 16.1942 | 2.2791 | 0 | 0.59632 | 0.89806 | 0 | 0 | 0 | 0 | -1.9806 | 0.062055 | 0 | 0.047794 | 0 | -0.28062 | 0 | 0 | 0 | 0 | 0 | 0 | 0 | 0 | 3.1506 | 0 | 0 | 0 | 0 | 0 | -5.4625 | 0 | 0 | 0 | 0 | 0 | 0 | 0 | 0 | 0 | 0 | 0 | -2.3937 | 0 | 0 | -7.6997 | 2.0172 | 0 | 0 | 0 | 2.3895 | 37.2402 | 1.3567 | 3.3824 | 0 | 0.033193 | 0 | 0.78408 | 0.19745 | 0 | 40.3107 | 20.8877 | -15.8366 | 0 | 0.5984 | 0 | 1.8521 | 0.16037
2025_02_03 Hr 22 | 0 | 0 | 0 | 0 | 0 | 0 | 0 | 0 | 0 | 0 | 0 | 0.0031592 | 1.08 | 0.062912 | 1.6399 | 1.6399 | 14.1573 | 0 | 0.003788 | 0.0058432 | 0.0073552 | 0 | 0 | 0 | 0 | 0 | 0 | 0.074695 | 0.014972 | 0 | 0 | 16.0983 | 2.2791 | 0 | 0.59213 | 0.89806 | 0 | 0 | 0 | 1.9684 | -2.251 | 0.062055 | 0 | 0.044313 | 0 | -0.26003 | 0 | 0 | 0 | 0 | 0 | 0 | 0 | 0 | 3.5644 | 0 | 0 | 0 | 0 | 0 | -5.4625 | 0 | 0 | 0 | 0 | 0 | 0 | 0 | 0 | 0 | 0 | 0 | -2.3937 | 0 | 0 | -3.2885 | 2.0172 | 0 | 0 | 0 | 2.3764 | 33.5355 | 1.3567 | 3.3824 | 0 | 0.033193 | 0 | 0.78408 | 0.19745 | 0 | 43.253 | 21.405 | -11.4048 | 0 | 0.5984 | 0 | 1.8521 | 0.15861
2025_02_03 Hr 23 | 0 | 0 | 0 | 0 | 0 | 0 | 0 | 0 | 0 | 0 | 0 | 0.0031592 | 1.08 | 0.0676 | 1.6399 | 1.6399 | 15.184 | 0 | 0.003788 | 0.0058432 | 0.0073552 | 0 | 0 | -0.12967 | 0 | -0.23592 | 0 | 0.074695 | 0.014972 | 0 | 0 | 16.1814 | 2.2791 | 0 | 0.59685 | 0.89806 | 0 | 0 | 0 | 1.0338 | -0.36924 | 0.062055 | 0 | 0.047615 | 0 | -0.27957 | 0 | 0 | 0 | 0 | 0 | 0 | 0 | 0 | 3.833 | 0 | 0 | 0 | 0 | 0 | 0 | -4.4375 | 0 | 0 | 0 | 0 | 0 | 0 | 0 | 0 | 0 | 0 | 0 | 0 | 0 | -6.667 | 2.0172 | 0 | 0 | 0 | 2.2372 | 34.6453 | 1.3567 | 3.3824 | 0 | 0.033193 | 0 | 0.78408 | 0.19745 | 0 | 45.1023 | 21.5421 | -11.7497 | 0 | 0.5984 | 0 | 1.8521 | 0.15696
2025_02_03 Hr 24 | 0 | 0 | 0 | 0 | 0 | 0 | 0 | 0 | 0 | 0 | 0 | 0.0031592 | 0.93 | 0.055477 | 1.6399 | 1.6399 | 17.6999 | 0 | 0.003788 | 0.0058432 | 0.0073552 | 0 | 0 | -0.20842 | 0 | -0.31467 | 0 | 0.074695 | 0.014972 | 0 | 0 | 16.277 | 2.2791 | 0 | 0.60107 | 0.89806 | 0 | 0 | 0 | 0 | -8.462 | 0.062055 | 0 | 0.045378 | 0 | -0.26634 | 0 | 0 | 0 | 0 | 0 | 0 | 0 | 0 | 3.9709 | 0 | 0 | 0 | 0 | 0 | 0 | -4.4375 | 0 | 0 | 0 | 0 | 0 | 0 | 0 | 0 | 0 | 0 | 0 | 0 | 0 | -1.0774 | 2.0172 | 0 | 0 | 0 | 2.5767 | 37.2567 | 1.3567 | 3.3824 | 0 | 0.033193 | 0 | 0.78408 | 0.19745 | 0 | 44.3504 | 21.86 | -6.3043 | 0 | 0.5984 | 0 | 1.8521 | 0.15529
2025_02_04 Hr 01 | 0 | 0 | 0 | 0 | 0 | 0 | 0 | 0 | 0 | 0 | 0 | 0.0031592 | 0.81 | 0.047106 | 1.6399 | 1.6399 | 12.5772 | 0 | 0.003788 | 0.0058432 | 0.0073552 | 0 | 0 | -0.2485 | 0 | -0.35475 | 0 | 0.074695 | 0.014972 | 0 | 0 | 11.4068 | 2.2791 | 0 | 0.60107 | 0.89806 | 0 | 0 | 0 | 1.5675 | 0 | 0.062055 | 0 | 0.11412 | 0 | -0.2596 | 0 | 0 | 0 | 0 | 0 | 0 | 0 | 0 | 3.6297 | 0 | 0 | 0 | 0 | 0 | 0 | -4.4375 | 0 | 0 | 0 | 0 | 0 | 0 | 0 | 0 | 0 | 0 | 0 | 0 | 0 | -9.7936 | 2.0172 | 0 | 0 | 0 | 2.4983 | 27.2638 | 1.3567 | 3.3824 | 0 | 0.033193 | 0 | 0.78408 | 0.19745 | 0 | 35.0488 | 21.3114 | -15.0939 | 0 | 0.5984 | 0 | 1.8521 | 0.15463
2025_02_04 Hr 02 | 0 | 0 | 0 | 0 | 0 | 0 | 0 | 0 | 0 | 0 | 0 | 0.0031592 | 0.72 | 0.039327 | 1.6399 | 1.6399 | 12.5772 | 0 | 0.003788 | 0.0058432 | 0.0073552 | 0 | 0 | -0.34321 | 0 | -0.44946 | 0 | 0.074695 | 0.014972 | 0 | 0 | 11.4068 | 2.2791 | 0 | 0.60107 | 0.89806 | 0 | 0 | 0 | 1.0444 | 0 | 0.062055 | 0 | 0.19956 | 0 | -0.24369 | 0 | 0 | 0 | 0 | 0 | 0 | 0 | 0 | 3.0126 | 0 | 0 | 0 | 0 | 0 | 0 | -4.4375 | 0 | 0 | 0 | 0 | 0 | 0 | 0 | 0 | 0 | 0 | 0 | 0 | 0 | -7.9432 | 2.0172 | 0 | 0 | 0 | 2.1762 | 27.2638 | 1.3567 | 3.3824 | 0 | 0.033193 | 0 | 0.78408 | 0.19745 | 0 | 35.165 | 20.2738 | -13.4171 | 0 | 0.5984 | 0 | 1.8521 | 0.15396
2025_02_04 Hr 03 | 0 | 0 | 0 | 0 | 0 | 0 | 0 | 0 | 0 | 0 | 0 | 0.0031592 | 0.75 | 0.042971 | 1.6399 | 1.6399 | 12.5772 | 0 | 0.003788 | 0.0058432 | 0.0073552 | 0 | 0 | -0.27158 | 0 | -0.37783 | 0 | 0.074695 | 0.014972 | 0 | 0 | 11.4068 | 2.2791 | 0 | 0.60107 | 0.89806 | 0 | 0 | 0 | 0.82369 | 0 | 0.062055 | 0 | 0.20933 | 0 | -0.25572 | 0 | 0 | 0 | 0 | 0 | 0 | 0 | 0 | 2.9473 | 0 | 0 | 0 | 0 | 0 | 0 | -4.4375 | 0 | 0 | 0 | 0 | 0 | 0 | 0 | 0 | 0 | 0 | 0 | 0 | 0 | -8.6847 | 2.0172 | 0 | 0 | 0 | 1.976 | 27.2638 | 1.3567 | 3.3824 | 0 | 0.033193 | 0 | 0.78408 | 0.19745 | 0 | 34.102 | 20.0417 | -14.0273 | 0 | 0.5984 | 0 | 1.8521 | 0.15379
2025_02_04 Hr 04 | 0 | 0 | 0 | 0 | 0 | 0 | 0 | 0 | 0 | 0 | 0 | 0.0031592 | 0.81 | 0.045417 | 1.6399 | 1.6399 | 12.5772 | 0.76665 | 0.003788 | 0.0058432 | 0.0073552 | 0 | 0 | -0.30437 | 0 | -0.41062 | 0 | 0.074695 | 0.014972 | 0 | 0 | 11.4068 | 2.2791 | 0 | 0.60107 | 0.89806 | 0 | 0 | 0 | 1.3096 | 0 | 0.062055 | 0 | 0.20486 | 0 | -0.25022 | 0 | 0 | 0 | 0 | 0 | 0 | 0 | 0 | 2.8094 | 0 | 0 | 0 | 0 | 0 | 0 | -4.4375 | 0 | 0 | 0 | 0 | 0 | 0 | 0 | 0 | 0 | 0 | 0 | 0 | 0 | -8.3963 | 2.0172 | 0 | 0 | 0 | 1.815 | 28.0305 | 1.3567 | 3.3824 | 0 | 0.033193 | 0 | 0.78408 | 0.19745 | 0 | 35.3466 | 19.8055 | -13.799 | 0 | 0.5984 | 0 | 1.8521 | 0.15405
2025_02_04 Hr 05 | 0 | 0 | 0 | 0 | 0 | 0 | 0 | 0 | 0 | 0 | 0 | 0.0031592 | 0.69 | 0.039244 | 1.6399 | 1.6399 | 12.5772 | 0.55756 | 0.003788 | 0.0058432 | 0.0073552 | 0 | 0 | -0.28281 | 0 | -0.38906 | 0 | 0.074695 | 0.014972 | 0 | 0 | 11.4068 | 2.2791 | 0 | 0.60107 | 0.89806 | 0 | 0 | 0 | 2.2372 | 0 | 0.062055 | 0 | 0.0786 | 0 | -0.25384 | 0 | 0 | 0 | 0 | 0 | 0 | 0 | 0 | 2.9473 | 0 | 0 | 0 | 0 | 0 | 0 | -4.4375 | 0 | 0 | 0 | 0 | 0 | 0 | 0 | 0 | 0 | 0 | 0 | 0 | 0 | -8.5636 | 2.0172 | 0 | 0 | 0 | 2.0674 | 27.8214 | 1.3567 | 3.3824 | 0 | 0.033193 | 0 | 0.78408 | 0.19745 | 0 | 36.2025 | 20.0707 | -13.9268 | 0 | 0.5984 | 0 | 1.8521 | 0.15509
2025_02_04 Hr 06 | 0 | 0 | 0 | 0 | 0 | 0 | 0 | 0 | 0 | 0 | 0 | 0.0031592 | 0.54 | 0.033385 | 1.6399 | 1.6399 | 12.5772 | 0.83635 | 0.003788 | 0.0058432 | 0.0073552 | 0 | 0 | -0.15027 | 0 | -0.25652 | 0 | 0.074695 | 0.014972 | 0 | 0 | 11.4068 | 2.2791 | 1.37 | 0.60107 | 0.89806 | 0 | 0 | 0 | 1.5692 | -0.28113 | 0.062055 | 0 | 0.04703 | 0 | -0.2761 | 0 | 0 | 0 | 0 | 0 | 0 | 0 | 0 | 3.2885 | 0 | 0 | 0 | 0 | 0 | 0 | -4.4375 | 0 | 0 | 0 | 0 | 0 | 0 | 0 | 0 | 0 | 0 | 0 | 0 | 0 | -9.6159 | 2.0172 | 0 | 0 | 0 | 1.4929 | 29.4702 | 1.3567 | 3.3824 | 0 | 0.033193 | 0 | 0.78408 | 0.19745 | 0 | 35.706 | 19.6839 | -14.7363 | 0 | 0.5984 | 0 | 1.8521 | 0.15751
2025_02_04 Hr 07 | 0 | 0 | 0 | 0 | 0 | 0 | 0 | 0 | 0 | 0 | 0 | 0.0031592 | 0.36 | 0.021019 | 1.6399 | 1.6399 | 12.4523 | 0.55683 | 0.003788 | 0.0058432 | 0.0073552 | 0 | 0 | 0 | 0 | 0 | 0 | 0.074695 | 0.014972 | 0 | 0 | 11.3264 | 2.2791 | 0.91335 | 0.59492 | 0.89806 | 0 | 0 | 0 | 0.024302 | -1.1591 | 0.062055 | 0 | 0.044416 | 0 | -0.26064 | 0 | 0 | 0 | 0 | 0 | 0 | 0 | 0 | 3.4918 | 0 | 0 | 0 | 0 | 0 | -5.4625 | 0 | 0 | 0 | 0 | 0 | 0 | 0 | 0 | 0 | 0 | 0 | -2.3937 | 0 | 0 | -6.1725 | 2.0172 | 0 | 0 | 0 | 1.5147 | 28.5287 | 1.3567 | 3.3824 | 0 | 0.033193 | 0 | 0.78408 | 0.19745 | 0 | 32.8179 | 19.7134 | -14.2894 | 0 | 0.5984 | 0 | 1.8521 | 0.16048
2025_02_04 Hr 08 | 0 | 0 | 0 | 0 | 0 | 0 | 0 | 0 | 0 | 0 | 0 | 0.0031592 | 0.3 | 0.018685 | 1.6399 | 1.6399 | 12.4523 | 0.55683 | 0.003788 | 0.0058432 | 0.0073552 | 0 | 0 | 0 | 0 | 0 | 0 | 0.074695 | 0.014972 | 0 | 0 | 11.3264 | 2.2791 | 0.91335 | 0.59492 | 0.89806 | 0 | 0 | 0 | 0.26733 | -3.0029 | 0.062055 | 0 | 0.047379 | 0 | -0.27817 | 0 | 0 | 0 | 0 | 0 | 0 | 0 | 0 | 3.7676 | 0 | 0 | 0 | 0 | 0 | -5.4625 | 0 | 0 | 0 | 0 | 0 | 0 | 0 | 0 | 0 | 0 | 0 | -2.3937 | 0 | 0 | -3.1059 | 2.0172 | 0 | 0 | 0 | 1.593 | 28.5287 | 1.3567 | 3.3824 | 0 | 0.033193 | 0 | 0.78408 | 0.19745 | 0 | 34.5587 | 20.0059 | -11.2404 | 0 | 0.5984 | 0 | 1.8521 | 0.16109
2025_02_04 Hr 09 | 0.045117 | 0 | 0 | 0 | 0 | 0 | 0 | 0 | 0 | 0 | 0 | 0.0031592 | 0.3 | 0.019436 | 1.6399 | 1.6399 | 12.4805 | 0.83525 | 0.003788 | 0.0058432 | 0.0073552 | 0 | 0 | 0 | 0 | 0 | 0 | 0.074695 | 0.014972 | 0 | 0 | 11.3488 | 2.2791 | 1.37 | 0.59632 | 0.89806 | 0 | 0 | 0 | 0 | -3.3496 | 0.062055 | 0 | 0.049283 | 0 | -0.28943 | 0 | 0 | 0 | 0 | 0 | 0 | 0 | 0 | 3.5644 | 0 | 0 | 0 | 0 | 0 | -5.4625 | 0 | 0 | 0 | 0 | 0 | 0 | 0 | 0 | 0 | 0 | 0 | -2.3937 | 0 | 0 | -2.6343 | 2.0172 | 0 | 0 | 0 | 1.667 | 29.3145 | 1.3567 | 3.3824 | 0 | 0.033193 | -0.045117 | 0.78408 | 0.19745 | 0 | 35.0637 | 19.924 | -10.8251 | 0 | 0.5984 | 0 | 1.8521 | 0.1612
2025_02_04 Hr 10 | 0.29569 | 1.0148e-05 | 0 | 0 | 0 | 0 | 0 | 0 | 0 | 0 | 0 | 0.0031592 | 0.3 | 0.017221 | 1.6399 | 1.6399 | 12.4805 | 0.55683 | 0.003788 | 0.0058432 | 0.0073552 | 0 | 0 | 0 | 0 | 0 | 0 | 0.074695 | 0.014972 | 0 | 0 | 11.3488 | 2.2791 | 0.91335 | 0.59632 | 0.89806 | 0 | 0 | 0 | 0.25856 | -2.0901 | 0.062055 | 0 | 0.043667 | 0 | -0.25621 | 0 | 0 | 0 | 0 | 0 | 0 | 0 | 0 | 3.6297 | 0 | 0 | 0 | 0 | 0 | -5.4625 | 0 | 0 | 0 | 0 | 0 | 0 | 0 | 0 | 0 | 0 | 0 | -2.3937 | 0 | 0 | -1.9094 | 2.0172 | 0 | 0 | 0 | 1.7366 | 28.5794 | 1.3567 | 3.3824 | 0 | 0.033193 | -0.29569 | 0.78408 | 0.19745 | 0 | 36.7372 | 20.3069 | -10.3176 | 0 | 0.5984 | 0 | 1.8521 | 0.16079
2025_02_04 Hr 11 | 0.34095 | 4.3386e-05 | 0 | 0 | 0 | 0 | 0 | 0 | 0 | 0 | 0 | 0.0031592 | 0.3 | 0.016198 | 1.6399 | 1.6399 | 12.4805 | 0.48723 | 0.003788 | 0.0058432 | 0.0073552 | 0 | 0 | 0 | 0 | 0 | 0 | 0.074695 | 0.014972 | 0 | 0 | 11.3488 | 2.2791 | 0.79918 | 0.59632 | 0.89806 | 0 | 0 | 0 | 0 | -1.4917 | 0.062055 | 0 | 0.041072 | 0 | -0.24086 | 0 | 0 | 0 | 0 | 0 | 0 | 0 | 0 | 3.4918 | 0 | 0 | 0 | 0 | 0 | -5.4625 | 0 | 0 | 0 | 0 | 0 | 0 | 0 | 0 | 0 | 0 | 0 | -2.3937 | 0 | 0 | -1.3312 | 2.0172 | 0 | 0 | 0 | 1.4145 | 28.3956 | 1.3567 | 3.3824 | 0 | 0.033193 | -0.34095 | 0.78408 | 0.19745 | 0 | 37.026 | 19.8913 | -9.7692 | 0 | 0.5984 | 0 | 1.8521 | 0.16089
2025_02_04 Hr 12 | 0.15867 | 5.047e-05 | 0 | 0 | 0 | 0 | 0 | 0 | 0 | 0 | 0 | 0.0031592 | 0.3 | 0.015968 | 1.6399 | 1.6399 | 12.3957 | 0.48723 | 0.003788 | 0.0058432 | 0.0073552 | 0 | 0 | 0 | 0 | 0 | 0 | 0.074695 | 0.014972 | 0 | 0 | 11.3264 | 2.2791 | 0.68501 | 0.59492 | 0.89806 | 0 | 0 | 0 | 0.32243 | -1.214 | 0.062055 | 0 | 0.04049 | 0 | -0.23742 | 0 | 0 | 0 | 0 | 0 | 0 | 0 | 0 | 3.1506 | 0 | 0 | 0 | 0 | 0 | -5.4625 | 0 | 0 | 0 | 0 | 0 | 0 | 0 | 0 | 0 | 0 | 0 | -2.3937 | 0 | 0.28905 | 0 | 2.0172 | 0 | 0 | 0 | 1.3231 | 28.1742 | 1.3567 | 3.3824 | 0 | 0.033193 | -0.15867 | 0.78408 | 0.19745 | 0 | 38.5938 | 19.5635 | -8.2523 | 0 | 0.5984 | 0 | 1.8521 | 0.16052
2025_02_04 Hr 13 | 0.20415 | 6.7044e-05 | 0 | 0 | 0 | 0 | 0 | 0 | 0 | 0 | 0 | 0.0031592 | 0.27 | 0.015221 | 1.6399 | 1.6399 | 12.4523 | 0.48723 | 0.003788 | 0.0058432 | 0.0073552 | 0 | 0 | 0 | 0 | 0 | 0 | 0.074695 | 0.014972 | 0 | 0 | 11.3264 | 2.2791 | 0.79918 | 0.59492 | 0.89806 | 0 | 0 | 0 | 0.28434 | -1.1469 | 0.062055 | 0 | 0.042884 | 0 | -0.25158 | 0 | 0 | 0 | 0 | 0 | 0 | 0 | 0 | 3.1506 | 0 | 0 | 0 | 0 | 0 | -5.4625 | 0 | 0 | 0 | 0 | 0 | 0 | 0 | 0 | 0 | 0 | 0 | -2.3937 | 0 | 0.37528 | 0 | 2.0172 | 0 | 0 | 0 | 1.3449 | 28.3449 | 1.3567 | 3.3824 | 0 | 0.033193 | -0.20415 | 0.78408 | 0.19745 | 0 | 38.8563 | 19.6859 | -8.312 | 0 | 0.5984 | 0 | 1.8521 | 0.16024
2025_02_04 Hr 14 | 0.022813 | 5.7374e-05 | 0 | 0 | 0 | 0 | 0 | 0 | 0 | 0 | 0 | 0.0031592 | 0.15 | 0.0087786 | 1.6399 | 1.6399 | 12.3957 | 0.55683 | 0.003788 | 0.0058432 | 0.0073552 | 0 | 0 | 0 | 0 | 0 | 0 | 0.074695 | 0.014972 | 0 | 0 | 11.3264 | 2.2791 | 0.91335 | 0.59492 | 0.89806 | 0 | 0 | 0 | 0.36516 | -0.85649 | 0.062055 | 0 | 0.04452 | 0 | -0.26126 | 0 | 0 | 0 | 0 | 0 | 0 | 0 | 0 | 3.0126 | 0 | 0 | 0 | 0 | 0 | -5.4625 | 0 | 0 | 0 | 0 | 0 | 0 | 0 | 0 | 0 | 0 | 0 | -2.3937 | 0 | 1.4135 | 0 | 2.0172 | 0 | 0 | 0 | 1.3841 | 28.4721 | 1.3567 | 3.3824 | 0 | 0.033193 | -0.022813 | 0.78408 | 0.19745 | 0 | 40.1577 | 20.3173 | -8.1403 | 0 | 0.5984 | 0 | 1.8521 | 0.15993
2025_02_04 Hr 15 | 0.067929 | 9.2137e-05 | 0 | 0 | 0 | 0 | 0 | 0 | 0 | 0 | 0 | 0.0031592 | 0.09 | 0.005265 | 1.6399 | 1.6399 | 11.2074 | 0.41762 | 0.003788 | 0.0058432 | 0.0073552 | 0 | 0 | 0 | 0 | 0 | 0 | 0.074695 | 0.014972 | 0 | 0 | 10.5425 | 2.2791 | 0.57084 | 0.54612 | 0.89806 | 0 | 0 | 0 | 3.0581 | -0.19787 | 0.062055 | 0 | 0.044502 | 0 | -0.26115 | 0 | 0 | 0 | 0 | 0 | 0 | 0 | 0 | 2.6715 | 0 | 0 | 0 | 0 | 0 | -5.4625 | 0 | 0 | 0 | 0 | 0 | 0 | 0 | 0 | 0 | 0 | 0 | -2.3937 | 0 | 1.3266 | 0 | 2.0172 | 0 | 0 | 0 | 1.4842 | 26.0182 | 1.3567 | 3.3824 | 0 | 0.033193 | -0.067929 | 0.78408 | 0.19745 | 0 | 40.6149 | 19.9217 | -8.1853 | 0 | 0.5984 | 0 | 1.8521 | 0.15946
2025_02_04 Hr 16 | 0.02274 | 3.2207e-05 | 0 | 0 | 0 | 0 | 0 | 0 | 0 | 0 | 0 | 0.0031592 | 0.09 | 0.0051531 | 1.6399 | 1.6399 | 11.2074 | 0.34802 | 0.003788 | 0.0058432 | 0.0073552 | 0 | 0 | 0 | 0 | 0 | 0 | 0.074695 | 0.014972 | 0 | 0 | 10.5425 | 2.2791 | 0.57084 | 0.54612 | 0.89806 | 0 | 0 | 0 | 3.153 | -0.71335 | 0.062055 | 0 | 0.043556 | 0 | -0.25555 | 0 | 0 | 0 | 0 | 0 | 0 | 0 | 0 | 2.6715 | 0 | 0 | 0 | 0 | 0 | -5.4625 | 0 | 0 | 0 | 0 | 0 | 0 | 0 | 0 | 0 | 0 | 0 | -2.3937 | 0 | 1.6374 | 0 | 2.0172 | 0 | 0 | 0 | 1.5756 | 25.9486 | 1.3567 | 3.3824 | 0 | 0.033193 | -0.02274 | 0.78408 | 0.19745 | 0 | 40.5323 | 20.2786 | -8.1345 | 0 | 0.5984 | 0 | 1.8521 | 0.15957
2025_02_04 Hr 17 | 0.045262 | 1.5968e-05 | 0 | 0 | 0 | 0 | 0 | 0 | 0 | 0 | 0 | 0.0031592 | 0.15 | 0.0074518 | 1.6399 | 1.6399 | 12.1976 | 0.41762 | 0.003788 | 0.0058432 | 0.0073552 | 0 | 0 | 0 | 0 | 0 | 0 | 0.074695 | 0.014972 | 0 | 0 | 11.2816 | 2.2791 | 0.57084 | 0.59213 | 0.89806 | 0 | 0 | 0 | 0.2768 | -2.1738 | 0.062055 | 0 | 0.037791 | 0 | -0.22145 | 0 | 0 | 0 | 0 | 0 | 0 | 0 | 0 | 3.9709 | 0 | 0 | 0 | 0 | 0 | -5.4625 | 0 | 0 | 0 | 0 | 0 | 0 | 0 | 0 | 0 | 0 | 0 | -2.3937 | 0 | 1.4602 | 0 | 2.0172 | 0 | 0 | 0 | 1.7453 | 27.7475 | 1.3567 | 3.3824 | 0 | 0.033193 | -0.045262 | 0.78408 | 0.19745 | 0 | 39.4301 | 21.7025 | -8.123 | 0 | 0.5984 | 0 | 1.8521 | 0.16069
2025_02_04 Hr 18 | 0 | 0 | 0 | 0 | 0 | 0 | 0 | 0 | 0 | 0 | 0 | 0.0031592 | 0.18 | 0.010606 | 1.6399 | 1.6399 | 12.4805 | 0.83525 | 0.003788 | 0.0058432 | 0.0073552 | 0 | 0 | 0 | 0 | 0 | 0 | 0.074695 | 0.014972 | 0 | 0 | 11.3488 | 2.2791 | 1.37 | 0.59632 | 0.89806 | 0 | 0 | 0 | 0 | -4.1719 | 0.062055 | 0 | 0.044823 | 0 | -0.26305 | 0 | 0 | 0 | 0 | 0 | 0 | 0 | 0 | 4.2467 | 0 | 0 | 0 | 0 | 0 | -5.4625 | 0 | 0 | 0 | 0 | 0 | 0 | 0 | 0 | 0 | 0 | 0 | -2.3937 | 0 | 0 | -2.6014 | 2.0172 | 0 | 0 | 0 | 2.1588 | 29.3145 | 1.3567 | 3.3824 | 0 | 0.033193 | 0 | 0.78408 | 0.19745 | 0 | 35.3471 | 20.9252 | -10.7207 | 0 | 0.5984 | 0 | 1.8521 | 0.16217
2025_02_04 Hr 19 | 0 | 0 | 0 | 0 | 0 | 0 | 0 | 0 | 0 | 0 | 0 | 0.0031592 | 0.18 | 0.010067 | 1.6399 | 1.6399 | 12.4805 | 0.83525 | 0.003788 | 0.0058432 | 0.0073552 | 0 | 0 | 0 | 0 | 0 | 0 | 0.074695 | 0.014972 | 0 | 0 | 11.3488 | 2.2791 | 1.37 | 0.59632 | 0.89806 | 0 | 0 | 0 | 0 | -3.7816 | 0.062055 | 0 | 0.042546 | 0 | -0.24958 | 0 | 0 | 0 | 0 | 0 | 0 | 0 | 0 | 4.5226 | 0 | 0 | 0 | 0 | 0 | -5.4625 | 0 | 0 | 0 | 0 | 0 | 0 | 0 | 0 | 0 | 0 | 0 | -2.3937 | 0 | 0 | -5.1743 | 2.0172 | 0 | 0 | 0 | 2.6376 | 29.3145 | 1.3567 | 3.3824 | 0 | 0.033193 | 0 | 0.78408 | 0.19745 | 0 | 33.9319 | 21.6791 | -13.2801 | 0 | 0.5984 | 0 | 1.8521 | 0.16198
2025_02_04 Hr 20 | 0 | 0 | 0 | 0 | 0 | 0 | 0 | 0 | 0 | 0 | 0 | 0.0031592 | 0.18 | 0.0087605 | 1.6399 | 1.6399 | 12.4805 | 0.13921 | 0.003788 | 0.0058432 | 0.0073552 | 0 | 0 | 0 | 0 | 0 | 0 | 0.074695 | 0.014972 | 0 | 0 | 11.3488 | 2.2791 | 0.11417 | 0.59632 | 0.89806 | 0 | 0 | 0 | 0 | -3.0121 | 0.062055 | 0 | 0.037024 | 0 | -0.21691 | 0 | 0 | 0 | 0 | 0 | 0 | 0 | 0 | 4.5879 | 0 | 0 | 0 | 0 | 0 | -5.4625 | 0 | 0 | 0 | 0 | 0 | 0 | 0 | 0 | 0 | 0 | 0 | -2.3937 | 0 | 0 | -3.5711 | 2.0172 | 0 | 0 | 0 | 2.8596 | 27.3626 | 1.3567 | 3.3824 | 0 | 0.033193 | 0 | 0.78408 | 0.19745 | 0 | 34.6708 | 21.9646 | -11.6442 | 0 | 0.5984 | 0 | 1.8521 | 0.16143
2025_02_04 Hr 21 | 0 | 0 | 0 | 0 | 0 | 0 | 0 | 0 | 0 | 0 | 0 | 0.0031592 | 0.12 | 0.0053219 | 1.6399 | 1.6399 | 12.4523 | 0 | 0.003788 | 0.0058432 | 0.0073552 | 0 | 0 | 0 | 0 | 0 | 0 | 0.074695 | 0.014972 | 0 | 0 | 11.3488 | 2.2791 | 0 | 0.59632 | 0.89806 | 0 | 0 | 0 | 0 | -4.9027 | 0.062055 | 0 | 0.033737 | 0 | -0.19747 | 0 | 0 | 0 | 0 | 0 | 0 | 0 | 0 | 4.7259 | 0 | 0 | 0 | 0 | 0 | -5.4625 | 0 | 0 | 0 | 0 | 0 | 0 | 0 | 0 | 0 | 0 | 0 | -2.3937 | 0 | 0.13609 | 0 | 2.0172 | 0 | 0 | 0 | 2.9379 | 27.0809 | 1.3567 | 3.3824 | 0 | 0.033193 | 0 | 0.78408 | 0.19745 | 0 | 36.3769 | 22.2524 | -8.0537 | 0 | 0.5984 | 0 | 1.8521 | 0.16037
2025_02_04 Hr 22 | 0 | 0 | 0 | 0 | 0 | 0 | 0 | 0 | 0 | 0 | 0 | 0.0031592 | 0.18 | 0.0073954 | 1.6399 | 1.6399 | 9.9228 | 0 | 0.003788 | 0.0058432 | 0.0073552 | 0 | 0 | 0 | 0 | 0 | 0 | 0.074695 | 0.014972 | 0 | 0 | 11.2144 | 2.2791 | 0 | 0.58795 | 0.89806 | 0 | 0 | 0 | 0 | -4.6059 | 0.062055 | 0 | 0.031254 | 0 | -0.18279 | 0 | 0 | 0 | 0 | 0 | 0 | 0 | 0 | 4.1741 | 0 | 0 | 0 | 0 | 0 | -5.4625 | 0 | 0 | 0 | 0 | 0 | 0 | 0 | 0 | 0 | 0 | 0 | -2.3937 | 0 | 3.2594 | 0 | 2.0172 | 0 | 0 | 0 | 3.2121 | 24.4171 | 1.3567 | 3.3824 | 0 | 0.033193 | 0 | 0.78408 | 0.19745 | 0 | 36.9227 | 25.1505 | -8.039 | 0 | 0.5984 | 0 | 1.8521 | 0.15889
2025_02_04 Hr 23 | 0 | 0 | 0 | 0 | 0 | 0 | 0 | 0 | 0 | 0 | 0 | 0.0031592 | 0.27 | 0.01502 | 1.6399 | 1.6399 | 10.6428 | 0.55756 | 0.003788 | 0.0058432 | 0.0073552 | 0 | 0 | -0.31619 | 0 | -0.42244 | 0 | 0.074695 | 0.014972 | 0 | 0 | 11.4068 | 2.2791 | 0 | 0.60107 | 0.89806 | 0 | 0 | 0 | 4.9659 | 0 | 0.062055 | 0 | 0.042318 | 0 | -0.24823 | 0 | 0 | 0 | 0 | 0 | 0 | 0 | 0 | 3.9055 | 0 | 0 | 0 | 0 | 0 | 0 | -4.4375 | 0 | 0 | 0 | 0 | 0 | 0 | 0 | 0 | 0 | 0 | 0 | 0 | 0 | -9.3815 | 2.0172 | 0 | 0 | 0 | 3.2208 | 25.887 | 1.3567 | 3.3824 | 0 | 0.033193 | 0 | 0.78408 | 0.19745 | 0 | 37.7869 | 21.7398 | -14.8058 | 0 | 0.5984 | 0 | 1.8521 | 0.15678
2025_02_04 Hr 24 | 0 | 0 | 0 | 0 | 0 | 0 | 0 | 0 | 0 | 0 | 0 | 0.0031592 | 0.27 | 0.014747 | 1.6399 | 1.6399 | 12.5772 | 0.69696 | 0.003788 | 0.0058432 | 0.0073552 | 0 | 0 | -0.34325 | 0 | -0.4495 | 0 | 0.074695 | 0.014972 | 0 | 0 | 11.4068 | 2.2791 | 0 | 0.60107 | 0.89806 | 0 | 0 | 0 | 1.1574 | 0 | 0.062055 | 0 | 0.041549 | 0 | -0.24368 | 0 | 0 | 0 | 0 | 0 | 0 | 0 | 0 | 3.6297 | 0 | 0 | 0 | 0 | 0 | 0 | -4.4375 | 0 | 0 | 0 | 0 | 0 | 0 | 0 | 0 | 0 | 0 | 0 | 0 | 0 | -7.2657 | 2.0172 | 0 | 0 | 0 | 3.1512 | 27.9608 | 1.3567 | 3.3824 | 0 | 0.033193 | 0 | 0.78408 | 0.19745 | 0 | 37.7712 | 21.3926 | -12.7396 | 0 | 0.5984 | 0 | 1.8521 | 0.15532
2025_02_05 Hr 01 | 0 | 0 | 0 | 0 | 0 | 0 | 0 | 0 | 0 | 0 | 0 | 0.0031592 | 0.27 | 0.014027 | 1.6399 | 1.6399 | 11.0247 | 0 | 0.003788 | 0.0058432 | 0.0073552 | 0 | 0 | -0.41465 | 0 | -0.5209 | 0 | 0.074695 | 0.014972 | 0 | 0 | 15.5396 | 2.2791 | 0 | 0.60107 | 0.89806 | 0 | 0 | 0 | 0 | -2.3188 | 0.062055 | 0 | 0.18981 | 0 | -0.23169 | 0 | 0 | 0 | 0 | 0 | 0 | 0 | 0 | 4.1741 | 0 | 0 | 0 | 0 | 0 | 0 | -4.4375 | 0 | 0 | 0 | 0 | 0 | 0 | 0 | 0 | 0 | 0 | 0 | 0 | 1.349 | 0 | 2.0172 | 0 | 0 | 0 | 3.0598 | 29.8442 | 1.3567 | 3.3824 | 0 | 0.033193 | 0 | 0.78408 | 0.19745 | 0 | 45.1135 | 23.1928 | -5.6047 | 0 | 0.5984 | 0 | 1.8521 | 0.15423
2025_02_05 Hr 02 | 0 | 0 | 0 | 0 | 0 | 0 | 0 | 0 | 0 | 0 | 0 | 0.0031592 | 0.27 | 0.014141 | 1.6399 | 1.6399 | 11.0247 | 0 | 0.003788 | 0.0058432 | 0.0073552 | 0 | 0 | -0.40342 | 0 | -0.50967 | 0 | 0.074695 | 0.014972 | 0 | 0 | 15.5396 | 2.2791 | 0 | 0.60107 | 0.89806 | 0 | 0 | 0 | 0 | -2.9307 | 0.062055 | 0 | 0.19135 | 0 | -0.23358 | 0 | 0 | 0 | 0 | 0 | 0 | 0 | 0 | 4.5879 | 0 | 0 | 0 | 0 | 0 | 0 | -4.4375 | 0 | 0 | 0 | 0 | 0 | 0 | 0 | 0 | 0 | 0 | 0 | 0 | 1.3227 | 0 | 2.0172 | 0 | 0 | 0 | 2.9814 | 29.8442 | 1.3567 | 3.3824 | 0 | 0.033193 | 0 | 0.78408 | 0.19745 | 0 | 44.831 | 23.5016 | -5.5842 | 0 | 0.5984 | 0 | 1.8521 | 0.15379
2025_02_05 Hr 03 | 0 | 0 | 0 | 0 | 0 | 0 | 0 | 0 | 0 | 0 | 0 | 0.0031592 | 0.27 | 0.014312 | 1.6399 | 1.6399 | 11.0247 | 0 | 0.003788 | 0.0058432 | 0.0073552 | 0 | 0 | -0.38637 | 0 | -0.49262 | 0 | 0.074695 | 0.014972 | 0 | 0 | 15.5396 | 2.2791 | 0 | 0.60107 | 0.89806 | 0 | 0 | 0 | 0 | -2.6378 | 0.062055 | 0 | 0.19367 | 0 | -0.23644 | 0 | 0 | 0 | 0 | 0 | 0 | 0 | 0 | 4.3121 | 0 | 0 | 0 | 0 | 0 | 0 | -4.4375 | 0 | 0 | 0 | 0 | 0 | 0 | 0 | 0 | 0 | 0 | 0 | 0 | 0.41223 | 0 | 2.0172 | 0 | 0 | 0 | 3.1816 | 29.8442 | 1.3567 | 3.3824 | 0 | 0.033193 | 0 | 0.78408 | 0.19745 | 0 | 44.1694 | 22.5159 | -5.5529 | 0 | 0.5984 | 0 | 1.8521 | 0.15401
2025_02_05 Hr 04 | 0 | 0 | 0 | 0 | 0 | 0 | 0 | 0 | 0 | 0 | 0 | 0.0031592 | 0.33 | 0.017919 | 1.6399 | 1.6399 | 11.6083 | 0 | 0.003788 | 0.0058432 | 0.0073552 | 0 | 0 | -0.35176 | 0 | -0.45801 | 0 | 0.074695 | 0.014972 | 0 | 0 | 14.6881 | 2.2791 | 0 | 0.56172 | 0.89806 | 0 | 0 | 0 | 0.10048 | -1.9589 | 0.062055 | 0 | 0.10306 | 0 | -0.24225 | 0 | 0 | 0 | 0 | 0 | 0 | 0 | 0 | 3.9709 | 0 | 0 | 0 | 0 | 0 | 0 | -4.4375 | 0 | 0 | 0 | 0 | 0 | 0 | 0 | 0 | 0 | 0 | 0 | 0 | 0 | -0.019823 | 2.0172 | 0 | 0 | 0 | 3.1686 | 29.5763 | 1.3567 | 3.3824 | 0 | 0.033193 | 0 | 0.78408 | 0.19745 | 0 | 43.9828 | 21.7743 | -5.5093 | 0 | 0.5984 | 0 | 1.8521 | 0.15457
2025_02_05 Hr 05 | 0 | 0 | 0 | 0 | 0 | 0 | 0 | 0 | 0 | 0 | 0 | 0.0031592 | 0.33 | 0.018981 | 1.6399 | 1.6399 | 12.4674 | 0 | 0.003788 | 0.0058432 | 0.0073552 | 0 | 0 | -0.2656 | 0 | -0.37185 | 0 | 0.074695 | 0.014972 | 0 | 0 | 14.4448 | 2.2791 | 0 | 0.55047 | 0.89806 | 0 | 0 | 0 | 0.39986 | -2.6236 | 0.062055 | 0 | 0.043755 | 0 | -0.25673 | 0 | 0 | 0 | 0 | 0 | 0 | 0 | 0 | 3.9055 | 0 | 0 | 0 | 0 | 0 | 0 | -4.4375 | 0 | 0 | 0 | 0 | 0 | 0 | 0 | 0 | 0 | 0 | 0 | 0 | 1.0298 | 0 | 2.0172 | 0 | 0 | 0 | 3.099 | 30.192 | 1.3567 | 3.3824 | 0 | 0.033193 | 0 | 0.78408 | 0.19745 | 0 | 45.2963 | 22.6596 | -5.3317 | 0 | 0.5984 | 0 | 1.8521 | 0.15525
2025_02_05 Hr 06 | 0 | 0 | 0 | 0 | 0 | 0 | 0 | 0 | 0 | 0 | 0 | 0.0031592 | 0.27 | 0.016832 | 1.6399 | 1.6399 | 14.5649 | 0 | 0.003788 | 0.0058432 | 0.0073552 | 0 | 0 | -0.13646 | 0 | -0.24271 | 0 | 0.074695 | 0.014972 | 0 | 0 | 15.5396 | 2.2791 | 0 | 0.60107 | 0.89806 | 0 | 0 | 0 | 3.8562 | -0.41115 | 0.062055 | 0 | 0.047422 | 0 | -0.27843 | 0 | 0 | 0 | 0 | 0 | 0 | 0 | 0 | 3.5644 | 0 | 0 | 0 | 0 | 0 | 0 | -4.4375 | 0 | 0 | 0 | 0 | 0 | 0 | 0 | 0 | 0 | 0 | 0 | 0 | 0 | -8.872 | 2.0172 | 0 | 0 | 0 | 2.9684 | 33.3843 | 1.3567 | 3.3824 | 0 | 0.033193 | 0 | 0.78408 | 0.19745 | 0 | 44.0113 | 21.149 | -13.967 | 0 | 0.5984 | 0 | 1.8521 | 0.15782
2025_02_05 Hr 07 | 0 | 0 | 0 | 0 | 0 | 0 | 0 | 0 | 0 | 0 | 0 | 0.0031592 | 0.3 | 0.020787 | 1.6399 | 1.6399 | 16.8845 | 0.47405 | 0.003788 | 0.0058432 | 0.0073552 | 0 | 0 | 0 | 0 | 0 | 0 | 0.074695 | 0.014972 | 0 | 0 | 15.369 | 2.2791 | 0.77766 | 0.59213 | 0.89806 | 0 | 0 | 0 | 0.04652 | -1.4294 | 0.062055 | 0 | 0.052711 | 0 | -0.30971 | 0 | 0 | 0 | 0 | 0 | 0 | 0 | 0 | 3.6297 | 0 | 0 | 0 | 0 | 0 | -5.4625 | 0 | 0 | 0 | 0 | 0 | 0 | 0 | 0 | 0 | 0 | 0 | -2.3937 | 0 | 0 | -8.6212 | 2.0172 | 0 | 0 | 0 | 2.6376 | 36.7851 | 1.3567 | 3.3824 | 0 | 0.033193 | 0 | 0.78408 | 0.19745 | 0 | 39.5267 | 20.9116 | -16.7871 | 0 | 0.5984 | 0 | 1.8521 | 0.16083
2025_02_05 Hr 08 | 0 | 0 | 0 | 0 | 0 | 0 | 0 | 0 | 0 | 0 | 0 | 0.0031592 | 0.39 | 0.022775 | 1.6399 | 1.6399 | 13.4707 | 0.37924 | 0.003788 | 0.0058432 | 0.0073552 | 0 | 0 | 0 | 0 | 0 | 0 | 0.074695 | 0.014972 | 0 | 0 | 15.1554 | 2.2791 | 0.62213 | 0.58237 | 0.89806 | 0 | 0 | 0 | 0.015955 | -6.4832 | 0.062055 | 0 | 0.044423 | 0 | -0.26069 | 0 | 0 | 0 | 0 | 0 | 0 | 0 | 0 | 3.9709 | 0 | 0 | 0 | 0 | 0 | -5.4625 | 0 | 0 | 0 | 0 | 0 | 0 | 0 | 0 | 0 | 0 | 0 | -2.3937 | 0 | 2.6005 | 0 | 2.0172 | 0 | 0 | 0 | 2.6681 | 32.9074 | 1.3567 | 3.3824 | 0 | 0.033193 | 0 | 0.78408 | 0.19745 | 0 | 42.2903 | 23.9671 | -8.1169 | 0 | 0.5984 | 0 | 1.8521 | 0.16189
2025_02_05 Hr 09 | 0 | 0 | 0 | 0 | 0 | 0 | 0 | 0 | 0 | 0 | 0 | 0.0031592 | 0.39 | 0.020892 | 1.6399 | 1.6399 | 11.5279 | 0 | 0.003788 | 0.0058432 | 0.0073552 | 0 | 0 | 0 | 0 | 0 | 0 | 0.074695 | 0.014972 | 0 | 0 | 15.1554 | 2.2791 | 0 | 0.58237 | 0.89806 | 0 | 0 | 0 | 0.37192 | -2.1462 | 0.062055 | 0 | 0.040752 | 0 | -0.23897 | 0 | 0 | 0 | 0 | 0 | 0 | 0 | 0 | 4.1088 | 0 | 0 | 0 | 0 | 0 | -5.4625 | 0 | 0 | 0 | 0 | 0 | 0 | 0 | 0 | 0 | 0 | 0 | -2.3937 | 0 | 3.2091 | 0 | 2.0172 | 0 | 0 | 0 | 1.9064 | 29.9631 | 1.3567 | 3.3824 | 0 | 0.033193 | 0 | 0.78408 | 0.19745 | 0 | 44.0431 | 23.9495 | -8.0952 | 0 | 0.5984 | 0 | 1.8521 | 0.16141
2025_02_05 Hr 10 | 0.090742 | 6.2798e-06 | 0 | 0 | 0 | 0 | 0 | 0 | 0 | 0 | 0 | 0.0031592 | 0.39 | 0.02177 | 1.6399 | 1.6399 | 11.181 | 0.094809 | 0.003788 | 0.0058432 | 0.0073552 | 0 | 0 | 0 | 0 | 0 | 0 | 0.074695 | 0.014972 | 0 | 0 | 15.1554 | 2.2791 | 0.15553 | 0.58237 | 0.89806 | 0 | 0 | 0 | 0.84894 | -1.5653 | 0.062055 | 0 | 0.042463 | 0 | -0.24909 | 0 | 0 | 0 | 0 | 0 | 0 | 0 | 0 | 3.7676 | 0 | 0 | 0 | 0 | 0 | -5.4625 | 0 | 0 | 0 | 0 | 0 | 0 | 0 | 0 | 0 | 0 | 0 | -2.3937 | 0 | 4.6296 | 0 | 2.0172 | 0 | 0 | 0 | 1.2753 | 29.8666 | 1.3567 | 3.3824 | 0 | 0.033193 | -0.090742 | 0.78408 | 0.19745 | 0 | 45.4425 | 24.4883 | -8.1961 | 0 | 0.5984 | 0 | 1.8521 | 0.16034
2025_02_05 Hr 11 | 0.090742 | 4.885e-05 | 0 | 0 | 0 | 0 | 0 | 0 | 0 | 0 | 0 | 0.0031592 | 0.39 | 0.021952 | 1.6399 | 1.6399 | 11.5279 | 0 | 0.003788 | 0.0058432 | 0.0073552 | 0 | 0 | 0 | 0 | 0 | 0 | 0.074695 | 0.014972 | 0 | 0 | 15.2469 | 2.2791 | 0 | 0.58656 | 0.89806 | 0 | 0 | 0 | 1.4944 | -0.61051 | 0.062055 | 0 | 0.042819 | 0 | -0.25119 | 0 | 0 | 0 | 0 | 0 | 0 | 0 | 0 | 3.2159 | 0 | 0 | 0 | 0 | 0 | -5.4625 | 0 | 0 | 0 | 0 | 0 | 0 | 0 | 0 | 0 | 0 | 0 | -2.3937 | 0 | 7.8736 | 0 | 2.0172 | 0 | 0 | 0 | 1.0011 | 30.0547 | 1.3567 | 3.3824 | 0 | 0.033193 | -0.090742 | 0.78408 | 0.19745 | 0 | 49.65 | 26.9095 | -8.1982 | 0 | 0.5984 | 0 | 1.8521 | 0.15903
2025_02_05 Hr 12 | 0.18134 | 4.1115e-05 | 0 | 0 | 0 | 0 | 0 | 0 | 0 | 0 | 0 | 0.0031592 | 0.45 | 0.022139 | 1.6399 | 1.6399 | 11.181 | 0 | 0.003788 | 0.0058432 | 0.0073552 | 0 | 0 | 0 | 0 | 0 | 0 | 0.074695 | 0.014972 | 0 | 0 | 12.5855 | 2.2791 | 0 | 0.46494 | 0.89806 | 0 | 0 | 0 | 1.0325 | -1.291 | 0.062055 | 0 | 0.037425 | 0 | -0.21929 | 0 | 0 | 0 | 0 | 0 | 0 | 0 | 0 | 2.9473 | 0 | 0 | 0 | 0 | 0 | -5.4625 | 0 | 0 | 0 | 0 | 0 | 0 | 0 | 0 | 0 | 0 | 0 | -2.3937 | 0 | 13.6564 | 0 | 2.0172 | 0 | 0 | 0 | 1.0141 | 27.0464 | 1.3567 | 3.3824 | 0 | 0.033193 | -0.18134 | 0.78408 | 0.19745 | 0 | 50.9954 | 32.4644 | -8.2569 | 0 | 0.5984 | 0 | 1.8521 | 0.15753
2025_02_05 Hr 13 | 0.13579 | 6.9564e-05 | 0 | 0 | 0 | 0 | 0 | 0 | 0 | 0 | 0 | 0.0031592 | 0.51 | 0.027253 | 1.6399 | 1.6399 | 11.181 | 0.094809 | 0.003788 | 0.0058432 | 0.0073552 | 0 | 0 | 0 | 0 | 0 | 0 | 0.074695 | 0.014972 | 0 | 0 | 12.0645 | 2.2791 | 0.15553 | 0.44113 | 0.89806 | 0 | 0 | 0 | 0.43652 | -2.0226 | 0.062055 | 0 | 0.040651 | 0 | -0.23837 | 0 | 0 | 0 | 0 | 0 | 0 | 0 | 0 | 2.2577 | 0 | 0 | 0 | 0 | 0 | -5.4625 | 0 | 0 | 0 | 0 | 0 | 0 | 0 | 0 | 0 | 0 | 0 | -2.3937 | 0 | 9.7214 | 0 | 2.0172 | 0 | 0 | 0 | 1.3841 | 26.7756 | 1.3567 | 3.3824 | 0 | 0.033193 | -0.13579 | 0.78408 | 0.19745 | 0 | 45.166 | 28.2069 | -8.2304 | 0 | 0.5984 | 0 | 1.8521 | 0.15889
2025_02_05 Hr 14 | 0.067784 | 6.217e-05 | 0 | 0 | 0 | 0 | 0 | 0 | 0 | 0 | 0 | 0.0031592 | 0.54 | 0.029421 | 1.6399 | 1.6399 | 11.5664 | 0 | 0.003788 | 0.0058432 | 0.0073552 | 0 | 0 | 0 | 0 | 0 | 0 | 0.074695 | 0.014972 | 0 | 0 | 12.4916 | 2.2791 | 0 | 0.46065 | 0.89806 | 0 | 0 | 0 | 0.2934 | -0.89276 | 0.062055 | 0 | 0.041446 | 0 | -0.24308 | 0 | 0 | 0 | 0 | 0 | 0 | 0 | 0 | 1.7132 | 0 | 0 | 0 | 0 | 0 | -5.4625 | 0 | 0 | 0 | 0 | 0 | 0 | 0 | 0 | 0 | 0 | 0 | -2.3937 | 0 | 12.1854 | 0 | 2.0172 | 0 | 0 | 0 | 0.90096 | 27.3379 | 1.3567 | 3.3824 | 0 | 0.033193 | -0.067784 | 0.78408 | 0.19745 | 0 | 48.1973 | 29.6258 | -8.1671 | 0 | 0.5984 | 0 | 1.8521 | 0.15779
2025_02_05 Hr 15 | 0.067929 | 4.0189e-05 | 0 | 0 | 0 | 0 | 0 | 0 | 0 | 0 | 0 | 0.0031592 | 0.63 | 0.036637 | 1.6399 | 1.6399 | 12.3372 | 0.28443 | 0.003788 | 0.0058432 | 0.0073552 | 0 | 0 | 0 | 0 | 0 | 0 | 0.074695 | 0.014972 | 0 | 0 | 12.9187 | 2.2791 | 0.31107 | 0.48017 | 0.89806 | 0 | 0 | 0 | 0.39982 | -4.2286 | 0.062055 | 0 | 0.044239 | 0 | -0.25959 | 0 | 0 | 0 | 0 | 0 | 0 | 0 | 0 | 1.5753 | 0 | 0 | 0 | 0 | 0 | -5.4625 | 0 | 0 | 0 | 0 | 0 | 0 | 0 | 0 | 0 | 0 | 0 | -2.3937 | 0 | 9.5552 | 0 | 2.0172 | 0 | 0 | 0 | 0.92272 | 29.1313 | 1.3567 | 3.3824 | 0 | 0.033193 | -0.067929 | 0.78408 | 0.19745 | 0 | 44.1156 | 26.9968 | -8.1838 | 0 | 0.5984 | 0 | 1.8521 | 0.15823
2025_02_05 Hr 16 | 0.090597 | 3.0092e-05 | 0 | 0 | 0 | 0 | 0 | 0 | 0 | 0 | 0 | 0.0031592 | 0.45 | 0.028086 | 1.6399 | 1.6399 | 12.379 | 0.28443 | 0.003788 | 0.0058432 | 0.0073552 | 0 | 0 | 0 | 0 | 0 | 0 | 0.074695 | 0.014972 | 0 | 0 | 13.4561 | 2.2791 | 0.4666 | 0.50472 | 0.89806 | 0 | 0 | 0 | 2.8533 | -1.2655 | 0.062055 | 0 | 0.047479 | 0 | -0.27876 | 0 | 0 | 0 | 0 | 0 | 0 | 0 | 0 | 1.2994 | 0 | 0 | 0 | 0 | 0 | -5.4625 | 0 | 0 | 0 | 0 | 0 | 0 | 0 | 0 | 0 | 0 | 0 | -2.3937 | 0 | 4.0028 | 0 | 2.0172 | 0 | 0 | 0 | 0.92272 | 29.866 | 1.3567 | 3.3824 | 0 | 0.033193 | -0.090597 | 0.78408 | 0.19745 | 0 | 44.2554 | 21.0273 | -8.2256 | 0 | 0.5984 | 0 | 1.8521 | 0.15832
2025_02_05 Hr 17 | 0.02274 | 1.1238e-05 | 0 | 0 | 0 | 0 | 0 | 0 | 0 | 0 | 0 | 0.0031592 | 0.3 | 0.019071 | 1.6399 | 1.6399 | 14.457 | 0.28443 | 0.003788 | 0.0058432 | 0.0073552 | 0 | 0 | 0 | 0 | 0 | 0 | 0.074695 | 0.014972 | 0 | 0 | 15.1554 | 2.2791 | 0.31107 | 0.58237 | 0.89806 | 0 | 0 | 0 | 2.4259 | -1.6915 | 0.062055 | 0 | 0.048359 | 0 | -0.28397 | 0 | 0 | 0 | 0 | 0 | 0 | 0 | 0 | 1.5753 | 0 | 0 | 0 | 0 | 0 | -5.4625 | 0 | 0 | 0 | 0 | 0 | 0 | 0 | 0 | 0 | 0 | 0 | -2.3937 | 0 | 0 | -2.5112 | 2.0172 | 0 | 0 | 0 | 1.6452 | 33.4877 | 1.3567 | 3.3824 | 0 | 0.033193 | -0.02274 | 0.78408 | 0.19745 | 0 | 41.423 | 17.875 | -10.6741 | 0 | 0.5984 | 0 | 1.8521 | 0.15971
2025_02_05 Hr 18 | 0 | 6.483e-06 | 0 | 0 | 0 | 0 | 0 | 0 | 0 | 0 | 0 | 0.0031592 | 0.33 | 0.022186 | 1.6399 | 1.6399 | 17.0001 | 0 | 0.003788 | 0.0058432 | 0.0073552 | 0 | 0 | 0 | 0 | 0 | 0 | 0.074695 | 0.014972 | 0 | 0 | 15.4605 | 2.2791 | 0 | 0.59632 | 0.89806 | 0 | 0 | 0 | 0.0191 | -2.3473 | 0.062055 | 0 | 0.051144 | 0 | -0.30044 | 0 | 0 | 0 | 0 | 0 | 0 | 0 | 0 | 1.9891 | 0 | 0 | 0 | 0 | 0 | -5.4625 | 0 | 0 | 0 | 0 | 0 | 0 | 0 | 0 | 0 | 0 | 0 | -2.3937 | 0 | 0 | -6.0637 | 2.0172 | 0 | 0 | 0 | 1.4233 | 35.7405 | 1.3567 | 3.3824 | 0 | 0.033193 | 0 | 0.78408 | 0.19745 | 0 | 37.2856 | 18.0936 | -14.2204 | 0 | 0.5984 | 0 | 1.8521 | 0.16221
2025_02_05 Hr 19 | 0 | 0 | 0 | 0 | 0 | 0 | 0 | 0 | 0 | 0 | 0 | 0.0031592 | 0.33 | 0.022926 | 1.6399 | 1.6399 | 17.0001 | 0.47405 | 0.003788 | 0.0058432 | 0.0073552 | 0 | 0 | 0 | 0 | 0 | 0 | 0.074695 | 0.014972 | 0 | 0 | 15.4605 | 2.2791 | 0.4666 | 0.59632 | 0.89806 | 0 | 0 | 0 | 0 | -3.8215 | 0.062055 | 0 | 0.052848 | 0 | -0.31052 | 0 | 0 | 0 | 0 | 0 | 0 | 0 | 0 | 2.3303 | 0 | 0 | 0 | 0 | 0 | -5.4625 | 0 | 0 | 0 | 0 | 0 | 0 | 0 | 0 | 0 | 0 | 0 | -2.3937 | 0 | 0 | -5.3896 | 2.0172 | 0 | 0 | 0 | 1.9673 | 36.6812 | 1.3567 | 3.3824 | 0 | 0.033193 | 0 | 0.78408 | 0.19745 | 0 | 38.2831 | 18.9799 | -13.5564 | 0 | 0.5984 | 0 | 1.8521 | 0.1625
2025_02_05 Hr 20 | 0 | 0 | 0 | 0 | 0 | 0 | 0 | 0 | 0 | 0 | 0 | 0.0031592 | 0.48 | 0.033743 | 1.6399 | 1.6399 | 17.0001 | 0.56886 | 0.003788 | 0.0058432 | 0.0073552 | 0 | 0 | 0 | 0 | 0 | 0 | 0.074695 | 0.014972 | 0 | 0 | 15.4605 | 2.2791 | 0.9332 | 0.59632 | 0.89806 | 0 | 0 | 0 | 0 | -4.3924 | 0.062055 | 0 | 0.053476 | 0 | -0.31424 | 0 | 0 | 0 | 0 | 0 | 0 | 0 | 0 | 2.3303 | 0 | 0 | 0 | 0 | 0 | -5.4625 | 0 | 0 | 0 | 0 | 0 | 0 | 0 | 0 | 0 | 0 | 0 | -2.3937 | 0 | 0 | -6.7058 | 2.0172 | 0 | 0 | 0 | 1.9151 | 37.2426 | 1.3567 | 3.3824 | 0 | 0.033193 | 0 | 0.78408 | 0.19745 | 0 | 37.0624 | 19.0884 | -14.8763 | 0 | 0.5984 | 0 | 1.8521 | 0.16241
2025_02_05 Hr 21 | 0 | 0 | 0 | 0 | 0 | 0 | 0 | 0 | 0 | 0 | 0 | 0.0031592 | 0.57 | 0.0436 | 1.6399 | 1.6399 | 17.0001 | 1.0429 | 0.003788 | 0.0058432 | 0.0073552 | 0 | 0 | 0 | 0 | 0 | 0 | 0.074695 | 0.014972 | 0 | 0 | 15.4605 | 2.2791 | 1.7109 | 0.59632 | 0.89806 | 0 | 0 | 0 | 0 | -5.4723 | 0.062055 | 0 | 0.058187 | 0 | -0.34211 | 0 | 0 | 0 | 0 | 0 | 0 | 0 | 0 | 2.8747 | 0 | 0 | 0 | 0 | 0 | -5.4625 | 0 | 0 | 0 | 0 | 0 | 0 | 0 | 0 | 0 | 0 | 0 | -2.3937 | 0 | 0 | -9.092 | 2.0172 | 0 | 0 | 0 | 1.8454 | 38.4943 | 1.3567 | 3.3824 | 0 | 0.033193 | 0 | 0.78408 | 0.19745 | 0 | 35.3943 | 19.6627 | -17.2904 | 0 | 0.5984 | 0 | 1.8521 | 0.16202
2025_02_05 Hr 22 | 0 | 0 | 0 | 0 | 0 | 0 | 0 | 0 | 0 | 0 | 0 | 0.0031592 | 0.63 | 0.044113 | 1.6399 | 1.6399 | 17.0001 | 0.66367 | 0.003788 | 0.0058432 | 0.0073552 | 0 | 0 | 0 | 0 | 0 | 0 | 0.074695 | 0.014972 | 0 | 0 | 15.4605 | 2.2791 | 1.0887 | 0.59632 | 0.89806 | 0 | 0 | 0 | 0.67503 | -1.8614 | 0.062055 | 0 | 0.053265 | 0 | -0.31299 | 0 | 0 | 0 | 0 | 0 | 0 | 0 | 0 | 3.2159 | 0 | 0 | 0 | 0 | 0 | -5.4625 | 0 | 0 | 0 | 0 | 0 | 0 | 0 | 0 | 0 | 0 | 0 | -2.3937 | 0 | 0 | -9.4488 | 2.0172 | 0 | 0 | 0 | 2.0065 | 37.4929 | 1.3567 | 3.3824 | 0 | 0.033193 | 0 | 0.78408 | 0.19745 | 0 | 38.912 | 20.2235 | -17.618 | 0 | 0.5984 | 0 | 1.8521 | 0.16012
2025_02_05 Hr 23 | 0 | 0 | 0 | 0 | 0 | 0 | 0 | 0 | 0 | 0 | 0 | 0.0031592 | 0.63 | 0.046022 | 1.6399 | 1.6399 | 17.1318 | 0.56961 | 0.003788 | 0.0058432 | 0.0073552 | 0 | 0 | 0.15046 | 0 | 0.044209 | 0 | 0.074695 | 0.014972 | 0 | 0 | 15.5396 | 2.2791 | 0.9332 | 0.60107 | 0.89806 | 0 | 0 | 0 | 1.5393 | -0.028768 | 0.062055 | 0 | 0.055571 | 0 | -0.32663 | 0 | 0 | 0 | 0 | 0 | 0 | 0 | 0 | 2.9473 | 0 | 0 | 0 | 0 | 0 | 0 | -4.4375 | 0 | 0 | 0 | 0 | 0 | 0 | 0 | 0 | 0 | 0 | 0 | 0 | 0 | -13.6096 | 2.0172 | 0 | 0 | 0 | 2.5462 | 37.454 | 1.3567 | 3.3824 | 0 | 0.033193 | 0 | 0.78408 | 0.19745 | 0 | 41.285 | 20.4995 | -18.179 | 0 | 0.5984 | 0 | 1.8521 | 0.15837
2025_02_05 Hr 24 | 0 | 0 | 0 | 0 | 0 | 0 | 0 | 0 | 0 | 0 | 0 | 0.0031592 | 0.72 | 0.052119 | 1.6399 | 1.6399 | 17.1318 | 0.85441 | 0.003788 | 0.0058432 | 0.0073552 | 0 | 0 | 0.13269 | 0 | 0.026438 | 0 | 0.074695 | 0.014972 | 0 | 0 | 15.5396 | 2.2791 | 1.3998 | 0.60107 | 0.89806 | 0 | 0 | 0 | 2.4664 | 0 | 0.062055 | 0 | 0.055066 | 0 | -0.32364 | 0 | 0 | 0 | 0 | 0 | 0 | 0 | 0 | 3.0126 | 0 | 0 | 0 | 0 | 0 | 0 | -4.4375 | 0 | 0 | 0 | 0 | 0 | 0 | 0 | 0 | 0 | 0 | 0 | 0 | 0 | -14.925 | 2.0172 | 0 | 0 | 0 | 2.4069 | 38.2054 | 1.3567 | 3.3824 | 0 | 0.033193 | 0 | 0.78408 | 0.19745 | 0 | 41.6654 | 20.5207 | -19.527 | 0 | 0.5984 | 0 | 1.8521 | 0.15735
2025_02_06 Hr 01 | 0 | 0 | 0 | 0 | 0 | 0 | 0 | 0 | 0 | 0 | 0 | 0.0031592 | 0.78 | 0.059703 | 1.6399 | 1.6399 | 20.6091 | 0 | 0.003788 | 0.0058432 | 0.0073552 | 0 | 0 | 0.24398 | 0 | 0.13773 | 0 | 0.074695 | 0.014972 | 0 | 0 | 18.6949 | 2.2791 | 0 | 0.60107 | 0.89806 | 0 | 0 | 0 | 2.471 | 0 | 0.062055 | 0 | 0.058227 | 0 | -0.34234 | 0 | 0 | 0 | 0 | 0 | 0 | 0 | 0 | 2.5989 | 0 | 0 | 0 | 0 | 0 | 0 | -4.4375 | 0 | 0 | 0 | 0 | 0 | 0 | 0 | 0 | 0 | 0 | 0 | 0 | 0 | -12.3528 | 2.0172 | 0 | 0 | 0 | 2.5984 | 42.5839 | 1.3567 | 3.3824 | 0 | 0.033193 | 0 | 0.78408 | 0.19745 | 0 | 48.6689 | 20.3649 | -16.7509 | 0 | 0.5984 | 0 | 1.8521 | 0.15629
2025_02_06 Hr 02 | 0 | 0 | 0 | 0 | 0 | 0 | 0 | 0 | 0 | 0 | 0 | 0.0031592 | 0.78 | 0.05755 | 1.6399 | 1.6399 | 20.6091 | 0 | 0.003788 | 0.0058432 | 0.0073552 | 0 | 0 | 0.17004 | 0 | 0.063792 | 0 | 0.074695 | 0.014972 | 0 | 0 | 18.6949 | 2.2791 | 0 | 0.60107 | 0.89806 | 0 | 0 | 0 | 2.0286 | 0 | 0.062055 | 0 | 0.056127 | 0 | -0.32992 | 0 | 0 | 0 | 0 | 0 | 0 | 0 | 0 | 2.8094 | 0 | 0 | 0 | 0 | 0 | 0 | -4.4375 | 0 | 0 | 0 | 0 | 0 | 0 | 0 | 0 | 0 | 0 | 0 | 0 | 0 | -14.2355 | 2.0172 | 0 | 0 | 0 | 2.5288 | 42.5839 | 1.3567 | 3.3824 | 0 | 0.033193 | 0 | 0.78408 | 0.19745 | 0 | 46.3477 | 20.5043 | -18.7691 | 0 | 0.5984 | 0 | 1.8521 | 0.15695
2025_02_06 Hr 03 | 0 | 0 | 0 | 0 | 0 | 0 | 0 | 0 | 0 | 0 | 0 | 0.0031592 | 0.78 | 0.057454 | 1.6399 | 1.6399 | 20.6091 | 0 | 0.003788 | 0.0058432 | 0.0073552 | 0 | 0 | 0.16677 | 0 | 0.060522 | 0 | 0.074695 | 0.014972 | 0 | 0 | 18.6949 | 2.2791 | 0 | 0.60107 | 0.89806 | 0 | 0 | 0 | 2.3105 | 0 | 0.062055 | 0 | 0.056034 | 0 | -0.32937 | 0 | 0 | 0 | 0 | 0 | 0 | 0 | 0 | 2.6715 | 0 | 0 | 0 | 0 | 0 | 0 | -4.4375 | 0 | 0 | 0 | 0 | 0 | 0 | 0 | 0 | 0 | 0 | 0 | 0 | 0 | -13.7465 | 2.0172 | 0 | 0 | 0 | 2.7682 | 42.5839 | 1.3567 | 3.3824 | 0 | 0.033193 | 0 | 0.78408 | 0.19745 | 0 | 47.2138 | 20.6055 | -18.2861 | 0 | 0.5984 | 0 | 1.8521 | 0.15677
2025_02_06 Hr 04 | 0 | 0 | 0 | 0 | 0 | 0 | 0 | 0 | 0 | 0 | 0 | 0.0031592 | 0.87 | 0.063292 | 1.6399 | 1.6399 | 20.4687 | 0 | 0.003788 | 0.0058432 | 0.0073552 | 0 | 0 | 0.14238 | 0 | 0.036131 | 0 | 0.074695 | 0.014972 | 0 | 0 | 18.6949 | 2.2791 | 0 | 0.60107 | 0.89806 | 0 | 0 | 0 | 2.0294 | 0 | 0.062055 | 0 | 0.055341 | 0 | -0.32527 | 0 | 0 | 0 | 0 | 0 | 0 | 0 | 0 | 2.8747 | 0 | 0 | 0 | 0 | 0 | 0 | -4.4375 | 0 | 0 | 0 | 0 | 0 | 0 | 0 | 0 | 0 | 0 | 0 | 0 | 0 | -14.8033 | 2.0172 | 0 | 0 | 0 | 2.6071 | 42.4435 | 1.3567 | 3.3824 | 0 | 0.033193 | 0 | 0.78408 | 0.19745 | 0 | 45.8291 | 20.7438 | -19.3875 | 0 | 0.5984 | 0 | 1.8521 | 0.15702
2025_02_06 Hr 05 | 0 | 0 | 0 | 0 | 0 | 0 | 0 | 0 | 0 | 0 | 0 | 0.0031592 | 0.96 | 0.070297 | 1.6399 | 1.6399 | 18.9245 | 0.1142 | 0.003788 | 0.0058432 | 0.0073552 | 0 | 0 | 0.15515 | 0 | 0.048903 | 0 | 0.074695 | 0.014972 | 0 | 0 | 18.6583 | 2.2791 | 0 | 0.59966 | 0.89806 | 0 | 0 | 0 | 2.1097 | -0.13773 | 0.062055 | 0 | 0.055704 | 0 | -0.32742 | 0 | 0 | 0 | 0 | 0 | 0 | 0 | 0 | 2.2577 | 0 | 0 | 0 | 0 | 0 | 0 | -4.4375 | 0 | 0 | 0 | 0 | 0 | 0 | 0 | 0 | 0 | 0 | 0 | 0 | 0 | -15.8892 | 2.0172 | 0 | 0 | 0 | 2.7508 | 40.9769 | 1.3567 | 3.3824 | 0 | 0.033193 | 0 | 0.78408 | 0.19745 | 0 | 42.8659 | 20.367 | -20.45 | 0 | 0.5984 | 0 | 1.8521 | 0.15808
2025_02_06 Hr 06 | 0 | 0 | 0 | 0 | 0 | 0 | 0 | 0 | 0 | 0 | 0 | 0.0031592 | 1.02 | 0.071251 | 1.6399 | 1.6399 | 19.6264 | 0 | 0.003788 | 0.0058432 | 0.0073552 | 0 | 0 | 0.064835 | 0 | -0.041415 | 0 | 0.074695 | 0.014972 | 0 | 0 | 18.6949 | 2.2791 | 0 | 0.60107 | 0.89806 | 0 | 0 | 0 | 0 | -7.2533 | 0.062055 | 0 | 0.053139 | 0 | -0.31224 | 0 | 0 | 0 | 0 | 0 | 0 | 0 | 0 | 2.5335 | 0 | 0 | 0 | 0 | 0 | 0 | -4.4375 | 0 | 0 | 0 | 0 | 0 | 0 | 0 | 0 | 0 | 0 | 0 | 0 | 0 | -8.8576 | 2.0172 | 0 | 0 | 0 | 2.7986 | 41.6012 | 1.3567 | 3.3824 | 0 | 0.033193 | 0 | 0.78408 | 0.19745 | 0 | 41.5193 | 20.7552 | -13.5839 | 0 | 0.5984 | 0 | 1.8521 | 0.16016
2025_02_06 Hr 07 | 0 | 0 | 0 | 0 | 0 | 0 | 0 | 0 | 0 | 0 | 0 | 0.0031592 | 0.99 | 0.084598 | 1.6399 | 1.6399 | 20.3117 | 0.57027 | 0.003788 | 0.0058432 | 0.0073552 | 0 | 0 | 0 | 0 | 0 | 0 | 0.074695 | 0.014972 | 0 | 0 | 18.4897 | 2.2791 | 0 | 0.59213 | 0.89806 | 0 | 0 | 0 | 0 | -6.9497 | 0.062055 | 0 | 0.065005 | 0 | -0.38244 | 0 | 0 | 0 | 0 | 0 | 0 | 0 | 0 | 2.3303 | 0 | 0 | 0 | 0 | 0 | -5.4625 | 0 | 0 | 0 | 0 | 0 | 0 | 0 | 0 | 0 | 0 | 0 | -2.3937 | 0 | 0 | -13.9578 | 2.0172 | 0 | 0 | 0 | 2.8073 | 42.6515 | 1.3567 | 3.3824 | 0 | 0.033193 | 0 | 0.78408 | 0.19745 | 0 | 34.0431 | 20.5378 | -22.1965 | 0 | 0.5984 | 0 | 1.8521 | 0.16288
2025_02_06 Hr 08 | 0 | 0 | 0 | 0 | 0 | 0 | 0 | 0 | 0 | 0 | 0 | 0.0031592 | 1.05 | 0.094605 | 1.6399 | 1.6399 | 20.3117 | 0.79837 | 0.003788 | 0.0058432 | 0.0073552 | 0 | 0 | 0 | 0 | 0 | 0 | 0.074695 | 0.014972 | 0 | 0 | 18.5631 | 2.2791 | 0 | 0.59492 | 0.89806 | 0 | 0 | 0 | 0 | -10.5281 | 0.062055 | 0 | 0.06854 | 0 | -0.40335 | 0 | 0 | 0 | 0 | 0 | 0 | 0 | 0 | 2.2577 | 0 | 0 | 0 | 0 | 0 | -5.4625 | 0 | 0 | 0 | 0 | 0 | 0 | 0 | 0 | 0 | 0 | 0 | -2.3937 | 0 | 0 | -12.3213 | 2.0172 | 0 | 0 | 0 | 2.7508 | 42.953 | 1.3567 | 3.3824 | 0 | 0.033193 | 0 | 0.78408 | 0.19745 | 0 | 32.3267 | 20.4827 | -20.5809 | 0 | 0.5984 | 0 | 1.8521 | 0.16415
2025_02_06 Hr 09 | 0.13593 | 0 | 0 | 0 | 0 | 0 | 0 | 0 | 0 | 0 | 0 | 0.0031592 | 0.87 | 0.060321 | 1.6399 | 1.6399 | 20.1726 | 0 | 0.003788 | 0.0058432 | 0.0073552 | 0 | 0 | 0 | 0 | 0 | 0 | 0.074695 | 0.014972 | 0 | 0 | 18.5631 | 2.2791 | 0 | 0.59492 | 0.89806 | 0 | 0 | 0 | 0 | -6.7629 | 0.062055 | 0 | 0.052743 | 0 | -0.3099 | 0 | 0 | 0 | 0 | 0 | 0 | 0 | 0 | 2.0544 | 0 | 0 | 0 | 0 | 0 | -5.4625 | 0 | 0 | 0 | 0 | 0 | 0 | 0 | 0 | 0 | 0 | 0 | -2.3937 | 0 | 0 | -6.2688 | 2.0172 | 0 | 0 | 0 | 2.8073 | 42.0155 | 1.3567 | 3.3824 | 0 | 0.033193 | -0.13593 | 0.78408 | 0.19745 | 0 | 40.9384 | 20.2567 | -14.5709 | 0 | 0.5984 | 0 | 1.8521 | 0.16316
2025_02_06 Hr 10 | 0.22645 | 1.5624e-05 | 0 | 0 | 0 | 0 | 0 | 0 | 0 | 0 | 0 | 0.0031592 | 0.72 | 0.043748 | 1.6399 | 1.6399 | 14.9919 | 0 | 0.003788 | 0.0058432 | 0.0073552 | 0 | 0 | 0 | 0 | 0 | 0 | 0.074695 | 0.014972 | 0 | 0 | 15.0675 | 2.2791 | 0 | 0.46215 | 0.89806 | 0 | 0 | 0 | 2.449 | -3.5439 | 0.062055 | 0 | 0.046222 | 0 | -0.27132 | 0 | 0 | 0 | 0 | 0 | 0 | 0 | 0 | 2.3303 | 0 | 0 | 0 | 0 | 0 | -5.4625 | 0 | 0 | 0 | 0 | 0 | 0 | 0 | 0 | 0 | 0 | 0 | -2.3937 | 0 | 2.1845 | 0 | 2.0172 | 0 | 0 | 0 | 2.7682 | 33.3392 | 1.3567 | 3.3824 | 0 | 0.033193 | -0.22645 | 0.78408 | 0.19745 | 0 | 46.3577 | 22.4674 | -8.354 | 0 | 0.5984 | 0 | 1.8521 | 0.16147
2025_02_06 Hr 11 | 0.38643 | 4.9913e-05 | 0 | 0 | 0 | 0 | 0 | 0 | 0 | 0 | 0 | 0.0031592 | 0.54 | 0.031643 | 1.6399 | 1.6399 | 13.6359 | 0 | 0.003788 | 0.0058432 | 0.0073552 | 0 | 0 | 0 | 0 | 0 | 0 | 0.074695 | 0.014972 | 0 | 0 | 14.4407 | 2.2791 | 0 | 0.43834 | 0.89806 | 0 | 0 | 0 | 0 | -3.3343 | 0.062055 | 0 | 0.044576 | 0 | -0.26159 | 0 | 0 | 0 | 0 | 0 | 0 | 0 | 0 | 2.1923 | 0 | 0 | 0 | 0 | 0 | -5.4625 | 0 | 0 | 0 | 0 | 0 | 0 | 0 | 0 | 0 | 0 | 0 | -2.3937 | 0 | 11.2491 | 0 | 2.0172 | 0 | 0 | 0 | 2.7595 | 31.3564 | 1.3567 | 3.3824 | 0 | 0.033193 | -0.38643 | 0.78408 | 0.19745 | 0 | 50.8462 | 31.3283 | -8.5043 | 0 | 0.5984 | 0 | 1.8521 | 0.16037
2025_02_06 Hr 12 | 0.38643 | 9.8396e-05 | 0 | 0 | 0 | 0 | 0 | 0 | 0 | 0 | 0 | 0.0031592 | 0.48 | 0.026961 | 1.6399 | 1.6399 | 13.4505 | 0 | 0.003788 | 0.0058432 | 0.0073552 | 0 | 0 | 0 | 0 | 0 | 0 | 0.074695 | 0.014972 | 0 | 0 | 14.1838 | 2.2791 | 0 | 0.42858 | 0.89806 | 0 | 0 | 0 | 0.11904 | -1.2875 | 0.062055 | 0 | 0.042728 | 0 | -0.25066 | 0 | 0 | 0 | 0 | 0 | 0 | 0 | 0 | 2.4682 | 0 | 0 | 0 | 0 | 0 | -5.4625 | 0 | 0 | 0 | 0 | 0 | 0 | 0 | 0 | 0 | 0 | 0 | -2.3937 | 0 | 9.846 | 0 | 2.0172 | 0 | 0 | 0 | 2.6376 | 30.9141 | 1.3567 | 3.3824 | 0 | 0.033193 | -0.38643 | 0.78408 | 0.19745 | 0 | 51.2558 | 30.0035 | -8.4933 | 0 | 0.5984 | 0 | 1.8521 | 0.15907
2025_02_06 Hr 13 | 0.36377 | 0.00011897 | 0 | 0 | 0 | 0 | 0 | 0 | 0 | 0 | 0 | 0.0031592 | 0.48 | 0.027759 | 1.6399 | 1.6399 | 13.3114 | 0 | 0.003788 | 0.0058432 | 0.0073552 | 0 | 0 | 0 | 0 | 0 | 0 | 0.074695 | 0.014972 | 0 | 0 | 14.1103 | 2.2791 | 0 | 0.42579 | 0.89806 | 0 | 0 | 0 | 0.096885 | -0.727 | 0.062055 | 0 | 0.043992 | 0 | -0.25814 | 0 | 0 | 0 | 0 | 0 | 0 | 0 | 0 | 2.5335 | 0 | 0 | 0 | 0 | 0 | -5.4625 | 0 | 0 | 0 | 0 | 0 | 0 | 0 | 0 | 0 | 0 | 0 | -2.3937 | 0 | 11.704 | 0 | 2.0172 | 0 | 0 | 0 | 2.6768 | 30.7015 | 1.3567 | 3.3824 | 0 | 0.033193 | -0.36377 | 0.78408 | 0.19745 | 0 | 53.5344 | 31.9412 | -8.4782 | 0 | 0.5984 | 0 | 1.8521 | 0.15881
2025_02_06 Hr 14 | 0.40881 | 0.00015468 | 0 | 0 | 0 | 0 | 0 | 0 | 0 | 0 | 0 | 0.0031592 | 0.57 | 0.033247 | 1.6399 | 1.6399 | 13.6359 | 0 | 0.003788 | 0.0058432 | 0.0073552 | 0 | 0 | 0 | 0 | 0 | 0 | 0.074695 | 0.014972 | 0 | 0 | 14.4774 | 2.2791 | 0 | 0.43973 | 0.89806 | 0 | 0 | 0 | 0.49933 | -0.53724 | 0.062055 | 0 | 0.044372 | 0 | -0.26038 | 0 | 0 | 0 | 0 | 0 | 0 | 0 | 0 | 2.8094 | 0 | 0 | 0 | 0 | 0 | -5.4625 | 0 | 0 | 0 | 0 | 0 | 0 | 0 | 0 | 0 | 0 | 0 | -2.3937 | 0 | 12.314 | 0 | 2.0172 | 0 | 0 | 0 | 2.729 | 31.3932 | 1.3567 | 3.3824 | 0 | 0.033193 | -0.40881 | 0.78408 | 0.19745 | 0 | 55.8626 | 33.0327 | -8.5254 | 0 | 0.5984 | 0 | 1.8521 | 0.15783
2025_02_06 Hr 15 | 0.43177 | 0.00013757 | 0 | 0 | 0 | 0 | 0 | 0 | 0 | 0 | 0 | 0.0031592 | 0.72 | 0.046691 | 1.6399 | 1.6399 | 14.4705 | 0 | 0.003788 | 0.0058432 | 0.0073552 | 0 | 0 | 0 | 0 | 0 | 0 | 0.074695 | 0.014972 | 0 | 0 | 15.2115 | 2.2791 | 0 | 0.46762 | 0.89806 | 0 | 0 | 0 | 0.43099 | -3.2227 | 0.062055 | 0 | 0.049331 | 0 | -0.28972 | 0 | 0 | 0 | 0 | 0 | 0 | 0 | 0 | 2.8094 | 0 | 0 | 0 | 0 | 0 | -5.4625 | 0 | 0 | 0 | 0 | 0 | 0 | 0 | 0 | 0 | 0 | 0 | -2.3937 | 0 | 11.379 | 0 | 2.0172 | 0 | 0 | 0 | 2.8291 | 32.9619 | 1.3567 | 3.3824 | 0 | 0.033193 | -0.43177 | 0.78408 | 0.19745 | 0 | 54.0046 | 32.4122 | -8.5777 | 0 | 0.5984 | 0 | 1.8521 | 0.15789
2025_02_06 Hr 16 | 0.36362 | 4.276e-05 | 0 | 0 | 0 | 0 | 0 | 0 | 0 | 0 | 0 | 0.0031592 | 0.78 | 0.047166 | 1.6399 | 1.6399 | 14.1459 | 0 | 0.003788 | 0.0058432 | 0.0073552 | 0 | 0 | 0 | 0 | 0 | 0 | 0.074695 | 0.014972 | 0 | 0 | 14.9179 | 2.2791 | 0 | 0.45646 | 0.89806 | 0 | 0 | 0 | 0.3599 | -1.9218 | 0.062055 | 0 | 0.046 | 0 | -0.27001 | 0 | 0 | 0 | 0 | 0 | 0 | 0 | 0 | 2.2577 | 0 | 0 | 0 | 0 | 0 | -5.4625 | 0 | 0 | 0 | 0 | 0 | 0 | 0 | 0 | 0 | 0 | 0 | -2.3937 | 0 | 9.0762 | 0 | 2.0172 | 0 | 0 | 0 | 2.89 | 32.3437 | 1.3567 | 3.3824 | 0 | 0.033193 | -0.36362 | 0.78408 | 0.19745 | 0 | 51.8917 | 29.5998 | -8.4899 | 0 | 0.5984 | 0 | 1.8521 | 0.15795
2025_02_06 Hr 17 | 0 | 2.1743e-05 | 0 | 0 | 0 | 0 | 0 | 0 | 0 | 0 | 0 | 0.0031592 | 0.81 | 0.049812 | 1.6399 | 1.6399 | 13.6359 | 0 | 0.003788 | 0.0058432 | 0.0073552 | 0 | 0 | 0 | 0 | 0 | 0 | 0.074695 | 0.014972 | 0 | 0 | 15.2116 | 2.2791 | 0 | 0.46762 | 0.89806 | 0 | 0 | 0 | 3.7239 | -0.10112 | 0.062055 | 0 | 0.046781 | 0 | -0.27463 | 0 | 0 | 0 | 0 | 0 | 0 | 0 | 0 | 1.9891 | 0 | 0 | 0 | 0 | 0 | -5.4625 | 0 | 0 | 0 | 0 | 0 | 0 | 0 | 0 | 0 | 0 | 0 | -2.3937 | 0 | 3.2378 | 0 | 2.0172 | 0 | 0 | 0 | 2.9292 | 32.1274 | 1.3567 | 3.3824 | 0 | 0.033193 | 0 | 0.78408 | 0.19745 | 0 | 50.8325 | 23.2132 | -8.1309 | 0 | 0.5984 | 0 | 1.8521 | 0.1591
2025_02_06 Hr 18 | 0.067929 | 2.1626e-06 | 0 | 0 | 0 | 0 | 0 | 0 | 0 | 0 | 0 | 0.0031592 | 0.75 | 0.05046 | 1.6399 | 1.6399 | 16.7887 | 0 | 0.003788 | 0.0058432 | 0.0073552 | 0 | 0 | 0 | 0 | 0 | 0 | 0.074695 | 0.014972 | 0 | 0 | 16.6939 | 2.2791 | 0 | 0.52392 | 0.89806 | 0 | 0 | 0 | 2.9228 | -1.0966 | 0.062055 | 0 | 0.05118 | 0 | -0.30066 | 0 | 0 | 0 | 0 | 0 | 0 | 0 | 0 | 2.0544 | 0 | 0 | 0 | 0 | 0 | -5.4625 | 0 | 0 | 0 | 0 | 0 | 0 | 0 | 0 | 0 | 0 | 0 | -2.3937 | 0 | 0 | -1.5694 | 2.0172 | 0 | 0 | 0 | 2.8073 | 36.7625 | 1.3567 | 3.3824 | 0 | 0.033193 | -0.067929 | 0.78408 | 0.19745 | 0 | 48.7803 | 19.986 | -9.7943 | 0 | 0.5984 | 0 | 1.8521 | 0.16134
2025_02_06 Hr 19 | 0 | 0 | 0 | 0 | 0 | 0 | 0 | 0 | 0 | 0 | 0 | 0.0031592 | 0.84 | 0.062612 | 1.6399 | 1.6399 | 20.447 | 0 | 0.003788 | 0.0058432 | 0.0073552 | 0 | 0 | 0 | 0 | 0 | 0 | 0.074695 | 0.014972 | 0 | 0 | 18.5998 | 2.2791 | 0 | 0.59632 | 0.89806 | 0 | 0 | 0 | 0 | -3.3218 | 0.062055 | 0 | 0.056702 | 0 | -0.33332 | 0 | 0 | 0 | 0 | 0 | 0 | 0 | 0 | 1.8511 | 0 | 0 | 0 | 0 | 0 | -5.4625 | 0 | 0 | 0 | 0 | 0 | 0 | 0 | 0 | 0 | 0 | 0 | -2.3937 | 0 | 0 | -2.2918 | 2.0172 | 0 | 0 | 0 | 2.7595 | 42.3266 | 1.3567 | 3.3824 | 0 | 0.033193 | 0 | 0.78408 | 0.19745 | 0 | 48.3649 | 19.8414 | -10.4814 | 0 | 0.5984 | 0 | 1.8521 | 0.16131
2025_02_06 Hr 20 | 0 | 0 | 0 | 0 | 0 | 0 | 0 | 0 | 0 | 0 | 0 | 0.0031592 | 0.63 | 0.040102 | 1.6399 | 1.6399 | 13.8252 | 0 | 0.003788 | 0.0058432 | 0.0073552 | 0 | 0 | 0 | 0 | 0 | 0 | 0.074695 | 0.014972 | 0 | 0 | 18.2327 | 2.2791 | 0 | 0.58237 | 0.89806 | 0 | 0 | 0 | 0.97909 | -0.89833 | 0.062055 | 0 | 0.048422 | 0 | -0.28434 | 0 | 0 | 0 | 0 | 0 | 0 | 0 | 0 | 2.2577 | 0 | 0 | 0 | 0 | 0 | -5.4625 | 0 | 0 | 0 | 0 | 0 | 0 | 0 | 0 | 0 | 0 | 0 | -2.3937 | 0 | 6.0601 | 0 | 2.0172 | 0 | 0 | 0 | 2.8291 | 35.3377 | 1.3567 | 3.3824 | 0 | 0.033193 | 0 | 0.78408 | 0.19745 | 0 | 53.4077 | 26.1298 | -8.1406 | 0 | 0.5984 | 0 | 1.8521 | 0.15986
2025_02_06 Hr 21 | 0 | 0 | 0 | 0 | 0 | 0 | 0 | 0 | 0 | 0 | 0 | 0.0031592 | 0.57 | 0.0334 | 1.6399 | 1.6399 | 13.1723 | 0 | 0.003788 | 0.0058432 | 0.0073552 | 0 | 0 | 0 | 0 | 0 | 0 | 0.074695 | 0.014972 | 0 | 0 | 14.675 | 2.2791 | 0 | 0.44724 | 0.89806 | 0 | 0 | 0 | 0 | -1.1973 | 0.062055 | 0 | 0.044575 | 0 | -0.26158 | 0 | 0 | 0 | 0 | 0 | 0 | 0 | 0 | 2.5335 | 0 | 0 | 0 | 0 | 0 | -5.4625 | 0 | 0 | 0 | 0 | 0 | 0 | 0 | 0 | 0 | 0 | 0 | -2.3937 | 0 | 12.108 | 0 | 2.0172 | 0 | 0 | 0 | 2.8378 | 31.1271 | 1.3567 | 3.3824 | 0 | 0.033193 | 0 | 0.78408 | 0.19745 | 0 | 54.0716 | 32.2596 | -8.1178 | 0 | 0.5984 | 0 | 1.8521 | 0.15904
2025_02_06 Hr 22 | 0 | 0 | 0 | 0 | 0 | 0 | 0 | 0 | 0 | 0 | 0 | 0.0031592 | 0.51 | 0.029326 | 1.6399 | 1.6399 | 13.1723 | 0 | 0.003788 | 0.0058432 | 0.0073552 | 0 | 0 | 0 | 0 | 0 | 0 | 0.074695 | 0.014972 | 0 | 0 | 13.9268 | 2.2791 | 0 | 0.41882 | 0.89806 | 0 | 0 | 0 | 1.2391 | 0 | 0.062055 | 0 | 0.043742 | 0 | -0.25666 | 0 | 0 | 0 | 0 | 0 | 0 | 0 | 0 | 2.3303 | 0 | 0 | 0 | 0 | 0 | -5.4625 | 0 | 0 | 0 | 0 | 0 | 0 | 0 | 0 | 0 | 0 | 0 | -2.3937 | 0 | 11.4641 | 0 | 2.0172 | 0 | 0 | 0 | 2.8509 | 30.3789 | 1.3567 | 3.3824 | 0 | 0.033193 | 0 | 0.78408 | 0.19745 | 0 | 54.8367 | 31.3316 | -8.1129 | 0 | 0.5984 | 0 | 1.8521 | 0.1577
2025_02_06 Hr 23 | 0 | 0 | 0 | 0 | 0 | 0 | 0 | 0 | 0 | 0 | 0 | 0.0031592 | 0.42 | 0.027455 | 1.6399 | 1.6399 | 13.7306 | 0 | 0.003788 | 0.0058432 | 0.0073552 | 0 | 0 | -0.055286 | 0 | -0.16154 | 0 | 0.074695 | 0.014972 | 0 | 0 | 16.3478 | 2.2791 | 0 | 0.51091 | 0.89806 | 0 | 0 | 0 | 0.62253 | -0.92191 | 0.062055 | 0 | 0.049727 | 0 | -0.29206 | 0 | 0 | 0 | 0 | 0 | 0 | 0 | 0 | 2.6715 | 0 | 0 | 0 | 0 | 0 | 0 | -4.4375 | 0 | 0 | 0 | 0 | 0 | 0 | 0 | 0 | 0 | 0 | 0 | 0 | 7.6961 | 0 | 2.0172 | 0 | 0 | 0 | 2.8073 | 33.3583 | 1.3567 | 3.3824 | 0 | 0.033193 | 0 | 0.78408 | 0.19745 | 0 | 55.9725 | 27.8599 | -4.9464 | 0 | 0.5984 | 0 | 1.8521 | 0.15613
2025_02_06 Hr 24 | 0 | 0 | 0 | 0 | 0 | 0 | 0 | 0 | 0 | 0 | 0 | 0.0031592 | 0.33 | 0.021458 | 1.6399 | 1.6399 | 13.7306 | 0 | 0.003788 | 0.0058432 | 0.0073552 | 0 | 0 | -0.064501 | 0 | -0.17075 | 0 | 0.074695 | 0.014972 | 0 | 0 | 18.6583 | 2.2791 | 0 | 0.59966 | 0.89806 | 0 | 0 | 0 | 0 | -3.1134 | 0.062055 | 0 | 0.12471 | 0 | -0.29051 | 0 | 0 | 0 | 0 | 0 | 0 | 0 | 0 | 3.1506 | 0 | 0 | 0 | 0 | 0 | 0 | -4.4375 | 0 | 0 | 0 | 0 | 0 | 0 | 0 | 0 | 0 | 0 | 0 | 0 | 6.6379 | 0 | 2.0172 | 0 | 0 | 0 | 2.8596 | 35.6687 | 1.3567 | 3.3824 | 0 | 0.033193 | 0 | 0.78408 | 0.19745 | 0 | 54.9167 | 27.3247 | -4.9633 | 0 | 0.5984 | 0 | 1.8521 | 0.15491
2025_02_07 Hr 01 | 0 | 0 | 0 | 0.12358 | 0.12184 | 0.1247 | 0.12904 | 0.12989 | 0.13235 | 0 | 0 | 0.0031592 | 0.27 | 0.018377 | 1.6399 | 1.6399 | 5.7773 | 0.46813 | 0.003788 | 0.0058432 | 0.0073552 | 0 | 0 | 0.016876 | 0 | -0.089374 | 0 | 0.074695 | 0.014972 | 0 | 0.45316 | 6.3823 | 2.2791 | 0 | 0.60107 | 0.89806 | 0 | 0 | 0 | 4.914 | 0 | 0.062055 | 0 | 0.040109 | 0 | -0.30419 | 0 | 0 | 0 | 0 | 0 | 0 | 0 | 0 | 3.5644 | 0 | 0 | 0 | 0 | 0 | 0 | -4.4375 | 0 | 0 | 0 | 0 | 0 | 0 | 0 | 0 | 0 | 0 | 0 | 0 | 0 | -22.7684 | 2.0172 | 0 | 4.5987 | 4.5987 | 2.8204 | 23.4628 | 1.3567 | 3.3824 | 0 | 0.033193 | 0 | 0.78408 | 0.19745 | 0 | 21.7928 | 20.9986 | -27.5826 | 0 | 0.5984 | 0 | 1.8521 | 0.15384
2025_02_07 Hr 02 | 0 | 0 | 0 | 0.12358 | 0.12184 | 0.1247 | 0.12904 | 0.12989 | 0.13235 | 0 | 0 | 0.0031592 | 0.24 | 0.015437 | 1.6399 | 1.6399 | 7.0386 | 0.46813 | 0.003788 | 0.0058432 | 0.0073552 | 0 | 0 | -0.083353 | 0 | -0.1896 | 0 | 0.074695 | 0.014972 | 0 | 0.30352 | 6.3823 | 2.2791 | 0 | 0.60107 | 0.89806 | 0 | 0 | 0 | 1.2461 | 0 | 0.062055 | 0 | 0.037904 | 0 | -0.28735 | 0 | 0 | 0 | 0 | 0 | 0 | 0 | 0 | 3.4918 | 0 | 0 | 0 | 0 | 0 | 0 | -4.4375 | 0 | 0 | 0 | 0 | 0 | 0 | 0 | 0 | 0 | 0 | 0 | 0 | 0 | -20.7394 | 2.0172 | 0 | 3.3205 | 3.3205 | 2.5897 | 24.8747 | 1.3567 | 3.3824 | 0 | 0.033193 | 0 | 0.78408 | 0.19745 | 0 | 21.0458 | 20.6622 | -25.7372 | 0 | 0.5984 | 0 | 1.8521 | 0.15365
2025_02_07 Hr 03 | 0 | 0 | 0 | 0.12358 | 0.12184 | 0.1247 | 0.12904 | 0.12989 | 0.13235 | 0 | 0 | 0.0031592 | 0.24 | 0.015417 | 1.6399 | 1.6399 | 7.0399 | 0.46813 | 0.003788 | 0.0058432 | 0.0073552 | 0 | 0 | -0.085603 | 0 | -0.19185 | 0 | 0.074695 | 0.014972 | 0 | 0.30352 | 6.3823 | 2.2791 | 0 | 0.60107 | 0.89806 | 0 | 0 | 0 | 1.3476 | 0 | 0.062055 | 0 | 0.084087 | 0 | -0.28697 | 0 | 0 | 0 | 0 | 0 | 0 | 0 | 0 | 3.0126 | 0 | 0 | 0 | 0 | 0 | 0 | -4.4375 | 0 | 0 | 0 | 0 | 0 | 0 | 0 | 0 | 0 | 0 | 0 | 0 | 0 | -19.2926 | 2.0172 | 0 | 3.3205 | 3.3205 | 1.8063 | 24.876 | 1.3567 | 3.3824 | 0 | 0.033193 | 0 | 0.78408 | 0.19745 | 0 | 21.3284 | 19.3993 | -24.2945 | 0 | 0.5984 | 0 | 1.8521 | 0.15335
2025_02_07 Hr 04 | 0 | 0 | 0 | 0.12358 | 0.12184 | 0.1247 | 0.12904 | 0.12989 | 0.13235 | 0 | 0 | 0.0031592 | 0.3 | 0.019271 | 1.6399 | 1.6399 | 7.0399 | 0.46813 | 0.003788 | 0.0058432 | 0.0073552 | 0 | 0 | -0.085624 | 0 | -0.19187 | 0 | 0.074695 | 0.014972 | 0 | 0.30352 | 6.3823 | 2.2791 | 0 | 0.60107 | 0.89806 | 0 | 0 | 0 | 1.2196 | 0 | 0.062055 | 0 | 0.037854 | 0 | -0.28697 | 0 | 0 | 0 | 0 | 0 | 0 | 0 | 0 | 2.8747 | 0 | 0 | 0 | 0 | 0 | 0 | -4.4375 | 0 | 0 | 0 | 0 | 0 | 0 | 0 | 0 | 0 | 0 | 0 | 0 | 0 | -20.7174 | 2.0172 | 0 | 3.3205 | 3.3205 | 1.9847 | 24.876 | 1.3567 | 3.3824 | 0 | 0.033193 | 0 | 0.78408 | 0.19745 | 0 | 19.8806 | 19.5043 | -25.7193 | 0 | 0.5984 | 0 | 1.8521 | 0.15396
2025_02_07 Hr 05 | 0 | 0 | 0 | 0.12358 | 0.12184 | 0.1247 | 0.12904 | 0.12989 | 0.13235 | 0 | 0 | 0.0031592 | 0.39 | 0.025052 | 1.6399 | 1.6399 | 7.0399 | 0.46813 | 0.003788 | 0.0058432 | 0.0073552 | 0 | 0 | -0.085645 | 0 | -0.1919 | 0 | 0.074695 | 0.014972 | 0 | 0.30352 | 6.3823 | 2.2791 | 0 | 0.60107 | 0.89806 | 0 | 0 | 0 | 1.3213 | 0 | 0.062055 | 0 | 0.037853 | 0 | -0.28696 | 0 | 0 | 0 | 0 | 0 | 0 | 0 | 0 | 2.5989 | 0 | 0 | 0 | 0 | 0 | 0 | -4.4375 | 0 | 0 | 0 | 0 | 0 | 0 | 0 | 0 | 0 | 0 | 0 | 0 | 0 | -18.328 | 2.0172 | 0 | 3.3205 | 3.3205 | 1.8541 | 24.876 | 1.3567 | 3.3824 | 0 | 0.033193 | 0 | 0.78408 | 0.19745 | 0 | 22.0614 | 19.1941 | -23.33 | 0 | 0.5984 | 0 | 1.8521 | 0.15439
2025_02_07 Hr 06 | 0 | 0 | 0 | 0.12358 | 0.12184 | 0.1247 | 0.12904 | 0.12989 | 0.13235 | 0 | 0 | 0.0031592 | 0.48 | 0.030834 | 1.6399 | 1.6399 | 7.0399 | 0.46813 | 0.003788 | 0.0058432 | 0.0073552 | 0 | 0 | -0.085603 | 0 | -0.19185 | 0 | 0.074695 | 0.014972 | 0 | 0.30352 | 6.3823 | 2.2791 | 0.76655 | 0.60107 | 0.89806 | 0 | 0 | 0 | 0.61945 | -0.10811 | 0.062055 | 0 | 0.037854 | 0 | -0.28697 | 0 | 0 | 0 | 0 | 0 | 0 | 0 | 0 | 2.0544 | 0 | 0 | 0 | 0 | 0 | 0 | -4.4375 | 0 | 0 | 0 | 0 | 0 | 0 | 0 | 0 | 0 | 0 | 0 | 0 | 0 | -17.5605 | 2.0172 | 0 | 3.3205 | 3.3205 | 1.6365 | 25.6426 | 1.3567 | 3.3824 | 0 | 0.033193 | 0 | 0.78408 | 0.19745 | 0 | 22.121 | 18.5295 | -22.5624 | 0 | 0.5984 | 0 | 1.8521 | 0.15611
2025_02_07 Hr 07 | 0 | 0 | 0 | 0.12358 | 0.12184 | 0.1247 | 0.12904 | 0.12989 | 0.13235 | 0 | 0 | 0.0031592 | 0.54 | 0.033791 | 1.6399 | 1.6399 | 6.9858 | 0.46752 | 0.003788 | 0.0058432 | 0.0073552 | 0 | 0 | 0 | 0 | 0 | 0 | 0.074695 | 0.014972 | 0 | 0.30352 | 6.3498 | 2.2791 | 0.76655 | 0.59632 | 0.89806 | 0 | 0 | 0 | 0 | -2.8249 | 0.062055 | 0 | 0.036875 | 0 | -0.27949 | 0 | 0 | 0 | 0 | 0 | 0 | 0 | 0 | 1.9165 | 0 | 0 | 0 | 0 | 0 | -5.4625 | 0 | 0 | 0 | 0 | 0 | 0 | 0 | 0 | 0 | 0 | 0 | -2.3937 | 0 | 0 | -14.6179 | 2.0172 | 0 | 3.2712 | 3.2712 | 1.3928 | 25.4568 | 1.3567 | 3.3824 | 0 | 0.033193 | 0 | 0.78408 | 0.19745 | 0 | 18.0873 | 18.2091 | -22.7536 | 0 | 0.5984 | 0 | 1.8521 | 0.15915
2025_02_07 Hr 08 | 0.045117 | 0 | 0 | 0.12358 | 0.12184 | 0.1247 | 0.12904 | 0.12989 | 0.13235 | 0 | 0 | 0.0031592 | 0.39 | 0.0278 | 1.6399 | 1.6399 | 6.9858 | 0.46752 | 0.003788 | 0.0058432 | 0.0073552 | 0 | 0 | 0 | 0 | 0 | 0 | 0.074695 | 0.014972 | 0 | 0.30352 | 6.3498 | 2.2791 | 0.76655 | 0.59632 | 0.89806 | 0 | 0 | 0 | 0 | -5.775 | 0.062055 | 0 | 0.042005 | 0 | -0.31866 | 0 | 0 | 0 | 0 | 0 | 0 | 0 | 0 | 1.372 | 0 | 0 | 0 | 0 | 0 | -5.4625 | 0 | 0 | 0 | 0 | 0 | 0 | 0 | 0 | 0 | 0 | 0 | -2.3937 | 0 | 0 | -16.1301 | 2.0172 | 0 | 3.2952 | 3.2952 | 2.1371 | 25.5048 | 1.3567 | 3.3824 | 0 | 0.033193 | -0.045117 | 0.78408 | 0.19745 | 0 | 13.6792 | 18.2995 | -24.3501 | 0 | 0.5984 | 0 | 1.8521 | 0.16059
2025_02_07 Hr 09 | 0.29576 | 0 | 0 | 0.12358 | 0.12184 | 0.1247 | 0.12904 | 0.12989 | 0.13235 | 0 | 0 | 0.0031592 | 0.21 | 0.014081 | 1.6399 | 1.6399 | 6.9858 | 0.46752 | 0.003788 | 0.0058432 | 0.0073552 | 0 | 0 | 0 | 0 | 0 | 0 | 0.074695 | 0.014972 | 0 | 0.30352 | 6.3498 | 2.2791 | 0.76655 | 0.59632 | 0.89806 | 0 | 0 | 0 | 0 | -4.8519 | 0.062055 | 0 | 0.039513 | 0 | -0.29964 | 0 | 0 | 0 | 0 | 0 | 0 | 0 | 0 | 2.1923 | 0 | 0 | 0 | 0 | 0 | -5.4625 | 0 | 0 | 0 | 0 | 0 | 0 | 0 | 0 | 0 | 0 | 0 | -2.3937 | 0 | 0 | -17.7122 | 2.0172 | 0 | 3.2952 | 3.2952 | 3.112 | 25.5048 | 1.3567 | 3.3824 | 0 | 0.033193 | -0.29576 | 0.78408 | 0.19745 | 0 | 14.6403 | 20.1513 | -26.1639 | 0 | 0.5984 | 0 | 1.8521 | 0.16017
2025_02_07 Hr 10 | 0.45444 | 5.4918e-05 | 0 | 0.12358 | 0.12184 | 0.1247 | 0.12904 | 0.12989 | 0.13235 | 0 | 0 | 0.0031592 | 0.06 | 0.0033611 | 1.6399 | 1.6399 | 6.9858 | 0.46752 | 0.003788 | 0.0058432 | 0.0073552 | 0 | 0 | 0 | 0 | 0 | 0 | 0.074695 | 0.014972 | 0 | 0.30352 | 6.3498 | 2.2791 | 0.76655 | 0.59632 | 0.89806 | 0 | 0 | 0 | 0 | -3.4785 | 0.062055 | 0 | 0.033011 | 0 | -0.24998 | 0 | 0 | 0 | 0 | 0 | 0 | 0 | 0 | 2.3303 | 0 | 0 | 0 | 0 | 0 | -5.4625 | 0 | 0 | 0 | 0 | 0 | 0 | 0 | 0 | 0 | 0 | 0 | -2.3937 | 0 | 0 | -14.8144 | 2.0172 | 0 | 3.2952 | 3.2952 | 2.9597 | 25.5048 | 1.3567 | 3.3824 | 0 | 0.033193 | -0.45444 | 0.78408 | 0.19745 | 0 | 18.7857 | 20.1344 | -23.3751 | 0 | 0.5984 | 0 | 1.8521 | 0.15973
2025_02_07 Hr 11 | 0.4771 | 0.00030868 | 0 | 0.12358 | 0.12184 | 0.1247 | 0.12904 | 0.12989 | 0.13235 | 0 | 0 | 0.0031592 | 0.03 | 0.0018892 | 1.6399 | 1.6399 | 6.9858 | 0.46752 | 0.003788 | 0.0058432 | 0.0073552 | 0 | 0 | 0 | 0 | 0 | 0 | 0.074695 | 0.014972 | 0 | 0.30352 | 6.3498 | 2.2791 | 0.76655 | 0.59632 | 0.89806 | 0 | 0 | 0 | 0 | -3.9991 | 0.062055 | 0 | 0.037109 | 0 | -0.28128 | 0 | 0 | 0 | 0 | 0 | 0 | 0 | 0 | 2.6715 | 0 | 0 | 0 | 0 | 0 | -5.4625 | 0 | 0 | 0 | 0 | 0 | 0 | 0 | 0 | 0 | 0 | 0 | -2.3937 | 0 | 0 | -18.389 | 2.0172 | 0 | 3.2952 | 3.2952 | 2.8987 | 25.5048 | 1.3567 | 3.3824 | 0 | 0.033193 | -0.4771 | 0.78408 | 0.19745 | 0 | 14.9083 | 20.4062 | -27.0036 | 0 | 0.5984 | 0 | 1.8521 | 0.15983
2025_02_07 Hr 12 | 0.40881 | 0.00012365 | 0 | 0.12358 | 0.12184 | 0.1247 | 0.12904 | 0.12989 | 0.13235 | 0 | 0 | 0.0031592 | 0.03 | 0.0019076 | 1.6399 | 1.6399 | 6.9858 | 0.46752 | 0.003788 | 0.0058432 | 0.0073552 | 0 | 0 | 0 | 0 | 0 | 0 | 0.074695 | 0.014972 | 0 | 0.30352 | 6.3498 | 2.2791 | 0.76655 | 0.59632 | 0.89806 | 0 | 0 | 0 | 0 | -3.3943 | 0.062055 | 0 | 0.03747 | 0 | -0.28404 | 0 | 0 | 0 | 0 | 0 | 0 | 0 | 0 | 3.3538 | 0 | 0 | 0 | 0 | 0 | -5.4625 | 0 | 0 | 0 | 0 | 0 | 0 | 0 | 0 | 0 | 0 | 0 | -2.3937 | 0 | 0 | -21.4055 | 2.0172 | 0 | 3.2952 | 3.2952 | 2.9684 | 25.5048 | 1.3567 | 3.3824 | 0 | 0.033193 | -0.40881 | 0.78408 | 0.19745 | 0 | 13.2452 | 21.0893 | -29.9546 | 0 | 0.5984 | 0 | 1.8521 | 0.15931
2025_02_07 Hr 13 | 0.40874 | 0.00011989 | 0 | 0.12358 | 0.12184 | 0.1247 | 0.12904 | 0.12989 | 0.13235 | 0 | 0 | 0.0031592 | 0.03 | 0.001576 | 1.6399 | 1.6399 | 6.9858 | 0.46752 | 0.003788 | 0.0058432 | 0.0073552 | 0 | 0 | 0 | 0 | 0 | 0 | 0.074695 | 0.014972 | 0 | 0.30352 | 6.3498 | 2.2791 | 0.76655 | 0.59632 | 0.89806 | 0 | 0 | 0 | 0 | -2.1397 | 0.062055 | 0 | 0.030957 | 0 | -0.2343 | 0 | 0 | 0 | 0 | 0 | 0 | 0 | 0 | 3.5644 | 0 | 0 | 0 | 0 | 0 | -5.4625 | 0 | 0 | 0 | 0 | 0 | 0 | 0 | 0 | 0 | 0 | 0 | -2.3937 | 0 | 0 | -18.3237 | 2.0172 | 0 | 3.1991 | 3.1991 | 3.0598 | 25.3127 | 1.3567 | 3.3824 | 0 | 0.033193 | -0.40874 | 0.78408 | 0.19745 | 0 | 17.7405 | 21.3904 | -26.823 | 0 | 0.5984 | 0 | 1.8521 | 0.15891
2025_02_07 Hr 14 | 0.40881 | 0.00011649 | 0 | 0.12358 | 0.12184 | 0.1247 | 0.12904 | 0.12989 | 0.13235 | 0 | 0 | 0.0031592 | 0.03 | 0.00151 | 1.6399 | 1.6399 | 6.9858 | 0.46752 | 0.003788 | 0.0058432 | 0.0073552 | 0 | 0 | 0 | 0 | 0 | 0 | 0.074695 | 0.014972 | 0 | 0.30352 | 6.3498 | 2.2791 | 0.76655 | 0.59632 | 0.89806 | 0 | 0 | 0 | 0 | -1.6021 | 0.062055 | 0 | 0.029661 | 0 | -0.2244 | 0 | 0 | 0 | 0 | 0 | 0 | 0 | 0 | 2.8747 | 0 | 0 | 0 | 0 | 0 | -5.4625 | 0 | 0 | 0 | 0 | 0 | 0 | 0 | 0 | 0 | 0 | 0 | -2.3937 | 0 | 0 | -19.0076 | 2.0172 | 0 | 3.1206 | 3.1206 | 3.6212 | 25.1557 | 1.3567 | 3.3824 | 0 | 0.033193 | -0.40881 | 0.78408 | 0.19745 | 0 | 17.3184 | 21.2619 | -27.4971 | 0 | 0.5984 | 0 | 1.8521 | 0.15863
2025_02_07 Hr 15 | 0.29562 | 0.00013066 | 0 | 0.12358 | 0.12184 | 0.1247 | 0.12904 | 0.12989 | 0.13235 | 0 | 0 | 0.0031592 | 0.03 | 0.0014693 | 1.6399 | 1.6399 | 6.7482 | 0.27272 | 0.003788 | 0.0058432 | 0.0073552 | 0 | 0 | 0 | 0 | 0 | 0 | 0.074695 | 0.014972 | 0 | 0.30352 | 6.2997 | 2.2791 | 0.44716 | 0.59074 | 0.89806 | 0 | 0 | 0 | 0.82502 | -0.75346 | 0.062055 | 0 | 0.02886 | 0 | -0.21829 | 0 | 0 | 0 | 0 | 0 | 0 | 0 | 0 | 1.7132 | 0 | 0 | 0 | 0 | 0 | -5.4625 | 0 | 0 | 0 | 0 | 0 | 0 | 0 | 0 | 0 | 0 | 0 | -2.3937 | 0 | 0 | -16.6696 | 2.0172 | 0 | 3.0596 | 3.0596 | 3.3906 | 24.2319 | 1.3567 | 3.3824 | 0 | 0.033193 | -0.29562 | 0.78408 | 0.19745 | 0 | 19.014 | 19.7503 | -25.0398 | 0 | 0.5984 | 0 | 1.8521 | 0.15801
2025_02_07 Hr 16 | 0.27208 | 0.00010042 | 0 | 0.12358 | 0.12184 | 0.1247 | 0.12904 | 0.12989 | 0.13235 | 0 | 0 | 0.0031592 | 0.03 | 0.0015492 | 1.6399 | 1.6399 | 6.8908 | 0.35064 | 0.003788 | 0.0058432 | 0.0073552 | 0 | 0 | 0 | 0 | 0 | 0 | 0.074695 | 0.014972 | 0 | 0.30352 | 6.3373 | 2.2791 | 0.57491 | 0.59492 | 0.89806 | 0 | 0 | 0 | 0.49146 | -1.1187 | 0.062055 | 0 | 0.03043 | 0 | -0.23027 | 0 | 0 | 0 | 0 | 0 | 0 | 0 | 0 | 1.2341 | 0 | 0 | 0 | 0 | 0 | -5.4625 | 0 | 0 | 0 | 0 | 0 | 0 | 0 | 0 | 0 | 0 | 0 | -2.3937 | 0 | 0 | -18.2398 | 2.0172 | 0 | 3.0596 | 3.0596 | 3.2121 | 24.6177 | 1.3567 | 3.3824 | 0 | 0.033193 | -0.27208 | 0.78408 | 0.19745 | 0 | 16.4654 | 19.0734 | -26.5984 | 0 | 0.5984 | 0 | 1.8521 | 0.15795
2025_02_07 Hr 17 | 0.045262 | 4.0242e-05 | 0 | 0.12358 | 0.12184 | 0.1247 | 0.12904 | 0.12989 | 0.13235 | 0 | 0 | 0.0031592 | 0.06 | 0.0037559 | 1.6399 | 1.6399 | 6.9858 | 0.46752 | 0.003788 | 0.0058432 | 0.0073552 | 0 | 0 | 0 | 0 | 0 | 0 | 0.074695 | 0.014972 | 4.8785 | 0.30352 | 6.3498 | 2.2791 | 0.76655 | 0.59632 | 0.89806 | 0 | 0 | 0 | 0 | -2.8042 | 0.062055 | 0 | 0 | 0 | -0.2796 | 0 | 0 | 0 | 0 | 0 | 0 | 0 | 0 | 0.8929 | 0 | 0 | 0 | 0 | 0 | -5.4625 | 0 | 0 | 0 | 0 | 0 | 0 | 0 | 0 | 0 | 0 | 0 | -2.3937 | 0 | 0 | -18.9683 | 2.0172 | 0 | 3.2952 | 3.2952 | 2.4896 | 26.0751 | 1.3567 | 3.3824 | 0 | 0.033193 | -0.045262 | 0.78408 | 0.19745 | 0 | 13.9386 | 17.8172 | -27.1494 | 0 | 0.5984 | 0 | 1.8521 | 0.15868
2025_02_07 Hr 18 | 0.022813 | 2.349e-06 | 0 | 0.12358 | 0.12184 | 0.1247 | 0.12904 | 0.12989 | 0.13235 | 0 | 0 | 0.0031592 | 0.06 | 0.0043848 | 1.6399 | 1.6399 | 6.9858 | 0.46752 | 0.003788 | 0.0058432 | 0.0073552 | 0 | 0 | 0 | 0 | 0 | 0 | 0.074695 | 0.014972 | 0.60877 | 0.30352 | 6.3498 | 2.2791 | 0.76655 | 0.59632 | 0.89806 | 0 | 0 | 0 | 0 | -4.7266 | 0.062055 | 0 | 0 | 0 | -0.32676 | 0 | 0 | 0 | 0 | 0 | 0 | 0 | 0 | 0.68238 | 0 | 0 | 0 | 0 | 0 | -5.4625 | 0 | 0 | 0 | 0 | 0 | 0 | 0 | 0 | 0 | 0 | 0 | -2.3937 | 0 | 0 | -26.3129 | 2.0172 | 0 | 3.2952 | 3.2952 | 2.6681 | 26.1136 | 1.3567 | 3.3824 | 0 | 0.033193 | -0.022813 | 0.78408 | 0.19745 | 0 | 4.6328 | 17.7646 | -34.5188 | 0 | 0.5984 | 0 | 1.8521 | 0.16006
2025_02_07 Hr 19 | 0 | 0 | 0 | 0.12358 | 0.12184 | 0.1247 | 0.12904 | 0.12989 | 0.13235 | 0 | 0 | 0.0031592 | 0.03 | 0.0023391 | 1.6399 | 1.6399 | 6.9858 | 0.46752 | 0.003788 | 0.0058432 | 0.0073552 | 0 | 0 | 0 | 0 | 0 | 0 | 0.074695 | 0.014972 | 0.84991 | 0.30352 | 6.3498 | 2.2791 | 0.76655 | 0.59632 | 0.89806 | 0 | 0 | 0 | 0 | -5.0521 | 0.062055 | 0 | 0 | 0 | -0.34876 | 0 | 0 | 0 | 0 | 0 | 0 | 0 | 0 | 1.1615 | 0 | 0 | 0 | 0 | 0 | -5.4625 | 0 | 0 | 0 | 0 | 0 | 0 | 0 | 0 | 0 | 0 | 0 | -2.3937 | 0 | 0 | -29.3929 | 2.0172 | 0 | 3.2952 | 3.2952 | 3.0815 | 26.3547 | 1.3567 | 3.3824 | 0 | 0.033193 | 0 | 0.78408 | 0.19745 | 0 | 2.307 | 18.6023 | -37.5979 | 0 | 0.5984 | 0 | 1.8521 | 0.16003
2025_02_07 Hr 20 | 0 | 0 | 0 | 0.12358 | 0.12184 | 0.1247 | 0.12904 | 0.12989 | 0.13235 | 0 | 0 | 0.0031592 | 0.06 | 0.0043524 | 1.6399 | 1.6399 | 6.9858 | 0.46752 | 0.003788 | 0.0058432 | 0.0073552 | 0 | 0 | 0 | 0 | 0 | 0 | 0.074695 | 0.014972 | 1.0909 | 0.30352 | 6.3498 | 2.2791 | 0.76655 | 0.59632 | 0.89806 | 0 | 0 | 0 | 0 | -2.5642 | 0.062055 | 0 | 0 | 0 | -0.32433 | 0 | 0 | 0 | 0 | 0 | 0 | 0 | 0 | 1.51 | 0 | 0 | 0 | 0 | 0 | -5.4625 | 0 | 0 | 0 | 0 | 0 | 0 | 0 | 0 | 0 | 0 | 0 | -2.3937 | 0 | 0 | -28.0245 | 2.0172 | 0 | 3.2952 | 3.2952 | 3.5734 | 26.5958 | 1.3567 | 3.3824 | 0 | 0.033193 | 0 | 0.78408 | 0.19745 | 0 | 7.2997 | 19.4732 | -36.2051 | 0 | 0.5984 | 0 | 1.8521 | 0.15864
2025_02_07 Hr 21 | 0 | 0 | 0 | 0.12358 | 0.12184 | 0.1247 | 0.12904 | 0.12989 | 0.13235 | 0 | 0 | 0.0031592 | 0.33 | 0.025788 | 1.6399 | 1.6399 | 6.9858 | 0.46752 | 0.003788 | 0.0058432 | 0.0073552 | 0 | 0 | 0 | 0 | 0 | 0 | 0.074695 | 0.014972 | 1.2701 | 0.30352 | 6.3498 | 2.2791 | 0.76655 | 0.59632 | 0.89806 | 0 | 0 | 0 | 0 | -1.3047 | 0.062055 | 0 | 0 | 0 | -0.34955 | 0 | 0 | 0 | 0 | 0 | 0 | 0 | 0 | 2.0544 | 0 | 0 | 0 | 0 | 0 | -5.4625 | 0 | 0 | 0 | 0 | 0 | 0 | 0 | 0 | 0 | 0 | 0 | -2.3937 | 0 | 0 | -31.3387 | 2.0172 | 0 | 3.2952 | 3.2952 | 3.26 | 26.7749 | 1.3567 | 3.3824 | 0 | 0.033193 | 0 | 0.78408 | 0.19745 | 0 | 5.9205 | 19.9948 | -39.5445 | 0 | 0.5984 | 0 | 1.8521 | 0.15767
2025_02_07 Hr 22 | 0 | 0 | 0 | 0.12358 | 0.12184 | 0.1247 | 0.12904 | 0.12989 | 0.13235 | 0 | 0 | 0.0031592 | 0.87 | 0.061516 | 1.6399 | 1.6399 | 6.9858 | 0.46752 | 0.003788 | 0.0058432 | 0.0073552 | 0 | 0 | 0 | 0 | 0 | 0 | 0.074695 | 0.014972 | 1.2796 | 0.30352 | 6.3498 | 2.2791 | 0.76655 | 0.59632 | 0.89806 | 0 | 0 | 0 | 0.87915 | -0.082206 | 0.062055 | 0 | 0 | 0 | -0.31609 | 0 | 0 | 0 | 0 | 0 | 0 | 0 | 0 | 2.8094 | 0 | 0 | 0 | 0 | 0 | -5.4625 | 0 | 0 | 0 | 0 | 0 | 0 | 0 | 0 | 0 | 0 | 0 | -2.3937 | 0 | 0 | -28.5986 | 2.0172 | 0 | 3.2952 | 3.2952 | 2.8987 | 26.7844 | 1.3567 | 3.3824 | 0 | 0.033193 | 0 | 0.78408 | 0.19745 | 0 | 11.7732 | 20.9628 | -36.7709 | 0 | 0.5984 | 0 | 1.8521 | 0.15625
2025_02_07 Hr 23 | 0 | 0 | 0 | 0.12358 | 0.12184 | 0.1247 | 0.12904 | 0.12989 | 0.13235 | 0 | 0 | 0.0031592 | 1.11 | 0.081266 | 1.6399 | 1.6399 | 7.0399 | 0.46813 | 0.003788 | 0.0058432 | 0.0073552 | 0 | 0 | 0.15479 | 0 | 0.048542 | 0 | 0.074695 | 0.014972 | 1.2796 | 0.30352 | 6.3823 | 2.2791 | 0 | 0.60107 | 0.89806 | 0 | 0 | 0 | 1.4795 | 0 | 0.062055 | 0 | 0 | 0 | -0.32736 | 0 | 0 | 0 | 0 | 0 | 0 | 0 | 0 | 3.3538 | 0 | 0 | 0 | 0 | 0 | 0 | -4.4375 | 0 | 0 | 0 | 0 | 0 | 0 | 0 | 0 | 0 | 0 | 0 | 0 | 0 | -26.5281 | 2.0172 | 0 | 3.3205 | 3.3205 | 2.2372 | 26.1556 | 1.3567 | 3.3824 | 0 | 0.033193 | 0 | 0.78408 | 0.19745 | 0 | 17.6536 | 21.1082 | -31.0896 | 0 | 0.5984 | 0 | 1.8521 | 0.15428
2025_02_07 Hr 24 | 0 | 0 | 0 | 0.12358 | 0.12184 | 0.1247 | 0.12904 | 0.12989 | 0.13235 | 0 | 0 | 0.0031592 | 0.84 | 0.061284 | 1.6399 | 1.6399 | 7.0399 | 0.46813 | 0.003788 | 0.0058432 | 0.0073552 | 0 | 0 | 0.14796 | 0 | 0.041709 | 0 | 0.074695 | 0.014972 | 1.2796 | 0.30352 | 6.3823 | 2.2791 | 0 | 0.60107 | 0.89806 | 0 | 0 | 0 | 1.4436 | 0 | 0.062055 | 0 | 0.084407 | 0 | -0.32621 | 0 | 0 | 0 | 0 | 0 | 0 | 0 | 0 | 3.833 | 0 | 0 | 0 | 0 | 0 | 0 | -4.4375 | 0 | 0 | 0 | 0 | 0 | 0 | 0 | 0 | 0 | 0 | 0 | 0 | 0 | -27.4629 | 2.0172 | 0 | 3.3205 | 3.3205 | 2.3286 | 26.1556 | 1.3567 | 3.3824 | 0 | 0.033193 | 0 | 0.78408 | 0.19745 | 0 | 16.9501 | 21.3878 | -32.0369 | 0 | 0.5984 | 0 | 1.8521 | 0.15333
2025_02_08 Hr 01 | 0 | 0 | 0 | 0.10465 | 0.10318 | 0.1056 | 0.10928 | 0.11 | 0.11208 | 0 | 0 | 0.0031592 | 0.87 | 0.066254 | 1.6399 | 1.6399 | 5.9627 | 0 | 0.003788 | 0.0058432 | 0.0073552 | 0 | 0 | 0.23358 | 0 | 0.12733 | 0 | 0.074695 | 0.014972 | 1.2796 | 0.25778 | 5.4048 | 2.2791 | 0 | 0.60107 | 0.89806 | 0 | 0 | 0 | 0.0072271 | -0.5496 | 0.062055 | 0 | 0.2203 | 0 | -0.34059 | 0 | 0 | 0 | 0 | 0 | 0 | 0 | 0 | 3.9709 | 0 | 0 | 0 | 0 | 0 | 0 | -4.4375 | 0 | 0 | 0 | 0 | 0 | 0 | 0 | 0 | 0 | 0 | 0 | 0 | 0 | -25.6623 | 2.0172 | 0 | 2.8119 | 2.8119 | 2.1893 | 22.4533 | 1.3567 | 3.3824 | 0 | 0.033193 | 0 | 0.78408 | 0.19745 | 0 | 13.252 | 21.4205 | -30.0795 | 0 | 0.5984 | 0 | 1.8521 | 0.15242
2025_02_08 Hr 02 | 0 | 0 | 0 | 0.10465 | 0.10318 | 0.1056 | 0.10928 | 0.11 | 0.11208 | 0 | 0 | 0.0031592 | 1.38 | 0.10283 | 1.6399 | 1.6399 | 5.9627 | 0 | 0.003788 | 0.0058432 | 0.0073552 | 0 | 0 | 0.18971 | 0 | 0.083459 | 0 | 0.074695 | 0.014972 | 1.2796 | 0.25778 | 5.4048 | 2.2791 | 0 | 0.60107 | 0.89806 | 0 | 0 | 0 | 0 | -1.2114 | 0.062055 | 0 | 0.21556 | 0 | -0.33322 | 0 | 0 | 0 | 0 | 0 | 0 | 0 | 0 | 3.833 | 0 | 0 | 0 | 0 | 0 | 0 | -4.4375 | 0 | 0 | 0 | 0 | 0 | 0 | 0 | 0 | 0 | 0 | 0 | 0 | 0 | -25.1187 | 2.0172 | 0 | 2.8119 | 2.8119 | 2.0761 | 22.4533 | 1.3567 | 3.3824 | 0 | 0.033193 | 0 | 0.78408 | 0.19745 | 0 | 13.3414 | 21.7157 | -29.6162 | 0 | 0.5984 | 0 | 1.8521 | 0.1521
2025_02_08 Hr 03 | 0 | 0 | 0 | 0.10465 | 0.10318 | 0.1056 | 0.10928 | 0.11 | 0.11208 | 0 | 0 | 0.0031592 | 1.56 | 0.11616 | 1.6399 | 1.6399 | 5.9627 | 0 | 0.003788 | 0.0058432 | 0.0073552 | 0 | 0 | 0.18819 | 0 | 0.081938 | 0 | 0.074695 | 0.014972 | 1.2796 | 0.25778 | 5.4048 | 2.2791 | 0 | 0.60107 | 0.89806 | 0 | 0 | 0 | 0.17562 | -0.025062 | 0.062055 | 0 | 0.2154 | 0 | -0.33297 | 0 | 0 | 0 | 0 | 0 | 0 | 0 | 0 | 3.7676 | 0 | 0 | 0 | 0 | 0 | 0 | -4.4375 | 0 | 0 | 0 | 0 | 0 | 0 | 0 | 0 | 0 | 0 | 0 | 0 | 0 | -28.3832 | 2.0172 | 0 | 2.8119 | 2.8119 | 2.1675 | 22.4533 | 1.3567 | 3.3824 | 0 | 0.033193 | 0 | 0.78408 | 0.19745 | 0 | 11.6561 | 21.9358 | -32.8835 | 0 | 0.5984 | 0 | 1.8521 | 0.15281
2025_02_08 Hr 04 | 0 | 0 | 0 | 0.10465 | 0.10318 | 0.1056 | 0.10928 | 0.11 | 0.11208 | 0 | 0 | 0.0031592 | 1.11 | 0.082661 | 1.6399 | 1.6399 | 5.9627 | 0 | 0.003788 | 0.0058432 | 0.0073552 | 0 | 0 | 0.18846 | 0 | 0.082209 | 0 | 0.074695 | 0.014972 | 1.2796 | 0.25778 | 5.4048 | 2.2791 | 0 | 0.60107 | 0.89806 | 0 | 0 | 0 | 0.61749 | 0 | 0.062055 | 0 | 0.21543 | 0 | -0.33301 | 0 | 0 | 0 | 0 | 0 | 0 | 0 | 0 | 3.2885 | 0 | 0 | 0 | 0 | 0 | 0 | -4.4375 | 0 | 0 | 0 | 0 | 0 | 0 | 0 | 0 | 0 | 0 | 0 | 0 | 0 | -25.5471 | 2.0172 | 0 | 2.8119 | 2.8119 | 2.037 | 22.4533 | 1.3567 | 3.3824 | 0 | 0.033193 | 0 | 0.78408 | 0.19745 | 0 | 13.8666 | 20.8427 | -30.047 | 0 | 0.5984 | 0 | 1.8521 | 0.15298
2025_02_08 Hr 05 | 0 | 0 | 0 | 0.10465 | 0.10318 | 0.1056 | 0.10928 | 0.11 | 0.11208 | 0 | 0 | 0.0031592 | 0.84 | 0.063505 | 1.6399 | 1.6399 | 5.9627 | 0 | 0.003788 | 0.0058432 | 0.0073552 | 0 | 0 | 0.21879 | 0 | 0.11254 | 0 | 0.074695 | 0.014972 | 1.2796 | 0.25778 | 5.4048 | 2.2791 | 0 | 0.60107 | 0.89806 | 0 | 0 | 0 | 1.4833 | 0 | 0.062055 | 0 | 0.15525 | 0 | -0.33811 | 0 | 0 | 0 | 0 | 0 | 0 | 0 | 0 | 3.2159 | 0 | 0 | 0 | 0 | 0 | 0 | -4.4375 | 0 | 0 | 0 | 0 | 0 | 0 | 0 | 0 | 0 | 0 | 0 | 0 | 0 | -24.8585 | 2.0172 | 0 | 2.8119 | 2.8119 | 2.1893 | 22.4533 | 1.3567 | 3.3824 | 0 | 0.033193 | 0 | 0.78408 | 0.19745 | 0 | 15.2677 | 20.6338 | -29.3028 | 0 | 0.5984 | 0 | 1.8521 | 0.15344
2025_02_08 Hr 06 | 0 | 0 | 0 | 0.10465 | 0.10318 | 0.1056 | 0.10928 | 0.11 | 0.11208 | 0 | 0 | 0.0031592 | 0.81 | 0.065549 | 1.6399 | 1.6399 | 5.9627 | 0 | 0.003788 | 0.0058432 | 0.0073552 | 0 | 0 | 0.36138 | 0 | 0.25513 | 0 | 0.074695 | 0.014972 | 1.2796 | 0.25778 | 5.4048 | 2.2791 | 0 | 0.60107 | 0.89806 | 0 | 0 | 0 | 1.9107 | 0 | 0.062055 | 0 | 0 | 0 | -0.36206 | 0 | 0 | 0 | 0 | 0 | 0 | 0 | 0 | 2.6715 | 0 | 0 | 0 | 0 | 0 | 0 | -4.4375 | 0 | 0 | 0 | 0 | 0 | 0 | 0 | 0 | 0 | 0 | 0 | 0 | 0 | -27.817 | 2.0172 | 0 | 2.8119 | 2.8119 | 2.1675 | 22.4533 | 1.3567 | 3.3824 | 0 | 0.033193 | 0 | 0.78408 | 0.19745 | 0 | 12.405 | 20.0411 | -32.0001 | 0 | 0.5984 | 0 | 1.8521 | 0.15492
2025_02_08 Hr 07 | 0 | 0 | 0 | 0.10465 | 0.10318 | 0.1056 | 0.10928 | 0.11 | 0.11208 | 0 | 0 | 0.0031592 | 1.02 | 0.084243 | 1.6399 | 1.6399 | 5.9168 | 0 | 0.003788 | 0.0058432 | 0.0073552 | 0 | 0 | 0 | 0 | 0 | 0 | 0.074695 | 0.014972 | 1.2695 | 0.25778 | 5.3774 | 2.2791 | 0.59506 | 0.59632 | 0.89806 | 0 | 0 | 0 | 1.6407 | 0 | 0.062055 | 0 | 0 | 0 | -0.36956 | 0 | 0 | 0 | 0 | 0 | 0 | 0 | 0 | 2.5335 | 0 | 0 | 0 | 0 | 0 | -5.4625 | 0 | 0 | 0 | 0 | 0 | 0 | 0 | 0 | 0 | 0 | 0 | -2.3937 | 0 | 0 | -26.354 | 2.0172 | 0 | 2.7702 | 2.7702 | 1.8367 | 22.8816 | 1.3567 | 3.3824 | 0 | 0.033193 | 0 | 0.78408 | 0.19745 | 0 | 9.7404 | 19.7979 | -34.5798 | 0 | 0.5984 | 0 | 1.8521 | 0.15651
2025_02_08 Hr 08 | 0 | 0 | 0 | 0.10465 | 0.10318 | 0.1056 | 0.10928 | 0.11 | 0.11208 | 0 | 0 | 0.0031592 | 1.32 | 0.10325 | 1.6399 | 1.6399 | 5.9168 | 0 | 0.003788 | 0.0058432 | 0.0073552 | 0 | 0 | 0 | 0 | 0 | 0 | 0.074695 | 0.014972 | 1.2695 | 0.25778 | 5.3774 | 2.2791 | 0.64915 | 0.59632 | 0.89806 | 0 | 0 | 0 | 0.25418 | -0.63897 | 0.062055 | 0 | 0 | 0 | -0.34989 | 0 | 0 | 0 | 0 | 0 | 0 | 0 | 0 | 2.5989 | 0 | 0 | 0 | 0 | 0 | -5.4625 | 0 | 0 | 0 | 0 | 0 | 0 | 0 | 0 | 0 | 0 | 0 | -2.3937 | 0 | 0 | -24.6873 | 2.0172 | 0 | 2.7905 | 2.7905 | 1.6061 | 22.9763 | 1.3567 | 3.3824 | 0 | 0.033193 | 0 | 0.78408 | 0.19745 | 0 | 9.651 | 19.9529 | -32.8935 | 0 | 0.5984 | 0 | 1.8521 | 0.15787
2025_02_08 Hr 09 | 0.045117 | 0 | 0 | 0.10465 | 0.10318 | 0.1056 | 0.10928 | 0.11 | 0.11208 | 0 | 0 | 0.0031592 | 1.17 | 0.096826 | 1.6399 | 1.6399 | 5.9168 | 0.39598 | 0.003788 | 0.0058432 | 0.0073552 | 0 | 0 | 0 | 0 | 0 | 0 | 0.074695 | 0.014972 | 1.2545 | 0.25778 | 5.3774 | 2.2791 | 0.64915 | 0.59632 | 0.89806 | 0 | 0 | 0 | 0.062131 | -2.3762 | 0.062055 | 0 | 0 | 0 | -0.37031 | 0 | 0 | 0 | 0 | 0 | 0 | 0 | 0 | 2.5335 | 0 | 0 | 0 | 0 | 0 | -5.4625 | 0 | 0 | 0 | 0 | 0 | 0 | 0 | 0 | 0 | 0 | 0 | -2.3937 | 0 | 0 | -26.699 | 2.0172 | 0 | 2.7702 | 2.7702 | 1.1142 | 23.3166 | 1.3567 | 3.3824 | 0 | 0.033193 | -0.045117 | 0.78408 | 0.19745 | 0 | 5.3177 | 19.2859 | -34.9707 | 0 | 0.5984 | 0 | 1.8521 | 0.15927
2025_02_08 Hr 10 | 0.34081 | 1.395e-06 | 0 | 0.10465 | 0.10318 | 0.1056 | 0.10928 | 0.11 | 0.11208 | 0 | 0 | 0.0031592 | 0.72 | 0.062498 | 1.6399 | 1.6399 | 5.9168 | 0.39598 | 0.003788 | 0.0058432 | 0.0073552 | 0 | 0 | 0 | 0 | 0 | 0 | 0.074695 | 0.014972 | 1.2779 | 0.25778 | 5.3774 | 2.2791 | 0.64915 | 0.59632 | 0.89806 | 0 | 0 | 0 | 0 | -4.0202 | 0.062055 | 0 | 0 | 0 | -0.38851 | 0 | 0 | 0 | 0 | 0 | 0 | 0 | 0 | 2.5335 | 0 | 0 | 0 | 0 | 0 | -5.4625 | 0 | 0 | 0 | 0 | 0 | 0 | 0 | 0 | 0 | 0 | 0 | -2.3937 | 0 | 0 | -27.548 | 2.0172 | 0 | 2.7905 | 2.7905 | 0.96189 | 23.3807 | 1.3567 | 3.3824 | 0 | 0.033193 | -0.34081 | 0.78408 | 0.19745 | 0 | 2.1722 | 18.9453 | -36.1336 | 0 | 0.5984 | 0 | 1.8521 | 0.15967
2025_02_08 Hr 11 | 0.52215 | 1.9291e-05 | 0 | 0.10465 | 0.10318 | 0.1056 | 0.10928 | 0.11 | 0.11208 | 0 | 0 | 0.0031592 | 0.6 | 0.045013 | 1.6399 | 1.6399 | 5.9168 | 0.39598 | 0.003788 | 0.0058432 | 0.0073552 | 0 | 0 | 0 | 0 | 0 | 0 | 0.074695 | 0.014972 | 1.2528 | 0.25778 | 5.3774 | 2.2791 | 0.64915 | 0.59632 | 0.89806 | 0 | 0 | 0 | 0 | -3.7509 | 0.062055 | 0 | 0 | 0 | -0.3355 | 0 | 0 | 0 | 0 | 0 | 0 | 0 | 0 | 2.6715 | 0 | 0 | 0 | 0 | 0 | -5.4625 | 0 | 0 | 0 | 0 | 0 | 0 | 0 | 0 | 0 | 0 | 0 | -2.3937 | 0 | 0 | -27.7298 | 2.0172 | 0 | 2.7905 | 2.7905 | 1.0228 | 23.3556 | 1.3567 | 3.3824 | 0 | 0.033193 | -0.52215 | 0.78408 | 0.19745 | 0 | 2.3492 | 19.1883 | -36.4437 | 0 | 0.5984 | 0 | 1.8521 | 0.15993
2025_02_08 Hr 12 | 0.52207 | 2.5827e-05 | 0 | 0.10465 | 0.10318 | 0.1056 | 0.10928 | 0.11 | 0.11208 | 0 | 0 | 0.0031592 | 0.24 | 0.014834 | 1.6399 | 1.6399 | 5.9168 | 0.39598 | 0.003788 | 0.0058432 | 0.0073552 | 0 | 0 | 0 | 0 | 0 | 0 | 0.074695 | 0.014972 | 1.2444 | 0.25778 | 5.3774 | 2.2791 | 0.64915 | 0.59632 | 0.89806 | 0 | 0 | 0 | 0 | -4.8078 | 0.062055 | 0 | 0 | 0 | -0.27604 | 0 | 0 | 0 | 0 | 0 | 0 | 0 | 0 | 2.8094 | 0 | 0 | 0 | 0 | 0 | -5.4625 | 0 | 0 | 0 | 0 | 0 | 0 | 0 | 0 | 0 | 0 | 0 | -2.3937 | 0 | 0 | -21.9359 | 2.0172 | 0 | 2.7905 | 2.7905 | 0.98366 | 23.3472 | 1.3567 | 3.3824 | 0 | 0.033193 | -0.52207 | 0.78408 | 0.19745 | 0 | 6.8457 | 18.8965 | -30.5903 | 0 | 0.5984 | 0 | 1.8521 | 0.1596
2025_02_08 Hr 13 | 0.54489 | 3.2285e-05 | 0 | 0.10465 | 0.10318 | 0.1056 | 0.10928 | 0.11 | 0.11208 | 0 | 0 | 0.0031592 | 0.06 | 0.0040177 | 1.6399 | 1.6399 | 5.9168 | 0.39598 | 0.003788 | 0.0058432 | 0.0073552 | 0 | 0 | 0 | 0 | 0 | 0 | 0.074695 | 0.014972 | 1.2143 | 0.25778 | 5.3774 | 2.2791 | 0.64915 | 0.59632 | 0.89806 | 0 | 0 | 0 | 0 | -4.3161 | 0.062055 | 0 | 0 | 0 | -0.29923 | 0 | 0 | 0 | 0 | 0 | 0 | 0 | 0 | 2.8747 | 0 | 0 | 0 | 0 | 0 | -5.4625 | 0 | 0 | 0 | 0 | 0 | 0 | 0 | 0 | 0 | 0 | 0 | -2.3937 | 0 | 0 | -22.5489 | 2.0172 | 0 | 2.7905 | 2.7905 | 0.5223 | 23.3171 | 1.3567 | 3.3824 | 0 | 0.033193 | -0.54489 | 0.78408 | 0.19745 | 0 | 6.0836 | 18.3319 | -31.2493 | 0 | 0.5984 | 0 | 1.8521 | 0.15906
2025_02_08 Hr 14 | 0.56726 | 2.1117e-05 | 0 | 0.10465 | 0.10318 | 0.1056 | 0.10928 | 0.11 | 0.11208 | 0 | 0 | 0.0031592 | 0.06 | 0.0041493 | 1.6399 | 1.6399 | 5.9168 | 0.39598 | 0.003788 | 0.0058432 | 0.0073552 | 0 | 0 | 0 | 0 | 0 | 0 | 0.074695 | 0.014972 | 1.1691 | 0.25778 | 5.3774 | 2.2791 | 0.64915 | 0.59632 | 0.89806 | 0 | 0 | 0 | 0 | -3.7652 | 0.062055 | 0 | 0 | 0 | -0.3091 | 0 | 0 | 0 | 0 | 0 | 0 | 0 | 0 | 2.9473 | 0 | 0 | 0 | 0 | 0 | -5.4625 | 0 | 0 | 0 | 0 | 0 | 0 | 0 | 0 | 0 | 0 | 0 | -2.3937 | 0 | 0 | -23.2463 | 2.0172 | 0 | 2.7905 | 2.7905 | 0.55276 | 23.2719 | 1.3567 | 3.3824 | 0 | 0.033193 | -0.56726 | 0.78408 | 0.19745 | 0 | 5.9849 | 18.4571 | -31.9789 | 0 | 0.5984 | 0 | 1.8521 | 0.15869
2025_02_08 Hr 15 | 0.49941 | 4.7012e-05 | 0 | 0.10465 | 0.10318 | 0.1056 | 0.10928 | 0.11 | 0.11208 | 0 | 0 | 0.0031592 | 0.39 | 0.03169 | 1.5916 | 1.5916 | 5.434 | 0.16499 | 0.003788 | 0.0058432 | 0.0073552 | 0 | 0 | 0 | 0 | 0 | 0 | 0.074695 | 0.014972 | 0.68709 | 0.25778 | 4.9953 | 2.2791 | 0.27048 | 0.54612 | 0.89806 | 0 | 0 | 0 | 4.817 | -1.2356 | 0.062055 | 0 | 0 | 0 | -0.36355 | 0 | 0 | 0 | 0 | 0 | 0 | 0 | 0 | 3.2885 | 0 | 0 | 0 | 0 | 0 | -5.4625 | 0 | 0 | 0 | 0 | 0 | 0 | 0 | 0 | 0 | 0 | 0 | -2.3937 | 0 | 0 | -23.2979 | 2.0172 | 0 | 2.469 | 2.469 | 0.36996 | 20.5756 | 1.3567 | 3.3824 | 0 | 0.033193 | -0.49941 | 0.78408 | 0.19745 | 0 | 10.9946 | 18.8548 | -32.0171 | 0 | 0.5984 | 0 | 1.8521 | 0.15845
2025_02_08 Hr 16 | 0.22645 | 3.7276e-05 | 0 | 0.10465 | 0.10318 | 0.1056 | 0.10928 | 0.11 | 0.11208 | 0 | 0 | 0.0031592 | 0.06 | 0.004217 | 1.6227 | 1.6227 | 5.7156 | 0.29698 | 0.003788 | 0.0058432 | 0.0073552 | 0 | 0 | 0 | 0 | 0 | 0 | 0.074695 | 0.014972 | 0.92815 | 0.25778 | 5.2182 | 2.2791 | 0.48686 | 0.5754 | 0.89806 | 0 | 0 | 0 | 2.09 | -1.678 | 0.062055 | 0 | 0 | 0 | -0.31418 | 0 | 0 | 0 | 0 | 0 | 0 | 0 | 0 | 3.2885 | 0 | 0 | 0 | 0 | 0 | -5.4625 | 0 | 0 | 0 | 0 | 0 | 0 | 0 | 0 | 0 | 0 | 0 | -2.3937 | 0 | 0 | -22.3216 | 2.0172 | 0 | 2.5993 | 2.5993 | 0.32208 | 21.9922 | 1.3567 | 3.3824 | 0 | 0.033193 | -0.22645 | 0.78408 | 0.19745 | 0 | 9.8917 | 18.2059 | -30.7185 | 0 | 0.5984 | 0 | 1.8521 | 0.15863
2025_02_08 Hr 17 | 0.090597 | 8.9611e-06 | 0 | 0.10465 | 0.10318 | 0.1056 | 0.10928 | 0.11 | 0.11208 | 0 | 0 | 0.0031592 | 0.33 | 0.023 | 1.6399 | 1.6399 | 5.9168 | 0.39598 | 0.003788 | 0.0058432 | 0.0073552 | 0 | 0 | 0 | 0 | 0 | 0 | 0.074695 | 0.014972 | 1.1693 | 0.25778 | 5.3774 | 2.2791 | 0.64915 | 0.59632 | 0.89806 | 0 | 0 | 0 | 0 | -3.1948 | 0.062055 | 0 | 0 | 0 | -0.31154 | 0 | 0 | 0 | 0 | 0 | 0 | 0 | 0 | 3.2885 | 0 | 0 | 0 | 0 | 0 | -5.4625 | 0 | 0 | 0 | 0 | 0 | 0 | 0 | 0 | 0 | 0 | 0 | -2.3937 | 0 | 0 | -30.5755 | 2.0172 | 0 | 2.7905 | 2.7905 | 0.25244 | 23.2721 | 1.3567 | 3.3824 | 0 | 0.033193 | -0.090597 | 0.78408 | 0.19745 | 0 | -0.44576 | 18.3108 | -38.8339 | 0 | 0.5984 | 0 | 1.8521 | 0.15932
2025_02_08 Hr 18 | 0 | 0 | 0 | 0.10465 | 0.10318 | 0.1056 | 0.10928 | 0.11 | 0.11208 | 0 | 0 | 0.0031592 | 0.57 | 0.041856 | 1.6399 | 1.6399 | 5.9168 | 0.39598 | 0.003788 | 0.0058432 | 0.0073552 | 0 | 0 | 0 | 0 | 0 | 0 | 0.074695 | 0.014972 | 1.2796 | 0.25778 | 5.3774 | 2.2791 | 0.64915 | 0.59632 | 0.89806 | 0 | 0 | 0 | 0 | -5.9308 | 0.062055 | 0 | 0 | 0 | -0.32835 | 0 | 0 | 0 | 0 | 0 | 0 | 0 | 0 | 4.2467 | 0 | 0 | 0 | 0 | 0 | -5.4625 | 0 | 0 | 0 | 0 | 0 | 0 | 0 | 0 | 0 | 0 | 0 | -2.3937 | 0 | 0 | -34.4062 | 2.0172 | 0 | 2.7905 | 2.7905 | 0.36996 | 23.3823 | 1.3567 | 3.3824 | 0 | 0.033193 | 0 | 0.78408 | 0.19745 | 0 | -5.5826 | 19.5567 | -42.5908 | 0 | 0.5984 | 0 | 1.8521 | 0.16127
2025_02_08 Hr 19 | 0 | 0 | 0 | 0.10465 | 0.10318 | 0.1056 | 0.10928 | 0.11 | 0.11208 | 0 | 0 | 0.0031592 | 0.84 | 0.065518 | 1.6399 | 1.6399 | 5.9168 | 0.39598 | 0.003788 | 0.0058432 | 0.0073552 | 0 | 0 | 0 | 0 | 0 | 0 | 0.074695 | 0.014972 | 1.2796 | 0.25778 | 5.3774 | 2.2791 | 0.64915 | 0.59632 | 0.89806 | 0 | 0 | 0 | 0 | -6.1571 | 0.062055 | 0 | 0 | 0 | -0.34889 | 0 | 0 | 0 | 0 | 0 | 0 | 0 | 0 | 4.7912 | 0 | 0 | 0 | 0 | 0 | -5.4625 | 0 | 0 | 0 | 0 | 0 | 0 | 0 | 0 | 0 | 0 | 0 | -2.3937 | 0 | 0 | -36.098 | 2.0172 | 0 | 2.7905 | 2.7905 | 0.17845 | 23.3823 | 1.3567 | 3.3824 | 0 | 0.033193 | 0 | 0.78408 | 0.19745 | 0 | -6.8747 | 20.2032 | -44.3031 | 0 | 0.5984 | 0 | 1.8521 | 0.16118
2025_02_08 Hr 20 | 0 | 0 | 0 | 0.10465 | 0.10318 | 0.1056 | 0.10928 | 0.11 | 0.11208 | 0 | 0 | 0.0031592 | 1.08 | 0.085943 | 1.6399 | 1.6399 | 5.9168 | 0.39598 | 0.003788 | 0.0058432 | 0.0073552 | 0 | 0 | 0 | 0 | 0 | 0 | 0.074695 | 0.014972 | 1.2796 | 0.25778 | 5.3774 | 2.2791 | 0.64915 | 0.59632 | 0.89806 | 0 | 0 | 0 | 0 | -5.8163 | 0.062055 | 0 | 0 | 0 | -0.356 | 0 | 0 | 0 | 0 | 0 | 0 | 0 | 0 | 4.1741 | 0 | 0 | 0 | 0 | 0 | -5.4625 | 0 | 0 | 0 | 0 | 0 | 0 | 0 | 0 | 0 | 0 | 0 | -2.3937 | 0 | 0 | -40.5749 | 2.0172 | 0 | 2.7905 | 2.7905 | 0.69204 | 23.3823 | 1.3567 | 3.3824 | 0 | 0.033193 | 0 | 0.78408 | 0.19745 | 0 | -10.8612 | 20.3599 | -48.7871 | 0 | 0.5984 | 0 | 1.8521 | 0.16091
2025_02_08 Hr 21 | 0 | 0 | 0 | 0.10465 | 0.10318 | 0.1056 | 0.10928 | 0.11 | 0.11208 | 0 | 0 | 0.0031592 | 1.2 | 0.093674 | 1.6399 | 1.6399 | 5.9168 | 0.39598 | 0.003788 | 0.0058432 | 0.0073552 | 0 | 0 | 0 | 0 | 0 | 0 | 0.074695 | 0.014972 | 1.2796 | 0.25778 | 5.3774 | 2.2791 | 0.64915 | 0.59632 | 0.89806 | 0 | 0 | 0 | 0 | -4.4221 | 0.062055 | 0 | 0 | 0 | -0.34918 | 0 | 0 | 0 | 0 | 0 | 0 | 0 | 0 | 4.1741 | 0 | 0 | 0 | 0 | 0 | -5.4625 | 0 | 0 | 0 | 0 | 0 | 0 | 0 | 0 | 0 | 0 | 0 | -2.3937 | 0 | 0 | -41.0933 | 2.0172 | 0 | 2.7905 | 2.7905 | 0.97495 | 23.3823 | 1.3567 | 3.3824 | 0 | 0.033193 | 0 | 0.78408 | 0.19745 | 0 | -9.5687 | 20.7698 | -49.2987 | 0 | 0.5984 | 0 | 1.8521 | 0.16012
2025_02_08 Hr 22 | 0 | 0 | 0 | 0.10465 | 0.10318 | 0.1056 | 0.10928 | 0.11 | 0.11208 | 0 | 0 | 0.0031592 | 0.78 | 0.058873 | 1.6399 | 1.6399 | 5.9168 | 0.39598 | 0.003788 | 0.0058432 | 0.0073552 | 0 | 0 | 0 | 0 | 0 | 0 | 0.074695 | 0.014972 | 1.2796 | 0.25778 | 5.3774 | 2.2791 | 0.64915 | 0.59632 | 0.89806 | 0 | 0 | 0 | 0 | -1.7227 | 0.062055 | 0 | 0 | 0 | -0.33755 | 0 | 0 | 0 | 0 | 0 | 0 | 0 | 0 | 4.45 | 0 | 0 | 0 | 0 | 0 | -5.4625 | 0 | 0 | 0 | 0 | 0 | 0 | 0 | 0 | 0 | 0 | 0 | -2.3937 | 0 | 0 | -35.1694 | 2.0172 | 0 | 2.7905 | 2.7905 | 0.89225 | 23.3823 | 1.3567 | 3.3824 | 0 | 0.033193 | 0 | 0.78408 | 0.19745 | 0 | -1.197 | 20.5066 | -43.3632 | 0 | 0.5984 | 0 | 1.8521 | 0.15855
2025_02_08 Hr 23 | 0 | 0 | 0 | 0.10465 | 0.10318 | 0.1056 | 0.10928 | 0.11 | 0.11208 | 0 | 0 | 0.0031592 | 0.6 | 0.043565 | 1.6399 | 1.6399 | 5.9627 | 0.3965 | 0.003788 | 0.0058432 | 0.0073552 | 0 | 0 | 0.13861 | 0 | 0.032355 | 0 | 0.074695 | 0.014972 | 1.2796 | 0.25778 | 5.4048 | 2.2791 | 0.64915 | 0.60107 | 0.89806 | 0 | 0 | 0 | 0.0046446 | -0.10775 | 0.062055 | 0 | 0 | 0 | -0.32464 | 0 | 0 | 0 | 0 | 0 | 0 | 0 | 0 | 4.3121 | 0 | 0 | 0 | 0 | 0 | 0 | -4.4375 | 0 | 0 | 0 | 0 | 0 | 0 | 0 | 0 | 0 | 0 | 0 | 0 | 0 | -32.2599 | 2.0172 | 0 | 2.8119 | 2.8119 | 1.0011 | 23.499 | 1.3567 | 3.3824 | 0 | 0.033193 | 0 | 0.78408 | 0.19745 | 0 | 6.8305 | 20.2857 | -36.8511 | 0 | 0.5984 | 0 | 1.8521 | 0.15732
2025_02_08 Hr 24 | 0 | 0 | 0 | 0.10465 | 0.10318 | 0.1056 | 0.10928 | 0.11 | 0.11208 | 0 | 0 | 0.0031592 | 0.57 | 0.039462 | 1.6399 | 1.6399 | 5.9627 | 0.3965 | 0.003788 | 0.0058432 | 0.0073552 | 0 | 0 | 0.048147 | 0 | -0.058103 | 0 | 0.074695 | 0.014972 | 1.2796 | 0.25778 | 5.4048 | 2.2791 | 0.64915 | 0.60107 | 0.89806 | 0 | 0 | 0 | 1.0415 | 0 | 0.062055 | 0 | 0 | 0 | -0.30944 | 0 | 0 | 0 | 0 | 0 | 0 | 0 | 0 | 3.9055 | 0 | 0 | 0 | 0 | 0 | 0 | -4.4375 | 0 | 0 | 0 | 0 | 0 | 0 | 0 | 0 | 0 | 0 | 0 | 0 | 0 | -32.5888 | 2.0172 | 0 | 2.8119 | 2.8119 | 1.4842 | 23.499 | 1.3567 | 3.3824 | 0 | 0.033193 | 0 | 0.78408 | 0.19745 | 0 | 7.5222 | 20.3274 | -37.3457 | 0 | 0.5984 | 0 | 1.8521 | 0.15655
2025_02_09 Hr 01 | 0 | 0 | 0 | 0.10465 | 0.10318 | 0.1056 | 0.10928 | 0.11 | 0.11208 | 0 | 0 | 0.0031592 | 0.66 | 0.056264 | 1.6399 | 1.6399 | 5.9627 | 0.3965 | 0.003788 | 0.0058432 | 0.0073552 | 0 | 0 | 0.47719 | 0 | 0.37094 | 0 | 0.074695 | 0.014972 | 1.2796 | 0.25778 | 5.4048 | 2.2791 | 0 | 0.60107 | 0.89806 | 0 | 0 | 0 | 1.852 | 0 | 0.062055 | 0 | 0 | 0 | -0.38152 | 0 | 0 | 0 | 0 | 0 | 0 | 0 | 0 | 3.833 | 0 | 0 | 0 | 0 | 0 | 0 | -4.4375 | 0 | 0 | 0 | 0 | 0 | 0 | 0 | 0 | 0 | 0 | 0 | 0 | 0 | -41.0892 | 2.0172 | 0 | 2.8119 | 2.8119 | 1.8672 | 22.8498 | 1.3567 | 3.3824 | 0 | 0.033193 | 0 | 0.78408 | 0.19745 | 0 | 0.38592 | 20.7442 | -45.0601 | 0 | 0.5984 | 0 | 1.8521 | 0.15609
2025_02_09 Hr 02 | 0 | 0 | 0 | 0.10465 | 0.10318 | 0.1056 | 0.10928 | 0.11 | 0.11208 | 0 | 0 | 0.0031592 | 0.78 | 0.067523 | 1.6399 | 1.6399 | 5.9627 | 0.3965 | 0.003788 | 0.0058432 | 0.0073552 | 0 | 0 | 0.51252 | 0 | 0.40627 | 0 | 0.074695 | 0.014972 | 1.2796 | 0.25778 | 5.4048 | 2.2791 | 0 | 0.60107 | 0.89806 | 0 | 0 | 0 | 1.8752 | 0 | 0.062055 | 0 | 0 | 0 | -0.38745 | 0 | 0 | 0 | 0 | 0 | 0 | 0 | 0 | 3.9055 | 0 | 0 | 0 | 0 | 0 | 0 | -4.4375 | 0 | 0 | 0 | 0 | 0 | 0 | 0 | 0 | 0 | 0 | 0 | 0 | 0 | -41.6125 | 2.0172 | 0 | 2.8119 | 2.8119 | 1.8541 | 22.8498 | 1.3567 | 3.3824 | 0 | 0.033193 | 0 | 0.78408 | 0.19745 | 0 | 0.14109 | 20.9346 | -45.5186 | 0 | 0.5984 | 0 | 1.8521 | 0.15576
2025_02_09 Hr 03 | 0 | 0 | 0 | 0.10465 | 0.10318 | 0.1056 | 0.10928 | 0.11 | 0.11208 | 0 | 0 | 0.0031592 | 0.75 | 0.064926 | 1.6399 | 1.6399 | 5.9627 | 0.3965 | 0.003788 | 0.0058432 | 0.0073552 | 0 | 0 | 0.51252 | 0 | 0.40627 | 0 | 0.074695 | 0.014972 | 1.2796 | 0.25778 | 5.4048 | 2.2791 | 0 | 0.60107 | 0.89806 | 0 | 0 | 0 | 1.9459 | 0 | 0.062055 | 0 | 0 | 0 | -0.38745 | 0 | 0 | 0 | 0 | 0 | 0 | 0 | 0 | 4.1088 | 0 | 0 | 0 | 0 | 0 | 0 | -4.4375 | 0 | 0 | 0 | 0 | 0 | 0 | 0 | 0 | 0 | 0 | 0 | 0 | 0 | -40.4284 | 2.0172 | 0 | 2.8119 | 2.8119 | 1.6452 | 22.8498 | 1.3567 | 3.3824 | 0 | 0.033193 | 0 | 0.78408 | 0.19745 | 0 | 1.3569 | 20.8958 | -44.3346 | 0 | 0.5984 | 0 | 1.8521 | 0.15518
2025_02_09 Hr 04 | 0 | 0 | 0 | 0.10465 | 0.10318 | 0.1056 | 0.10928 | 0.11 | 0.11208 | 0 | 0 | 0.0031592 | 0.78 | 0.067523 | 1.6399 | 1.6399 | 5.9627 | 0.3965 | 0.003788 | 0.0058432 | 0.0073552 | 0 | 0 | 0.51254 | 0 | 0.40629 | 0 | 0.074695 | 0.014972 | 1.2796 | 0.25778 | 5.4048 | 2.2791 | 0 | 0.60107 | 0.89806 | 0 | 0 | 0 | 1.9553 | 0 | 0.062055 | 0 | 0 | 0 | -0.38746 | 0 | 0 | 0 | 0 | 0 | 0 | 0 | 0 | 3.9055 | 0 | 0 | 0 | 0 | 0 | 0 | -4.4375 | 0 | 0 | 0 | 0 | 0 | 0 | 0 | 0 | 0 | 0 | 0 | 0 | 0 | -41.2964 | 2.0172 | 0 | 2.8119 | 2.8119 | 2.0282 | 22.8498 | 1.3567 | 3.3824 | 0 | 0.033193 | 0 | 0.78408 | 0.19745 | 0 | 0.71106 | 21.1085 | -45.2025 | 0 | 0.5984 | 0 | 1.8521 | 0.15549
2025_02_09 Hr 05 | 0 | 0 | 0 | 0.10465 | 0.10318 | 0.1056 | 0.10928 | 0.11 | 0.11208 | 0 | 0 | 0.0031592 | 0.72 | 0.06233 | 1.6399 | 1.6399 | 5.9627 | 0.3965 | 0.003788 | 0.0058432 | 0.0073552 | 0 | 0 | 0.51258 | 0 | 0.40633 | 0 | 0.074695 | 0.014972 | 1.2796 | 0.25778 | 5.4048 | 2.2791 | 0 | 0.60107 | 0.89806 | 0 | 0 | 0 | 2.0194 | 0 | 0.062055 | 0 | 0 | 0 | -0.38746 | 0 | 0 | 0 | 0 | 0 | 0 | 0 | 0 | 3.5644 | 0 | 0 | 0 | 0 | 0 | 0 | -4.4375 | 0 | 0 | 0 | 0 | 0 | 0 | 0 | 0 | 0 | 0 | 0 | 0 | 0 | -39.2824 | 2.0172 | 0 | 2.8119 | 2.8119 | 1.8672 | 22.8498 | 1.3567 | 3.3824 | 0 | 0.033193 | 0 | 0.78408 | 0.19745 | 0 | 2.2223 | 20.5415 | -43.1885 | 0 | 0.5984 | 0 | 1.8521 | 0.15596
2025_02_09 Hr 06 | 0 | 0 | 0 | 0.10465 | 0.10318 | 0.1056 | 0.10928 | 0.11 | 0.11208 | 0 | 0 | 0.0031592 | 0.72 | 0.062492 | 1.6399 | 1.6399 | 5.9627 | 0.3965 | 0.003788 | 0.0058432 | 0.0073552 | 0 | 0 | 0.51858 | 0 | 0.41233 | 0 | 0.074695 | 0.014972 | 1.2796 | 0.25778 | 5.4048 | 2.2791 | 0 | 0.60107 | 0.89806 | 0 | 0 | 0 | 1.7285 | -0.041787 | 0.062055 | 0 | 0 | 0 | -0.38847 | 0 | 0 | 0 | 0 | 0 | 0 | 0 | 0 | 3.9709 | 0 | 0 | 0 | 0 | 0 | 0 | -4.4375 | 0 | 0 | 0 | 0 | 0 | 0 | 0 | 0 | 0 | 0 | 0 | 0 | 0 | -38.8515 | 2.0172 | 0 | 2.8119 | 2.8119 | 1.9281 | 22.8498 | 1.3567 | 3.3824 | 0 | 0.033193 | 0 | 0.78408 | 0.19745 | 0 | 2.7998 | 21.0097 | -42.7465 | 0 | 0.5984 | 0 | 1.8521 | 0.15657
2025_02_09 Hr 07 | 0 | 0 | 0 | 0.10465 | 0.10318 | 0.1056 | 0.10928 | 0.11 | 0.11208 | 0 | 0 | 0.0031592 | 0.78 | 0.067225 | 1.6399 | 1.6399 | 5.9168 | 0.39598 | 0.003788 | 0.0058432 | 0.0073552 | 0 | 0 | 0.5023 | 0 | 0.39605 | 0 | 0.074695 | 0.014972 | 1.2746 | 0.25778 | 5.3774 | 2.2791 | 0 | 0.59632 | 0.89806 | 0 | 0 | 0 | 0.069336 | -0.41018 | 0.062055 | 0 | 0 | 0 | -0.38574 | 0 | 0 | 0 | 0 | 0 | 0 | 0 | 0 | 4.1741 | 0 | 0 | 0 | 0 | 0 | 0 | -4.4375 | 0 | 0 | 0 | 0 | 0 | 0 | 0 | 0 | 0 | 0 | 0 | 0 | 0 | -37.7759 | 2.0172 | 0 | 2.7702 | 2.7702 | 1.2448 | 22.6875 | 1.3567 | 3.3824 | 0 | 0.033193 | 0 | 0.78408 | 0.19745 | 0 | 1.2369 | 20.5911 | -41.7008 | 0 | 0.5984 | 0 | 1.8521 | 0.158
2025_02_09 Hr 08 | 0.045117 | 0 | 0 | 0.10465 | 0.10318 | 0.1056 | 0.10928 | 0.11 | 0.11208 | 0 | 0 | 0.0031592 | 0.6 | 0.049584 | 1.6399 | 1.6399 | 5.9168 | 0.39598 | 0.003788 | 0.0058432 | 0.0073552 | 0 | 0 | 0.40731 | 0 | 0.30106 | 0 | 0.074695 | 0.014972 | 1.2746 | 0.25778 | 5.3774 | 2.2791 | 0 | 0.59632 | 0.89806 | 0 | 0 | 0 | 0 | -1.9661 | 0.062055 | 0 | 0 | 0 | -0.36978 | 0 | 0 | 0 | 0 | 0 | 0 | 0 | 0 | 4.1088 | 0 | 0 | 0 | 0 | 0 | 0 | -4.4375 | 0 | 0 | 0 | 0 | 0 | 0 | 0 | 0 | 0 | 0 | 0 | 0 | 0 | -33.8457 | 2.0172 | 0 | 2.7905 | 2.7905 | 1.0141 | 22.7282 | 1.3567 | 3.3824 | 0 | 0.033193 | -0.045117 | 0.78408 | 0.19745 | 0 | 2.9159 | 20.1436 | -37.9898 | 0 | 0.5984 | 0 | 1.8521 | 0.15903
2025_02_09 Hr 09 | 0.24927 | 0 | 0 | 0.10465 | 0.10318 | 0.1056 | 0.10928 | 0.11 | 0.11208 | 0 | 0 | 0.0031592 | 0.63 | 0.053047 | 1.6399 | 1.6399 | 5.9168 | 0.39598 | 0.003788 | 0.0058432 | 0.0073552 | 0 | 0 | 0.44915 | 0 | 0.3429 | 0 | 0.074695 | 0.014972 | 1.2545 | 0.25778 | 5.3774 | 2.2791 | 0.64915 | 0.59632 | 0.89806 | 0 | 0 | 0 | 0 | -3.7572 | 0.062055 | 0 | 0 | 0 | -0.37681 | 0 | 0 | 0 | 0 | 0 | 0 | 0 | 0 | 3.833 | 0 | 0 | 0 | 0 | 0 | 0 | -4.4375 | 0 | 0 | 0 | 0 | 0 | 0 | 0 | 0 | 0 | 0 | 0 | 0 | 0 | -34.5146 | 2.0172 | 0 | 2.7702 | 2.7702 | 0.89225 | 23.3166 | 1.3567 | 3.3824 | 0 | 0.033193 | -0.24927 | 0.78408 | 0.19745 | 0 | 0.7579 | 19.9847 | -38.7862 | 0 | 0.5984 | 0 | 1.8521 | 0.16028
2025_02_09 Hr 10 | 0.24912 | 2.1776e-05 | 0 | 0.10465 | 0.10318 | 0.1056 | 0.10928 | 0.11 | 0.11208 | 0 | 0 | 0.0031592 | 0.45 | 0.035866 | 1.6399 | 1.6399 | 5.9168 | 0.39598 | 0.003788 | 0.0058432 | 0.0073552 | 0 | 0 | 0.32865 | 0 | 0.2224 | 0 | 0.074695 | 0.014972 | 1.2695 | 0.25778 | 5.3774 | 2.2791 | 0.64915 | 0.59632 | 0.89806 | 0 | 0 | 0 | 0 | -4.3456 | 0.062055 | 0 | 0 | 0 | -0.35656 | 0 | 0 | 0 | 0 | 0 | 0 | 0 | 0 | 3.0126 | 0 | 0 | 0 | 0 | 0 | 0 | -4.4375 | 0 | 0 | 0 | 0 | 0 | 0 | 0 | 0 | 0 | 0 | 0 | 0 | 0 | -27.9718 | 2.0172 | 0 | 2.7702 | 2.7702 | 0.65287 | 23.3316 | 1.3567 | 3.3824 | 0 | 0.033193 | -0.24912 | 0.78408 | 0.19745 | 0 | 5.25 | 18.7279 | -32.464 | 0 | 0.5984 | 0 | 1.8521 | 0.16046
2025_02_09 Hr 11 | 0.40859 | 9.9349e-05 | 0 | 0.10465 | 0.10318 | 0.1056 | 0.10928 | 0.11 | 0.11208 | 0 | 0 | 0.0031592 | 0.36 | 0.022708 | 1.6399 | 1.6399 | 5.9168 | 0.39598 | 0.003788 | 0.0058432 | 0.0073552 | 0 | 0 | -0.11665 | 0 | -0.2229 | 0 | 0.074695 | 0.014972 | 0 | 0.25778 | 5.3774 | 2.2791 | 0.64915 | 0.59632 | 0.89806 | 0 | 0 | 0 | 0 | -3.4566 | 0.062055 | 0 | 0.037171 | 0 | -0.28175 | 0 | 0 | 0 | 0 | 0 | 0 | 0 | 0 | 2.3303 | 0 | 0 | 0 | 0 | 0 | 0 | -4.4375 | 0 | 0 | 0 | 0 | 0 | 0 | 0 | 0 | 0 | 0 | 0 | 0 | 0 | -21.4696 | 2.0172 | 0 | 2.7905 | 2.7905 | 0.40913 | 22.1028 | 1.3567 | 3.3824 | 0 | 0.033193 | -0.40859 | 0.78408 | 0.19745 | 0 | 9.5673 | 17.8581 | -26.937 | 0 | 0.5984 | 0 | 1.8521 | 0.16044
2025_02_09 Hr 12 | 0.38643 | 0.00015558 | 0 | 0.10465 | 0.10318 | 0.1056 | 0.10928 | 0.11 | 0.11208 | 0 | 0 | 0.0031592 | 0.27 | 0.016134 | 1.6399 | 1.6399 | 5.9168 | 0.39598 | 0.003788 | 0.0058432 | 0.0073552 | 0 | 0 | -0.20562 | 0 | -0.31187 | 0 | 0.074695 | 0.014972 | 0 | 0.25778 | 5.3774 | 2.2791 | 0.64915 | 0.59632 | 0.89806 | 0 | 0 | 0 | 0 | -2.8647 | 0.062055 | 0 | 0.035214 | 0 | -0.26681 | 0 | 0 | 0 | 0 | 0 | 0 | 0 | 0 | 1.9891 | 0 | 0 | 0 | 0 | 0 | 0 | -4.4375 | 0 | 0 | 0 | 0 | 0 | 0 | 0 | 0 | 0 | 0 | 0 | 0 | 0 | -18.3848 | 2.0172 | 0 | 2.7905 | 2.7905 | 0.26985 | 22.1028 | 1.3567 | 3.3824 | 0 | 0.033193 | -0.38643 | 0.78408 | 0.19745 | 0 | 12.5036 | 17.2586 | -23.9931 | 0 | 0.5984 | 0 | 1.8521 | 0.16003
2025_02_09 Hr 13 | 0.36377 | 0.0005068 | 0 | 0.10465 | 0.10318 | 0.1056 | 0.10928 | 0.11 | 0.11208 | 0 | 0 | 0.0031592 | 0.24 | 0.01428 | 1.6399 | 1.6399 | 5.9168 | 0.39598 | 0.003788 | 0.0058432 | 0.0073552 | 0 | 0 | -0.21254 | 0 | -0.31879 | 0 | 0.074695 | 0.014972 | 0 | 0.25778 | 5.3774 | 2.2791 | 0.64915 | 0.59632 | 0.89806 | 0 | 0 | 0 | 0 | -2.3699 | 0.062055 | 0 | 0.035062 | 0 | -0.26564 | 0 | 0 | 0 | 0 | 0 | 0 | 0 | 0 | 2.1923 | 0 | 0 | 0 | 0 | 0 | 0 | -4.4375 | 0 | 0 | 0 | 0 | 0 | 0 | 0 | 0 | 0 | 0 | 0 | 0 | 0 | -19.7779 | 2.0172 | 0 | 2.7905 | 2.7905 | 0.4396 | 22.1028 | 1.3567 | 3.3824 | 0 | 0.033193 | -0.36377 | 0.78408 | 0.19745 | 0 | 11.9338 | 17.577 | -25.3761 | 0 | 0.5984 | 0 | 1.8521 | 0.15963
2025_02_09 Hr 14 | 0.22653 | 0.0006197 | 0 | 0.10465 | 0.10318 | 0.1056 | 0.10928 | 0.11 | 0.11208 | 0 | 0 | 0.0031592 | 0.3 | 0.017715 | 1.6399 | 1.6399 | 5.9168 | 0.39598 | 0.003788 | 0.0058432 | 0.0073552 | 0 | 0 | -0.22458 | 0 | -0.33083 | 0 | 0.074695 | 0.014972 | 0 | 0.25778 | 5.3774 | 2.2791 | 0.64915 | 0.59632 | 0.89806 | 0 | 0 | 0 | 0 | -1.4006 | 0.062055 | 0 | 0.034797 | 0 | -0.26362 | 0 | 0 | 0 | 0 | 0 | 0 | 0 | 0 | 1.9891 | 0 | 0 | 0 | 0 | 0 | 0 | -4.4375 | 0 | 0 | 0 | 0 | 0 | 0 | 0 | 0 | 0 | 0 | 0 | 0 | 0 | -19.4845 | 2.0172 | 0 | 2.7905 | 2.7905 | 0.35255 | 22.1028 | 1.3567 | 3.3824 | 0 | 0.033193 | -0.22653 | 0.78408 | 0.19745 | 0 | 12.9468 | 17.2123 | -24.9676 | 0 | 0.5984 | 0 | 1.8521 | 0.15892
2025_02_09 Hr 15 | 0.067929 | 0.0005277 | 0 | 0.10465 | 0.10318 | 0.1056 | 0.10928 | 0.11 | 0.11208 | 0 | 0 | 0.0031592 | 0.39 | 0.024579 | 1.6123 | 1.6123 | 5.434 | 0.19799 | 0.003788 | 0.0058432 | 0.0073552 | 0 | 0 | -0.11816 | 0 | -0.22441 | 0 | 0.074695 | 0.014972 | 0 | 0.25778 | 5.0802 | 2.2791 | 0.27048 | 0.55728 | 0.89806 | 0 | 0 | 0 | 1.7883 | -1.5586 | 0.062055 | 0 | 0.037138 | 0 | -0.2815 | 0 | 0 | 0 | 0 | 0 | 0 | 0 | 0 | 2.0544 | 0 | 0 | 0 | 0 | 0 | 0 | -4.4375 | 0 | 0 | 0 | 0 | 0 | 0 | 0 | 0 | 0 | 0 | 0 | 0 | 0 | -21.109 | 2.0172 | 0 | 2.469 | 2.469 | 0.50053 | 20.0479 | 1.3567 | 3.3824 | 0 | 0.033193 | -0.067929 | 0.78408 | 0.19745 | 0 | 11.3638 | 17.3247 | -26.2385 | 0 | 0.5984 | 0 | 1.8521 | 0.15888
2025_02_09 Hr 16 | 0.1586 | 0.00050128 | 0 | 0.10465 | 0.10318 | 0.1056 | 0.10928 | 0.11 | 0.11208 | 0 | 0 | 0.0031592 | 0.39 | 0.023666 | 1.6227 | 1.6227 | 5.7156 | 0.29698 | 0.003788 | 0.0058432 | 0.0073552 | 0 | 0 | -0.18082 | 0 | -0.28707 | 0 | 0.074695 | 0.014972 | 0 | 0.25778 | 5.2182 | 2.2791 | 0.48686 | 0.5754 | 0.89806 | 0 | 0 | 0 | 0.70884 | -2.4468 | 0.062055 | 0 | 0.03576 | 0 | -0.27097 | 0 | 0 | 0 | 0 | 0 | 0 | 0 | 0 | 1.8511 | 0 | 0 | 0 | 0 | 0 | 0 | -4.4375 | 0 | 0 | 0 | 0 | 0 | 0 | 0 | 0 | 0 | 0 | 0 | 0 | 0 | -22.4256 | 2.0172 | 0 | 2.6345 | 2.6344 | 0.36125 | 21.1345 | 1.3567 | 3.3824 | 0 | 0.033193 | -0.1586 | 0.78408 | 0.19745 | 0 | 8.7267 | 17.0908 | -27.7606 | 0 | 0.5984 | 0 | 1.8521 | 0.15966
2025_02_09 Hr 17 | 0.02274 | 0.00022047 | 0 | 0.10465 | 0.10318 | 0.1056 | 0.10928 | 0.11 | 0.11208 | 0 | 0 | 0.0031592 | 0.33 | 0.019943 | 1.6399 | 1.6399 | 5.9168 | 0.39598 | 0.003788 | 0.0058432 | 0.0073552 | 0 | 0 | -0.1875 | 0 | -0.29375 | 0 | 0.074695 | 0.014972 | 0 | 0.25778 | 5.3774 | 2.2791 | 0.64915 | 0.59632 | 0.89806 | 0 | 0 | 0 | 0 | -3.9023 | 0.062055 | 0 | 0.035613 | 0 | -0.26985 | 0 | 0 | 0 | 0 | 0 | 0 | 0 | 0 | 1.8511 | 0 | 0 | 0 | 0 | 0 | 0 | -4.4375 | 0 | 0 | 0 | 0 | 0 | 0 | 0 | 0 | 0 | 0 | 0 | 0 | 0 | -26.4094 | 2.0172 | 0 | 2.7905 | 2.7905 | 0.69204 | 22.1028 | 1.3567 | 3.3824 | 0 | 0.033193 | -0.02274 | 0.78408 | 0.19745 | 0 | 3.8235 | 17.2438 | -31.6207 | 0 | 0.5984 | 0 | 1.8521 | 0.16078
2025_02_09 Hr 18 | 0 | 1.0543e-05 | 0 | 0.10465 | 0.10318 | 0.1056 | 0.10928 | 0.11 | 0.11208 | 0 | 0 | 0.0031592 | 0.27 | 0.01968 | 1.6399 | 1.6399 | 5.9168 | 0.39598 | 0.003788 | 0.0058432 | 0.0073552 | 0 | 0 | 0.1461 | 0 | 0.039855 | 0 | 0.074695 | 0.014972 | 0 | 0.25778 | 5.3774 | 2.2791 | 0.64915 | 0.59632 | 0.89806 | 0 | 0 | 0 | 0 | -6.5043 | 0.062055 | 0 | 0.042952 | 0 | -0.3259 | 0 | 0 | 0 | 0 | 0 | 0 | 0 | 0 | 1.8511 | 0 | 0 | 0 | 0 | 0 | 0 | -4.4375 | 0 | 0 | 0 | 0 | 0 | 0 | 0 | 0 | 0 | 0 | 0 | 0 | 0 | -33.2571 | 2.0172 | 0 | 2.7905 | 2.7905 | 0.73121 | 22.1028 | 1.3567 | 3.3824 | 0 | 0.033193 | 0 | 0.78408 | 0.19745 | 0 | -5.0351 | 17.2009 | -37.8346 | 0 | 0.5984 | 0 | 1.8521 | 0.162
2025_02_09 Hr 19 | 0 | 0 | 0 | 0.10465 | 0.10318 | 0.1056 | 0.10928 | 0.11 | 0.11208 | 0 | 0 | 0.0031592 | 0.24 | 0.017415 | 1.6399 | 1.6399 | 5.9168 | 0.39598 | 0.003788 | 0.0058432 | 0.0073552 | 0 | 0 | 0.13733 | 0 | 0.031084 | 0 | 0.074695 | 0.014972 | 0 | 0.25778 | 5.3774 | 2.2791 | 0.64915 | 0.59632 | 0.89806 | 0 | 0 | 0 | 0 | -6.6073 | 0.062055 | 0 | 0.042759 | 0 | -0.32442 | 0 | 0 | 0 | 0 | 0 | 0 | 0 | 0 | 2.0544 | 0 | 0 | 0 | 0 | 0 | 0 | -4.4375 | 0 | 0 | 0 | 0 | 0 | 0 | 0 | 0 | 0 | 0 | 0 | 0 | 0 | -33.165 | 2.0172 | 0 | 2.7905 | 2.7905 | 0.85308 | 22.1028 | 1.3567 | 3.3824 | 0 | 0.033193 | 0 | 0.78408 | 0.19745 | 0 | -4.7691 | 17.4939 | -37.7585 | 0 | 0.5984 | 0 | 1.8521 | 0.16213
2025_02_09 Hr 20 | 0 | 0 | 0 | 0.10465 | 0.10318 | 0.1056 | 0.10928 | 0.11 | 0.11208 | 0 | 0 | 0.0031592 | 0.24 | 0.015541 | 1.6399 | 1.6399 | 5.9168 | 0.39598 | 0.003788 | 0.0058432 | 0.0073552 | 0 | 0 | -0.071708 | 0 | -0.17796 | 0 | 0.074695 | 0.014972 | 0 | 0.25778 | 5.3774 | 2.2791 | 0.64915 | 0.59632 | 0.89806 | 0 | 0 | 0 | 0 | -5.156 | 0.062055 | 0 | 0.03816 | 0 | -0.2893 | 0 | 0 | 0 | 0 | 0 | 0 | 0 | 0 | 2.5335 | 0 | 0 | 0 | 0 | 0 | 0 | -4.4375 | 0 | 0 | 0 | 0 | 0 | 0 | 0 | 0 | 0 | 0 | 0 | 0 | 0 | -27.1005 | 2.0172 | 0 | 2.7905 | 2.7905 | 0.68334 | 22.1028 | 1.3567 | 3.3824 | 0 | 0.033193 | 0 | 0.78408 | 0.19745 | 0 | 2.6706 | 17.8008 | -32.0769 | 0 | 0.5984 | 0 | 1.8521 | 0.16153
2025_02_09 Hr 21 | 0 | 0 | 0 | 0.10465 | 0.10318 | 0.1056 | 0.10928 | 0.11 | 0.11208 | 0 | 0 | 0.0031592 | 0.21 | 0.011807 | 1.6399 | 1.6399 | 5.9168 | 0.39598 | 0.003788 | 0.0058432 | 0.0073552 | 0 | 0 | -0.30029 | 0 | -0.40654 | 0 | 0.074695 | 0.014972 | 0 | 0.25778 | 5.3774 | 2.2791 | 0.64915 | 0.59632 | 0.89806 | 0 | 0 | 0 | 0 | -2.7423 | 0.062055 | 0 | 0.033131 | 0 | -0.2509 | 0 | 0 | 0 | 0 | 0 | 0 | 0 | 0 | 2.3303 | 0 | 0 | 0 | 0 | 0 | 0 | -4.4375 | 0 | 0 | 0 | 0 | 0 | 0 | 0 | 0 | 0 | 0 | 0 | 0 | 0 | -19.7233 | 2.0172 | 0 | 2.7905 | 2.7905 | 0.6137 | 22.1028 | 1.3567 | 3.3824 | 0 | 0.033193 | 0 | 0.78408 | 0.19745 | 0 | 11.7346 | 17.4928 | -25.1186 | 0 | 0.5984 | 0 | 1.8521 | 0.1601
2025_02_09 Hr 22 | 0 | 0 | 0 | 0.10465 | 0.10318 | 0.1056 | 0.10928 | 0.11 | 0.11208 | 0 | 0 | 0.0031592 | 0.09 | 0.0056235 | 1.6399 | 1.6399 | 5.9168 | 0.39598 | 0.003788 | 0.0058432 | 0.0073552 | 0 | 0 | -0.1326 | 0 | -0.23885 | 0 | 0.074695 | 0.014972 | 0 | 0.25778 | 5.3774 | 2.2791 | 0.64915 | 0.59632 | 0.89806 | 0 | 0 | 0 | 0 | -0.89031 | 0.062055 | 0 | 0.03682 | 0 | -0.27907 | 0 | 0 | 0 | 0 | 0 | 0 | 0 | 0 | 2.4682 | 0 | 0 | 0 | 0 | 0 | 0 | -4.4375 | 0 | 0 | 0 | 0 | 0 | 0 | 0 | 0 | 0 | 0 | 0 | 0 | 0 | -19.5285 | 2.0172 | 0 | 2.7905 | 2.7905 | 0.531 | 22.1028 | 1.3567 | 3.3824 | 0 | 0.033193 | 0 | 0.78408 | 0.19745 | 0 | 14.0161 | 17.4201 | -24.6165 | 0 | 0.5984 | 0 | 1.8521 | 0.15842
2025_02_09 Hr 23 | 0 | 0 | 0 | 0.10465 | 0.10318 | 0.1056 | 0.10928 | 0.11 | 0.11208 | 0 | 0 | 0.0031592 | 0.06 | 0.0044087 | 1.6399 | 1.6399 | 5.9627 | 0.3965 | 0.003788 | 0.0058432 | 0.0073552 | 0 | 0 | 0.16192 | 0 | 0.055667 | 0 | 0.074695 | 0.014972 | 0 | 0.25778 | 5.4048 | 2.2791 | 0.64915 | 0.60107 | 0.89806 | 0 | 0 | 0 | 0.92378 | -0.010528 | 0.062055 | 0 | 0.0433 | 0 | -0.32855 | 0 | 0 | 0 | 0 | 0 | 0 | 0 | 0 | 2.5335 | 0 | 0 | 0 | 0 | 0 | 0 | -4.4375 | 0 | 0 | 0 | 0 | 0 | 0 | 0 | 0 | 0 | 0 | 0 | 0 | 0 | -24.9051 | 2.0172 | 0 | 2.8119 | 2.8119 | 0.39172 | 22.2194 | 1.3567 | 3.3824 | 0 | 0.033193 | 0 | 0.78408 | 0.19745 | 0 | 10.9973 | 17.3182 | -29.4535 | 0 | 0.5984 | 0 | 1.8521 | 0.15689
2025_02_09 Hr 24 | 0 | 0 | 0 | 0.10465 | 0.10318 | 0.1056 | 0.10928 | 0.11 | 0.11208 | 0 | 0 | 0.0031592 | 0.06 | 0.0040674 | 1.6399 | 1.6399 | 5.9627 | 0.3965 | 0.003788 | 0.0058432 | 0.0073552 | 0 | 0 | 0.0095424 | 0 | -0.096708 | 0 | 0.074695 | 0.014972 | 0 | 0.25778 | 5.4048 | 2.2791 | 0.64915 | 0.60107 | 0.89806 | 0 | 0 | 0 | 1.4538 | 0 | 0.062055 | 0 | 0.039947 | 0 | -0.30295 | 0 | 0 | 0 | 0 | 0 | 0 | 0 | 0 | 2.5335 | 0 | 0 | 0 | 0 | 0 | 0 | -4.4375 | 0 | 0 | 0 | 0 | 0 | 0 | 0 | 0 | 0 | 0 | 0 | 0 | 0 | -23.1086 | 2.0172 | 0 | 2.8119 | 2.8119 | 0.4396 | 22.2194 | 1.3567 | 3.3824 | 0 | 0.033193 | 0 | 0.78408 | 0.19745 | 0 | 13.1014 | 17.3644 | -27.9362 | 0 | 0.5984 | 0 | 1.8521 | 0.15553
2025_02_10 Hr 01 | 0 | 0 | 0 | 0.10465 | 0.10318 | 0.1056 | 0.10928 | 0.11 | 0.11208 | 0 | 0 | 0.0031592 | 0.06 | 0.0036583 | 1.6399 | 1.6399 | 5.9627 | 0.3965 | 0.003788 | 0.0058432 | 0.0073552 | 0 | 0 | -0.17308 | 0 | -0.27933 | 0 | 0.074695 | 0.014972 | 0 | 0.25778 | 5.4048 | 2.2791 | 0 | 0.60107 | 0.89806 | 0 | 0 | 0 | 1.2532 | 0 | 0.062055 | 0 | 0.03593 | 0 | -0.27227 | 0 | 0 | 0 | 0 | 0 | 0 | 0 | 0 | 2.5989 | 0 | 0 | 0 | 0 | 0 | 0 | -4.4375 | 0 | 0 | 0 | 0 | 0 | 0 | 0 | 0 | 0 | 0 | 0 | 0 | 0 | -22.4262 | 2.0172 | 0 | 2.8119 | 2.8119 | 0.531 | 21.5703 | 1.3567 | 3.3824 | 0 | 0.033193 | 0 | 0.78408 | 0.19745 | 0 | 12.7552 | 17.5201 | -27.5884 | 0 | 0.5984 | 0 | 1.8521 | 0.15494
2025_02_10 Hr 02 | 0 | 0 | 0 | 0.10465 | 0.10318 | 0.1056 | 0.10928 | 0.11 | 0.11208 | 0 | 0 | 0.0031592 | 0.18 | 0.009717 | 1.6399 | 1.6399 | 5.9627 | 0.3965 | 0.003788 | 0.0058432 | 0.0073552 | 0 | 0 | -0.36027 | 0 | -0.46652 | 0 | 0.074695 | 0.014972 | 0 | 0.25778 | 5.4048 | 2.2791 | 0 | 0.60107 | 0.89806 | 0 | 0 | 0 | 1.1091 | 0 | 0.062055 | 0 | 0.031812 | 0 | -0.24082 | 0 | 0 | 0 | 0 | 0 | 0 | 0 | 0 | 2.3303 | 0 | 0 | 0 | 0 | 0 | 0 | -4.4375 | 0 | 0 | 0 | 0 | 0 | 0 | 0 | 0 | 0 | 0 | 0 | 0 | 0 | -20.1981 | 2.0172 | 0 | 2.8119 | 2.8119 | 0.98366 | 21.5703 | 1.3567 | 3.3824 | 0 | 0.033193 | 0 | 0.78408 | 0.19745 | 0 | 14.8064 | 17.8302 | -25.7032 | 0 | 0.5984 | 0 | 1.8521 | 0.15496
2025_02_10 Hr 03 | 0 | 0 | 0 | 0.10465 | 0.10318 | 0.1056 | 0.10928 | 0.11 | 0.11208 | 0 | 0 | 0.0031592 | 0.21 | 0.01156 | 1.6399 | 1.6399 | 5.9627 | 0.3965 | 0.003788 | 0.0058432 | 0.0073552 | 0 | 0 | -0.33173 | 0 | -0.43798 | 0 | 0.074695 | 0.014972 | 0 | 0.25778 | 5.4048 | 2.2791 | 0 | 0.60107 | 0.89806 | 0 | 0 | 0 | 1.1273 | 0 | 0.062055 | 0 | 0.032439 | 0 | -0.24562 | 0 | 0 | 0 | 0 | 0 | 0 | 0 | 0 | 2.3303 | 0 | 0 | 0 | 0 | 0 | 0 | -4.4375 | 0 | 0 | 0 | 0 | 0 | 0 | 0 | 0 | 0 | 0 | 0 | 0 | 0 | -22.0285 | 2.0172 | 0 | 2.8119 | 2.8119 | 1.593 | 21.5703 | 1.3567 | 3.3824 | 0 | 0.033193 | 0 | 0.78408 | 0.19745 | 0 | 13.6874 | 18.4712 | -27.4813 | 0 | 0.5984 | 0 | 1.8521 | 0.1547
2025_02_10 Hr 04 | 0 | 0 | 0 | 0.10465 | 0.10318 | 0.1056 | 0.10928 | 0.11 | 0.11208 | 0 | 0 | 0.0031592 | 0.3 | 0.016155 | 1.6399 | 1.6399 | 5.9627 | 0.3965 | 0.003788 | 0.0058432 | 0.0073552 | 0 | 0 | -0.36381 | 0 | -0.47006 | 0 | 0.074695 | 0.014972 | 0 | 0.25778 | 5.4048 | 2.2791 | 0 | 0.60107 | 0.89806 | 0 | 0 | 0 | 1.0849 | 0 | 0.062055 | 0 | 0.031734 | 0 | -0.24023 | 0 | 0 | 0 | 0 | 0 | 0 | 0 | 0 | 2.2577 | 0 | 0 | 0 | 0 | 0 | 0 | -4.4375 | 0 | 0 | 0 | 0 | 0 | 0 | 0 | 0 | 0 | 0 | 0 | 0 | 0 | -22.1875 | 2.0172 | 0 | 2.8119 | 2.8119 | 2.037 | 21.5703 | 1.3567 | 3.3824 | 0 | 0.033193 | 0 | 0.78408 | 0.19745 | 0 | 13.8935 | 18.9375 | -27.6991 | 0 | 0.5984 | 0 | 1.8521 | 0.15503
2025_02_10 Hr 05 | 0 | 0 | 0 | 0.10465 | 0.10318 | 0.1056 | 0.10928 | 0.11 | 0.11208 | 0 | 0 | 0.0031592 | 0.27 | 0.015914 | 1.6399 | 1.6399 | 5.9627 | 0.3965 | 0.003788 | 0.0058432 | 0.0073552 | 0 | 0 | -0.22746 | 0 | -0.33371 | 0 | 0.074695 | 0.014972 | 0 | 0.25778 | 5.4048 | 2.2791 | 0 | 0.60107 | 0.89806 | 0 | 0 | 0 | 1.1977 | 0 | 0.062055 | 0 | 0.034733 | 0 | -0.26314 | 0 | 0 | 0 | 0 | 0 | 0 | 0 | 0 | 2.5335 | 0 | 0 | 0 | 0 | 0 | 0 | -4.4375 | 0 | 0 | 0 | 0 | 0 | 0 | 0 | 0 | 0 | 0 | 0 | 0 | 0 | -24.516 | 2.0172 | 0 | 2.8119 | 2.8119 | 2.198 | 21.5703 | 1.3567 | 3.3824 | 0 | 0.033193 | 0 | 0.78408 | 0.19745 | 0 | 12.3347 | 19.3446 | -29.7778 | 0 | 0.5984 | 0 | 1.8521 | 0.1555
2025_02_10 Hr 06 | 0 | 0 | 0 | 0.10465 | 0.10318 | 0.1056 | 0.10928 | 0.11 | 0.11208 | 0 | 0 | 0.0031592 | 0.33 | 0.02005 | 1.6399 | 1.6399 | 5.9627 | 0.3965 | 0.003788 | 0.0058432 | 0.0073552 | 0 | 0 | -0.17883 | 0 | -0.28508 | 0 | 0.074695 | 0.014972 | 0 | 0.25778 | 5.4048 | 2.2791 | 0 | 0.60107 | 0.89806 | 0 | 0 | 0 | 0.35794 | -0.81371 | 0.062055 | 0 | 0.035803 | 0 | -0.27131 | 0 | 0 | 0 | 0 | 0 | 0 | 0 | 0 | 2.6715 | 0 | 0 | 0 | 0 | 0 | 0 | -4.4375 | 0 | 0 | 0 | 0 | 0 | 0 | 0 | 0 | 0 | 0 | 0 | 0 | 0 | -23.686 | 2.0172 | 0 | 2.8119 | 2.8119 | 1.9978 | 21.5703 | 1.3567 | 3.3824 | 0 | 0.033193 | 0 | 0.78408 | 0.19745 | 0 | 11.6044 | 19.3486 | -28.8587 | 0 | 0.5984 | 0 | 1.8521 | 0.15766
2025_02_10 Hr 07 | 0 | 0 | 0 | 0.10465 | 0.10318 | 0.1056 | 0.10928 | 0.11 | 0.11208 | 0 | 0 | 0.0031592 | 0.39 | 0.017126 | 1.6399 | 1.6399 | 5.9168 | 0.39598 | 0.003788 | 0.0058432 | 0.0073552 | 0 | 0 | 0 | 0 | 0 | 0 | 0.074695 | 0.014972 | 0 | 0.25778 | 5.3774 | 2.2791 | 0 | 0.59632 | 0.89806 | 0 | 0 | 0 | 0 | -1.9066 | 0.062055 | 0 | 0.025877 | 0 | -0.1955 | 0 | 0 | 0 | 0 | 0 | 0 | 0 | 0 | 3.0126 | 0 | 0 | 0 | 0 | 0 | -5.4625 | 0 | 0 | 0 | 0 | 0 | 0 | 0 | 0 | 0 | 0 | 0 | -2.3937 | 0 | 0 | -12.8241 | 2.0172 | 0 | 2.7295 | 2.7295 | 1.7976 | 21.3316 | 1.3567 | 3.3824 | 0 | 0.033193 | 0 | 0.78408 | 0.19745 | 0 | 18.0933 | 19.5441 | -20.8758 | 0 | 0.5984 | 0 | 1.8521 | 0.15987
2025_02_10 Hr 08 | 0.045117 | 0 | 0 | 0.10465 | 0.10318 | 0.1056 | 0.10928 | 0.11 | 0.11208 | 0 | 0 | 0.0031592 | 0.39 | 0.016829 | 1.6399 | 1.6399 | 5.9168 | 0.36298 | 0.003788 | 0.0058432 | 0.0073552 | 0 | 0 | 0 | 0 | 0 | 0 | 0.074695 | 0.014972 | 0 | 0.25778 | 5.3774 | 2.2791 | 0 | 0.59632 | 0.89806 | 0 | 0 | 0 | 0 | -3.0267 | 0.062055 | 0 | 0.025428 | 0 | -0.19208 | 0 | 0 | 0 | 0 | 0 | 0 | 0 | 0 | 3.2159 | 0 | 0 | 0 | 0 | 0 | -5.4625 | 0 | 0 | 0 | 0 | 0 | 0 | 0 | 0 | 0 | 0 | 0 | -2.3937 | 0 | 0 | -11.1043 | 2.0172 | 0 | 2.6861 | 2.6861 | 1.815 | 21.2118 | 1.3567 | 3.3824 | 0 | 0.033193 | -0.045117 | 0.78408 | 0.19745 | 0 | 18.7982 | 19.8109 | -19.1977 | 0 | 0.5984 | 0 | 1.8521 | 0.16119
2025_02_10 Hr 09 | 0.31807 | 0 | 0 | 0.10465 | 0.10318 | 0.1056 | 0.10928 | 0.11 | 0.11208 | 0 | 0 | 0.0031592 | 0.33 | 0.013913 | 1.6399 | 1.6399 | 5.9168 | 0.39598 | 0.003788 | 0.0058432 | 0.0073552 | 0 | 0 | 0 | 0 | 0 | 0 | 0.074695 | 0.014972 | 0 | 0.25778 | 5.3774 | 2.2791 | 0 | 0.59632 | 0.89806 | 0 | 0 | 0 | 0 | -3.006 | 0.062055 | 0 | 0.024845 | 0 | -0.18763 | 0 | 0 | 0 | 0 | 0 | 0 | 0 | 0 | 3.1506 | 0 | 0 | 0 | 0 | 0 | -5.4625 | 0 | 0 | 0 | 0 | 0 | 0 | 0 | 0 | 0 | 0 | 0 | -2.3937 | 0 | 0 | -9.5436 | 2.0172 | 0 | 2.7905 | 2.7905 | 1.445 | 21.4536 | 1.3567 | 3.3824 | 0 | 0.033193 | -0.31807 | 0.78408 | 0.19745 | 0 | 20.1275 | 19.5854 | -17.9056 | 0 | 0.5984 | 0 | 1.8521 | 0.16093
2025_02_10 Hr 10 | 0.40874 | 2.3181e-06 | 0 | 0.10465 | 0.10318 | 0.1056 | 0.10928 | 0.11 | 0.11208 | 0 | 0 | 0.0031592 | 0.33 | 0.015866 | 1.6399 | 1.6399 | 5.9168 | 0.39598 | 0.003788 | 0.0058432 | 0.0073552 | 0 | 0 | 0 | 0 | 0 | 0 | 0.074695 | 0.014972 | 0 | 0.25778 | 5.3774 | 2.2791 | 0 | 0.59632 | 0.89806 | 0 | 0 | 0 | 0 | -3.1349 | 0.062055 | 0 | 0.028333 | 0 | -0.21426 | 0 | 0 | 0 | 0 | 0 | 0 | 0 | 0 | 2.5989 | 0 | 0 | 0 | 0 | 0 | -5.4625 | 0 | 0 | 0 | 0 | 0 | 0 | 0 | 0 | 0 | 0 | 0 | -2.3937 | 0 | 0 | -11.8674 | 2.0172 | 0 | 2.7905 | 2.7905 | 1.062 | 21.4536 | 1.3567 | 3.3824 | 0 | 0.033193 | -0.40874 | 0.78408 | 0.19745 | 0 | 16.7152 | 18.743 | -20.3466 | 0 | 0.5984 | 0 | 1.8521 | 0.16067
2025_02_10 Hr 11 | 0.45429 | 1.2777e-05 | 0 | 0.10465 | 0.10318 | 0.1056 | 0.10928 | 0.11 | 0.11208 | 0 | 0 | 0.0031592 | 0.48 | 0.0212 | 1.6399 | 1.6399 | 5.9168 | 0.39598 | 0.003788 | 0.0058432 | 0.0073552 | 0 | 0 | 0 | 0 | 0 | 0 | 0.074695 | 0.014972 | 0 | 0.25778 | 5.3774 | 2.2791 | 0 | 0.59632 | 0.89806 | 0 | 0 | 0 | 0 | -2.4097 | 0.062055 | 0 | 0.026027 | 0 | -0.19665 | 0 | 0 | 0 | 0 | 0 | 0 | 0 | 0 | 2.2577 | 0 | 0 | 0 | 0 | 0 | -5.4625 | 0 | 0 | 0 | 0 | 0 | 0 | 0 | 0 | 0 | 0 | 0 | -2.3937 | 0 | 0 | -10.2608 | 2.0172 | 0 | 2.7905 | 2.7905 | 1.2143 | 21.4536 | 1.3567 | 3.3824 | 0 | 0.033193 | -0.45429 | 0.78408 | 0.19745 | 0 | 19.0305 | 18.7545 | -18.768 | 0 | 0.5984 | 0 | 1.8521 | 0.16013
2025_02_10 Hr 12 | 0.43155 | 2.3358e-05 | 0 | 0.10465 | 0.10318 | 0.1056 | 0.10928 | 0.11 | 0.11208 | 0 | 0 | 0.0031592 | 0.63 | 0.028613 | 1.6399 | 1.6399 | 5.9168 | 0.39598 | 0.003788 | 0.0058432 | 0.0073552 | 0 | 0 | 0 | 0 | 0 | 0 | 0.074695 | 0.014972 | 0 | 0.25778 | 5.3774 | 2.2791 | 0 | 0.59632 | 0.89806 | 0 | 0 | 0 | 0 | -1.7635 | 0.062055 | 0 | 0.026764 | 0 | -0.20228 | 0 | 0 | 0 | 0 | 0 | 0 | 0 | 0 | 2.4682 | 0 | 0 | 0 | 0 | 0 | -5.4625 | 0 | 0 | 0 | 0 | 0 | 0 | 0 | 0 | 0 | 0 | 0 | -2.3937 | 0 | 0 | -10.2856 | 2.0172 | 0 | 2.7702 | 2.7702 | 1.284 | 21.4129 | 1.3567 | 3.3824 | 0 | 0.033193 | -0.43155 | 0.78408 | 0.19745 | 0 | 20.0424 | 19.1687 | -18.7757 | 0 | 0.5984 | 0 | 1.8521 | 0.15941
2025_02_10 Hr 13 | 0.45429 | 3.5761e-05 | 0 | 0.10465 | 0.10318 | 0.1056 | 0.10928 | 0.11 | 0.11208 | 0 | 0 | 0.0031592 | 0.93 | 0.039045 | 1.6399 | 1.6399 | 5.9168 | 0.39598 | 0.003788 | 0.0058432 | 0.0073552 | 0 | 0 | 0 | 0 | 0 | 0 | 0.074695 | 0.014972 | 0 | 0.25778 | 5.3774 | 2.2791 | 0 | 0.59632 | 0.89806 | 0 | 0 | 0 | 0.03113 | -0.90494 | 0.062055 | 0 | 0.02474 | 0 | -0.18683 | 0 | 0 | 0 | 0 | 0 | 0 | 0 | 0 | 1.5753 | 0 | 0 | 0 | 0 | 0 | -5.4625 | 0 | 0 | 0 | 0 | 0 | 0 | 0 | 0 | 0 | 0 | 0 | -2.3937 | 0 | 0 | -8.1267 | 2.0172 | 0 | 2.6575 | 2.6575 | 1.2448 | 21.1877 | 1.3567 | 3.3824 | 0 | 0.033193 | -0.45429 | 0.78408 | 0.19745 | 0 | 22.259 | 18.5692 | -16.6241 | 0 | 0.5984 | 0 | 1.8521 | 0.15886
2025_02_10 Hr 14 | 0.43155 | 4.6261e-05 | 0 | 0.10465 | 0.10318 | 0.1056 | 0.10928 | 0.11 | 0.11208 | 0 | 0 | 0.0031592 | 0.93 | 0.042492 | 1.6399 | 1.6399 | 5.9168 | 0.39598 | 0.003788 | 0.0058432 | 0.0073552 | 0 | 0 | 0 | 0 | 0 | 0 | 0.074695 | 0.014972 | 0 | 0.25778 | 5.3774 | 2.2791 | 0 | 0.59632 | 0.89806 | 0 | 0 | 0 | 0.04072 | -1.114 | 0.062055 | 0 | 0.026925 | 0 | -0.20351 | 0 | 0 | 0 | 0 | 0 | 0 | 0 | 0 | 1.51 | 0 | 0 | 0 | 0 | 0 | -5.4625 | 0 | 0 | 0 | 0 | 0 | 0 | 0 | 0 | 0 | 0 | 0 | -2.3937 | 0 | 0 | -7.8519 | 2.0172 | 0 | 2.6861 | 2.6861 | 1.2143 | 21.2448 | 1.3567 | 3.3824 | 0 | 0.033193 | -0.43155 | 0.78408 | 0.19745 | 0 | 22.2825 | 18.4541 | -16.3432 | 0 | 0.5984 | 0 | 1.8521 | 0.15887
2025_02_10 Hr 15 | 0.47718 | 2.637e-05 | 0 | 0.10465 | 0.10318 | 0.1056 | 0.10928 | 0.11 | 0.11208 | 0 | 0 | 0.0031592 | 0.99 | 0.045122 | 1.6399 | 1.6399 | 5.8632 | 0.26398 | 0.003788 | 0.0058432 | 0.0073552 | 0 | 0 | 0 | 0 | 0 | 0 | 0.074695 | 0.014972 | 0 | 0.25778 | 5.3667 | 2.2791 | 0 | 0.59492 | 0.89806 | 0 | 0 | 0 | 0.30804 | -1.0698 | 0.062055 | 0 | 0.026858 | 0 | -0.203 | 0 | 0 | 0 | 0 | 0 | 0 | 0 | 0 | 1.372 | 0 | 0 | 0 | 0 | 0 | -5.4625 | 0 | 0 | 0 | 0 | 0 | 0 | 0 | 0 | 0 | 0 | 0 | -2.3937 | 0 | 0 | -8.6906 | 2.0172 | 0 | 2.591 | 2.591 | 1.0925 | 20.8584 | 1.3567 | 3.3824 | 0 | 0.033193 | -0.47718 | 0.78408 | 0.19745 | 0 | 21.1708 | 18.3011 | -17.227 | 0 | 0.5984 | 0 | 1.8521 | 0.15882
2025_02_10 Hr 16 | 0.34081 | 1.0954e-05 | 0 | 0.10465 | 0.10318 | 0.1056 | 0.10928 | 0.11 | 0.11208 | 0 | 0 | 0.0031592 | 1.26 | 0.053674 | 1.6399 | 1.6399 | 5.8364 | 0.29698 | 0.003788 | 0.0058432 | 0.0073552 | 0 | 0 | 0 | 0 | 0 | 0 | 0.074695 | 0.014972 | 0 | 0.25778 | 5.3455 | 2.2791 | 0 | 0.59213 | 0.89806 | 0 | 0 | 0 | 0.29433 | -0.77879 | 0.062055 | 0 | 0.025103 | 0 | -0.18959 | 0 | 0 | 0 | 0 | 0 | 0 | 0 | 0 | 1.1615 | 0 | 0 | 0 | 0 | 0 | -5.4625 | 0 | 0 | 0 | 0 | 0 | 0 | 0 | 0 | 0 | 0 | 0 | -2.3937 | 0 | 0 | -8.754 | 2.0172 | 0 | 2.5558 | 2.5558 | 0.36125 | 20.773 | 1.3567 | 3.3824 | 0 | 0.033193 | -0.34081 | 0.78408 | 0.19745 | 0 | 20.6466 | 17.4987 | -17.1406 | 0 | 0.5984 | 0 | 1.8521 | 0.1587
2025_02_10 Hr 17 | 0.22653 | 7.1914e-07 | 0 | 0.10465 | 0.10318 | 0.1056 | 0.10928 | 0.11 | 0.11208 | 0 | 0 | 0.0031592 | 1.59 | 0.071147 | 1.6399 | 1.6399 | 5.9168 | 0.39598 | 0.003788 | 0.0058432 | 0.0073552 | 0 | 0 | 0 | 0 | 0 | 0 | 0.074695 | 0.014972 | 0 | 0.25778 | 5.3774 | 2.2791 | 0 | 0.59632 | 0.89806 | 0 | 0 | 0 | 0 | -1.9835 | 0.062055 | 0 | 0.026368 | 0 | -0.19926 | 0 | 0 | 0 | 0 | 0 | 0 | 0 | 0 | 1.1615 | 0 | 0 | 0 | 0 | 0 | -5.4625 | 0 | 0 | 0 | 0 | 0 | 0 | 0 | 0 | 0 | 0 | 0 | -2.3937 | 0 | 0 | -8.6682 | 2.0172 | 0 | 2.7905 | 2.7905 | 0.13057 | 21.4536 | 1.3567 | 3.3824 | 0 | 0.033193 | -0.22653 | 0.78408 | 0.19745 | 0 | 20.0261 | 17.5062 | -16.9502 | 0 | 0.5984 | 0 | 1.8521 | 0.15957
2025_02_10 Hr 18 | 0 | 0 | 0 | 0.10465 | 0.10318 | 0.1056 | 0.10928 | 0.11 | 0.11208 | 0 | 0 | 0.0031592 | 1.44 | 0.082801 | 1.6399 | 1.6399 | 5.9168 | 0.39598 | 0.003788 | 0.0058432 | 0.0073552 | 0 | 0 | 0 | 0 | 0 | 0 | 0.074695 | 0.014972 | 0 | 0.25778 | 5.3774 | 2.2791 | 0 | 0.59632 | 0.89806 | 0 | 0 | 0 | 0 | -4.1412 | 0.062055 | 0 | 0.033884 | 0 | -0.25665 | 0 | 0 | 0 | 0 | 0 | 0 | 0 | 0 | 1.9891 | 0 | 0 | 0 | 0 | 0 | -5.4625 | 0 | 0 | 0 | 0 | 0 | 0 | 0 | 0 | 0 | 0 | 0 | -2.3937 | 0 | 0 | -10.6927 | 2.0172 | 0 | 2.7905 | 2.7905 | 0.23939 | 21.4536 | 1.3567 | 3.3824 | 0 | 0.033193 | 0 | 0.78408 | 0.19745 | 0 | 16.5859 | 18.0791 | -18.8056 | 0 | 0.5984 | 0 | 1.8521 | 0.16099
2025_02_10 Hr 19 | 0 | 0 | 0 | 0.10465 | 0.10318 | 0.1056 | 0.10928 | 0.11 | 0.11208 | 0 | 0 | 0.0031592 | 1.83 | 0.10425 | 1.6399 | 1.6399 | 5.9168 | 0.39598 | 0.003788 | 0.0058432 | 0.0073552 | 0 | 0 | 0 | 0 | 0 | 0 | 0.074695 | 0.014972 | 0 | 0.25778 | 5.3774 | 2.2791 | 0 | 0.59632 | 0.89806 | 0 | 0 | 0 | 0 | -4.1065 | 0.062055 | 0 | 0.033572 | 0 | -0.25426 | 0 | 0 | 0 | 0 | 0 | 0 | 0 | 0 | 2.2577 | 0 | 0 | 0 | 0 | 0 | -5.4625 | 0 | 0 | 0 | 0 | 0 | 0 | 0 | 0 | 0 | 0 | 0 | -2.3937 | 0 | 0 | -11.8745 | 2.0172 | 0 | 2.7905 | 2.7905 | 0.35255 | 21.4536 | 1.3567 | 3.3824 | 0 | 0.033193 | 0 | 0.78408 | 0.19745 | 0 | 16.2345 | 18.8724 | -19.985 | 0 | 0.5984 | 0 | 1.8521 | 0.16099
2025_02_10 Hr 20 | 0 | 0 | 0 | 0.10465 | 0.10318 | 0.1056 | 0.10928 | 0.11 | 0.11208 | 0 | 0 | 0.0031592 | 1.89 | 0.11813 | 1.6399 | 1.6399 | 5.9168 | 0.39598 | 0.003788 | 0.0058432 | 0.0073552 | 0 | 0 | 0 | 0 | 0 | 0 | 0.074695 | 0.014972 | 0 | 0.25778 | 5.3774 | 2.2791 | 0 | 0.59632 | 0.89806 | 0 | 0 | 0 | 0 | -3.2619 | 0.062055 | 0 | 0.036831 | 0 | -0.27915 | 0 | 0 | 0 | 0 | 0 | 0 | 0 | 0 | 2.5989 | 0 | 0 | 0 | 0 | 0 | -5.4625 | 0 | 0 | 0 | 0 | 0 | 0 | 0 | 0 | 0 | 0 | 0 | -2.3937 | 0 | 0 | -12.9651 | 2.0172 | 0 | 2.7905 | 2.7905 | 0.30902 | 21.4536 | 1.3567 | 3.3824 | 0 | 0.033193 | 0 | 0.78408 | 0.19745 | 0 | 16.3342 | 19.243 | -21.1005 | 0 | 0.5984 | 0 | 1.8521 | 0.16011
2025_02_10 Hr 21 | 0 | 0 | 0 | 0.10465 | 0.10318 | 0.1056 | 0.10928 | 0.11 | 0.11208 | 0 | 0 | 0.0031592 | 1.83 | 0.088217 | 1.6399 | 1.6399 | 5.9168 | 0.39598 | 0.003788 | 0.0058432 | 0.0073552 | 0 | 0 | 0 | 0 | 0 | 0 | 0.074695 | 0.014972 | 0 | 0.25778 | 5.3774 | 2.2791 | 0 | 0.59632 | 0.89806 | 0 | 0 | 0 | 0 | -1.5716 | 0.062055 | 0 | 0.028407 | 0 | -0.21483 | 0 | 0 | 0 | 0 | 0 | 0 | 0 | 0 | 3.2885 | 0 | 0 | 0 | 0 | 0 | -5.4625 | 0 | 0 | 0 | 0 | 0 | 0 | 0 | 0 | 0 | 0 | 0 | -2.3937 | 0 | 0 | -10.2686 | 2.0172 | 0 | 2.7905 | 2.7905 | 0.35255 | 21.4536 | 1.3567 | 3.3824 | 0 | 0.033193 | 0 | 0.78408 | 0.19745 | 0 | 21.4276 | 19.8853 | -18.3397 | 0 | 0.5984 | 0 | 1.8521 | 0.15915
2025_02_10 Hr 22 | 0 | 0 | 0 | 0.10465 | 0.10318 | 0.1056 | 0.10928 | 0.11 | 0.11208 | 0 | 0 | 0.0031592 | 1.14 | 0.058673 | 1.6399 | 1.6399 | 5.9168 | 0.39598 | 0.003788 | 0.0058432 | 0.0073552 | 0 | 0 | 0 | 0 | 0 | 0 | 0.074695 | 0.014972 | 0 | 0.25778 | 5.3774 | 2.2791 | 0 | 0.59632 | 0.89806 | 0 | 0 | 0 | 0.32813 | -0.35964 | 0.062055 | 0 | 0.030329 | 0 | -0.22951 | 0 | 0 | 0 | 0 | 0 | 0 | 0 | 0 | 3.4918 | 0 | 0 | 0 | 0 | 0 | -5.4625 | 0 | 0 | 0 | 0 | 0 | 0 | 0 | 0 | 0 | 0 | 0 | -2.3937 | 0 | 0 | -11.7031 | 2.0172 | 0 | 2.7905 | 2.7905 | 0.72251 | 21.4536 | 1.3567 | 3.3824 | 0 | 0.033193 | 0 | 0.78408 | 0.19745 | 0 | 21.3707 | 19.7374 | -19.7889 | 0 | 0.5984 | 0 | 1.8521 | 0.1576
2025_02_10 Hr 23 | 0 | 0 | 0 | 0.10465 | 0.10318 | 0.1056 | 0.10928 | 0.11 | 0.11208 | 0 | 0 | 0.0031592 | 0.99 | 0.056304 | 1.6399 | 1.6399 | 5.9627 | 0.3965 | 0.003788 | 0.0058432 | 0.0073552 | 0 | 0 | -0.28287 | 0 | -0.38912 | 0 | 0.074695 | 0.014972 | 0 | 0.25778 | 5.4048 | 2.2791 | 0 | 0.60107 | 0.89806 | 0 | 0 | 0 | 1.042 | -0.0031872 | 0.062055 | 0 | 0.033514 | 0 | -0.25383 | 0 | 0 | 0 | 0 | 0 | 0 | 0 | 0 | 3.4918 | 0 | 0 | 0 | 0 | 0 | 0 | -4.4375 | 0 | 0 | 0 | 0 | 0 | 0 | 0 | 0 | 0 | 0 | 0 | 0 | 0 | -14.9907 | 2.0172 | 0 | 2.8119 | 2.8119 | 1.0751 | 21.5703 | 1.3567 | 3.3824 | 0 | 0.033193 | 0 | 0.78408 | 0.19745 | 0 | 22.1957 | 19.9406 | -20.354 | 0 | 0.5984 | 0 | 1.8521 | 0.15581
2025_02_10 Hr 24 | 0 | 0 | 0 | 0.10465 | 0.10318 | 0.1056 | 0.10928 | 0.11 | 0.11208 | 0 | 0 | 0.0031592 | 0.48 | 0.02796 | 1.6399 | 1.6399 | 5.9627 | 0.3965 | 0.003788 | 0.0058432 | 0.0073552 | 0 | 0 | -0.24596 | 0 | -0.35221 | 0 | 0.074695 | 0.014972 | 0 | 0.25778 | 5.4048 | 2.2791 | 0 | 0.60107 | 0.89806 | 0 | 0 | 0 | 1.1742 | 0 | 0.062055 | 0 | 0.10172 | 0 | -0.26003 | 0 | 0 | 0 | 0 | 0 | 0 | 0 | 0 | 3.6297 | 0 | 0 | 0 | 0 | 0 | 0 | -4.4375 | 0 | 0 | 0 | 0 | 0 | 0 | 0 | 0 | 0 | 0 | 0 | 0 | 0 | -15.4186 | 2.0172 | 0 | 2.8119 | 2.8119 | 1.0228 | 21.5703 | 1.3567 | 3.3824 | 0 | 0.033193 | 0 | 0.78408 | 0.19745 | 0 | 21.5165 | 19.4864 | -20.7143 | 0 | 0.5984 | 0 | 1.8521 | 0.15429
2025_02_11 Hr 01 | 0 | 0 | 0 | 0.10233 | 0.10089 | 0.10326 | 0.10685 | 0.10756 | 0.10959 | 0 | 0 | 0.0031592 | 0.51 | 0.028767 | 1.6399 | 1.6399 | 5.8304 | 0.3877 | 0.003788 | 0.0058432 | 0.0073552 | 0 | 0 | -0.2954 | 0 | -0.40165 | 0 | 0.074695 | 0.014972 | 0 | 0.25216 | 5.2848 | 2.2791 | 0 | 0.60107 | 0.89806 | 0 | 0 | 0 | 0.89481 | 0 | 0.062055 | 0 | 0.033239 | 0 | -0.25172 | 0 | 0 | 0 | 0 | 0 | 0 | 0 | 0 | 3.2159 | 0 | 0 | 0 | 0 | 0 | 0 | -4.4375 | 0 | 0 | 0 | 0 | 0 | 0 | 0 | 0 | 0 | 0 | 0 | 0 | 0 | -16.7242 | 2.0172 | 0 | 2.7495 | 2.7495 | 1.0925 | 21.1643 | 1.3567 | 3.3824 | 0 | 0.033193 | 0 | 0.78408 | 0.19745 | 0 | 19.1209 | 19.1723 | -22.1104 | 0 | 0.5984 | 0 | 1.8521 | 0.15346
2025_02_11 Hr 02 | 0 | 0 | 0 | 0.10233 | 0.10089 | 0.10326 | 0.10685 | 0.10756 | 0.10959 | 0 | 0 | 0.0031592 | 0.69 | 0.035717 | 1.6399 | 1.6399 | 5.8304 | 0.3877 | 0.003788 | 0.0058432 | 0.0073552 | 0 | 0 | -0.41971 | 0 | -0.52596 | 0 | 0.074695 | 0.014972 | 0 | 0.25216 | 5.2848 | 2.2791 | 0 | 0.60107 | 0.89806 | 0 | 0 | 0 | 0.80857 | 0 | 0.062055 | 0 | 0.030504 | 0 | -0.23084 | 0 | 0 | 0 | 0 | 0 | 0 | 0 | 0 | 3.5644 | 0 | 0 | 0 | 0 | 0 | 0 | -4.4375 | 0 | 0 | 0 | 0 | 0 | 0 | 0 | 0 | 0 | 0 | 0 | 0 | 0 | -15.3585 | 2.0172 | 0 | 2.7495 | 2.7495 | 1.1142 | 21.1643 | 1.3567 | 3.3824 | 0 | 0.033193 | 0 | 0.78408 | 0.19745 | 0 | 20.7294 | 19.7291 | -20.9725 | 0 | 0.5984 | 0 | 1.8521 | 0.1531
2025_02_11 Hr 03 | 0 | 0 | 0 | 0.10233 | 0.10089 | 0.10326 | 0.10685 | 0.10756 | 0.10959 | 0 | 0 | 0.0031592 | 0.36 | 0.019272 | 1.6399 | 1.6399 | 5.8304 | 0.3877 | 0.003788 | 0.0058432 | 0.0073552 | 0 | 0 | -0.37233 | 0 | -0.47858 | 0 | 0.074695 | 0.014972 | 0 | 0.25216 | 5.2848 | 2.2791 | 0 | 0.60107 | 0.89806 | 0 | 0 | 0 | 0.86893 | 0 | 0.062055 | 0 | 0.031546 | 0 | -0.2388 | 0 | 0 | 0 | 0 | 0 | 0 | 0 | 0 | 3.9055 | 0 | 0 | 0 | 0 | 0 | 0 | -4.4375 | 0 | 0 | 0 | 0 | 0 | 0 | 0 | 0 | 0 | 0 | 0 | 0 | 0 | -15.3262 | 2.0172 | 0 | 2.7495 | 2.7495 | 1.0838 | 21.1643 | 1.3567 | 3.3824 | 0 | 0.033193 | 0 | 0.78408 | 0.19745 | 0 | 20.8728 | 19.693 | -20.8534 | 0 | 0.5984 | 0 | 1.8521 | 0.15279
2025_02_11 Hr 04 | 0 | 0 | 0 | 0.10233 | 0.10089 | 0.10326 | 0.10685 | 0.10756 | 0.10959 | 0 | 0 | 0.0031592 | 0.15 | 0.0079837 | 1.6399 | 1.6399 | 5.8304 | 0.3877 | 0.003788 | 0.0058432 | 0.0073552 | 0 | 0 | -0.38058 | 0 | -0.48683 | 0 | 0.074695 | 0.014972 | 0 | 0.25216 | 5.2848 | 2.2791 | 0 | 0.60107 | 0.89806 | 0 | 0 | 0 | 0.81417 | 0 | 0.062055 | 0 | 0.031365 | 0 | -0.23741 | 0 | 0 | 0 | 0 | 0 | 0 | 0 | 0 | 4.5226 | 0 | 0 | 0 | 0 | 0 | 0 | -4.4375 | 0 | 0 | 0 | 0 | 0 | 0 | 0 | 0 | 0 | 0 | 0 | 0 | 0 | -14.5797 | 2.0172 | 0 | 2.7495 | 2.7495 | 1.0446 | 21.1643 | 1.3567 | 3.3824 | 0 | 0.033193 | 0 | 0.78408 | 0.19745 | 0 | 21.9058 | 20.0494 | -20.122 | 0 | 0.5984 | 0 | 1.8521 | 0.15252
2025_02_11 Hr 05 | 0 | 0 | 0 | 0.10233 | 0.10089 | 0.10326 | 0.10685 | 0.10756 | 0.10959 | 0 | 0 | 0.0031592 | 0.15 | 0.0081829 | 1.6399 | 1.6399 | 5.8304 | 0.3877 | 0.003788 | 0.0058432 | 0.0073552 | 0 | 0 | -0.34502 | 0 | -0.45127 | 0 | 0.074695 | 0.014972 | 0 | 0.25216 | 5.2848 | 2.2791 | 0 | 0.60107 | 0.89806 | 0 | 0 | 0 | 0.73007 | -0.0031813 | 0.062055 | 0 | 0.032147 | 0 | -0.24339 | 0 | 0 | 0 | 0 | 0 | 0 | 0 | 0 | 4.7259 | 0 | 0 | 0 | 0 | 0 | 0 | -4.4375 | 0 | 0 | 0 | 0 | 0 | 0 | 0 | 0 | 0 | 0 | 0 | 0 | 0 | -15.1997 | 2.0172 | 0 | 2.7495 | 2.7495 | 1.1447 | 21.1643 | 1.3567 | 3.3824 | 0 | 0.033193 | 0 | 0.78408 | 0.19745 | 0 | 21.5685 | 20.3543 | -20.6769 | 0 | 0.5984 | 0 | 1.8521 | 0.15387
2025_02_11 Hr 06 | 0 | 0 | 0 | 0.10233 | 0.10089 | 0.10326 | 0.10685 | 0.10756 | 0.10959 | 0 | 0 | 0.0031592 | 0.09 | 0.0063565 | 1.6399 | 1.6399 | 5.8304 | 0.3877 | 0.003788 | 0.0058432 | 0.0073552 | 0 | 0 | 0.085563 | 0 | -0.020687 | 0 | 0.074695 | 0.014972 | 0 | 0.25216 | 5.2848 | 2.2791 | 0.63474 | 0.60107 | 0.89806 | 0 | 0 | 0 | 0.53779 | -0.50845 | 0.062055 | 0 | 0.04162 | 0 | -0.31572 | 0 | 0 | 0 | 0 | 0 | 0 | 0 | 0 | 4.8638 | 0 | 0 | 0 | 0 | 0 | 0 | -4.4375 | 0 | 0 | 0 | 0 | 0 | 0 | 0 | 0 | 0 | 0 | 0 | 0 | 0 | -18.9552 | 2.0172 | 0 | 2.7495 | 2.7495 | 1.0228 | 21.799 | 1.3567 | 3.3824 | 0 | 0.033193 | 0 | 0.78408 | 0.19745 | 0 | 18.4949 | 20.31 | -23.6435 | 0 | 0.5984 | 0 | 1.8521 | 0.15539
2025_02_11 Hr 07 | 0 | 0 | 0 | 0.10233 | 0.10089 | 0.10326 | 0.10685 | 0.10756 | 0.10959 | 0 | 0 | 0.0031592 | 0.12 | 0.0067446 | 1.6399 | 1.6399 | 5.7856 | 0.38719 | 0.003788 | 0.0058432 | 0.0073552 | 0 | 0 | 0 | 0 | 0 | 0 | 0.074695 | 0.014972 | 4.8032 | 0.25216 | 5.2579 | 2.2791 | 0.63474 | 0.59632 | 0.89806 | 0 | 0 | 0 | 0 | -1.7474 | 0.062055 | 0 | 0 | 0 | -0.25082 | 0 | 0 | 0 | 0 | 0 | 0 | 0 | 0 | 5.2703 | 0 | 0 | 0 | 0 | 0 | -5.4625 | 0 | 0 | 0 | 0 | 0 | 0 | 0 | 0 | 0 | 0 | 0 | -2.3937 | 0 | 0 | -12.6947 | 2.0172 | 0 | 2.7285 | 2.7285 | 1.1752 | 22.1798 | 1.3567 | 3.3824 | 0 | 0.033193 | 0 | 0.78408 | 0.19745 | 0 | 20.5272 | 20.8965 | -20.8018 | 0 | 0.5984 | 0 | 1.8521 | 0.15736
2025_02_11 Hr 08 | 0.022813 | 0 | 0 | 0.10233 | 0.10089 | 0.10326 | 0.10685 | 0.10756 | 0.10959 | 0 | 0 | 0.0031592 | 0.27 | 0.022943 | 1.6399 | 1.6399 | 5.7856 | 0.38719 | 0.003788 | 0.0058432 | 0.0073552 | 0 | 0 | 0 | 0 | 0 | 0 | 0.074695 | 0.014972 | 0.60874 | 0.25216 | 5.2579 | 2.2791 | 0.63474 | 0.59632 | 0.89806 | 0 | 0 | 0 | 0 | -4.8843 | 0.062055 | 0 | 0 | 0 | -0.38028 | 0 | 0 | 0 | 0 | 0 | 0 | 0 | 0 | 5.4082 | 0 | 0 | 0 | 0 | 0 | -5.4625 | 0 | 0 | 0 | 0 | 0 | 0 | 0 | 0 | 0 | 0 | 0 | -2.3937 | 0 | 0 | -17.6318 | 2.0172 | 0 | 2.7285 | 2.7285 | 1.2927 | 22.2937 | 1.3567 | 3.3824 | 0 | 0.033193 | -0.022813 | 0.78408 | 0.19745 | 0 | 12.8605 | 21.3421 | -25.8911 | 0 | 0.5984 | 0 | 1.8521 | 0.15856
2025_02_11 Hr 09 | 0.045117 | 0 | 0 | 0.10233 | 0.10089 | 0.10326 | 0.10685 | 0.10756 | 0.10959 | 0 | 0 | 0.0031592 | 0.27 | 0.016951 | 1.6399 | 1.6399 | 5.7856 | 0.38719 | 0.003788 | 0.0058432 | 0.0073552 | 0 | 0 | 0 | 0 | 0 | 0 | 0.074695 | 0.014972 | 0.84977 | 0.25216 | 5.2579 | 2.2791 | 0.63474 | 0.59632 | 0.89806 | 0 | 0 | 0 | 0 | -2.8049 | 0.062055 | 0 | 0 | 0 | -0.28041 | 0 | 0 | 0 | 0 | 0 | 0 | 0 | 0 | 4.9291 | 0 | 0 | 0 | 0 | 0 | -5.4625 | 0 | 0 | 0 | 0 | 0 | 0 | 0 | 0 | 0 | 0 | 0 | -2.3937 | 0 | 0 | -10.7661 | 2.0172 | 0 | 2.7285 | 2.7285 | 1.4363 | 22.5347 | 1.3567 | 3.3824 | 0 | 0.033193 | -0.045117 | 0.78408 | 0.19745 | 0 | 21.8044 | 21.0224 | -18.9478 | 0 | 0.5984 | 0 | 1.8521 | 0.15801
2025_02_11 Hr 10 | 0.22645 | 0 | 0 | 0.10233 | 0.10089 | 0.10326 | 0.10685 | 0.10756 | 0.10959 | 0 | 0 | 0.0031592 | 0.21 | 0.014189 | 1.6399 | 1.6399 | 5.7856 | 0.38719 | 0.003788 | 0.0058432 | 0.0073552 | 0 | 0 | 0 | 0 | 0 | 0 | 0.074695 | 0.014972 | 1.0908 | 0.25216 | 5.2579 | 2.2791 | 0.63474 | 0.59632 | 0.89806 | 0 | 0 | 0 | 0 | -3.5637 | 0.062055 | 0 | 0 | 0 | -0.30195 | 0 | 0 | 0 | 0 | 0 | 0 | 0 | 0 | 4.1088 | 0 | 0 | 0 | 0 | 0 | -5.4625 | 0 | 0 | 0 | 0 | 0 | 0 | 0 | 0 | 0 | 0 | 0 | -2.3937 | 0 | 0 | -13.249 | 2.0172 | 0 | 2.7285 | 2.7285 | 1.3144 | 22.7757 | 1.3567 | 3.3824 | 0 | 0.033193 | -0.22645 | 0.78408 | 0.19745 | 0 | 17.7777 | 20.1993 | -21.6336 | 0 | 0.5984 | 0 | 1.8521 | 0.15846
2025_02_11 Hr 11 | 0.40859 | 9.5132e-06 | 0 | 0.10233 | 0.10089 | 0.10326 | 0.10685 | 0.10756 | 0.10959 | 0 | 0 | 0.0031592 | 0.21 | 0.013812 | 1.6399 | 1.6399 | 5.7856 | 0.38719 | 0.003788 | 0.0058432 | 0.0073552 | 0 | 0 | 0 | 0 | 0 | 0 | 0.074695 | 0.014972 | 1.265 | 0.25216 | 5.2579 | 2.2791 | 0.63474 | 0.59632 | 0.89806 | 0 | 0 | 0 | 0 | -3.7711 | 0.062055 | 0 | 0 | 0 | -0.29387 | 0 | 0 | 0 | 0 | 0 | 0 | 0 | 0 | 4.45 | 0 | 0 | 0 | 0 | 0 | -5.4625 | 0 | 0 | 0 | 0 | 0 | 0 | 0 | 0 | 0 | 0 | 0 | -2.3937 | 0 | 0 | -14.56 | 2.0172 | 0 | 2.7285 | 2.7285 | 1.223 | 22.95 | 1.3567 | 3.3824 | 0 | 0.033193 | -0.40859 | 0.78408 | 0.19745 | 0 | 16.691 | 20.6307 | -23.1187 | 0 | 0.5984 | 0 | 1.8521 | 0.15839
2025_02_11 Hr 12 | 0.31807 | 2.9169e-05 | 0 | 0.10233 | 0.10089 | 0.10326 | 0.10685 | 0.10756 | 0.10959 | 0 | 0 | 0.0031592 | 0.21 | 0.013612 | 1.6399 | 1.6399 | 5.7856 | 0.38719 | 0.003788 | 0.0058432 | 0.0073552 | 0 | 0 | 0 | 0 | 0 | 0 | 0.074695 | 0.014972 | 1.2528 | 0.25216 | 5.2579 | 2.2791 | 0.63474 | 0.59632 | 0.89806 | 0 | 0 | 0 | 0 | -3.5757 | 0.062055 | 0 | 0 | 0 | -0.28959 | 0 | 0 | 0 | 0 | 0 | 0 | 0 | 0 | 4.5879 | 0 | 0 | 0 | 0 | 0 | -5.4625 | 0 | 0 | 0 | 0 | 0 | 0 | 0 | 0 | 0 | 0 | 0 | -2.3937 | 0 | 0 | -14.7295 | 2.0172 | 0 | 2.7285 | 2.7285 | 1.1926 | 22.9378 | 1.3567 | 3.3824 | 0 | 0.033193 | -0.31807 | 0.78408 | 0.19745 | 0 | 16.8162 | 20.6475 | -23.1934 | 0 | 0.5984 | 0 | 1.8521 | 0.15836
2025_02_11 Hr 13 | 0.34088 | 5.6827e-05 | 0 | 0.10233 | 0.10089 | 0.10326 | 0.10685 | 0.10756 | 0.10959 | 0 | 0 | 0.0031592 | 0.15 | 0.010007 | 1.6399 | 1.6399 | 5.7856 | 0.38719 | 0.003788 | 0.0058432 | 0.0073552 | 0 | 0 | 0 | 0 | 0 | 0 | 0.074695 | 0.014972 | 1.2444 | 0.25216 | 5.2579 | 2.2791 | 0.63474 | 0.59632 | 0.89806 | 0 | 0 | 0 | 0 | -3.0957 | 0.062055 | 0 | 0 | 0 | -0.29812 | 0 | 0 | 0 | 0 | 0 | 0 | 0 | 0 | 4.9291 | 0 | 0 | 0 | 0 | 0 | -5.4625 | 0 | 0 | 0 | 0 | 0 | 0 | 0 | 0 | 0 | 0 | 0 | -2.3937 | 0 | 0 | -18.7587 | 2.0172 | 0 | 2.7285 | 2.7285 | 1.3449 | 22.9294 | 1.3567 | 3.3824 | 0 | 0.033193 | -0.34088 | 0.78408 | 0.19745 | 0 | 13.6796 | 21.0999 | -27.2539 | 0 | 0.5984 | 0 | 1.8521 | 0.15799
2025_02_11 Hr 14 | 0.36362 | 7.9309e-05 | 0 | 0.10233 | 0.10089 | 0.10326 | 0.10685 | 0.10756 | 0.10959 | 0 | 0 | 0.0031592 | 0.12 | 0.008112 | 1.6399 | 1.6399 | 5.7856 | 0.38719 | 0.003788 | 0.0058432 | 0.0073552 | 0 | 0 | 0 | 0 | 0 | 0 | 0.074695 | 0.014972 | 1.2444 | 0.25216 | 5.2579 | 2.2791 | 0.63474 | 0.59632 | 0.89806 | 0 | 0 | 0 | 0 | -2.7636 | 0.062055 | 0 | 0 | 0 | -0.3021 | 0 | 0 | 0 | 0 | 0 | 0 | 0 | 0 | 4.5879 | 0 | 0 | 0 | 0 | 0 | -5.4625 | 0 | 0 | 0 | 0 | 0 | 0 | 0 | 0 | 0 | 0 | 0 | -2.3937 | 0 | 0 | -20.5708 | 2.0172 | 0 | 2.7285 | 2.7285 | 1.6365 | 22.9294 | 1.3567 | 3.3824 | 0 | 0.033193 | -0.36362 | 0.78408 | 0.19745 | 0 | 12.1139 | 21.0409 | -29.0928 | 0 | 0.5984 | 0 | 1.8521 | 0.15771
2025_02_11 Hr 15 | 0.34081 | 5.3279e-05 | 0 | 0.10233 | 0.10089 | 0.10326 | 0.10685 | 0.10756 | 0.10959 | 0 | 0 | 0.0031592 | 0.12 | 0.0090412 | 1.6399 | 1.6399 | 5.7856 | 0.38719 | 0.003788 | 0.0058432 | 0.0073552 | 0 | 0 | 0 | 0 | 0 | 0 | 0.074695 | 0.014972 | 1.2043 | 0.25216 | 5.2579 | 2.2791 | 0.63474 | 0.59632 | 0.89806 | 0 | 0 | 0 | 0.041332 | -1.5398 | 0.062055 | 0 | 0 | 0 | -0.33694 | 0 | 0 | 0 | 0 | 0 | 0 | 0 | 0 | 3.9055 | 0 | 0 | 0 | 0 | 0 | -5.4625 | 0 | 0 | 0 | 0 | 0 | 0 | 0 | 0 | 0 | 0 | 0 | -2.3937 | 0 | 0 | -21.3541 | 2.0172 | 0 | 2.6039 | 2.6039 | 1.5669 | 22.6399 | 1.3567 | 3.3824 | 0 | 0.033193 | -0.34081 | 0.78408 | 0.19745 | 0 | 11.5197 | 20.2663 | -29.8881 | 0 | 0.5984 | 0 | 1.8521 | 0.15706
2025_02_11 Hr 16 | 0.31814 | 2.7087e-05 | 0 | 0.10233 | 0.10089 | 0.10326 | 0.10685 | 0.10756 | 0.10959 | 0 | 0 | 0.0031592 | 0.18 | 0.01319 | 1.6399 | 1.6399 | 5.7856 | 0.38719 | 0.003788 | 0.0058432 | 0.0073552 | 0 | 0 | 0 | 0 | 0 | 0 | 0.074695 | 0.014972 | 1.1876 | 0.25216 | 5.2579 | 2.2791 | 0.63474 | 0.59632 | 0.89806 | 0 | 0 | 0 | 0.1784 | -1.2867 | 0.062055 | 0 | 0 | 0 | -0.32766 | 0 | 0 | 0 | 0 | 0 | 0 | 0 | 0 | 3.2885 | 0 | 0 | 0 | 0 | 0 | -5.4625 | 0 | 0 | 0 | 0 | 0 | 0 | 0 | 0 | 0 | 0 | 0 | -2.3937 | 0 | 0 | -20.9572 | 2.0172 | 0 | 2.6184 | 2.6184 | 1.4929 | 22.6522 | 1.3567 | 3.3824 | 0 | 0.033193 | -0.31814 | 0.78408 | 0.19745 | 0 | 11.7011 | 19.6165 | -29.4593 | 0 | 0.5984 | 0 | 1.8521 | 0.15679
2025_02_11 Hr 17 | 0.090597 | 2.0893e-05 | 0 | 0.10233 | 0.10089 | 0.10326 | 0.10685 | 0.10756 | 0.10959 | 0 | 0 | 0.0031592 | 0.21 | 0.0195 | 1.6399 | 1.6399 | 5.7856 | 0.38719 | 0.003788 | 0.0058432 | 0.0073552 | 0 | 0 | 0 | 0 | 0 | 0 | 0.074695 | 0.014972 | 1.2796 | 0.25216 | 5.2579 | 2.2791 | 0.63474 | 0.59632 | 0.89806 | 0 | 0 | 0 | 0 | -3.5973 | 0.062055 | 0 | 0 | 0 | -0.41576 | 0 | 0 | 0 | 0 | 0 | 0 | 0 | 0 | 3.0126 | 0 | 0 | 0 | 0 | 0 | -5.4625 | 0 | 0 | 0 | 0 | 0 | 0 | 0 | 0 | 0 | 0 | 0 | -2.3937 | 0 | 0 | -30.9406 | 2.0172 | 0 | 2.7285 | 2.7285 | 1.445 | 22.9645 | 1.3567 | 3.3824 | 0 | 0.033193 | -0.090597 | 0.78408 | 0.19745 | 0 | -0.8338 | 19.1022 | -39.3032 | 0 | 0.5984 | 0 | 1.8521 | 0.15748
2025_02_11 Hr 18 | 0 | 0 | 0 | 0.10233 | 0.10089 | 0.10326 | 0.10685 | 0.10756 | 0.10959 | 0 | 0 | 0.0031592 | 0.42 | 0.040059 | 1.6399 | 1.6399 | 5.7856 | 0.38719 | 0.003788 | 0.0058432 | 0.0073552 | 0 | 0 | 0 | 0 | 0 | 0 | 0.074695 | 0.014972 | 1.2796 | 0.25216 | 5.2579 | 2.2791 | 0.63474 | 0.59632 | 0.89806 | 0 | 0 | 0 | 0 | -6.0182 | 0.062055 | 0 | 0 | 0 | -0.4271 | 0 | 0 | 0 | 0 | 0 | 0 | 0 | 0 | 2.6715 | 0 | 0 | 0 | 0 | 0 | -5.4625 | 0 | 0 | 0 | 0 | 0 | 0 | 0 | 0 | 0 | 0 | 0 | -2.3937 | 0 | 0 | -27.1789 | 2.0172 | 0 | 2.7285 | 2.7285 | 1.4058 | 22.9645 | 1.3567 | 3.3824 | 0 | 0.033193 | 0 | 0.78408 | 0.19745 | 0 | 0.34703 | 18.8629 | -35.4622 | 0 | 0.5984 | 0 | 1.8521 | 0.15868
2025_02_11 Hr 19 | 0 | 0 | 0 | 0.10233 | 0.10089 | 0.10326 | 0.10685 | 0.10756 | 0.10959 | 0 | 0 | 0.0031592 | 0.72 | 0.067367 | 1.6399 | 1.6399 | 5.7856 | 0.38719 | 0.003788 | 0.0058432 | 0.0073552 | 0 | 0 | 0 | 0 | 0 | 0 | 0.074695 | 0.014972 | 1.2796 | 0.25216 | 5.2579 | 2.2791 | 0.63474 | 0.59632 | 0.89806 | 0 | 0 | 0 | 0 | -6.9006 | 0.062055 | 0 | 0 | 0 | -0.41894 | 0 | 0 | 0 | 0 | 0 | 0 | 0 | 0 | 2.5335 | 0 | 0 | 0 | 0 | 0 | -5.4625 | 0 | 0 | 0 | 0 | 0 | 0 | 0 | 0 | 0 | 0 | 0 | -2.3937 | 0 | 0 | -26.6575 | 2.0172 | 0 | 2.7285 | 2.7285 | 1.4363 | 22.9645 | 1.3567 | 3.3824 | 0 | 0.033193 | 0 | 0.78408 | 0.19745 | 0 | 0.21449 | 19.0833 | -34.9327 | 0 | 0.5984 | 0 | 1.8521 | 0.15917
2025_02_11 Hr 20 | 0 | 0 | 0 | 0.10233 | 0.10089 | 0.10326 | 0.10685 | 0.10756 | 0.10959 | 0 | 0 | 0.0031592 | 0.57 | 0.053983 | 1.6399 | 1.6399 | 5.7856 | 0.38719 | 0.003788 | 0.0058432 | 0.0073552 | 0 | 0 | 0 | 0 | 0 | 0 | 0.074695 | 0.014972 | 1.2796 | 0.25216 | 5.2579 | 2.2791 | 0.63474 | 0.59632 | 0.89806 | 0 | 0 | 0 | 0 | -4.8188 | 0.062055 | 0 | 0 | 0 | -0.42408 | 0 | 0 | 0 | 0 | 0 | 0 | 0 | 0 | 3.2159 | 0 | 0 | 0 | 0 | 0 | -5.4625 | 0 | 0 | 0 | 0 | 0 | 0 | 0 | 0 | 0 | 0 | 0 | -2.3937 | 0 | 0 | -28.1244 | 2.0172 | 0 | 2.7285 | 2.7285 | 1.3841 | 22.9645 | 1.3567 | 3.3824 | 0 | 0.033193 | 0 | 0.78408 | 0.19745 | 0 | 1.29 | 19.549 | -36.4047 | 0 | 0.5984 | 0 | 1.8521 | 0.15809
2025_02_11 Hr 21 | 0 | 0 | 0 | 0.10233 | 0.10089 | 0.10326 | 0.10685 | 0.10756 | 0.10959 | 0 | 0 | 0.0031592 | 0.39 | 0.031621 | 1.6399 | 1.6399 | 5.7856 | 0 | 0.003788 | 0.0058432 | 0.0073552 | 0 | 0 | 0 | 0 | 0 | 0 | 0.074695 | 0.014972 | 1.2796 | 0.25216 | 5.2579 | 2.2791 | 0.63474 | 0.59632 | 0.89806 | 0 | 0 | 0 | 0 | -1.7033 | 0.062055 | 0 | 0 | 0 | -0.36276 | 0 | 0 | 0 | 0 | 0 | 0 | 0 | 0 | 2.8747 | 0 | 0 | 0 | 0 | 0 | -5.4625 | 0 | 0 | 0 | 0 | 0 | 0 | 0 | 0 | 0 | 0 | 0 | -2.3937 | 0 | 0 | -16.4688 | 2.0172 | 0 | 2.7285 | 2.7285 | 1.3928 | 22.5774 | 1.3567 | 3.3824 | 0 | 0.033193 | 0 | 0.78408 | 0.19745 | 0 | 15.1988 | 19.0126 | -24.6879 | 0 | 0.5984 | 0 | 1.8521 | 0.15658
2025_02_11 Hr 22 | 0 | 0 | 0 | 0.10233 | 0.10089 | 0.10326 | 0.10685 | 0.10756 | 0.10959 | 0 | 0 | 0.0031592 | 0.45 | 0.030527 | 1.6399 | 1.6399 | 5.7856 | 0 | 0.003788 | 0.0058432 | 0.0073552 | 0 | 0 | 0 | 0 | 0 | 0 | 0.074695 | 0.014972 | 1.2796 | 0.25216 | 5.2579 | 2.2791 | 0 | 0.59632 | 0.89806 | 0 | 0 | 0 | 0.56304 | -0.090693 | 0.062055 | 0 | 0 | 0 | -0.30317 | 0 | 0 | 0 | 0 | 0 | 0 | 0 | 0 | 2.8094 | 0 | 0 | 0 | 0 | 0 | -5.4625 | 0 | 0 | 0 | 0 | 0 | 0 | 0 | 0 | 0 | 0 | 0 | -2.3937 | 0 | 0 | -13.7621 | 2.0172 | 0 | 2.7285 | 2.7285 | 1.4233 | 21.9426 | 1.3567 | 3.3824 | 0 | 0.033193 | 0 | 0.78408 | 0.19745 | 0 | 19.5288 | 19.0353 | -21.9215 | 0 | 0.5984 | 0 | 1.8521 | 0.15526
2025_02_11 Hr 23 | 0 | 0 | 0 | 0.10233 | 0.10089 | 0.10326 | 0.10685 | 0.10756 | 0.10959 | 0 | 0 | 0.0031592 | 0.42 | 0.033001 | 1.6399 | 1.6399 | 5.8304 | 0 | 0.003788 | 0.0058432 | 0.0073552 | 0 | 0 | 0.29838 | 0 | 0.19213 | 0 | 0.074695 | 0.014972 | 1.2796 | 0.25216 | 5.2848 | 2.2791 | 0 | 0.60107 | 0.89806 | 0 | 0 | 0 | 1.0344 | 0 | 0.062055 | 0 | 0 | 0 | -0.35148 | 0 | 0 | 0 | 0 | 0 | 0 | 0 | 0 | 2.3303 | 0 | 0 | 0 | 0 | 0 | 0 | -4.4375 | 0 | 0 | 0 | 0 | 0 | 0 | 0 | 0 | 0 | 0 | 0 | 0 | 0 | -18.312 | 2.0172 | 0 | 2.7495 | 2.7495 | 1.445 | 22.0562 | 1.3567 | 3.3824 | 0 | 0.033193 | 0 | 0.78408 | 0.19745 | 0 | 19.0333 | 18.5532 | -22.6105 | 0 | 0.5984 | 0 | 1.8521 | 0.15326
2025_02_11 Hr 24 | 0 | 0 | 0 | 0.10233 | 0.10089 | 0.10326 | 0.10685 | 0.10756 | 0.10959 | 0 | 0 | 0.0031592 | 0.3 | 0.023482 | 1.6399 | 1.6399 | 5.8304 | 0 | 0.003788 | 0.0058432 | 0.0073552 | 0 | 0 | 0.29031 | 0 | 0.18406 | 0 | 0.074695 | 0.014972 | 1.2796 | 0.25216 | 5.2848 | 2.2791 | 0 | 0.60107 | 0.89806 | 0 | 0 | 0 | 1.0435 | 0 | 0.062055 | 0 | 0.12864 | 0 | -0.35012 | 0 | 0 | 0 | 0 | 0 | 0 | 0 | 0 | 2.0544 | 0 | 0 | 0 | 0 | 0 | 0 | -4.4375 | 0 | 0 | 0 | 0 | 0 | 0 | 0 | 0 | 0 | 0 | 0 | 0 | 0 | -19.0829 | 2.0172 | 0 | 2.7495 | 2.7495 | 1.4145 | 22.0562 | 1.3567 | 3.3824 | 0 | 0.033193 | 0 | 0.78408 | 0.19745 | 0 | 17.8198 | 18.1164 | -23.3962 | 0 | 0.5984 | 0 | 1.8521 | 0.15232
2025_02_12 Hr 01 | 0 | 0 | 0 | 0.10764 | 0.10613 | 0.10862 | 0.1124 | 0.11314 | 0.11528 | 0 | 0 | 0.0031592 | 0.24 | 0.017728 | 1.6399 | 1.6399 | 6.1327 | 0 | 0.003788 | 0.0058432 | 0.0073552 | 0 | 0 | 0.17227 | 0 | 0.066022 | 0 | 0.074695 | 0.014972 | 1.2796 | 0.265 | 5.5592 | 2.2791 | 0 | 0.60107 | 0.89806 | 0 | 0 | 0 | 0.83238 | 0 | 0.062055 | 0 | 0.017564 | 0 | -0.33029 | 0 | 0 | 0 | 0 | 0 | 0 | 0 | 0 | 1.9891 | 0 | 0 | 0 | 0 | 0 | 0 | -4.4375 | 0 | 0 | 0 | 0 | 0 | 0 | 0 | 0 | 0 | 0 | 0 | 0 | 0 | -21.014 | 2.0172 | 0 | 2.8922 | 2.8922 | 1.4233 | 22.964 | 1.3567 | 3.3824 | 0 | 0.033193 | 0 | 0.78408 | 0.19745 | 0 | 16.246 | 17.9931 | -25.5435 | 0 | 0.5984 | 0 | 1.8521 | 0.15143
2025_02_12 Hr 02 | 0 | 0 | 0 | 0.10764 | 0.10613 | 0.10862 | 0.1124 | 0.11314 | 0.11528 | 0 | 0 | 0.0031592 | 0.21 | 0.016366 | 1.6399 | 1.6399 | 6.1327 | 0 | 0.003788 | 0.0058432 | 0.0073552 | 0 | 0 | 0.28129 | 0 | 0.17504 | 0 | 0.074695 | 0.014972 | 1.2796 | 0.265 | 5.5592 | 2.2791 | 0 | 0.60107 | 0.89806 | 0 | 0 | 0 | 0.23284 | 0 | 0.062055 | 0 | 0.22545 | 0 | -0.34861 | 0 | 0 | 0 | 0 | 0 | 0 | 0 | 0 | 2.2577 | 0 | 0 | 0 | 0 | 0 | 0 | -4.4375 | 0 | 0 | 0 | 0 | 0 | 0 | 0 | 0 | 0 | 0 | 0 | 0 | 0 | -20.4005 | 2.0172 | 0 | 2.8922 | 2.8922 | 1.5843 | 22.964 | 1.3567 | 3.3824 | 0 | 0.033193 | 0 | 0.78408 | 0.19745 | 0 | 16.8572 | 18.3907 | -24.7303 | 0 | 0.5984 | 0 | 1.8521 | 0.15068
2025_02_12 Hr 03 | 0 | 0 | 0 | 0.10764 | 0.10613 | 0.10862 | 0.1124 | 0.11314 | 0.11528 | 0 | 0 | 0.0031592 | 0.18 | 0.014005 | 1.6399 | 1.6399 | 6.1327 | 0 | 0.003788 | 0.0058432 | 0.0073552 | 0 | 0 | 0.27786 | 0 | 0.17161 | 0 | 0.074695 | 0.014972 | 1.2796 | 0.265 | 5.5592 | 2.2791 | 0 | 0.60107 | 0.89806 | 0 | 0 | 0 | 0.71359 | 0 | 0.062055 | 0 | 0.18697 | 0 | -0.34803 | 0 | 0 | 0 | 0 | 0 | 0 | 0 | 0 | 1.9891 | 0 | 0 | 0 | 0 | 0 | 0 | -4.4375 | 0 | 0 | 0 | 0 | 0 | 0 | 0 | 0 | 0 | 0 | 0 | 0 | 0 | -20.6907 | 2.0172 | 0 | 2.8922 | 2.8922 | 1.4537 | 22.964 | 1.3567 | 3.3824 | 0 | 0.033193 | 0 | 0.78408 | 0.19745 | 0 | 16.6102 | 17.9594 | -25.0268 | 0 | 0.5984 | 0 | 1.8521 | 0.15092
2025_02_12 Hr 04 | 0 | 0 | 0 | 0.10764 | 0.10613 | 0.10862 | 0.1124 | 0.11314 | 0.11528 | 0 | 0 | 0.0031592 | 0 | 0 | 1.6399 | 1.6399 | 6.1327 | 0 | 0.003788 | 0.0058432 | 0.0073552 | 0 | 0 | 0.27956 | 0 | 0.17331 | 0 | 0.074695 | 0.014972 | 1.2796 | 0.265 | 5.5592 | 2.2791 | 0 | 0.60107 | 0.89806 | 0 | 0 | 0 | 0.87106 | 0 | 0.062055 | 0 | 0.10615 | 0 | -0.34832 | 0 | 0 | 0 | 0 | 0 | 0 | 0 | 0 | 1.8511 | 0 | 0 | 0 | 0 | 0 | 0 | -4.4375 | 0 | 0 | 0 | 0 | 0 | 0 | 0 | 0 | 0 | 0 | 0 | 0 | 0 | -19.9412 | 2.0172 | 0 | 2.8922 | 2.8922 | 1.4233 | 22.964 | 1.3567 | 3.3824 | 0 | 0.033193 | 0 | 0.78408 | 0.19745 | 0 | 17.1581 | 17.5972 | -24.2741 | 0 | 0.5984 | 0 | 1.8521 | 0.15114
2025_02_12 Hr 05 | 0 | 0 | 0 | 0.10764 | 0.10613 | 0.10862 | 0.1124 | 0.11314 | 0.11528 | 0 | 0 | 0.0031592 | 0.03 | 0.0023861 | 1.6399 | 1.6399 | 6.1327 | 0.40781 | 0.003788 | 0.0058432 | 0.0073552 | 0 | 0 | 0.32421 | 0 | 0.21796 | 0 | 0.074695 | 0.014972 | 1.2796 | 0.265 | 5.5592 | 2.2791 | 0 | 0.60107 | 0.89806 | 0 | 0 | 0 | 0.8239 | -0.021991 | 0.062055 | 0 | 0 | 0 | -0.35582 | 0 | 0 | 0 | 0 | 0 | 0 | 0 | 0 | 1.51 | 0 | 0 | 0 | 0 | 0 | 0 | -4.4375 | 0 | 0 | 0 | 0 | 0 | 0 | 0 | 0 | 0 | 0 | 0 | 0 | 0 | -21.0391 | 2.0172 | 0 | 2.8922 | 2.8922 | 1.4363 | 23.3718 | 1.3567 | 3.3824 | 0 | 0.033193 | 0 | 0.78408 | 0.19745 | 0 | 16.1863 | 17.3028 | -25.2902 | 0 | 0.5984 | 0 | 1.8521 | 0.15247
2025_02_12 Hr 06 | 0 | 0 | 0 | 0.10764 | 0.10613 | 0.10862 | 0.1124 | 0.11314 | 0.11528 | 0 | 0 | 0.0031592 | 0.06 | 0.0056216 | 1.6399 | 1.6399 | 6.1327 | 0.40781 | 0.003788 | 0.0058432 | 0.0073552 | 0 | 0 | 0.70338 | 0 | 0.59713 | 0 | 0.074695 | 0.014972 | 1.2796 | 0.265 | 5.5592 | 2.2791 | 0 | 0.60107 | 0.89806 | 0 | 0 | 0 | 0.70034 | -0.42362 | 0.062055 | 0 | 0 | 0 | -0.41952 | 0 | 0 | 0 | 0 | 0 | 0 | 0 | 0 | 1.372 | 0 | 0 | 0 | 0 | 0 | 0 | -4.4375 | 0 | 0 | 0 | 0 | 0 | 0 | 0 | 0 | 0 | 0 | 0 | 0 | 0 | -19.8689 | 2.0172 | 0 | 2.8922 | 2.8922 | 1.6844 | 23.3718 | 1.3567 | 3.3824 | 0 | 0.033193 | 0 | 0.78408 | 0.19745 | 0 | 17.6705 | 17.4474 | -23.4254 | 0 | 0.5984 | 0 | 1.8521 | 0.1537
2025_02_12 Hr 07 | 0 | 0 | 0 | 0.10764 | 0.10613 | 0.10862 | 0.1124 | 0.11314 | 0.11528 | 0 | 0 | 0.0031592 | 0.15 | 0.01193 | 1.6399 | 1.6399 | 6.0856 | 0.40727 | 0.003788 | 0.0058432 | 0.0073552 | 0 | 0 | 0 | 0 | 0 | 0 | 0.074695 | 0.014972 | 1.2746 | 0.265 | 5.5309 | 2.2791 | 0 | 0.59632 | 0.89806 | 0 | 0 | 0 | 0.0059507 | -3.2569 | 0.062055 | 0 | 0 | 0 | -0.35579 | 0 | 0 | 0 | 0 | 0 | 0 | 0 | 0 | 1.8511 | 0 | 0 | 0 | 0 | 0 | -5.4625 | 0 | 0 | 0 | 0 | 0 | 0 | 0 | 0 | 0 | 0 | 0 | -2.3937 | 0 | 0 | -11.996 | 2.0172 | 0 | 2.8702 | 2.8702 | 1.5538 | 23.2468 | 1.3567 | 3.3824 | 0 | 0.033193 | 0 | 0.78408 | 0.19745 | 0 | 17.678 | 17.8901 | -20.208 | 0 | 0.5984 | 0 | 1.8521 | 0.15634
2025_02_12 Hr 08 | 0.045117 | 0 | 0 | 0.10764 | 0.10613 | 0.10862 | 0.1124 | 0.11314 | 0.11528 | 0 | 0 | 0.0031592 | 0.21 | 0.017177 | 1.6399 | 1.6399 | 6.0856 | 0.40727 | 0.003788 | 0.0058432 | 0.0073552 | 0 | 0 | 0 | 0 | 0 | 0 | 0.074695 | 0.014972 | 1.2779 | 0.265 | 5.5309 | 2.2791 | 0 | 0.59632 | 0.89806 | 0 | 0 | 0 | 0 | -5.995 | 0.062055 | 0 | 0 | 0 | -0.36598 | 0 | 0 | 0 | 0 | 0 | 0 | 0 | 0 | 1.7132 | 0 | 0 | 0 | 0 | 0 | -5.4625 | 0 | 0 | 0 | 0 | 0 | 0 | 0 | 0 | 0 | 0 | 0 | -2.3937 | 0 | 0 | -6.6781 | 2.0172 | 0 | 2.8702 | 2.8702 | 1.445 | 23.2502 | 1.3567 | 3.3824 | 0 | 0.033193 | -0.045117 | 0.78408 | 0.19745 | 0 | 20.0646 | 17.7548 | -14.9454 | 0 | 0.5984 | 0 | 1.8521 | 0.15737
2025_02_12 Hr 09 | 0.31807 | 0 | 0 | 0.10764 | 0.10613 | 0.10862 | 0.1124 | 0.11314 | 0.11528 | 0 | 0 | 0.0031592 | 0.3 | 0.023888 | 1.6399 | 1.6399 | 6.0856 | 0.40727 | 0.003788 | 0.0058432 | 0.0073552 | 0 | 0 | 0 | 0 | 0 | 0 | 0.074695 | 0.014972 | 1.2796 | 0.265 | 5.5309 | 2.2791 | 0 | 0.59632 | 0.89806 | 0 | 0 | 0 | 0 | -5.436 | 0.062055 | 0 | 0 | 0 | -0.35622 | 0 | 0 | 0 | 0 | 0 | 0 | 0 | 0 | 1.6406 | 0 | 0 | 0 | 0 | 0 | -5.4625 | 0 | 0 | 0 | 0 | 0 | 0 | 0 | 0 | 0 | 0 | 0 | -2.3937 | 0 | 0 | -9.9644 | 2.0172 | 0 | 2.8702 | 2.8702 | 1.3449 | 23.2518 | 1.3567 | 3.3824 | 0 | 0.033193 | -0.31807 | 0.78408 | 0.19745 | 0 | 17.2726 | 17.9517 | -18.4949 | 0 | 0.5984 | 0 | 1.8521 | 0.1573
2025_02_12 Hr 10 | 0.36362 | 2.3603e-05 | 0 | 0.10764 | 0.10613 | 0.10862 | 0.1124 | 0.11314 | 0.11528 | 0 | 0 | 0.0031592 | 0.27 | 0.02087 | 1.6399 | 1.6399 | 6.0856 | 0.40727 | 0.003788 | 0.0058432 | 0.0073552 | 0 | 0 | 0 | 0 | 0 | 0 | 0.074695 | 0.014972 | 1.2796 | 0.265 | 5.5309 | 2.2791 | 0 | 0.59632 | 0.89806 | 0 | 0 | 0 | 0 | -4.1861 | 0.062055 | 0 | 0 | 0 | -0.34573 | 0 | 0 | 0 | 0 | 0 | 0 | 0 | 0 | 1.51 | 0 | 0 | 0 | 0 | 0 | -5.4625 | 0 | 0 | 0 | 0 | 0 | 0 | 0 | 0 | 0 | 0 | 0 | -2.3937 | 0 | 0 | -8.4495 | 2.0172 | 0 | 2.8702 | 2.8702 | 1.3057 | 23.2518 | 1.3567 | 3.3824 | 0 | 0.033193 | -0.36362 | 0.78408 | 0.19745 | 0 | 19.8442 | 17.7936 | -17.0151 | 0 | 0.5984 | 0 | 1.8521 | 0.15646
2025_02_12 Hr 11 | 0.40859 | 0.00010735 | 0 | 0.10764 | 0.10613 | 0.10862 | 0.1124 | 0.11314 | 0.11528 | 0 | 0 | 0.0031592 | 0.42 | 0.030829 | 1.6399 | 1.6399 | 6.0856 | 0.40727 | 0.003788 | 0.0058432 | 0.0073552 | 0 | 0 | 0 | 0 | 0 | 0 | 0.074695 | 0.014972 | 1.2796 | 0.265 | 5.5309 | 2.2791 | 0 | 0.59632 | 0.89806 | 0 | 0 | 0 | 0 | -2.2078 | 0.062055 | 0 | 0 | 0 | -0.32821 | 0 | 0 | 0 | 0 | 0 | 0 | 0 | 0 | 2.5335 | 0 | 0 | 0 | 0 | 0 | -5.4625 | 0 | 0 | 0 | 0 | 0 | 0 | 0 | 0 | 0 | 0 | 0 | -2.3937 | 0 | 0 | -9.4992 | 2.0172 | 0 | 2.8702 | 2.8702 | 0.88355 | 23.2518 | 1.3567 | 3.3824 | 0 | 0.033193 | -0.40859 | 0.78408 | 0.19745 | 0 | 21.5508 | 18.599 | -18.0922 | 0 | 0.5984 | 0 | 1.8521 | 0.15552
2025_02_12 Hr 12 | 0.43155 | 0.00028995 | 0 | 0.10764 | 0.10613 | 0.10862 | 0.1124 | 0.11314 | 0.11528 | 0 | 0 | 0.0031592 | 0.66 | 0.049002 | 1.6399 | 1.6399 | 6.0856 | 0.40727 | 0.003788 | 0.0058432 | 0.0073552 | 0 | 0 | 0 | 0 | 0 | 0 | 0.074695 | 0.014972 | 1.2746 | 0.265 | 5.5309 | 2.2791 | 0 | 0.59632 | 0.89806 | 0 | 0 | 0 | 0 | -1.9973 | 0.062055 | 0 | 0 | 0 | -0.332 | 0 | 0 | 0 | 0 | 0 | 0 | 0 | 0 | 2.6715 | 0 | 0 | 0 | 0 | 0 | -5.4625 | 0 | 0 | 0 | 0 | 0 | 0 | 0 | 0 | 0 | 0 | 0 | -2.3937 | 0 | 0 | -13.918 | 2.0172 | 0 | 2.8702 | 2.8702 | 0.6137 | 23.2468 | 1.3567 | 3.3824 | 0 | 0.033193 | -0.43155 | 0.78408 | 0.19745 | 0 | 17.4601 | 18.7484 | -22.5378 | 0 | 0.5984 | 0 | 1.8521 | 0.15547
2025_02_12 Hr 13 | 0.54489 | 0.00042745 | 0 | 0.10764 | 0.10613 | 0.10862 | 0.1124 | 0.11314 | 0.11528 | 0 | 0 | 0.0031592 | 0.72 | 0.049355 | 1.6399 | 1.6399 | 6.0856 | 0.40727 | 0.003788 | 0.0058432 | 0.0073552 | 0 | 0 | 0 | 0 | 0 | 0 | 0.074695 | 0.014972 | 1.2444 | 0.265 | 5.5309 | 2.2791 | 0 | 0.59632 | 0.89806 | 0 | 0 | 0 | 0 | -1.0201 | 0.062055 | 0 | 0 | 0 | -0.30637 | 0 | 0 | 0 | 0 | 0 | 0 | 0 | 0 | 2.2577 | 0 | 0 | 0 | 0 | 0 | -5.4625 | 0 | 0 | 0 | 0 | 0 | 0 | 0 | 0 | 0 | 0 | 0 | -2.3937 | 0 | 0 | -13.1718 | 2.0172 | 0 | 2.8702 | 2.8702 | 0.63111 | 23.2167 | 1.3567 | 3.3824 | 0 | 0.033193 | -0.54489 | 0.78408 | 0.19745 | 0 | 18.8425 | 18.5253 | -21.8793 | 0 | 0.5984 | 0 | 1.8521 | 0.15492
2025_02_12 Hr 14 | 0.56726 | 0.0004223 | 0 | 0.10764 | 0.10613 | 0.10862 | 0.1124 | 0.11314 | 0.11528 | 0 | 0 | 0.0031592 | 0.54 | 0.035922 | 1.6399 | 1.6399 | 6.0856 | 0.40727 | 0.003788 | 0.0058432 | 0.0073552 | 0 | 0 | 0 | 0 | 0 | 0 | 0.074695 | 0.014972 | 1.2444 | 0.265 | 5.5309 | 2.2791 | 0 | 0.59632 | 0.89806 | 0 | 0 | 0 | 0 | -0.91168 | 0.062055 | 0 | 0 | 0 | -0.29725 | 0 | 0 | 0 | 0 | 0 | 0 | 0 | 0 | 1.9891 | 0 | 0 | 0 | 0 | 0 | -5.4625 | 0 | 0 | 0 | 0 | 0 | 0 | 0 | 0 | 0 | 0 | 0 | -2.3937 | 0 | 0 | -13.4333 | 2.0172 | 0 | 2.8702 | 2.8702 | 0.5397 | 23.2167 | 1.3567 | 3.3824 | 0 | 0.033193 | -0.56726 | 0.78408 | 0.19745 | 0 | 18.145 | 17.9941 | -22.1541 | 0 | 0.5984 | 0 | 1.8521 | 0.15482
2025_02_12 Hr 15 | 0.54496 | 0.00043366 | 0 | 0.10764 | 0.10613 | 0.10862 | 0.1124 | 0.11314 | 0.11528 | 0 | 0 | 0.0031592 | 0.45 | 0.034892 | 1.6399 | 1.6399 | 6.0856 | 0.40727 | 0.003788 | 0.0058432 | 0.0073552 | 0 | 0 | 0 | 0 | 0 | 0 | 0.074695 | 0.014972 | 1.2043 | 0.265 | 5.5309 | 2.2791 | 0 | 0.59632 | 0.89806 | 0 | 0 | 0 | 0.46616 | -0.49234 | 0.062055 | 0 | 0 | 0 | -0.34682 | 0 | 0 | 0 | 0 | 0 | 0 | 0 | 0 | 1.7132 | 0 | 0 | 0 | 0 | 0 | -5.4625 | 0 | 0 | 0 | 0 | 0 | 0 | 0 | 0 | 0 | 0 | 0 | -2.3937 | 0 | 0 | -17.2559 | 2.0172 | 0 | 2.6944 | 2.6944 | 0.531 | 22.825 | 1.3567 | 3.3824 | 0 | 0.033193 | -0.54496 | 0.78408 | 0.19745 | 0 | 14.3909 | 17.5961 | -26.004 | 0 | 0.5984 | 0 | 1.8521 | 0.15467
2025_02_12 Hr 16 | 0.31814 | 0.00026587 | 0 | 0.10764 | 0.10613 | 0.10862 | 0.1124 | 0.11314 | 0.11528 | 0 | 0 | 0.0031592 | 0.42 | 0.032018 | 1.6399 | 1.6399 | 6.0856 | 0.40727 | 0.003788 | 0.0058432 | 0.0073552 | 0 | 0 | 0 | 0 | 0 | 0 | 0.074695 | 0.014972 | 1.1876 | 0.265 | 5.5309 | 2.2791 | 0 | 0.59632 | 0.89806 | 0 | 0 | 0 | 0.36829 | -0.8756 | 0.062055 | 0 | 0 | 0 | -0.34095 | 0 | 0 | 0 | 0 | 0 | 0 | 0 | 0 | 1.8511 | 0 | 0 | 0 | 0 | 0 | -5.4625 | 0 | 0 | 0 | 0 | 0 | 0 | 0 | 0 | 0 | 0 | 0 | -2.3937 | 0 | 0 | -17.9417 | 2.0172 | 0 | 2.7543 | 2.7543 | 0.67028 | 22.9281 | 1.3567 | 3.3824 | 0 | 0.033193 | -0.31814 | 0.78408 | 0.19745 | 0 | 13.5773 | 17.6135 | -26.457 | 0 | 0.5984 | 0 | 1.8521 | 0.15478
2025_02_12 Hr 17 | 0.22653 | 0.00010701 | 0 | 0.10764 | 0.10613 | 0.10862 | 0.1124 | 0.11314 | 0.11528 | 0 | 0 | 0.0031592 | 0.78 | 0.05707 | 1.6399 | 1.6399 | 6.0856 | 0.40727 | 0.003788 | 0.0058432 | 0.0073552 | 0 | 0 | 0 | 0 | 0 | 0 | 0.074695 | 0.014972 | 1.2746 | 0.265 | 5.5309 | 2.2791 | 0 | 0.59632 | 0.89806 | 0 | 0 | 0 | 0 | -2.1232 | 0.062055 | 0 | 0 | 0 | -0.32715 | 0 | 0 | 0 | 0 | 0 | 0 | 0 | 0 | 1.7132 | 0 | 0 | 0 | 0 | 0 | -5.4625 | 0 | 0 | 0 | 0 | 0 | 0 | 0 | 0 | 0 | 0 | 0 | -2.3937 | 0 | 0 | -19.4765 | 2.0172 | 0 | 2.8702 | 2.8702 | 0.531 | 23.2468 | 1.3567 | 3.3824 | 0 | 0.033193 | -0.22653 | 0.78408 | 0.19745 | 0 | 10.8675 | 17.6303 | -27.8865 | 0 | 0.5984 | 0 | 1.8521 | 0.15547
2025_02_12 Hr 18 | 0 | 7.3874e-06 | 0 | 0.10764 | 0.10613 | 0.10862 | 0.1124 | 0.11314 | 0.11528 | 0 | 0 | 0.0031592 | 1.26 | 0.096528 | 1.6399 | 1.6399 | 6.0856 | 0.40727 | 0.003788 | 0.0058432 | 0.0073552 | 0 | 0 | 0 | 0 | 0 | 0 | 0.074695 | 0.014972 | 1.2796 | 0.265 | 5.5309 | 2.2791 | 0 | 0.59632 | 0.89806 | 0 | 0 | 0 | 0 | -4.5892 | 0.062055 | 0 | 0 | 0 | -0.34264 | 0 | 0 | 0 | 0 | 0 | 0 | 0 | 0 | 1.6406 | 0 | 0 | 0 | 0 | 0 | -5.4625 | 0 | 0 | 0 | 0 | 0 | 0 | 0 | 0 | 0 | 0 | 0 | -2.3937 | 0 | 0 | -16.6207 | 2.0172 | 0 | 2.8702 | 2.8702 | 0.80085 | 23.2518 | 1.3567 | 3.3824 | 0 | 0.033193 | 0 | 0.78408 | 0.19745 | 0 | 11.9648 | 18.1218 | -24.8196 | 0 | 0.5984 | 0 | 1.8521 | 0.15694
2025_02_12 Hr 19 | 0 | 0 | 0 | 0.10764 | 0.10613 | 0.10862 | 0.1124 | 0.11314 | 0.11528 | 0 | 0 | 0.0031592 | 1.83 | 0.16435 | 1.6399 | 1.6399 | 6.0856 | 0.40727 | 0.003788 | 0.0058432 | 0.0073552 | 0 | 0 | 0 | 0 | 0 | 0 | 0.074695 | 0.014972 | 1.2796 | 0.265 | 5.5309 | 2.2791 | 0 | 0.59632 | 0.89806 | 0 | 0 | 0 | 0 | -6.2852 | 0.062055 | 0 | 0 | 0 | -0.40204 | 0 | 0 | 0 | 0 | 0 | 0 | 0 | 0 | 1.9891 | 0 | 0 | 0 | 0 | 0 | -5.4625 | 0 | 0 | 0 | 0 | 0 | 0 | 0 | 0 | 0 | 0 | 0 | -2.3937 | 0 | 0 | -20.9898 | 2.0172 | 0 | 2.8702 | 2.8702 | 1.0751 | 23.2518 | 1.3567 | 3.3824 | 0 | 0.033193 | 0 | 0.78408 | 0.19745 | 0 | 7.1014 | 19.3828 | -29.2481 | 0 | 0.5984 | 0 | 1.8521 | 0.15742
2025_02_12 Hr 20 | 0 | 0 | 0 | 0.10764 | 0.10613 | 0.10862 | 0.1124 | 0.11314 | 0.11528 | 0 | 0 | 0.0031592 | 1.86 | 0.15631 | 1.6399 | 1.6399 | 6.0856 | 0.40727 | 0.003788 | 0.0058432 | 0.0073552 | 0 | 0 | 0 | 0 | 0 | 0 | 0.074695 | 0.014972 | 1.2796 | 0.265 | 5.5309 | 2.2791 | 0 | 0.59632 | 0.89806 | 0 | 0 | 0 | 0 | -5.3947 | 0.062055 | 0 | 0 | 0 | -0.37606 | 0 | 0 | 0 | 0 | 0 | 0 | 0 | 0 | 2.4682 | 0 | 0 | 0 | 0 | 0 | -5.4625 | 0 | 0 | 0 | 0 | 0 | 0 | 0 | 0 | 0 | 0 | 0 | -2.3937 | 0 | 0 | -19.2901 | 2.0172 | 0 | 2.8702 | 2.8702 | 0.90096 | 23.2518 | 1.3567 | 3.3824 | 0 | 0.033193 | 0 | 0.78408 | 0.19745 | 0 | 10.0442 | 19.7095 | -27.5224 | 0 | 0.5984 | 0 | 1.8521 | 0.15713
2025_02_12 Hr 21 | 0 | 0 | 0 | 0.10764 | 0.10613 | 0.10862 | 0.1124 | 0.11314 | 0.11528 | 0 | 0 | 0.0031592 | 1.89 | 0.14228 | 1.6399 | 1.6399 | 6.0856 | 0 | 0.003788 | 0.0058432 | 0.0073552 | 0 | 0 | 0 | 0 | 0 | 0 | 0.074695 | 0.014972 | 1.2796 | 0.265 | 5.5309 | 2.2791 | 0 | 0.59632 | 0.89806 | 0 | 0 | 0 | 0 | -4.3359 | 0.062055 | 0 | 0 | 0 | -0.33666 | 0 | 0 | 0 | 0 | 0 | 0 | 0 | 0 | 3.2885 | 0 | 0 | 0 | 0 | 0 | -5.4625 | 0 | 0 | 0 | 0 | 0 | 0 | 0 | 0 | 0 | 0 | 0 | -2.3937 | 0 | 0 | -18.4854 | 2.0172 | 0 | 2.8702 | 2.8702 | 0.94448 | 22.8446 | 1.3567 | 3.3824 | 0 | 0.033193 | 0 | 0.78408 | 0.19745 | 0 | 12.4193 | 20.5889 | -26.6783 | 0 | 0.5984 | 0 | 1.8521 | 0.15677
2025_02_12 Hr 22 | 0 | 0 | 0 | 0.10764 | 0.10613 | 0.10862 | 0.1124 | 0.11314 | 0.11528 | 0 | 0 | 0.0031592 | 1.8 | 0.13189 | 1.6399 | 1.6399 | 6.0856 | 0 | 0.003788 | 0.0058432 | 0.0073552 | 0 | 0 | 0 | 0 | 0 | 0 | 0.074695 | 0.014972 | 1.2796 | 0.265 | 5.5309 | 2.2791 | 0 | 0.59632 | 0.89806 | 0 | 0 | 0 | 0 | -2.0209 | 0.062055 | 0 | 0 | 0 | -0.32763 | 0 | 0 | 0 | 0 | 0 | 0 | 0 | 0 | 3.2885 | 0 | 0 | 0 | 0 | 0 | -5.4625 | 0 | 0 | 0 | 0 | 0 | 0 | 0 | 0 | 0 | 0 | 0 | -2.3937 | 0 | 0 | -19.3006 | 2.0172 | 0 | 2.8702 | 2.8702 | 1.4668 | 22.8446 | 1.3567 | 3.3824 | 0 | 0.033193 | 0 | 0.78408 | 0.19745 | 0 | 14.3486 | 21.0095 | -27.4845 | 0 | 0.5984 | 0 | 1.8521 | 0.15537
2025_02_12 Hr 23 | 0 | 0 | 0 | 0.10764 | 0.10613 | 0.10862 | 0.1124 | 0.11314 | 0.11528 | 0 | 0 | 0.0031592 | 1.65 | 0.13077 | 1.6399 | 1.6399 | 6.1327 | 0 | 0.003788 | 0.0058432 | 0.0073552 | 0 | 0 | 0.31667 | 0 | 0.21042 | 0 | 0.074695 | 0.014972 | 1.2796 | 0.265 | 5.5592 | 2.2791 | 0 | 0.60107 | 0.89806 | 0 | 0 | 0 | 0.18445 | -0.19175 | 0.062055 | 0 | 0 | 0 | -0.35455 | 0 | 0 | 0 | 0 | 0 | 0 | 0 | 0 | 3.9709 | 0 | 0 | 0 | 0 | 0 | 0 | -4.4375 | 0 | 0 | 0 | 0 | 0 | 0 | 0 | 0 | 0 | 0 | 0 | 0 | 0 | -28.7065 | 2.0172 | 0 | 2.8922 | 2.8922 | 2.2459 | 22.964 | 1.3567 | 3.3824 | 0 | 0.033193 | 0 | 0.78408 | 0.19745 | 0 | 12.3082 | 22.323 | -32.9714 | 0 | 0.5984 | 0 | 1.8521 | 0.15383
2025_02_12 Hr 24 | 0 | 0 | 0 | 0.10764 | 0.10613 | 0.10862 | 0.1124 | 0.11314 | 0.11528 | 0 | 0 | 0.0031592 | 1.98 | 0.1565 | 1.6399 | 1.6399 | 6.1327 | 0 | 0.003788 | 0.0058432 | 0.0073552 | 0 | 0 | 0.31085 | 0 | 0.20461 | 0 | 0.074695 | 0.014972 | 1.2796 | 0.265 | 5.5592 | 2.2791 | 0 | 0.60107 | 0.89806 | 0 | 0 | 0 | 0.76529 | 0 | 0.062055 | 0 | 0 | 0 | -0.35357 | 0 | 0 | 0 | 0 | 0 | 0 | 0 | 0 | 4.1088 | 0 | 0 | 0 | 0 | 0 | 0 | -4.4375 | 0 | 0 | 0 | 0 | 0 | 0 | 0 | 0 | 0 | 0 | 0 | 0 | 0 | -31.7554 | 2.0172 | 0 | 2.8922 | 2.8922 | 2.5288 | 22.964 | 1.3567 | 3.3824 | 0 | 0.033193 | 0 | 0.78408 | 0.19745 | 0 | 10.7968 | 23.0985 | -36.031 | 0 | 0.5984 | 0 | 1.8521 | 0.15277
2025_02_13 Hr 01 | 0 | 0 | 0 | 0.1342 | 0.13232 | 0.13542 | 0.14014 | 0.14106 | 0.14373 | 0 | 0 | 0.0031592 | 1.77 | 0.13854 | 1.6399 | 1.6399 | 7.6446 | 0 | 0.003788 | 0.0058432 | 0.0073552 | 0 | 0 | 0.29033 | 0 | 0.18408 | 0 | 0.074695 | 0.014972 | 1.2796 | 0.32921 | 6.9311 | 2.2791 | 0 | 0.60107 | 0.89806 | 0 | 0 | 0 | 0.38455 | -0.019112 | 0.062055 | 0 | 0.20749 | 0 | -0.35013 | 0 | 0 | 0 | 0 | 0 | 0 | 0 | 0 | 4.1741 | 0 | 0 | 0 | 0 | 0 | 0 | -4.4375 | 0 | 0 | 0 | 0 | 0 | 0 | 0 | 0 | 0 | 0 | 0 | 0 | 0 | -27.041 | 2.0172 | 0 | 3.6059 | 3.6059 | 2.507 | 27.5031 | 1.3567 | 3.3824 | 0 | 0.033193 | 0 | 0.78408 | 0.19745 | 0 | 19.4271 | 22.9127 | -31.3542 | 0 | 0.5984 | 0 | 1.8521 | 0.15134
2025_02_13 Hr 02 | 0 | 0 | 0 | 0.1342 | 0.13232 | 0.13542 | 0.14014 | 0.14106 | 0.14373 | 0 | 0 | 0.0031592 | 1.14 | 0.089231 | 1.6399 | 1.6399 | 7.6446 | 0 | 0.003788 | 0.0058432 | 0.0073552 | 0 | 0 | 0.29033 | 0 | 0.18408 | 0 | 0.074695 | 0.014972 | 1.2796 | 0.32921 | 6.9311 | 2.2791 | 0 | 0.60107 | 0.89806 | 0 | 0 | 0 | 1.0522 | 0 | 0.062055 | 0 | 0.056891 | 0 | -0.35013 | 0 | 0 | 0 | 0 | 0 | 0 | 0 | 0 | 3.5644 | 0 | 0 | 0 | 0 | 0 | 0 | -4.4375 | 0 | 0 | 0 | 0 | 0 | 0 | 0 | 0 | 0 | 0 | 0 | 0 | 0 | -28.025 | 2.0172 | 0 | 3.6059 | 3.6059 | 2.568 | 27.5031 | 1.3567 | 3.3824 | 0 | 0.033193 | 0 | 0.78408 | 0.19745 | 0 | 17.9023 | 21.6852 | -32.3382 | 0 | 0.5984 | 0 | 1.8521 | 0.15202
2025_02_13 Hr 03 | 0 | 0 | 0 | 0.1342 | 0.13232 | 0.13542 | 0.14014 | 0.14106 | 0.14373 | 0 | 0 | 0.0031592 | 0.87 | 0.068097 | 1.6399 | 1.6399 | 7.6446 | 0 | 0.003788 | 0.0058432 | 0.0073552 | 0 | 0 | 0.29033 | 0 | 0.18408 | 0 | 0.074695 | 0.014972 | 1.2796 | 0.32921 | 6.9311 | 2.2791 | 0 | 0.60107 | 0.89806 | 0 | 0 | 0 | 0.80181 | -0.03406 | 0.062055 | 0 | 0.18903 | 0 | -0.35013 | 0 | 0 | 0 | 0 | 0 | 0 | 0 | 0 | 3.9055 | 0 | 0 | 0 | 0 | 0 | 0 | -4.4375 | 0 | 0 | 0 | 0 | 0 | 0 | 0 | 0 | 0 | 0 | 0 | 0 | 0 | -26.4561 | 2.0172 | 0 | 3.6059 | 3.6059 | 2.568 | 27.5031 | 1.3567 | 3.3824 | 0 | 0.033193 | 0 | 0.78408 | 0.19745 | 0 | 19.2363 | 21.7348 | -30.7693 | 0 | 0.5984 | 0 | 1.8521 | 0.15156
2025_02_13 Hr 04 | 0 | 0 | 0 | 0.1342 | 0.13232 | 0.13542 | 0.14014 | 0.14106 | 0.14373 | 0 | 0 | 0.0031592 | 0.63 | 0.049311 | 1.6399 | 1.6399 | 7.6446 | 0 | 0.003788 | 0.0058432 | 0.0073552 | 0 | 0 | 0.29031 | 0 | 0.18406 | 0 | 0.074695 | 0.014972 | 1.2796 | 0.32921 | 6.9311 | 2.2791 | 0 | 0.60107 | 0.89806 | 0 | 0 | 0 | 0.93577 | 0 | 0.062055 | 0 | 0.1067 | 0 | -0.35012 | 0 | 0 | 0 | 0 | 0 | 0 | 0 | 0 | 4.1088 | 0 | 0 | 0 | 0 | 0 | 0 | -4.4375 | 0 | 0 | 0 | 0 | 0 | 0 | 0 | 0 | 0 | 0 | 0 | 0 | 0 | -25.6449 | 2.0172 | 0 | 3.6059 | 3.6059 | 2.5897 | 27.5031 | 1.3567 | 3.3824 | 0 | 0.033193 | 0 | 0.78408 | 0.19745 | 0 | 20.182 | 21.7013 | -29.9582 | 0 | 0.5984 | 0 | 1.8521 | 0.15177
2025_02_13 Hr 05 | 0 | 0 | 0 | 0.1342 | 0.13232 | 0.13542 | 0.14014 | 0.14106 | 0.14373 | 0 | 0 | 0.0031592 | 0.6 | 0.052169 | 1.6399 | 1.6399 | 7.6446 | 0.50835 | 0.003788 | 0.0058432 | 0.0073552 | 0 | 0 | 0.52271 | 0 | 0.41646 | 0 | 0.074695 | 0.014972 | 1.2796 | 0.32921 | 6.9311 | 2.2791 | 0 | 0.60107 | 0.89806 | 0 | 0 | 0 | 1.3204 | 0 | 0.062055 | 0 | 0 | 0 | -0.38917 | 0 | 0 | 0 | 0 | 0 | 0 | 0 | 0 | 3.7676 | 0 | 0 | 0 | 0 | 0 | 0 | -4.4375 | 0 | 0 | 0 | 0 | 0 | 0 | 0 | 0 | 0 | 0 | 0 | 0 | 0 | -28.3512 | 2.0172 | 0 | 3.6059 | 3.6059 | 2.6376 | 28.0114 | 1.3567 | 3.3824 | 0 | 0.033193 | 0 | 0.78408 | 0.19745 | 0 | 18.4747 | 21.3817 | -32.2387 | 0 | 0.5984 | 0 | 1.8521 | 0.15263
2025_02_13 Hr 06 | 0 | 0 | 0 | 0.1342 | 0.13232 | 0.13542 | 0.14014 | 0.14106 | 0.14373 | 0 | 0 | 0.0031592 | 0.6 | 0.056676 | 1.6399 | 1.6399 | 7.6446 | 0.50835 | 0.003788 | 0.0058432 | 0.0073552 | 0 | 0 | 0.72392 | 0 | 0.61767 | 0 | 0.074695 | 0.014972 | 1.2796 | 0.32921 | 6.9311 | 2.2791 | 0 | 0.60107 | 0.89806 | 0 | 0 | 0 | 0.80548 | -0.78239 | 0.062055 | 0 | 0 | 0 | -0.42297 | 0 | 0 | 0 | 0 | 0 | 0 | 0 | 0 | 3.2159 | 0 | 0 | 0 | 0 | 0 | 0 | -4.4375 | 0 | 0 | 0 | 0 | 0 | 0 | 0 | 0 | 0 | 0 | 0 | 0 | 0 | -26.9898 | 2.0172 | 0 | 3.6059 | 3.6059 | 2.6202 | 28.0114 | 1.3567 | 3.3824 | 0 | 0.033193 | 0 | 0.78408 | 0.19745 | 0 | 18.3451 | 20.8192 | -30.5087 | 0 | 0.5984 | 0 | 1.8521 | 0.15478
2025_02_13 Hr 07 | 0 | 0 | 0 | 0.1342 | 0.13232 | 0.13542 | 0.14014 | 0.14106 | 0.14373 | 0 | 0 | 0.0031592 | 0.63 | 0.059979 | 1.6399 | 1.6399 | 7.5859 | 0.50768 | 0.003788 | 0.0058432 | 0.0073552 | 0 | 0 | 0 | 0 | 0 | 0 | 0.074695 | 0.014972 | 1.2796 | 0.32921 | 6.8958 | 2.2791 | 0 | 0.59632 | 0.89806 | 0 | 0 | 0 | 0 | -4.7901 | 0.062055 | 0 | 0 | 0 | -0.42632 | 0 | 0 | 0 | 0 | 0 | 0 | 0 | 0 | 2.9473 | 0 | 0 | 0 | 0 | 0 | -5.4625 | 0 | 0 | 0 | 0 | 0 | 0 | 0 | 0 | 0 | 0 | 0 | -2.3937 | 0 | 0 | -22.2812 | 2.0172 | 0 | 3.5785 | 3.5785 | 2.6506 | 27.8619 | 1.3567 | 3.3824 | 0 | 0.033193 | 0 | 0.78408 | 0.19745 | 0 | 13.1206 | 20.6126 | -30.5638 | 0 | 0.5984 | 0 | 1.8521 | 0.15778
2025_02_13 Hr 08 | 0.067784 | 0 | 0 | 0.1342 | 0.13232 | 0.13542 | 0.14014 | 0.14106 | 0.14373 | 0 | 0 | 0.0031592 | 0.72 | 0.069982 | 1.6399 | 1.6399 | 7.5859 | 0.50768 | 0.003788 | 0.0058432 | 0.0073552 | 0 | 0 | 0 | 0 | 0 | 0 | 0.074695 | 0.014972 | 1.2796 | 0.32921 | 6.8958 | 2.2791 | 0 | 0.59632 | 0.89806 | 0 | 0 | 0 | 0 | -8.055 | 0.062055 | 0 | 0 | 0 | -0.43528 | 0 | 0 | 0 | 0 | 0 | 0 | 0 | 0 | 2.5335 | 0 | 0 | 0 | 0 | 0 | -5.4625 | 0 | 0 | 0 | 0 | 0 | 0 | 0 | 0 | 0 | 0 | 0 | -2.3937 | 0 | 0 | -18.3224 | 2.0172 | 0 | 3.5785 | 3.5785 | 2.5897 | 27.8619 | 1.3567 | 3.3824 | 0 | 0.033193 | -0.067784 | 0.78408 | 0.19745 | 0 | 13.432 | 20.3068 | -26.6817 | 0 | 0.5984 | 0 | 1.8521 | 0.1589
2025_02_13 Hr 09 | 0.31807 | 0 | 0 | 0.1342 | 0.13232 | 0.13542 | 0.14014 | 0.14106 | 0.14373 | 0 | 0 | 0.0031592 | 0.39 | 0.03596 | 1.6399 | 1.6399 | 7.5859 | 0.50768 | 0.003788 | 0.0058432 | 0.0073552 | 0 | 0 | 0 | 0 | 0 | 0 | 0.074695 | 0.014972 | 1.2796 | 0.32921 | 6.8958 | 2.2791 | 0 | 0.59632 | 0.89806 | 0 | 0 | 0 | 0 | -7.0873 | 0.062055 | 0 | 0 | 0 | -0.41282 | 0 | 0 | 0 | 0 | 0 | 0 | 0 | 0 | 2.5989 | 0 | 0 | 0 | 0 | 0 | -5.4625 | 0 | 0 | 0 | 0 | 0 | 0 | 0 | 0 | 0 | 0 | 0 | -2.3937 | 0 | 0 | -16.6499 | 2.0172 | 0 | 3.5785 | 3.5785 | 2.2676 | 27.8619 | 1.3567 | 3.3824 | 0 | 0.033193 | -0.31807 | 0.78408 | 0.19745 | 0 | 15.4737 | 19.9361 | -25.237 | 0 | 0.5984 | 0 | 1.8521 | 0.15868
2025_02_13 Hr 10 | 0.38636 | 0.00010781 | 0 | 0.1342 | 0.13232 | 0.13542 | 0.14014 | 0.14106 | 0.14373 | 0 | 0 | 0.0031592 | 0.6 | 0.047916 | 1.6399 | 1.6399 | 7.5859 | 0.50768 | 0.003788 | 0.0058432 | 0.0073552 | 0 | 0 | 0 | 0 | 0 | 0 | 0.074695 | 0.014972 | 1.2796 | 0.32921 | 6.8958 | 2.2791 | 0 | 0.59632 | 0.89806 | 0 | 0 | 0 | 0 | -5.1745 | 0.062055 | 0 | 0 | 0 | -0.35727 | 0 | 0 | 0 | 0 | 0 | 0 | 0 | 0 | 2.8094 | 0 | 0 | 0 | 0 | 0 | -5.4625 | 0 | 0 | 0 | 0 | 0 | 0 | 0 | 0 | 0 | 0 | 0 | -2.3937 | 0 | 0 | -18.3833 | 2.0172 | 0 | 3.5785 | 3.5785 | 1.815 | 27.8619 | 1.3567 | 3.3824 | 0 | 0.033193 | -0.38636 | 0.78408 | 0.19745 | 0 | 15.6879 | 19.9837 | -26.9831 | 0 | 0.5984 | 0 | 1.8521 | 0.15801
2025_02_13 Hr 11 | 0.49941 | 0.00045407 | 0 | 0.1342 | 0.13232 | 0.13542 | 0.14014 | 0.14106 | 0.14373 | 0 | 0 | 0.0031592 | 0.75 | 0.054472 | 1.6399 | 1.6399 | 7.5859 | 0.50768 | 0.003788 | 0.0058432 | 0.0073552 | 0 | 0 | 0 | 0 | 0 | 0 | 0.074695 | 0.014972 | 1.2796 | 0.32921 | 6.8958 | 2.2791 | 0 | 0.59632 | 0.89806 | 0 | 0 | 0 | 0 | -3.7197 | 0.062055 | 0 | 0 | 0 | -0.32473 | 0 | 0 | 0 | 0 | 0 | 0 | 0 | 0 | 2.8747 | 0 | 0 | 0 | 0 | 0 | -5.4625 | 0 | 0 | 0 | 0 | 0 | 0 | 0 | 0 | 0 | 0 | 0 | -2.3937 | 0 | 0 | -18.2364 | 2.0172 | 0 | 3.5785 | 3.5785 | 1.754 | 27.8619 | 1.3567 | 3.3824 | 0 | 0.033193 | -0.49941 | 0.78408 | 0.19745 | 0 | 17.4828 | 20.2575 | -26.9168 | 0 | 0.5984 | 0 | 1.8521 | 0.15751
2025_02_13 Hr 12 | 0.70363 | 0.00069413 | 0 | 0.1342 | 0.13232 | 0.13542 | 0.14014 | 0.14106 | 0.14373 | 0 | 0 | 0.0031592 | 0.72 | 0.052002 | 1.6399 | 1.6399 | 7.5859 | 0.50768 | 0.003788 | 0.0058432 | 0.0073552 | 0 | 0 | 0 | 0 | 0 | 0 | 0.074695 | 0.014972 | 1.2746 | 0.32921 | 6.8958 | 2.2791 | 0 | 0.59632 | 0.89806 | 0 | 0 | 0 | 0 | -2.9051 | 0.062055 | 0 | 0 | 0 | -0.32291 | 0 | 0 | 0 | 0 | 0 | 0 | 0 | 0 | 3.1506 | 0 | 0 | 0 | 0 | 0 | -5.4625 | 0 | 0 | 0 | 0 | 0 | 0 | 0 | 0 | 0 | 0 | 0 | -2.3937 | 0 | 0 | -21.583 | 2.0172 | 0 | 3.5785 | 3.5785 | 1.6365 | 27.8569 | 1.3567 | 3.3824 | 0 | 0.033193 | -0.70363 | 0.78408 | 0.19745 | 0 | 15.0733 | 20.5874 | -30.4658 | 0 | 0.5984 | 0 | 1.8521 | 0.15702
2025_02_13 Hr 13 | 0.45429 | 0.0007828 | 0 | 0.1342 | 0.13232 | 0.13542 | 0.14014 | 0.14106 | 0.14373 | 0 | 0 | 0.0031592 | 0.6 | 0.04254 | 1.6399 | 1.6399 | 7.5859 | 0.50768 | 0.003788 | 0.0058432 | 0.0073552 | 0 | 0 | 0 | 0 | 0 | 0 | 0.074695 | 0.014972 | 1.2444 | 0.32921 | 6.8958 | 2.2791 | 0 | 0.59632 | 0.89806 | 0 | 0 | 0 | 0 | -2.2003 | 0.062055 | 0 | 0 | 0 | -0.31695 | 0 | 0 | 0 | 0 | 0 | 0 | 0 | 0 | 3.0126 | 0 | 0 | 0 | 0 | 0 | -5.4625 | 0 | 0 | 0 | 0 | 0 | 0 | 0 | 0 | 0 | 0 | 0 | -2.3937 | 0 | 0 | -22.1947 | 2.0172 | 0 | 3.5785 | 3.5785 | 1.6148 | 27.8268 | 1.3567 | 3.3824 | 0 | 0.033193 | -0.45429 | 0.78408 | 0.19745 | 0 | 14.8529 | 20.0486 | -30.8222 | 0 | 0.5984 | 0 | 1.8521 | 0.15668
2025_02_13 Hr 14 | 0.24919 | 0.00079184 | 0 | 0.1342 | 0.13232 | 0.13542 | 0.14014 | 0.14106 | 0.14373 | 0 | 0 | 0.0031592 | 0.69 | 0.048428 | 1.6399 | 1.6399 | 7.5859 | 0.50768 | 0.003788 | 0.0058432 | 0.0073552 | 0 | 0 | 0 | 0 | 0 | 0 | 0.074695 | 0.014972 | 1.2545 | 0.32921 | 6.8958 | 2.2791 | 0 | 0.59632 | 0.89806 | 0 | 0 | 0 | 0 | -1.7715 | 0.062055 | 0 | 0 | 0 | -0.31373 | 0 | 0 | 0 | 0 | 0 | 0 | 0 | 0 | 3.1506 | 0 | 0 | 0 | 0 | 0 | -5.4625 | 0 | 0 | 0 | 0 | 0 | 0 | 0 | 0 | 0 | 0 | 0 | -2.3937 | 0 | 0 | -23.1203 | 2.0172 | 0 | 3.5785 | 3.5785 | 1.5756 | 27.8368 | 1.3567 | 3.3824 | 0 | 0.033193 | -0.24919 | 0.78408 | 0.19745 | 0 | 14.5637 | 20.0379 | -31.5394 | 0 | 0.5984 | 0 | 1.8521 | 0.15641
2025_02_13 Hr 15 | 0.20408 | 0.00080425 | 0 | 0.1342 | 0.13232 | 0.13542 | 0.14014 | 0.14106 | 0.14373 | 0 | 0 | 0.0031592 | 0.87 | 0.067395 | 1.6399 | 1.6399 | 7.5859 | 0.42306 | 0.003788 | 0.0058432 | 0.0073552 | 0 | 0 | 0 | 0 | 0 | 0 | 0.074695 | 0.014972 | 1.2043 | 0.32921 | 6.8958 | 2.2791 | 0 | 0.59632 | 0.89806 | 0 | 0 | 0 | 0.4969 | -0.79836 | 0.062055 | 0 | 0 | 0 | -0.34649 | 0 | 0 | 0 | 0 | 0 | 0 | 0 | 0 | 3.0126 | 0 | 0 | 0 | 0 | 0 | -5.4625 | 0 | 0 | 0 | 0 | 0 | 0 | 0 | 0 | 0 | 0 | 0 | -2.3937 | 0 | 0 | -23.8845 | 2.0172 | 0 | 3.3332 | 3.3332 | 1.5451 | 27.2115 | 1.3567 | 3.3824 | 0 | 0.033193 | -0.20408 | 0.78408 | 0.19745 | 0 | 14.6416 | 20.0229 | -32.2914 | 0 | 0.5984 | 0 | 1.8521 | 0.15599
2025_02_13 Hr 16 | 0.02274 | 0.00062767 | 0 | 0.1342 | 0.13232 | 0.13542 | 0.14014 | 0.14106 | 0.14373 | 0 | 0 | 0.0031592 | 0.96 | 0.073515 | 1.6399 | 1.6399 | 7.5859 | 0.46537 | 0.003788 | 0.0058432 | 0.0073552 | 0 | 0 | 0 | 0 | 0 | 0 | 0.074695 | 0.014972 | 1.1876 | 0.32921 | 6.8958 | 2.2791 | 0 | 0.59632 | 0.89806 | 0 | 0 | 0 | 0.51057 | -1.5863 | 0.062055 | 0 | 0 | 0 | -0.3425 | 0 | 0 | 0 | 0 | 0 | 0 | 0 | 0 | 3.1506 | 0 | 0 | 0 | 0 | 0 | -5.4625 | 0 | 0 | 0 | 0 | 0 | 0 | 0 | 0 | 0 | 0 | 0 | -2.3937 | 0 | 0 | -25.4632 | 2.0172 | 0 | 3.3784 | 3.3784 | 1.5147 | 27.3273 | 1.3567 | 3.3824 | 0 | 0.033193 | -0.02274 | 0.78408 | 0.19745 | 0 | 12.612 | 20.0452 | -33.6847 | 0 | 0.5984 | 0 | 1.8521 | 0.15622
2025_02_13 Hr 17 | 0.11348 | 0.00028126 | 0 | 0.1342 | 0.13232 | 0.13542 | 0.14014 | 0.14106 | 0.14373 | 0 | 0 | 0.0031592 | 1.53 | 0.11642 | 1.6399 | 1.6399 | 7.5859 | 0.50768 | 0.003788 | 0.0058432 | 0.0073552 | 0 | 0 | 0 | 0 | 0 | 0 | 0.074695 | 0.014972 | 1.2796 | 0.32921 | 6.8958 | 2.2791 | 0 | 0.59632 | 0.89806 | 0 | 0 | 0 | 0 | -3.0928 | 0.062055 | 0 | 0 | 0 | -0.3403 | 0 | 0 | 0 | 0 | 0 | 0 | 0 | 0 | 3.2885 | 0 | 0 | 0 | 0 | 0 | -5.4625 | 0 | 0 | 0 | 0 | 0 | 0 | 0 | 0 | 0 | 0 | 0 | -2.3937 | 0 | 0 | -30.654 | 2.0172 | 0 | 3.5785 | 3.5785 | 1.2448 | 27.8619 | 1.3567 | 3.3824 | 0 | 0.033193 | -0.11348 | 0.78408 | 0.19745 | 0 | 6.4225 | 20.6174 | -38.964 | 0 | 0.5984 | 0 | 1.8521 | 0.15705
2025_02_13 Hr 18 | 0 | 2.819e-05 | 0 | 0.1342 | 0.13232 | 0.13542 | 0.14014 | 0.14106 | 0.14373 | 0 | 0 | 0.0031592 | 1.95 | 0.16288 | 1.6399 | 1.6399 | 7.5859 | 0.50768 | 0.003788 | 0.0058432 | 0.0073552 | 0 | 0 | 0 | 0 | 0 | 0 | 0.074695 | 0.014972 | 1.2796 | 0.32921 | 6.8958 | 2.2791 | 0 | 0.59632 | 0.89806 | 0 | 0 | 0 | 0 | -4.9824 | 0.062055 | 0 | 0 | 0 | -0.37377 | 0 | 0 | 0 | 0 | 0 | 0 | 0 | 0 | 3.4918 | 0 | 0 | 0 | 0 | 0 | -5.4625 | 0 | 0 | 0 | 0 | 0 | 0 | 0 | 0 | 0 | 0 | 0 | -2.3937 | 0 | 0 | -28.7854 | 2.0172 | 0 | 3.5785 | 3.5785 | 1.3841 | 27.8619 | 1.3567 | 3.3824 | 0 | 0.033193 | 0 | 0.78408 | 0.19745 | 0 | 7.1776 | 21.3136 | -37.0155 | 0 | 0.5984 | 0 | 1.8521 | 0.15795
2025_02_13 Hr 19 | 0 | 0 | 0 | 0.1342 | 0.13232 | 0.13542 | 0.14014 | 0.14106 | 0.14373 | 0 | 0 | 0.0031592 | 2.07 | 0.185 | 1.6399 | 1.6399 | 7.5859 | 0.50768 | 0.003788 | 0.0058432 | 0.0073552 | 0 | 0 | 0 | 0 | 0 | 0 | 0.074695 | 0.014972 | 1.2796 | 0.32921 | 6.8958 | 2.2791 | 0 | 0.59632 | 0.89806 | 0 | 0 | 0 | 0 | -4.6772 | 0.062055 | 0 | 0 | 0 | -0.40008 | 0 | 0 | 0 | 0 | 0 | 0 | 0 | 0 | 2.6715 | 0 | 0 | 0 | 0 | 0 | -5.4625 | 0 | 0 | 0 | 0 | 0 | 0 | 0 | 0 | 0 | 0 | 0 | -2.3937 | 0 | 0 | -25.9782 | 2.0172 | 0 | 3.5785 | 3.5785 | 1.2753 | 27.8619 | 1.3567 | 3.3824 | 0 | 0.033193 | 0 | 0.78408 | 0.19745 | 0 | 9.4764 | 20.5263 | -34.2345 | 0 | 0.5984 | 0 | 1.8521 | 0.15763
2025_02_13 Hr 20 | 0 | 0 | 0 | 0.1342 | 0.13232 | 0.13542 | 0.14014 | 0.14106 | 0.14373 | 0 | 0 | 0.0031592 | 2.1 | 0.17605 | 1.6399 | 1.6399 | 7.5859 | 0.50768 | 0.003788 | 0.0058432 | 0.0073552 | 0 | 0 | 0 | 0 | 0 | 0 | 0.074695 | 0.014972 | 1.2796 | 0.32921 | 6.8958 | 2.2791 | 0 | 0.59632 | 0.89806 | 0 | 0 | 0 | 0 | -3.3906 | 0.062055 | 0 | 0 | 0 | -0.37515 | 0 | 0 | 0 | 0 | 0 | 0 | 0 | 0 | 2.0544 | 0 | 0 | 0 | 0 | 0 | -5.4625 | 0 | 0 | 0 | 0 | 0 | 0 | 0 | 0 | 0 | 0 | 0 | -2.3937 | 0 | 0 | -23.1719 | 2.0172 | 0 | 3.5785 | 3.5785 | 1.0315 | 27.8619 | 1.3567 | 3.3824 | 0 | 0.033193 | 0 | 0.78408 | 0.19745 | 0 | 12.754 | 19.6859 | -31.4033 | 0 | 0.5984 | 0 | 1.8521 | 0.15706
2025_02_13 Hr 21 | 0 | 0 | 0 | 0.1342 | 0.13232 | 0.13542 | 0.14014 | 0.14106 | 0.14373 | 0 | 0 | 0.0031592 | 1.92 | 0.17338 | 1.6399 | 1.6399 | 7.5859 | 0.50768 | 0.003788 | 0.0058432 | 0.0073552 | 0 | 0 | 0 | 0 | 0 | 0 | 0.074695 | 0.014972 | 1.2796 | 0.32921 | 6.8958 | 2.2791 | 0 | 0.59632 | 0.89806 | 0 | 0 | 0 | 0 | -2.4822 | 0.062055 | 0 | 0 | 0 | -0.40426 | 0 | 0 | 0 | 0 | 0 | 0 | 0 | 0 | 1.9891 | 0 | 0 | 0 | 0 | 0 | -5.4625 | 0 | 0 | 0 | 0 | 0 | 0 | 0 | 0 | 0 | 0 | 0 | -2.3937 | 0 | 0 | -25.0468 | 2.0172 | 0 | 3.5785 | 3.5785 | 0.98366 | 27.8619 | 1.3567 | 3.3824 | 0 | 0.033193 | 0 | 0.78408 | 0.19745 | 0 | 11.4618 | 19.3895 | -33.3073 | 0 | 0.5984 | 0 | 1.8521 | 0.15645
2025_02_13 Hr 22 | 0 | 0 | 0 | 0.1342 | 0.13232 | 0.13542 | 0.14014 | 0.14106 | 0.14373 | 0 | 0 | 0.0031592 | 1.89 | 0.13826 | 1.6399 | 1.6399 | 7.5859 | 0.50768 | 0.003788 | 0.0058432 | 0.0073552 | 0 | 0 | 0 | 0 | 0 | 0 | 0.074695 | 0.014972 | 1.2796 | 0.32921 | 6.8958 | 2.2791 | 0 | 0.59632 | 0.89806 | 0 | 0 | 0 | 0.66205 | -0.13311 | 0.062055 | 0 | 0 | 0 | -0.32709 | 0 | 0 | 0 | 0 | 0 | 0 | 0 | 0 | 1.7132 | 0 | 0 | 0 | 0 | 0 | -5.4625 | 0 | 0 | 0 | 0 | 0 | 0 | 0 | 0 | 0 | 0 | 0 | -2.3937 | 0 | 0 | -21.389 | 2.0172 | 0 | 3.5785 | 3.5785 | 1.3231 | 27.8619 | 1.3567 | 3.3824 | 0 | 0.033193 | 0 | 0.78408 | 0.19745 | 0 | 18.2049 | 19.3864 | -29.5723 | 0 | 0.5984 | 0 | 1.8521 | 0.15484
2025_02_13 Hr 23 | 0 | 0 | 0 | 0.1342 | 0.13232 | 0.13542 | 0.14014 | 0.14106 | 0.14373 | 0 | 0 | 0.0031592 | 1.77 | 0.13854 | 1.6399 | 1.6399 | 7.6446 | 0.50835 | 0.003788 | 0.0058432 | 0.0073552 | 0 | 0 | 0.29033 | 0 | 0.18408 | 0 | 0.074695 | 0.014972 | 1.2796 | 0.32921 | 6.9311 | 2.2791 | 0 | 0.60107 | 0.89806 | 0 | 0 | 0 | 1.2492 | 0 | 0.062055 | 0 | 0 | 0 | -0.35013 | 0 | 0 | 0 | 0 | 0 | 0 | 0 | 0 | 1.6406 | 0 | 0 | 0 | 0 | 0 | 0 | -4.4375 | 0 | 0 | 0 | 0 | 0 | 0 | 0 | 0 | 0 | 0 | 0 | 0 | 0 | -24.5215 | 2.0172 | 0 | 3.6059 | 3.6059 | 1.3449 | 28.0114 | 1.3567 | 3.3824 | 0 | 0.033193 | 0 | 0.78408 | 0.19745 | 0 | 19.6446 | 19.2187 | -28.8347 | 0 | 0.5984 | 0 | 1.8521 | 0.153
2025_02_13 Hr 24 | 0 | 0 | 0 | 0.1342 | 0.13232 | 0.13542 | 0.14014 | 0.14106 | 0.14373 | 0 | 0 | 0.0031592 | 1.17 | 0.086991 | 1.6399 | 1.6399 | 7.6446 | 0 | 0.003788 | 0.0058432 | 0.0073552 | 0 | 0 | 0.18531 | 0 | 0.079063 | 0 | 0.074695 | 0.014972 | 1.2796 | 0.32921 | 6.9311 | 2.2791 | 0 | 0.60107 | 0.89806 | 0 | 0 | 0 | 0.9902 | 0 | 0.062055 | 0 | 0 | 0 | -0.33248 | 0 | 0 | 0 | 0 | 0 | 0 | 0 | 0 | 1.8511 | 0 | 0 | 0 | 0 | 0 | 0 | -4.4375 | 0 | 0 | 0 | 0 | 0 | 0 | 0 | 0 | 0 | 0 | 0 | 0 | 0 | -24.0043 | 2.0172 | 0 | 3.6059 | 3.6059 | 1.3754 | 27.5031 | 1.3567 | 3.3824 | 0 | 0.033193 | 0 | 0.78408 | 0.19745 | 0 | 18.7908 | 18.8074 | -28.5099 | 0 | 0.5984 | 0 | 1.8521 | 0.15224
2025_02_14 Hr 01 | 0 | 0 | 0 | 0.13686 | 0.13494 | 0.1381 | 0.14291 | 0.14385 | 0.14658 | 0 | 0 | 0.0031592 | 0.87 | 0.062896 | 1.6399 | 1.6399 | 7.7958 | 0 | 0.003788 | 0.0058432 | 0.0073552 | 0 | 0 | 0.13021 | 0 | 0.023959 | 0 | 0.074695 | 0.014972 | 1.2796 | 0.33563 | 7.0682 | 2.2791 | 0 | 0.60107 | 0.89806 | 0 | 0 | 0 | 0.80517 | -0.018252 | 0.062055 | 0 | 0 | 0 | -0.32323 | 0 | 0 | 0 | 0 | 0 | 0 | 0 | 0 | 1.8511 | 0 | 0 | 0 | 0 | 0 | 0 | -4.4375 | 0 | 0 | 0 | 0 | 0 | 0 | 0 | 0 | 0 | 0 | 0 | 0 | 0 | -25.4587 | 2.0172 | 0 | 3.6773 | 3.6773 | 1.4233 | 27.957 | 1.3567 | 3.3824 | 0 | 0.033193 | 0 | 0.78408 | 0.19745 | 0 | 17.2089 | 18.5302 | -30.0653 | 0 | 0.5984 | 0 | 1.8521 | 0.1513
2025_02_14 Hr 02 | 0 | 0 | 0 | 0.13686 | 0.13494 | 0.1381 | 0.14291 | 0.14385 | 0.14658 | 0 | 0 | 0.0031592 | 0.72 | 0.053203 | 1.6399 | 1.6399 | 7.7958 | 0 | 0.003788 | 0.0058432 | 0.0073552 | 0 | 0 | 0.17302 | 0 | 0.066772 | 0 | 0.074695 | 0.014972 | 1.2796 | 0.33563 | 7.0682 | 2.2791 | 0 | 0.60107 | 0.89806 | 0 | 0 | 0 | 0.44142 | -0.00081627 | 0.062055 | 0 | 0.21376 | 0 | -0.33042 | 0 | 0 | 0 | 0 | 0 | 0 | 0 | 0 | 1.9165 | 0 | 0 | 0 | 0 | 0 | 0 | -4.4375 | 0 | 0 | 0 | 0 | 0 | 0 | 0 | 0 | 0 | 0 | 0 | 0 | 0 | -24.629 | 2.0172 | 0 | 3.6773 | 3.6773 | 1.3841 | 27.957 | 1.3567 | 3.3824 | 0 | 0.033193 | 0 | 0.78408 | 0.19745 | 0 | 17.6364 | 18.396 | -29.1572 | 0 | 0.5984 | 0 | 1.8521 | 0.15054
2025_02_14 Hr 03 | 0 | 0 | 0 | 0.13686 | 0.13494 | 0.1381 | 0.14291 | 0.14385 | 0.14658 | 0 | 0 | 0.0031592 | 0.66 | 0.04843 | 1.6399 | 1.6399 | 7.7958 | 0 | 0.003788 | 0.0058432 | 0.0073552 | 0 | 0 | 0.15927 | 0 | 0.053022 | 0 | 0.074695 | 0.014972 | 1.2796 | 0.33563 | 7.0682 | 2.2791 | 0 | 0.60107 | 0.89806 | 0 | 0 | 0 | 0.62371 | 0 | 0.062055 | 0 | 0.21228 | 0 | -0.32811 | 0 | 0 | 0 | 0 | 0 | 0 | 0 | 0 | 2.2577 | 0 | 0 | 0 | 0 | 0 | 0 | -4.4375 | 0 | 0 | 0 | 0 | 0 | 0 | 0 | 0 | 0 | 0 | 0 | 0 | 0 | -24.6432 | 2.0172 | 0 | 3.6773 | 3.6773 | 0.99236 | 27.957 | 1.3567 | 3.3824 | 0 | 0.033193 | 0 | 0.78408 | 0.19745 | 0 | 17.665 | 18.2807 | -29.1965 | 0 | 0.5984 | 0 | 1.8521 | 0.15062
2025_02_14 Hr 04 | 0 | 0 | 0 | 0.13686 | 0.13494 | 0.1381 | 0.14291 | 0.14385 | 0.14658 | 0 | 0 | 0.0031592 | 0.54 | 0.039741 | 1.6399 | 1.6399 | 7.7958 | 0 | 0.003788 | 0.0058432 | 0.0073552 | 0 | 0 | 0.16502 | 0 | 0.058772 | 0 | 0.074695 | 0.014972 | 1.2796 | 0.33563 | 7.0682 | 2.2791 | 0 | 0.60107 | 0.89806 | 0 | 0 | 0 | 0.8597 | 0 | 0.062055 | 0 | 0.11809 | 0 | -0.32907 | 0 | 0 | 0 | 0 | 0 | 0 | 0 | 0 | 2.5335 | 0 | 0 | 0 | 0 | 0 | 0 | -4.4375 | 0 | 0 | 0 | 0 | 0 | 0 | 0 | 0 | 0 | 0 | 0 | 0 | 0 | -23.4699 | 2.0172 | 0 | 3.6773 | 3.6773 | 0.51359 | 27.957 | 1.3567 | 3.3824 | 0 | 0.033193 | 0 | 0.78408 | 0.19745 | 0 | 18.7533 | 17.9493 | -28.0127 | 0 | 0.5984 | 0 | 1.8521 | 0.15082
2025_02_14 Hr 05 | 0 | 0 | 0 | 0.13686 | 0.13494 | 0.1381 | 0.14291 | 0.14385 | 0.14658 | 0 | 0 | 0.0031592 | 0.48 | 0.034427 | 1.6399 | 1.6399 | 7.7958 | 0 | 0.003788 | 0.0058432 | 0.0073552 | 0 | 0 | 0.1149 | 0 | 0.0086466 | 0 | 0.074695 | 0.014972 | 1.2796 | 0.33563 | 7.0682 | 2.2791 | 0 | 0.60107 | 0.89806 | 0 | 0 | 0 | 0.82123 | 0 | 0.062055 | 0 | 0 | 0 | -0.32065 | 0 | 0 | 0 | 0 | 0 | 0 | 0 | 0 | 2.5335 | 0 | 0 | 0 | 0 | 0 | 0 | -4.4375 | 0 | 0 | 0 | 0 | 0 | 0 | 0 | 0 | 0 | 0 | 0 | 0 | 0 | -21.3261 | 2.0172 | 0 | 3.6773 | 3.6773 | 0.43089 | 27.957 | 1.3567 | 3.3824 | 0 | 0.033193 | 0 | 0.78408 | 0.19745 | 0 | 20.6193 | 17.8018 | -25.9607 | 0 | 0.5984 | 0 | 1.8521 | 0.15133
2025_02_14 Hr 06 | 0 | 0 | 0 | 0.13686 | 0.13494 | 0.1381 | 0.14291 | 0.14385 | 0.14658 | 0 | 0 | 0.0031592 | 0.36 | 0.026595 | 1.6399 | 1.6399 | 7.7958 | 0 | 0.003788 | 0.0058432 | 0.0073552 | 0 | 0 | 0.17254 | 0 | 0.066292 | 0 | 0.074695 | 0.014972 | 1.2796 | 0.33563 | 7.0682 | 2.2791 | 0 | 0.60107 | 0.89806 | 0 | 0 | 0 | 0.32233 | -0.48504 | 0.062055 | 0 | 0 | 0 | -0.33034 | 0 | 0 | 0 | 0 | 0 | 0 | 0 | 0 | 2.8094 | 0 | 0 | 0 | 0 | 0 | 0 | -4.4375 | 0 | 0 | 0 | 0 | 0 | 0 | 0 | 0 | 0 | 0 | 0 | 0 | 0 | -20.5049 | 2.0172 | 0 | 3.6773 | 3.6773 | 0.50053 | 27.957 | 1.3567 | 3.3824 | 0 | 0.033193 | 0 | 0.78408 | 0.19745 | 0 | 20.7821 | 18.0217 | -25.0339 | 0 | 0.5984 | 0 | 1.8521 | 0.15353
2025_02_14 Hr 07 | 0 | 0 | 0 | 0.13686 | 0.13494 | 0.1381 | 0.14291 | 0.14385 | 0.14658 | 0 | 0 | 0.0031592 | 0.27 | 0.021117 | 1.6399 | 1.6399 | 7.7359 | 0 | 0.003788 | 0.0058432 | 0.0073552 | 0 | 0 | 0 | 0 | 0 | 0 | 0.074695 | 0.014972 | 1.2746 | 0.33563 | 7.0323 | 2.2791 | 0 | 0.59632 | 0.89806 | 0 | 0 | 0 | 0 | -2.7199 | 0.062055 | 0 | 0 | 0 | -0.34984 | 0 | 0 | 0 | 0 | 0 | 0 | 0 | 0 | 2.6715 | 0 | 0 | 0 | 0 | 0 | -5.4625 | 0 | 0 | 0 | 0 | 0 | 0 | 0 | 0 | 0 | 0 | 0 | -2.3937 | 0 | 0 | -15.7532 | 2.0172 | 0 | 3.6493 | 3.6493 | 0.49183 | 27.8001 | 1.3567 | 3.3824 | 0 | 0.033193 | 0 | 0.78408 | 0.19745 | 0 | 18.8978 | 17.7769 | -23.9593 | 0 | 0.5984 | 0 | 1.8521 | 0.15556
2025_02_14 Hr 08 | 0.045117 | 0 | 0 | 0.13686 | 0.13494 | 0.1381 | 0.14291 | 0.14385 | 0.14658 | 0 | 0 | 0.0031592 | 0.18 | 0.013382 | 1.6399 | 1.6399 | 7.7359 | 0.51772 | 0.003788 | 0.0058432 | 0.0073552 | 0 | 0 | 0 | 0 | 0 | 0 | 0.074695 | 0.014972 | 1.2746 | 0.33563 | 7.0323 | 2.2791 | 0 | 0.59632 | 0.89806 | 0 | 0 | 0 | 0 | -4.2899 | 0.062055 | 0 | 0 | 0 | -0.33244 | 0 | 0 | 0 | 0 | 0 | 0 | 0 | 0 | 2.6715 | 0 | 0 | 0 | 0 | 0 | -5.4625 | 0 | 0 | 0 | 0 | 0 | 0 | 0 | 0 | 0 | 0 | 0 | -2.3937 | 0 | 0 | -15.3345 | 2.0172 | 0 | 3.6493 | 3.6493 | 0.48312 | 28.3179 | 1.3567 | 3.3824 | 0 | 0.033193 | -0.045117 | 0.78408 | 0.19745 | 0 | 18.1764 | 17.7167 | -23.5683 | 0 | 0.5984 | 0 | 1.8521 | 0.15673
2025_02_14 Hr 09 | 0.2266 | 0 | 0 | 0.13686 | 0.13494 | 0.1381 | 0.14291 | 0.14385 | 0.14658 | 0 | 0 | 0.0031592 | 0.06 | 0.004109 | 1.6399 | 1.6399 | 7.7359 | 0.51772 | 0.003788 | 0.0058432 | 0.0073552 | 0 | 0 | 0 | 0 | 0 | 0 | 0.074695 | 0.014972 | 1.2796 | 0.33563 | 7.0323 | 2.2791 | 0 | 0.59632 | 0.89806 | 0 | 0 | 0 | 0 | -3.9265 | 0.062055 | 0 | 0 | 0 | -0.30608 | 0 | 0 | 0 | 0 | 0 | 0 | 0 | 0 | 2.5989 | 0 | 0 | 0 | 0 | 0 | -5.4625 | 0 | 0 | 0 | 0 | 0 | 0 | 0 | 0 | 0 | 0 | 0 | -2.3937 | 0 | 0 | -10.6302 | 2.0172 | 0 | 3.6493 | 3.6493 | 0.20892 | 28.3229 | 1.3567 | 3.3824 | 0 | 0.033193 | -0.2266 | 0.78408 | 0.19745 | 0 | 22.7994 | 17.422 | -19.0191 | 0 | 0.5984 | 0 | 1.8521 | 0.15663
2025_02_14 Hr 10 | 0.54503 | 8.8867e-05 | 0 | 0.13686 | 0.13494 | 0.1381 | 0.14291 | 0.14385 | 0.14658 | 0 | 0 | 0.0031592 | 0.03 | 0.0016424 | 1.6399 | 1.6399 | 7.7359 | 0.51772 | 0.003788 | 0.0058432 | 0.0073552 | 0 | 0 | 0 | 0 | 0 | 0 | 0.074695 | 0.014972 | 0 | 0.33563 | 7.0323 | 2.2791 | 0 | 0.59632 | 0.89806 | 0 | 0 | 0 | 0 | -2.9705 | 0.062055 | 0 | 0.032262 | 0 | -0.24426 | 0 | 0 | 0 | 0 | 0 | 0 | 0 | 0 | 2.8094 | 0 | 0 | 0 | 0 | 0 | -5.4625 | 0 | 0 | 0 | 0 | 0 | 0 | 0 | 0 | 0 | 0 | 0 | -2.3937 | 0 | 0 | -5.4964 | 2.0172 | 0 | 3.6227 | 3.6227 | 0.16104 | 26.9901 | 1.3567 | 3.3824 | 0 | 0.033193 | -0.54503 | 0.78408 | 0.19745 | 0 | 27.7484 | 17.8707 | -14.1419 | 0 | 0.5984 | 0 | 1.8521 | 0.15658
2025_02_14 Hr 11 | 0.52215 | 0.000372 | 0 | 0.13686 | 0.13494 | 0.1381 | 0.14291 | 0.14385 | 0.14658 | 0 | 0 | 0.0031592 | 0 | 0 | 1.6399 | 1.6399 | 7.7359 | 0.51772 | 0.003788 | 0.0058432 | 0.0073552 | 0 | 0 | 0 | 0 | 0 | 0 | 0.074695 | 0.014972 | 0 | 0.33563 | 7.0323 | 2.2791 | 0 | 0.59632 | 0.89806 | 0 | 0 | 0 | 0 | -3.6393 | 0.062055 | 0 | 0.035707 | 0 | -0.27057 | 0 | 0 | 0 | 0 | 0 | 0 | 0 | 0 | 2.8747 | 0 | 0 | 0 | 0 | 0 | -5.4625 | 0 | 0 | 0 | 0 | 0 | 0 | 0 | 0 | 0 | 0 | 0 | -2.3937 | 0 | 0 | -8.2763 | 2.0172 | 0 | 3.6493 | 3.6493 | 0.46136 | 27.0433 | 1.3567 | 3.3824 | 0 | 0.033193 | -0.52215 | 0.78408 | 0.19745 | 0 | 24.6609 | 18.1823 | -16.9253 | 0 | 0.5984 | 0 | 1.8521 | 0.15677
2025_02_14 Hr 12 | 0.52207 | 0.00052437 | 0 | 0.13686 | 0.13494 | 0.1381 | 0.14291 | 0.14385 | 0.14658 | 0 | 0 | 0.0031592 | 0 | 0 | 1.6399 | 1.6399 | 7.7359 | 0.51772 | 0.003788 | 0.0058432 | 0.0073552 | 0 | 0 | 0 | 0 | 0 | 0 | 0.074695 | 0.014972 | 0 | 0.33563 | 7.0323 | 2.2791 | 0 | 0.59632 | 0.89806 | 0 | 0 | 0 | 0 | -2.58 | 0.062055 | 0 | 0.03226 | 0 | -0.24425 | 0 | 0 | 0 | 0 | 0 | 0 | 0 | 0 | 2.9473 | 0 | 0 | 0 | 0 | 0 | -5.4625 | 0 | 0 | 0 | 0 | 0 | 0 | 0 | 0 | 0 | 0 | 0 | -2.3937 | 0 | 0 | -7.4521 | 2.0172 | 0 | 3.5696 | 3.5695 | 0.68334 | 26.8837 | 1.3567 | 3.3824 | 0 | 0.033193 | -0.52207 | 0.78408 | 0.19745 | 0 | 26.7055 | 18.4764 | -16.0747 | 0 | 0.5984 | 0 | 1.8521 | 0.15627
2025_02_14 Hr 13 | 0.47703 | 0.00059658 | 0 | 0.13686 | 0.13494 | 0.1381 | 0.14291 | 0.14385 | 0.14658 | 0 | 0 | 0.0031592 | 0 | 0 | 1.6399 | 1.6399 | 7.7359 | 0.51772 | 0.003788 | 0.0058432 | 0.0073552 | 0 | 0 | 0 | 0 | 0 | 0 | 0.074695 | 0.014972 | 0 | 0.33563 | 7.0323 | 2.2791 | 0 | 0.59632 | 0.89806 | 0 | 0 | 0 | 0 | -2.136 | 0.062055 | 0 | 0.031656 | 0 | -0.23964 | 0 | 0 | 0 | 0 | 0 | 0 | 0 | 0 | 2.8747 | 0 | 0 | 0 | 0 | 0 | -5.4625 | 0 | 0 | 0 | 0 | 0 | 0 | 0 | 0 | 0 | 0 | 0 | -2.3937 | 0 | 0 | -9.9425 | 2.0172 | 0 | 3.4754 | 3.4754 | 1.1142 | 26.6955 | 1.3567 | 3.3824 | 0 | 0.033193 | -0.47703 | 0.78408 | 0.19745 | 0 | 24.8336 | 18.7895 | -18.5154 | 0 | 0.5984 | 0 | 1.8521 | 0.15607
2025_02_14 Hr 14 | 0.45436 | 0.00060883 | 0 | 0.13686 | 0.13494 | 0.1381 | 0.14291 | 0.14385 | 0.14658 | 0 | 0 | 0.0031592 | 0 | 0 | 1.6399 | 1.6399 | 7.7359 | 0.51772 | 0.003788 | 0.0058432 | 0.0073552 | 0 | 0 | 0 | 0 | 0 | 0 | 0.074695 | 0.014972 | 0 | 0.33563 | 7.0323 | 2.2791 | 0 | 0.59632 | 0.89806 | 0 | 0 | 0 | 0 | -1.6437 | 0.062055 | 0 | 0.031179 | 0 | -0.23599 | 0 | 0 | 0 | 0 | 0 | 0 | 0 | 0 | 2.9473 | 0 | 0 | 0 | 0 | 0 | -5.4625 | 0 | 0 | 0 | 0 | 0 | 0 | 0 | 0 | 0 | 0 | 0 | -2.3937 | 0 | 0 | -10.0458 | 2.0172 | 0 | 3.4452 | 3.4452 | 1.1447 | 26.6351 | 1.3567 | 3.3824 | 0 | 0.033193 | -0.45436 | 0.78408 | 0.19745 | 0 | 25.2687 | 18.8697 | -18.5924 | 0 | 0.5984 | 0 | 1.8521 | 0.15577
2025_02_14 Hr 15 | 0.318 | 0.00060997 | 0 | 0.13686 | 0.13494 | 0.1381 | 0.14291 | 0.14385 | 0.14658 | 0 | 0 | 0.0031592 | 0 | 0 | 1.6399 | 1.6399 | 7.6658 | 0.302 | 0.003788 | 0.0058432 | 0.0073552 | 0 | 0 | 0 | 0 | 0 | 0 | 0.074695 | 0.014972 | 0 | 0.33563 | 7.0184 | 2.2791 | 0 | 0.59492 | 0.89806 | 0 | 0 | 0 | 0.32789 | -0.85977 | 0.062055 | 0 | 0.034094 | 0 | -0.25825 | 0 | 0 | 0 | 0 | 0 | 0 | 0 | 0 | 2.8094 | 0 | 0 | 0 | 0 | 0 | -5.4625 | 0 | 0 | 0 | 0 | 0 | 0 | 0 | 0 | 0 | 0 | 0 | -2.3937 | 0 | 0 | -9.3297 | 2.0172 | 0 | 3.3885 | 3.3884 | 0.6137 | 26.2218 | 1.3567 | 3.3824 | 0 | 0.033193 | -0.318 | 0.78408 | 0.19745 | 0 | 25.99 | 18.0622 | -17.7622 | 0 | 0.5984 | 0 | 1.8521 | 0.15504
2025_02_14 Hr 16 | 0.1586 | 0.0004719 | 0 | 0.13686 | 0.13494 | 0.1381 | 0.14291 | 0.14385 | 0.14658 | 0 | 0 | 0.0031592 | 0.12 | 0.0068552 | 1.6399 | 1.6399 | 7.6307 | 0.38829 | 0.003788 | 0.0058432 | 0.0073552 | 0 | 0 | 0 | 0 | 0 | 0 | 0.074695 | 0.014972 | 0 | 0.33563 | 7.0184 | 2.2791 | 0 | 0.59492 | 0.89806 | 0 | 0 | 0 | 0.41533 | -1.1524 | 0.062055 | 0 | 0.033664 | 0 | -0.25497 | 0 | 0 | 0 | 0 | 0 | 0 | 0 | 0 | 2.9473 | 0 | 0 | 0 | 0 | 0 | -5.4625 | 0 | 0 | 0 | 0 | 0 | 0 | 0 | 0 | 0 | 0 | 0 | -2.3937 | 0 | 0 | -11.2279 | 2.0172 | 0 | 3.3885 | 3.3884 | 0.45266 | 26.2731 | 1.3567 | 3.3824 | 0 | 0.033193 | -0.1586 | 0.78408 | 0.19745 | 0 | 24.0447 | 18.0064 | -19.4977 | 0 | 0.5984 | 0 | 1.8521 | 0.15498
2025_02_14 Hr 17 | 0.090597 | 0.00016807 | 0 | 0.13686 | 0.13494 | 0.1381 | 0.14291 | 0.14385 | 0.14658 | 0 | 0 | 0.0031592 | 0.21 | 0.012622 | 1.6399 | 1.6399 | 7.7359 | 0.51772 | 0.003788 | 0.0058432 | 0.0073552 | 0 | 0 | 0 | 0 | 0 | 0 | 0.074695 | 0.014972 | 0 | 0.33563 | 7.0323 | 2.2791 | 0 | 0.59632 | 0.89806 | 0 | 0 | 0 | 0 | -1.8858 | 0.062055 | 0 | 0.035418 | 0 | -0.26836 | 0 | 0 | 0 | 0 | 0 | 0 | 0 | 0 | 3.0126 | 0 | 0 | 0 | 0 | 0 | -5.4625 | 0 | 0 | 0 | 0 | 0 | 0 | 0 | 0 | 0 | 0 | 0 | -2.3937 | 0 | 0 | -10.2588 | 2.0172 | 0 | 3.6493 | 3.6493 | 0.19151 | 27.0433 | 1.3567 | 3.3824 | 0 | 0.033193 | -0.090597 | 0.78408 | 0.19745 | 0 | 24.5233 | 17.8399 | -18.474 | 0 | 0.5984 | 0 | 1.8521 | 0.15542
2025_02_14 Hr 18 | 0 | 6.1755e-06 | 0 | 0.13686 | 0.13494 | 0.1381 | 0.14291 | 0.14385 | 0.14658 | 0 | 0 | 0.0031592 | 0.6 | 0.038425 | 1.6399 | 1.6399 | 7.7359 | 0.51772 | 0.003788 | 0.0058432 | 0.0073552 | 0 | 0 | 0 | 0 | 0 | 0 | 0.074695 | 0.014972 | 0 | 0.33563 | 7.0323 | 2.2791 | 0 | 0.59632 | 0.89806 | 0 | 0 | 0 | 0 | -3.5014 | 0.062055 | 0 | 0.037739 | 0 | -0.28609 | 0 | 0 | 0 | 0 | 0 | 0 | 0 | 0 | 3.5644 | 0 | 0 | 0 | 0 | 0 | -5.4625 | 0 | 0 | 0 | 0 | 0 | 0 | 0 | 0 | 0 | 0 | 0 | -2.3937 | 0 | 0 | -12.3456 | 2.0172 | 0 | 3.6493 | 3.6493 | 0.060934 | 27.0433 | 1.3567 | 3.3824 | 0 | 0.033193 | 0 | 0.78408 | 0.19745 | 0 | 21.6411 | 18.5871 | -20.4879 | 0 | 0.5984 | 0 | 1.8521 | 0.15652
2025_02_14 Hr 19 | 0 | 0 | 0 | 0.13686 | 0.13494 | 0.1381 | 0.14291 | 0.14385 | 0.14658 | 0 | 0 | 0.0031592 | 1.2 | 0.075502 | 1.6399 | 1.6399 | 7.7359 | 0.51772 | 0.003788 | 0.0058432 | 0.0073552 | 0 | 0 | 0 | 0 | 0 | 0 | 0.074695 | 0.014972 | 0 | 0.33563 | 7.0323 | 2.2791 | 0 | 0.59632 | 0.89806 | 0 | 0 | 0 | 0 | -4.025 | 0.062055 | 0 | 0.037077 | 0 | -0.28103 | 0 | 0 | 0 | 0 | 0 | 0 | 0 | 0 | 4.1088 | 0 | 0 | 0 | 0 | 0 | -5.4625 | 0 | 0 | 0 | 0 | 0 | 0 | 0 | 0 | 0 | 0 | 0 | -2.3937 | 0 | 0 | -15.3519 | 2.0172 | 0 | 3.6493 | 3.6493 | 0.10881 | 27.0433 | 1.3567 | 3.3824 | 0 | 0.033193 | 0 | 0.78408 | 0.19745 | 0 | 19.346 | 19.8169 | -23.4892 | 0 | 0.5984 | 0 | 1.8521 | 0.15692
2025_02_14 Hr 20 | 0 | 0 | 0 | 0.13686 | 0.13494 | 0.1381 | 0.14291 | 0.14385 | 0.14658 | 0 | 0 | 0.0031592 | 1.89 | 0.12104 | 1.6399 | 1.6399 | 7.7359 | 0.51772 | 0.003788 | 0.0058432 | 0.0073552 | 0 | 0 | 0 | 0 | 0 | 0 | 0.074695 | 0.014972 | 0 | 0.33563 | 7.0323 | 2.2791 | 0 | 0.59632 | 0.89806 | 0 | 0 | 0 | 0 | -3.177 | 0.062055 | 0 | 0.03774 | 0 | -0.28609 | 0 | 0 | 0 | 0 | 0 | 0 | 0 | 0 | 4.1741 | 0 | 0 | 0 | 0 | 0 | -5.4625 | 0 | 0 | 0 | 0 | 0 | 0 | 0 | 0 | 0 | 0 | 0 | -2.3937 | 0 | 0 | -19.2199 | 2.0172 | 0 | 3.6493 | 3.6493 | 0.16104 | 27.0433 | 1.3567 | 3.3824 | 0 | 0.033193 | 0 | 0.78408 | 0.19745 | 0 | 17.1735 | 20.6694 | -27.3622 | 0 | 0.5984 | 0 | 1.8521 | 0.15629
2025_02_14 Hr 21 | 0 | 0 | 0 | 0.13686 | 0.13494 | 0.1381 | 0.14291 | 0.14385 | 0.14658 | 0 | 0 | 0.0031592 | 2.04 | 0.13065 | 1.6399 | 1.6399 | 7.7359 | 0.51772 | 0.003788 | 0.0058432 | 0.0073552 | 0 | 0 | 0 | 0 | 0 | 0 | 0.074695 | 0.014972 | 0 | 0.33563 | 7.0323 | 2.2791 | 0 | 0.59632 | 0.89806 | 0 | 0 | 0 | 0 | -1.6283 | 0.062055 | 0 | 0.03774 | 0 | -0.28609 | 0 | 0 | 0 | 0 | 0 | 0 | 0 | 0 | 4.45 | 0 | 0 | 0 | 0 | 0 | -5.4625 | 0 | 0 | 0 | 0 | 0 | 0 | 0 | 0 | 0 | 0 | 0 | -2.3937 | 0 | 0 | -19.8879 | 2.0172 | 0 | 3.6493 | 3.6493 | 0.50053 | 27.0433 | 1.3567 | 3.3824 | 0 | 0.033193 | 0 | 0.78408 | 0.19745 | 0 | 18.828 | 21.4432 | -28.0302 | 0 | 0.5984 | 0 | 1.8521 | 0.15515
2025_02_14 Hr 22 | 0 | 0 | 0 | 0.13686 | 0.13494 | 0.1381 | 0.14291 | 0.14385 | 0.14658 | 0 | 0 | 0.0031592 | 2.04 | 0.11017 | 1.6399 | 1.6399 | 7.7359 | 0.51772 | 0.003788 | 0.0058432 | 0.0073552 | 0 | 0 | 0 | 0 | 0 | 0 | 0.074695 | 0.014972 | 0 | 0.33563 | 7.0323 | 2.2791 | 0 | 0.59632 | 0.89806 | 0 | 0 | 0 | 0.39303 | 0 | 0.062055 | 0 | 0.031825 | 0 | -0.24093 | 0 | 0 | 0 | 0 | 0 | 0 | 0 | 0 | 4.5226 | 0 | 0 | 0 | 0 | 0 | -5.4625 | 0 | 0 | 0 | 0 | 0 | 0 | 0 | 0 | 0 | 0 | 0 | -2.3937 | 0 | 0 | -16.4882 | 2.0172 | 0 | 3.6493 | 3.6493 | 0.68334 | 27.0433 | 1.3567 | 3.3824 | 0 | 0.033193 | 0 | 0.78408 | 0.19745 | 0 | 24.5276 | 21.6767 | -24.5854 | 0 | 0.5984 | 0 | 1.8521 | 0.15368
2025_02_14 Hr 23 | 0 | 0 | 0 | 0 | 0 | 0 | 0 | 0 | 0 | 0 | 0 | 0.0031592 | 1.95 | 0.10377 | 1.6399 | 1.6399 | 7.7958 | 0.5184 | 0.003788 | 0.0058432 | 0.0073552 | 0 | 0 | -0.38083 | 0 | -0.48708 | 0 | 0.074695 | 0.014972 | 0 | 0 | 7.0682 | 2.2791 | 0 | 0.60107 | 0.89806 | 0 | 0 | 0 | 0.70046 | -0.0031748 | 0.062055 | 0 | 0.03478 | 0 | -0.23737 | 0 | 0 | 0 | 0 | 0 | 0 | 0 | 0 | 4.5879 | 0 | 0 | 0 | 0 | 0 | 0 | -4.4375 | 0 | 0 | 0 | 0 | 0 | 0 | 0 | 0 | 0 | 0 | 0 | 0 | 0 | -15.0655 | 2.0172 | 0 | 3.6773 | 3.6773 | 0.49183 | 26.017 | 1.3567 | 3.3824 | 0 | 0.033193 | 0 | 0.78408 | 0.19745 | 0 | 27.5638 | 21.4579 | -20.6083 | 0 | 0.5984 | 0 | 1.8521 | 0.15271
2025_02_14 Hr 24 | 0 | 0 | 0 | 0 | 0 | 0 | 0 | 0 | 0 | 0 | 0 | 0.0031592 | 1.95 | 0.10601 | 1.6399 | 1.6399 | 7.7958 | 0 | 0.003788 | 0.0058432 | 0.0073552 | 0 | 0 | -0.35006 | 0 | -0.45631 | 0 | 0.074695 | 0.014972 | 0 | 0 | 7.0682 | 2.2791 | 0 | 0.60107 | 0.89806 | 0 | 0 | 0 | 0.57455 | 0 | 0.062055 | 0 | 0.035531 | 0 | -0.24254 | 0 | 0 | 0 | 0 | 0 | 0 | 0 | 0 | 4.45 | 0 | 0 | 0 | 0 | 0 | 0 | -4.4375 | 0 | 0 | 0 | 0 | 0 | 0 | 0 | 0 | 0 | 0 | 0 | 0 | 0 | -15.4508 | 2.0172 | 0 | 3.6773 | 3.6773 | 0.26115 | 25.4986 | 1.3567 | 3.3824 | 0 | 0.033193 | 0 | 0.78408 | 0.19745 | 0 | 26.2263 | 21.0904 | -20.9372 | 0 | 0.5984 | 0 | 1.8521 | 0.15156
2025_02_15 Hr 01 | 0 | 0 | 0 | 0 | 0 | 0 | 0 | 0 | 0 | 0 | 0 | 0.0031592 | 1.98 | 0.1058 | 1.6399 | 1.6399 | 8.1549 | 0 | 0.003788 | 0.0058432 | 0.0073552 | 0 | 0 | -0.37494 | 0 | -0.48119 | 0 | 0.074695 | 0.014972 | 0 | 0 | 7.3941 | 2.2791 | 0 | 0.60107 | 0.89806 | 0 | 0 | 0 | 0.39154 | 0 | 0.062055 | 0 | 0.034924 | 0 | -0.23836 | 0 | 0 | 0 | 0 | 0 | 0 | 0 | 0 | 4.1741 | 0 | 0 | 0 | 0 | 0 | 0 | -4.4375 | 0 | 0 | 0 | 0 | 0 | 0 | 0 | 0 | 0 | 0 | 0 | 0 | 0 | -15.7977 | 2.0172 | 0 | 3.8468 | 3.8468 | 0.10881 | 26.5225 | 1.3567 | 3.3824 | 0 | 0.033193 | 0 | 0.78408 | 0.19745 | 0 | 26.2753 | 20.691 | -21.3297 | 0 | 0.5984 | 0 | 1.8521 | 0.15055
2025_02_15 Hr 02 | 0 | 0 | 0 | 0 | 0 | 0 | 0 | 0 | 0 | 0 | 0 | 0.0031592 | 2.1 | 0.11403 | 1.6399 | 1.6399 | 8.1549 | 0 | 0.003788 | 0.0058432 | 0.0073552 | 0 | 0 | -0.35183 | 0 | -0.45808 | 0 | 0.074695 | 0.014972 | 0 | 0 | 7.3941 | 2.2791 | 0 | 0.60107 | 0.89806 | 0 | 0 | 0 | 0.39337 | 0 | 0.062055 | 0 | 0.035488 | 0 | -0.24224 | 0 | 0 | 0 | 0 | 0 | 0 | 0 | 0 | 3.2885 | 0 | 0 | 0 | 0 | 0 | 0 | -4.4375 | 0 | 0 | 0 | 0 | 0 | 0 | 0 | 0 | 0 | 0 | 0 | 0 | 0 | -15.9224 | 2.0172 | 0 | 3.8468 | 3.8468 | 0.13928 | 26.5225 | 1.3567 | 3.3824 | 0 | 0.033193 | 0 | 0.78408 | 0.19745 | 0 | 25.4679 | 19.964 | -21.412 | 0 | 0.5984 | 0 | 1.8521 | 0.15056
2025_02_15 Hr 03 | 0 | 0 | 0 | 0 | 0 | 0 | 0 | 0 | 0 | 0 | 0 | 0.0031592 | 2.04 | 0.10704 | 1.6399 | 1.6399 | 8.1549 | 0 | 0.003788 | 0.0058432 | 0.0073552 | 0 | 0 | -0.40075 | 0 | -0.507 | 0 | 0.074695 | 0.014972 | 0 | 0 | 7.3941 | 2.2791 | 0 | 0.60107 | 0.89806 | 0 | 0 | 0 | 0.37622 | -0.018879 | 0.062055 | 0 | 0.034294 | 0 | -0.23402 | 0 | 0 | 0 | 0 | 0 | 0 | 0 | 0 | 2.9473 | 0 | 0 | 0 | 0 | 0 | 0 | -4.4375 | 0 | 0 | 0 | 0 | 0 | 0 | 0 | 0 | 0 | 0 | 0 | 0 | 0 | -15.5101 | 2.0172 | 0 | 3.8468 | 3.8468 | 0.32208 | 26.5225 | 1.3567 | 3.3824 | 0 | 0.033193 | 0 | 0.78408 | 0.19745 | 0 | 25.5285 | 19.7381 | -21.0894 | 0 | 0.5984 | 0 | 1.8521 | 0.14998
2025_02_15 Hr 04 | 0 | 0 | 0 | 0 | 0 | 0 | 0 | 0 | 0 | 0 | 0 | 0.0031592 | 2.16 | 0.12344 | 1.6399 | 1.6399 | 8.1549 | 0 | 0.003788 | 0.0058432 | 0.0073552 | 0 | 0 | -0.27544 | 0 | -0.38169 | 0 | 0.074695 | 0.014972 | 0 | 0 | 7.3941 | 2.2791 | 0 | 0.60107 | 0.89806 | 0 | 0 | 0 | 0.37846 | 0 | 0.062055 | 0 | 0.037352 | 0 | -0.25508 | 0 | 0 | 0 | 0 | 0 | 0 | 0 | 0 | 2.9473 | 0 | 0 | 0 | 0 | 0 | 0 | -4.4375 | 0 | 0 | 0 | 0 | 0 | 0 | 0 | 0 | 0 | 0 | 0 | 0 | 0 | -16.5861 | 2.0172 | 0 | 3.8468 | 3.8468 | 0.29161 | 26.5225 | 1.3567 | 3.3824 | 0 | 0.033193 | 0 | 0.78408 | 0.19745 | 0 | 24.8091 | 19.844 | -21.9358 | 0 | 0.5984 | 0 | 1.8521 | 0.15002
2025_02_15 Hr 05 | 0 | 0 | 0 | 0 | 0 | 0 | 0 | 0 | 0 | 0 | 0 | 0.0031592 | 2.07 | 0.10377 | 1.6399 | 1.6399 | 8.1549 | 0 | 0.003788 | 0.0058432 | 0.0073552 | 0 | 0 | -0.46342 | 0 | -0.56967 | 0 | 0.074695 | 0.014972 | 0 | 0 | 7.3941 | 2.2791 | 0 | 0.60107 | 0.89806 | 0 | 0 | 0 | 0.87151 | 0 | 0.062055 | 0 | 0.038136 | 0 | -0.2235 | 0 | 0 | 0 | 0 | 0 | 0 | 0 | 0 | 3.6297 | 0 | 0 | 0 | 0 | 0 | 0 | -4.4375 | 0 | 0 | 0 | 0 | 0 | 0 | 0 | 0 | 0 | 0 | 0 | 0 | 0 | -7.1381 | 2.0172 | 0 | 0 | 0 | 0.13928 | 18.8288 | 1.3567 | 3.3824 | 0 | 0.033193 | 0 | 0.78408 | 0.19745 | 0 | 27.1332 | 20.2651 | -12.8322 | 0 | 0.5984 | 0 | 1.8521 | 0.15068
2025_02_15 Hr 06 | 0 | 0 | 0 | 0 | 0 | 0 | 0 | 0 | 0 | 0 | 0 | 0.0031592 | 2.07 | 0.096164 | 1.6399 | 1.6399 | 8.1549 | 0 | 0.003788 | 0.0058432 | 0.0073552 | 0 | 0 | -0.5619 | 0 | -0.66815 | 0 | 0.074695 | 0.014972 | 0 | 0 | 7.3941 | 2.2791 | 0 | 0.60107 | 0.89806 | 0 | 0 | 0 | 0.62802 | -0.034994 | 0.062055 | 0 | 0.03534 | 0 | -0.20695 | 0 | 0 | 0 | 0 | 0 | 0 | 0 | 0 | 3.7676 | 0 | 0 | 0 | 0 | 0 | 0 | -4.4375 | 0 | 0 | 0 | 0 | 0 | 0 | 0 | 0 | 0 | 0 | 0 | 0 | 0 | -6.3264 | 2.0172 | 0 | 0 | 0 | 0.22198 | 18.8288 | 1.3567 | 3.3824 | 0 | 0.033193 | 0 | 0.78408 | 0.19745 | 0 | 27.7 | 20.4791 | -12.2009 | 0 | 0.5984 | 0 | 1.8521 | 0.15166
2025_02_15 Hr 07 | 0 | 0 | 0 | 0 | 0 | 0 | 0 | 0 | 0 | 0 | 0 | 0.0031592 | 2.22 | 0.11279 | 1.6399 | 1.6399 | 8.0372 | 0 | 0.003788 | 0.0058432 | 0.0073552 | 0 | 0 | 0 | 0 | 0 | 0 | 0.074695 | 0.014972 | 0 | 0 | 7.3129 | 2.2791 | 0 | 0.59213 | 0.89806 | 0 | 0 | 0 | 0.066275 | -0.38393 | 0.062055 | 0 | 0.03865 | 0 | -0.22653 | 0 | 0 | 0 | 0 | 0 | 0 | 0 | 0 | 3.3538 | 0 | 0 | 0 | 0 | 0 | -5.4625 | 0 | 0 | 0 | 0 | 0 | 0 | 0 | 0 | 0 | 0 | 0 | -2.3937 | 0 | 0 | -7.6631 | 2.0172 | 0 | 0 | 0 | 0.43089 | 18.63 | 1.3567 | 3.3824 | 0 | 0.033193 | 0 | 0.78408 | 0.19745 | 0 | 22.9997 | 20.4333 | -15.7459 | 0 | 0.5984 | 0 | 1.8521 | 0.15306
2025_02_15 Hr 08 | 0.067784 | 0 | 0 | 0 | 0 | 0 | 0 | 0 | 0 | 0 | 0 | 0.0031592 | 2.13 | 0.10683 | 1.6399 | 1.6399 | 8.0922 | 0 | 0.003788 | 0.0058432 | 0.0073552 | 0 | 0 | 0 | 0 | 0 | 0 | 0.074695 | 0.014972 | 0 | 0 | 7.3565 | 2.2791 | 0 | 0.59632 | 0.89806 | 0 | 0 | 0 | 0 | -1.3108 | 0.062055 | 0 | 0.038154 | 0 | -0.2236 | 0 | 0 | 0 | 0 | 0 | 0 | 0 | 0 | 3.2885 | 0 | 0 | 0 | 0 | 0 | -5.4625 | 0 | 0 | 0 | 0 | 0 | 0 | 0 | 0 | 0 | 0 | 0 | -2.3937 | 0 | 0 | -5.0708 | 2.0172 | 0 | 0 | 0 | 0.531 | 18.7285 | 1.3567 | 3.3824 | 0 | 0.033193 | -0.067784 | 0.78408 | 0.19745 | 0 | 24.6443 | 20.445 | -13.2184 | 0 | 0.5984 | 0 | 1.8521 | 0.15396
2025_02_15 Hr 09 | 0.15853 | 0 | 0 | 0 | 0 | 0 | 0 | 0 | 0 | 0 | 0 | 0.0031592 | 1.86 | 0.07447 | 1.6382 | 1.6382 | 7.8171 | 0 | 0.003788 | 0.0058432 | 0.0073552 | 0 | 0 | 0 | 0 | 0 | 0 | 0.074695 | 0.014972 | 0 | 0 | 7.1387 | 2.2791 | 0 | 0.5754 | 0.89806 | 0 | 0 | 0 | 0.057771 | -1.3791 | 0.062055 | 0 | 0.030457 | 0 | -0.17807 | 0 | 0 | 0 | 0 | 0 | 0 | 0 | 0 | 3.3538 | 0 | 0 | 0 | 0 | 0 | -5.4625 | 0 | 0 | 0 | 0 | 0 | 0 | 0 | 0 | 0 | 0 | 0 | -2.3937 | 0 | 0 | -2.874 | 2.0172 | 0 | 0 | 0 | 0.45266 | 18.2322 | 1.3567 | 3.3824 | 0 | 0.033193 | -0.15853 | 0.78408 | 0.19745 | 0 | 26.0446 | 20.2006 | -11.0668 | 0 | 0.5984 | 0 | 1.8521 | 0.15514
2025_02_15 Hr 10 | 0.11355 | 1.1842e-05 | 0 | 0 | 0 | 0 | 0 | 0 | 0 | 0 | 0 | 0.0031592 | 1.74 | 0.071229 | 1.6399 | 1.6399 | 7.9822 | 0 | 0.003788 | 0.0058432 | 0.0073552 | 0 | 0 | 0 | 0 | 0 | 0 | 0.074695 | 0.014972 | 0 | 0 | 7.3419 | 2.2791 | 0 | 0.59492 | 0.89806 | 0 | 0 | 0 | 0 | -2.1952 | 0.062055 | 0 | 0.031141 | 0 | -0.18211 | 0 | 0 | 0 | 0 | 0 | 0 | 0 | 0 | 2.2577 | 0 | 0 | 0 | 0 | 0 | -5.4625 | 0 | 0 | 0 | 0 | 0 | 0 | 0 | 0 | 0 | 0 | 0 | -2.3937 | 0 | 0 | -0.83793 | 2.0172 | 0 | 0 | 0 | 0.50053 | 18.604 | 1.3567 | 3.3824 | 0 | 0.033193 | -0.11355 | 0.78408 | 0.19745 | 0 | 26.4227 | 19.0038 | -8.9898 | 0 | 0.5984 | 0 | 1.8521 | 0.15526
2025_02_15 Hr 11 | 0.11355 | 1.0316e-05 | 0 | 0 | 0 | 0 | 0 | 0 | 0 | 0 | 0 | 0.0031592 | 1.83 | 0.069098 | 1.6399 | 1.6399 | 7.8904 | 0 | 0.003788 | 0.0058432 | 0.0073552 | 0 | 0 | 0 | 0 | 0 | 0 | 0.074695 | 0.014972 | 0 | 0 | 7.2693 | 2.2791 | 0 | 0.58795 | 0.89806 | 0 | 0 | 0 | 0.0019305 | -1.6251 | 0.062055 | 0 | 0.028723 | 0 | -0.16781 | 0 | 0 | 0 | 0 | 0 | 0 | 0 | 0 | 1.6406 | 0 | 0 | 0 | 0 | 0 | -5.4625 | 0 | 0 | 0 | 0 | 0 | 0 | 0 | 0 | 0 | 0 | 0 | -2.3937 | 0 | 0 | -0.41196 | 2.0172 | 0 | 0 | 0 | 0.66157 | 18.4397 | 1.3567 | 3.3824 | 0 | 0.033193 | -0.11355 | 0.78408 | 0.19745 | 0 | 26.8953 | 18.6284 | -8.5496 | 0 | 0.5984 | 0 | 1.8521 | 0.15501
2025_02_15 Hr 12 | 0.11348 | 3.3259e-05 | 0 | 0 | 0 | 0 | 0 | 0 | 0 | 0 | 0 | 0.0031592 | 2.04 | 0.078178 | 1.6399 | 1.6399 | 8.0922 | 0 | 0.003788 | 0.0058432 | 0.0073552 | 0 | 0 | 0 | 0 | 0 | 0 | 0.074695 | 0.014972 | 0 | 0 | 7.3565 | 2.2791 | 0 | 0.59632 | 0.89806 | 0 | 0 | 0 | 0 | -1.5813 | 0.062055 | 0 | 0.029153 | 0 | -0.17035 | 0 | 0 | 0 | 0 | 0 | 0 | 0 | 0 | 1.9165 | 0 | 0 | 0 | 0 | 0 | -5.4625 | 0 | 0 | 0 | 0 | 0 | 0 | 0 | 0 | 0 | 0 | 0 | -2.3937 | 0 | 0 | -1.5097 | 2.0172 | 0 | 0 | 0 | 0.80085 | 18.7285 | 1.3567 | 3.3824 | 0 | 0.033193 | -0.11348 | 0.78408 | 0.19745 | 0 | 26.7678 | 19.2704 | -9.6498 | 0 | 0.5984 | 0 | 1.8521 | 0.15449
2025_02_15 Hr 13 | 0.20415 | 6.3688e-05 | 0 | 0 | 0 | 0 | 0 | 0 | 0 | 0 | 0 | 0.0031592 | 1.86 | 0.072262 | 1.6399 | 1.6399 | 8.0922 | 0 | 0.003788 | 0.0058432 | 0.0073552 | 0 | 0 | 0 | 0 | 0 | 0 | 0.074695 | 0.014972 | 0 | 0 | 7.3565 | 2.2791 | 0 | 0.59632 | 0.89806 | 0 | 0 | 0 | 0 | -1.0545 | 0.062055 | 0 | 0.029554 | 0 | -0.17273 | 0 | 0 | 0 | 0 | 0 | 0 | 0 | 0 | 2.6715 | 0 | 0 | 0 | 0 | 0 | -5.4625 | 0 | 0 | 0 | 0 | 0 | 0 | 0 | 0 | 0 | 0 | 0 | -2.3937 | 0 | 0 | -3.2097 | 2.0172 | 0 | 0 | 0 | 1.0533 | 18.7285 | 1.3567 | 3.3824 | 0 | 0.033193 | -0.20415 | 0.78408 | 0.19745 | 0 | 26.4132 | 20.182 | -11.4428 | 0 | 0.5984 | 0 | 1.8521 | 0.15391
2025_02_15 Hr 14 | 0.24919 | 8.0745e-05 | 0 | 0 | 0 | 0 | 0 | 0 | 0 | 0 | 0 | 0.0031592 | 1.53 | 0.061007 | 1.6399 | 1.6399 | 7.9455 | 0 | 0.003788 | 0.0058432 | 0.0073552 | 0 | 0 | 0 | 0 | 0 | 0 | 0.074695 | 0.014972 | 0 | 0 | 7.2403 | 2.2791 | 0 | 0.58516 | 0.89806 | 0 | 0 | 0 | 0.03736 | -0.65088 | 0.062055 | 0 | 0.030333 | 0 | -0.17733 | 0 | 0 | 0 | 0 | 0 | 0 | 0 | 0 | 2.9473 | 0 | 0 | 0 | 0 | 0 | -5.4625 | 0 | 0 | 0 | 0 | 0 | 0 | 0 | 0 | 0 | 0 | 0 | -2.3937 | 0 | 0 | -4.1479 | 2.0172 | 0 | 0 | 0 | 0.98366 | 18.4656 | 1.3567 | 3.3824 | 0 | 0.033193 | -0.24919 | 0.78408 | 0.19745 | 0 | 25.5021 | 20.0807 | -12.4307 | 0 | 0.5984 | 0 | 1.8521 | 0.1537
2025_02_15 Hr 15 | 0.20408 | 6.3303e-05 | 0 | 0 | 0 | 0 | 0 | 0 | 0 | 0 | 0 | 0.0031592 | 1.5 | 0.074788 | 1.5778 | 1.5778 | 7.0833 | 0 | 0.003788 | 0.0058432 | 0.0073552 | 0 | 0 | 0 | 0 | 0 | 0 | 0.074695 | 0.014972 | 0 | 0 | 6.7031 | 2.2791 | 0 | 0.53357 | 0.89806 | 0 | 0 | 0 | 2.0305 | -0.057048 | 0.062055 | 0 | 0.037928 | 0 | -0.22226 | 0 | 0 | 0 | 0 | 0 | 0 | 0 | 0 | 2.6715 | 0 | 0 | 0 | 0 | 0 | -5.4625 | 0 | 0 | 0 | 0 | 0 | 0 | 0 | 0 | 0 | 0 | 0 | -2.3937 | 0 | 0 | -4.4743 | 2.0172 | 0 | 0 | 0 | 0.88355 | 16.942 | 1.3567 | 3.3824 | 0 | 0.033193 | -0.20408 | 0.78408 | 0.19745 | 0 | 25.7497 | 19.5911 | -12.7569 | 0 | 0.5984 | 0 | 1.8521 | 0.15303
2025_02_15 Hr 16 | 0.02274 | 3.3136e-05 | 0 | 0 | 0 | 0 | 0 | 0 | 0 | 0 | 0 | 0.0031592 | 0.9 | 0.046391 | 1.614 | 1.614 | 7.5786 | 0 | 0.003788 | 0.0058432 | 0.0073552 | 0 | 0 | 0 | 0 | 0 | 0 | 0.074695 | 0.014972 | 0 | 0 | 7.0516 | 2.2791 | 0 | 0.56704 | 0.89806 | 0 | 0 | 0 | 0.82691 | -0.83342 | 0.062055 | 0 | 0.039212 | 0 | -0.22986 | 0 | 0 | 0 | 0 | 0 | 0 | 0 | 0 | 2.4682 | 0 | 0 | 0 | 0 | 0 | -5.4625 | 0 | 0 | 0 | 0 | 0 | 0 | 0 | 0 | 0 | 0 | 0 | -2.3937 | 0 | 0 | -5.8574 | 2.0172 | 0 | 0 | 0 | 0.69204 | 17.8583 | 1.3567 | 3.3824 | 0 | 0.033193 | -0.02274 | 0.78408 | 0.19745 | 0 | 22.3061 | 18.4205 | -13.9662 | 0 | 0.5984 | 0 | 1.8521 | 0.15352
2025_02_15 Hr 17 | 0.13571 | 1.3896e-05 | 0 | 0.14317 | 0.14116 | 0.14447 | 0.1495 | 0.15048 | 0.15333 | 0 | 0 | 0.0031592 | 1.77 | 0.095648 | 1.6399 | 1.6399 | 8.0922 | 0 | 0.003788 | 0.0058432 | 0.0073552 | 0 | 0 | 0 | 0 | 0 | 0 | 0.074695 | 0.014972 | 0 | 0 | 7.3565 | 2.2791 | 0 | 0.59632 | 0.89806 | 0 | 0 | 0 | 0 | -1.0718 | 0.062055 | 0 | 0.031844 | 0 | -0.24107 | 0 | 0 | 0 | 0 | 0 | 0 | 0 | 0 | 2.5989 | 0 | 0 | 0 | 0 | 0 | -5.4625 | 0 | 0 | 0 | 0 | 0 | 0 | 0 | 0 | 0 | 0 | 0 | -2.3937 | 0 | 0 | -17.798 | 2.0172 | 0 | 4.9659 | 4.9658 | 0.56147 | 26.7225 | 1.3567 | 3.3824 | 0 | 0.033193 | -0.13571 | 0.78408 | 0.19745 | 0 | 19.1019 | 19.4823 | -26.031 | 0 | 0.5984 | 0 | 1.8521 | 0.15371
2025_02_15 Hr 18 | 0 | 1.9089e-06 | 0 | 0.14317 | 0.14116 | 0.14447 | 0.1495 | 0.15048 | 0.15333 | 0 | 0 | 0.0031592 | 2.04 | 0.12115 | 1.6399 | 1.6399 | 8.0922 | 0 | 0.003788 | 0.0058432 | 0.0073552 | 0 | 0 | 0 | 0 | 0 | 0 | 0.074695 | 0.014972 | 0 | 0 | 7.3565 | 2.2791 | 0 | 0.59632 | 0.89806 | 0 | 0 | 0 | 0 | -3.9499 | 0.062055 | 0 | 0.034997 | 0 | -0.26515 | 0 | 0 | 0 | 0 | 0 | 0 | 0 | 0 | 2.5989 | 0 | 0 | 0 | 0 | 0 | -5.4625 | 0 | 0 | 0 | 0 | 0 | 0 | 0 | 0 | 0 | 0 | 0 | -2.3937 | 0 | 0 | -21.0367 | 2.0172 | 0 | 3.8175 | 3.8175 | 0.78344 | 27.2458 | 1.3567 | 3.3824 | 0 | 0.033193 | 0 | 0.78408 | 0.19745 | 0 | 14.0035 | 19.8657 | -29.1581 | 0 | 0.5984 | 0 | 1.8521 | 0.15532
2025_02_15 Hr 19 | 0 | 0 | 0 | 0.14317 | 0.14116 | 0.14447 | 0.1495 | 0.15048 | 0.15333 | 0 | 0 | 0.0031592 | 2.28 | 0.13358 | 1.6399 | 1.6399 | 8.0922 | 0 | 0.003788 | 0.0058432 | 0.0073552 | 0 | 0 | 0 | 0 | 0 | 0 | 0.074695 | 0.014972 | 0 | 0 | 7.3565 | 2.2791 | 0 | 0.59632 | 0.89806 | 0 | 0 | 0 | 0 | -3.9082 | 0.062055 | 0 | 0.034525 | 0 | -0.26155 | 0 | 0 | 0 | 0 | 0 | 0 | 0 | 0 | 2.5989 | 0 | 0 | 0 | 0 | 0 | -5.4625 | 0 | 0 | 0 | 0 | 0 | 0 | 0 | 0 | 0 | 0 | 0 | -2.3937 | 0 | 0 | -20.6069 | 2.0172 | 0 | 3.8175 | 3.8175 | 1.2927 | 27.2458 | 1.3567 | 3.3824 | 0 | 0.033193 | 0 | 0.78408 | 0.19745 | 0 | 15.2402 | 20.6273 | -28.7247 | 0 | 0.5984 | 0 | 1.8521 | 0.15533
2025_02_15 Hr 20 | 0 | 0 | 0 | 0.14317 | 0.14116 | 0.14447 | 0.1495 | 0.15048 | 0.15333 | 0 | 0 | 0.0031592 | 2.4 | 0.13499 | 1.6399 | 1.6399 | 8.0922 | 0 | 0.003788 | 0.0058432 | 0.0073552 | 0 | 0 | 0 | 0 | 0 | 0 | 0.074695 | 0.014972 | 0 | 0 | 7.3565 | 2.2791 | 0 | 0.59632 | 0.89806 | 0 | 0 | 0 | 0 | -3.0143 | 0.062055 | 0 | 0.033146 | 0 | -0.25101 | 0 | 0 | 0 | 0 | 0 | 0 | 0 | 0 | 2.2577 | 0 | 0 | 0 | 0 | 0 | -5.4625 | 0 | 0 | 0 | 0 | 0 | 0 | 0 | 0 | 0 | 0 | 0 | -2.3937 | 0 | 0 | -20.1644 | 2.0172 | 0 | 3.8175 | 3.8175 | 1.4842 | 27.2458 | 1.3567 | 3.3824 | 0 | 0.033193 | 0 | 0.78408 | 0.19745 | 0 | 16.5583 | 20.5985 | -28.2717 | 0 | 0.5984 | 0 | 1.8521 | 0.15474
2025_02_15 Hr 21 | 0 | 0 | 0 | 0.14317 | 0.14116 | 0.14447 | 0.1495 | 0.15048 | 0.15333 | 0 | 0 | 0.0031592 | 2.4 | 0.13069 | 1.6399 | 1.6399 | 8.0922 | 0 | 0.003788 | 0.0058432 | 0.0073552 | 0 | 0 | 0 | 0 | 0 | 0 | 0.074695 | 0.014972 | 0 | 0 | 7.3565 | 2.2791 | 0 | 0.59632 | 0.89806 | 0 | 0 | 0 | 0 | -2.0168 | 0.062055 | 0 | 0.032088 | 0 | -0.24294 | 0 | 0 | 0 | 0 | 0 | 0 | 0 | 0 | 2.5989 | 0 | 0 | 0 | 0 | 0 | -5.4625 | 0 | 0 | 0 | 0 | 0 | 0 | 0 | 0 | 0 | 0 | 0 | -2.3937 | 0 | 0 | -17.9581 | 2.0172 | 0 | 3.8175 | 3.8175 | 1.4363 | 27.2458 | 1.3567 | 3.3824 | 0 | 0.033193 | 0 | 0.78408 | 0.19745 | 0 | 20.0585 | 20.8867 | -26.0572 | 0 | 0.5984 | 0 | 1.8521 | 0.15398
2025_02_15 Hr 22 | 0 | 0 | 0 | 0 | 0 | 0 | 0 | 0 | 0 | 0 | 0 | 0.0031592 | 2.43 | 0.11819 | 1.6399 | 1.6399 | 8.0922 | 0 | 0.003788 | 0.0058432 | 0.0073552 | 0 | 0 | 0 | 0 | 0 | 0 | 0.074695 | 0.014972 | 0 | 0 | 7.3565 | 2.2791 | 0 | 0.59632 | 0.89806 | 0 | 0 | 0 | 0.040503 | -0.87523 | 0.062055 | 0 | 0.03179 | 0 | -0.21678 | 0 | 0 | 0 | 0 | 0 | 0 | 0 | 0 | 3.0126 | 0 | 0 | 0 | 0 | 0 | -5.4625 | 0 | 0 | 0 | 0 | 0 | 0 | 0 | 0 | 0 | 0 | 0 | -2.3937 | 0 | 0 | -13.4049 | 2.0172 | 0 | 3.6747 | 3.6747 | 1.1316 | 26.0779 | 1.3567 | 3.3824 | 0 | 0.033193 | 0 | 0.78408 | 0.19745 | 0 | 24.7781 | 21.0128 | -21.4779 | 0 | 0.5984 | 0 | 1.8521 | 0.15337
2025_02_15 Hr 23 | 0 | 0 | 0 | 0 | 0 | 0 | 0 | 0 | 0 | 0 | 0 | 0.0031592 | 2.43 | 0.12894 | 1.6399 | 1.6399 | 8.1549 | 0 | 0.003788 | 0.0058432 | 0.0073552 | 0 | 0 | -0.38498 | 0 | -0.49123 | 0 | 0.074695 | 0.014972 | 0 | 0 | 7.3941 | 2.2791 | 0 | 0.60107 | 0.89806 | 0 | 0 | 0 | 0.68237 | -0.052865 | 0.062055 | 0 | 0.040364 | 0 | -0.23667 | 0 | 0 | 0 | 0 | 0 | 0 | 0 | 0 | 3.2885 | 0 | 0 | 0 | 0 | 0 | 0 | -4.4375 | 0 | 0 | 0 | 0 | 0 | 0 | 0 | 0 | 0 | 0 | 0 | 0 | 0 | -6.5052 | 2.0172 | 0 | 0 | 0 | 0.86179 | 18.8288 | 1.3567 | 3.3824 | 0 | 0.033193 | 0 | 0.78408 | 0.19745 | 0 | 28.4353 | 21.0325 | -12.0556 | 0 | 0.5984 | 0 | 1.8521 | 0.15162
2025_02_15 Hr 24 | 0 | 0 | 0 | 0 | 0 | 0 | 0 | 0 | 0 | 0 | 0 | 0.0031592 | 2.07 | 0.09893 | 1.6399 | 1.6399 | 8.1549 | 0 | 0.003788 | 0.0058432 | 0.0073552 | 0 | 0 | -0.5261 | 0 | -0.63235 | 0 | 0.074695 | 0.014972 | 0 | 0 | 7.3941 | 2.2791 | 0 | 0.60107 | 0.89806 | 0 | 0 | 0 | 0.76847 | 0 | 0.062055 | 0 | 0.036356 | 0 | -0.21296 | 0 | 0 | 0 | 0 | 0 | 0 | 0 | 0 | 3.2159 | 0 | 0 | 0 | 0 | 0 | 0 | -4.4375 | 0 | 0 | 0 | 0 | 0 | 0 | 0 | 0 | 0 | 0 | 0 | 0 | 0 | -5.9493 | 2.0172 | 0 | 0 | 0 | 0.97495 | 18.8288 | 1.3567 | 3.3824 | 0 | 0.033193 | 0 | 0.78408 | 0.19745 | 0 | 28.5213 | 20.6822 | -11.7583 | 0 | 0.5984 | 0 | 1.8521 | 0.15081
2025_02_16 Hr 01 | 0 | 0 | 0 | 0 | 0 | 0 | 0 | 0 | 0 | 0 | 0 | 0.0031592 | 1.98 | 0.10204 | 1.6399 | 1.6399 | 8.1549 | 0 | 0.003788 | 0.0058432 | 0.0073552 | 0 | 0 | -0.42581 | 0 | -0.53206 | 0 | 0.074695 | 0.014972 | 0 | 0 | 7.3941 | 2.2791 | 0 | 0.60107 | 0.89806 | 0 | 0 | 0 | 0.74833 | 0 | 0.062055 | 0 | 0.18829 | 0 | -0.22981 | 0 | 0 | 0 | 0 | 0 | 0 | 0 | 0 | 3.1506 | 0 | 0 | 0 | 0 | 0 | 0 | -4.4375 | 0 | 0 | 0 | 0 | 0 | 0 | 0 | 0 | 0 | 0 | 0 | 0 | 0 | -5.9662 | 2.0172 | 0 | 0 | 0 | 1.0838 | 18.8288 | 1.3567 | 3.3824 | 0 | 0.033193 | 0 | 0.78408 | 0.19745 | 0 | 28.624 | 20.6382 | -11.5913 | 0 | 0.5984 | 0 | 1.8521 | 0.15014
2025_02_16 Hr 02 | 0 | 0 | 0 | 0 | 0 | 0 | 0 | 0 | 0 | 0 | 0 | 0.0031592 | 1.98 | 0.10158 | 1.6399 | 1.6399 | 8.1549 | 0 | 0.003788 | 0.0058432 | 0.0073552 | 0 | 0 | -0.43206 | 0 | -0.53831 | 0 | 0.074695 | 0.014972 | 0 | 0 | 7.3941 | 2.2791 | 0 | 0.60107 | 0.89806 | 0 | 0 | 0 | 0.544 | 0 | 0.062055 | 0 | 0.18744 | 0 | -0.22876 | 0 | 0 | 0 | 0 | 0 | 0 | 0 | 0 | 3.3538 | 0 | 0 | 0 | 0 | 0 | 0 | -4.4375 | 0 | 0 | 0 | 0 | 0 | 0 | 0 | 0 | 0 | 0 | 0 | 0 | 0 | -5.85 | 2.0172 | 0 | 0 | 0 | 0.85308 | 18.8288 | 1.3567 | 3.3824 | 0 | 0.033193 | 0 | 0.78408 | 0.19745 | 0 | 28.4963 | 20.6101 | -11.4866 | 0 | 0.5984 | 0 | 1.8521 | 0.14995
2025_02_16 Hr 03 | 0 | 0 | 0 | 0 | 0 | 0 | 0 | 0 | 0 | 0 | 0 | 0.0031592 | 1.89 | 0.090332 | 1.6399 | 1.6399 | 8.1549 | 0 | 0.003788 | 0.0058432 | 0.0073552 | 0 | 0 | -0.52604 | 0 | -0.63229 | 0 | 0.074695 | 0.014972 | 0 | 0 | 7.3941 | 2.2791 | 0 | 0.60107 | 0.89806 | 0 | 0 | 0 | 0.57941 | 0 | 0.062055 | 0 | 0.17462 | 0 | -0.21298 | 0 | 0 | 0 | 0 | 0 | 0 | 0 | 0 | 3.2885 | 0 | 0 | 0 | 0 | 0 | 0 | -4.4375 | 0 | 0 | 0 | 0 | 0 | 0 | 0 | 0 | 0 | 0 | 0 | 0 | 0 | -5.1481 | 2.0172 | 0 | 0 | 0 | 0.63981 | 18.8288 | 1.3567 | 3.3824 | 0 | 0.033193 | 0 | 0.78408 | 0.19745 | 0 | 28.6817 | 20.2303 | -10.9569 | 0 | 0.5984 | 0 | 1.8521 | 0.15001
2025_02_16 Hr 04 | 0 | 0 | 0 | 0 | 0 | 0 | 0 | 0 | 0 | 0 | 0 | 0.0031592 | 0.36 | 0.016532 | 1.6399 | 1.6399 | 8.1549 | 0 | 0.003788 | 0.0058432 | 0.0073552 | 0 | 0 | -0.57621 | 0 | -0.68246 | 0 | 0.074695 | 0.014972 | 0 | 0 | 7.3941 | 2.2791 | 0 | 0.60107 | 0.89806 | 0 | 0 | 0 | 0.65673 | -0.00013429 | 0.062055 | 0 | 0.16778 | 0 | -0.20455 | 0 | 0 | 0 | 0 | 0 | 0 | 0 | 0 | 2.9473 | 0 | 0 | 0 | 0 | 0 | 0 | -4.4375 | 0 | 0 | 0 | 0 | 0 | 0 | 0 | 0 | 0 | 0 | 0 | 0 | 0 | -2.0425 | 2.0172 | 0 | 0 | 0 | 0.5223 | 18.8288 | 1.3567 | 3.3824 | 0 | 0.033193 | 0 | 0.78408 | 0.19745 | 0 | 29.7101 | 18.1679 | -7.9433 | 0 | 0.5984 | 0 | 1.8521 | 0.1501
2025_02_16 Hr 05 | 0 | 0 | 0 | 0 | 0 | 0 | 0 | 0 | 0 | 0 | 0 | 0.0031592 | 0.15 | 0.0072658 | 1.6399 | 1.6399 | 8.1549 | 0 | 0.003788 | 0.0058432 | 0.0073552 | 0 | 0 | -0.50879 | 0 | -0.61504 | 0 | 0.074695 | 0.014972 | 0 | 0 | 7.3941 | 2.2791 | 0 | 0.60107 | 0.89806 | 0 | 0 | 0 | 1.0354 | -0.012133 | 0.062055 | 0 | 0.13632 | 0 | -0.21587 | 0 | 0 | 0 | 0 | 0 | 0 | 0 | 0 | 2.9473 | 0 | 0 | 0 | 0 | 0 | 0 | -4.4375 | 0 | 0 | 0 | 0 | 0 | 0 | 0 | 0 | 0 | 0 | 0 | 0 | 0 | -2.0793 | 2.0172 | 0 | 0 | 0 | 0.59193 | 18.8288 | 1.3567 | 3.3824 | 0 | 0.033193 | 0 | 0.78408 | 0.19745 | 0 | 30.0141 | 18.0185 | -7.8565 | 0 | 0.5984 | 0 | 1.8521 | 0.15033
2025_02_16 Hr 06 | 0 | 0 | 0 | 0 | 0 | 0 | 0 | 0 | 0 | 0 | 0 | 0.0031592 | 0.18 | 0.0081816 | 1.6399 | 1.6399 | 8.1549 | 0 | 0.003788 | 0.0058432 | 0.0073552 | 0 | 0 | -0.58875 | 0 | -0.695 | 0 | 0.074695 | 0.014972 | 0 | 0 | 7.3941 | 2.2791 | 0 | 0.60107 | 0.89806 | 0 | 0 | 0 | 1.0142 | -0.0073949 | 0.062055 | 0 | 0.034577 | 0 | -0.20244 | 0 | 0 | 0 | 0 | 0 | 0 | 0 | 0 | 3.2159 | 0 | 0 | 0 | 0 | 0 | 0 | -4.4375 | 0 | 0 | 0 | 0 | 0 | 0 | 0 | 0 | 0 | 0 | 0 | 0 | 0 | -1.7025 | 2.0172 | 0 | 0 | 0 | 0.38302 | 18.8288 | 1.3567 | 3.3824 | 0 | 0.033193 | 0 | 0.78408 | 0.19745 | 0 | 30.3195 | 18.1101 | -7.6262 | 0 | 0.5984 | 0 | 1.8521 | 0.1513
2025_02_16 Hr 07 | 0 | 0 | 0 | 0 | 0 | 0 | 0 | 0 | 0 | 0 | 0 | 0.0031592 | 0.27 | 0.011695 | 1.6382 | 1.6382 | 8.0372 | 0.36104 | 0.003788 | 0.0058432 | 0.0073552 | 0 | 0 | -0.64607 | 0 | -0.75232 | 0 | 0.074695 | 0.014972 | 0 | 0 | 7.3129 | 2.2791 | 0 | 0.59213 | 0.89806 | 0 | 0 | 0 | 1.2053 | -0.0097064 | 0.062055 | 0 | 0.032949 | 0 | -0.19281 | 0 | 0 | 0 | 0 | 0 | 0 | 0 | 0 | 3.2159 | 0 | 0 | 0 | 0 | 0 | 0 | -4.4375 | 0 | 0 | 0 | 0 | 0 | 0 | 0 | 0 | 0 | 0 | 0 | 0 | 0 | -2.7435 | 2.0172 | 0 | 0 | 0 | 0.5397 | 18.9875 | 1.3567 | 3.3824 | 0 | 0.033193 | 0 | 0.78408 | 0.19745 | 0 | 29.7634 | 18.3524 | -8.7722 | 0 | 0.5984 | 0 | 1.8521 | 0.15241
2025_02_16 Hr 08 | 0.022813 | 0 | 0 | 0 | 0 | 0 | 0 | 0 | 0 | 0 | 0 | 0.0031592 | 1.05 | 0.039289 | 1.6399 | 1.6399 | 7.9822 | 0.27078 | 0.003788 | 0.0058432 | 0.0073552 | 0 | 0 | -0.80397 | 0 | -0.91022 | 0 | 0.074695 | 0.014972 | 0 | 0 | 7.3129 | 2.2791 | 0 | 0.59213 | 0.89806 | 0 | 0 | 0 | 0.31886 | -0.15563 | 0.062055 | 0 | 0.028465 | 0 | -0.16628 | 0 | 0 | 0 | 0 | 0 | 0 | 0 | 0 | 3.1506 | 0 | 0 | 0 | 0 | 0 | 0 | -4.4375 | 0 | 0 | 0 | 0 | 0 | 0 | 0 | 0 | 0 | 0 | 0 | 0 | 0 | -2.5867 | 2.0172 | 0 | 0 | 0 | 0.77039 | 18.8457 | 1.3567 | 3.3824 | 0 | 0.033193 | -0.022813 | 0.78408 | 0.19745 | 0 | 29.431 | 19.3496 | -8.9275 | 0 | 0.5984 | 0 | 1.8521 | 0.15377
2025_02_16 Hr 09 | 0.2723 | 0 | 0 | 0 | 0 | 0 | 0 | 0 | 0 | 0 | 0 | 0.0031592 | 1.77 | 0.064115 | 1.6296 | 1.6296 | 7.8171 | 0.27078 | 0.003788 | 0.0058432 | 0.0073552 | 0 | 0 | -0.83599 | 0 | -0.94224 | 0 | 0.074695 | 0.014972 | 0 | 0 | 0 | 2.2791 | 0 | 0 | 0.89806 | 0 | 0 | 0 | 0 | -4.2889 | 0.062055 | 0 | 0.09431 | 0 | -0.1609 | 0 | 0 | 0 | 0 | 0 | 0 | 0 | 0 | 3.1506 | 0 | 0 | 0 | 0 | 0 | 0 | -4.4375 | 0 | 0 | 0 | 0 | 0 | 0 | 0 | 0 | 0 | 0 | 0 | 0 | 6.9631 | 0 | 2.0172 | 0 | 0 | 0 | 0.58323 | 11.347 | 1.3567 | 3.3824 | 0 | 0.033193 | -0.2723 | 0.78408 | 0.19745 | 0 | 26.9381 | 26.5289 | -6.6489 | 0 | 0.5984 | 0 | 1.8521 | 0.155
2025_02_16 Hr 10 | 0.54503 | 8.6695e-06 | 0 | 0 | 0 | 0 | 0 | 0 | 0 | 0 | 0 | 0.0031592 | 1.98 | 0.066755 | 1.6382 | 1.6382 | 7.2668 | 0.18052 | 0.003788 | 0.0058432 | 0.0073552 | 0 | 0 | -0.90317 | 0 | -1.0094 | 0 | 0.074695 | 0.014972 | 0 | 0 | 0 | 2.2791 | 0 | 0 | 0.89806 | 0 | 0 | 0 | 0 | -3.8364 | 0.062055 | 0 | 0.087779 | 0 | -0.14962 | 0 | 0 | 0 | 0 | 0 | 0 | 0 | 0 | 2.8747 | 0 | 0 | 0 | 0 | 0 | 0 | -4.4375 | 0 | 0 | 0 | 0 | 0 | 0 | 0 | 0 | 0 | 0 | 0 | 0 | 5.8797 | 0 | 2.0172 | 0 | 0 | 0 | 0.36125 | 10.7237 | 1.3567 | 3.3824 | 0 | 0.033193 | -0.54503 | 0.78408 | 0.19745 | 0 | 25.2762 | 25.4337 | -7.0447 | 0 | 0.5984 | 0 | 1.8521 | 0.15556
2025_02_16 Hr 11 | 0.56741 | 6.498e-05 | 0 | 0 | 0 | 0 | 0 | 0 | 0 | 0 | 0 | 0.0031592 | 2.19 | 0.055341 | 1.6296 | 1.6296 | 5.9139 | 0.04513 | 0.003788 | 0.0058432 | 0.0073552 | 0 | 0 | -1.1294 | 0 | -1.2356 | 0 | 0.074695 | 0.014972 | 0 | 0 | 0 | 2.2791 | 0 | 0 | 0.89806 | 0 | 0 | 0 | 0 | -5.201 | 0.062055 | 0 | 0.065792 | 0 | -0.11161 | 0 | 0 | 0 | 0 | 0 | 0 | 0 | 0 | 2.3303 | 0 | 0 | 0 | 0 | 0 | 0 | -4.4375 | 0 | 0 | 0 | 0 | 0 | 0 | 0 | 0 | 0 | 0 | 0 | 0 | 6.6517 | 0 | 2.0172 | 0 | 0 | 0 | 0.85308 | 9.2182 | 1.3567 | 3.3824 | 0 | 0.033193 | -0.56741 | 0.78408 | 0.19745 | 0 | 22.9094 | 26.3737 | -7.4815 | 0 | 0.5984 | 0 | 1.8521 | 0.15532
2025_02_16 Hr 12 | 0.56734 | 5.2271e-05 | 0 | 0 | 0 | 0 | 0 | 0 | 0 | 0 | 0 | 0.0031592 | 2.16 | 0.050907 | 1.6399 | 1.6399 | 5.2672 | 0 | 0.003788 | 0.0058432 | 0.0073552 | 0 | 0 | -1.175 | 0 | -1.2812 | 0 | 0.074695 | 0.014972 | 0 | 0 | 0 | 2.2791 | 0 | 0 | 0.89806 | 0 | 0 | 0 | 0 | -3.8161 | 0.062055 | 0 | 0.061361 | 0 | -0.10396 | 0 | 0 | 0 | 0 | 0 | 0 | 0 | 0 | 2.2577 | 0 | 0 | 0 | 0 | 0 | 0 | -4.4375 | 0 | 0 | 0 | 0 | 0 | 0 | 0 | 0 | 0 | 0 | 0 | 0 | 6.0463 | 0 | 2.0172 | 0 | 0 | 0 | 1.3449 | 8.5471 | 1.3567 | 3.3824 | 0 | 0.033193 | -0.56734 | 0.78408 | 0.19745 | 0 | 23.3186 | 26.1526 | -7.565 | 0 | 0.5984 | 0 | 1.8521 | 0.15482
2025_02_16 Hr 13 | 0.45429 | 2.5632e-05 | 0 | 0 | 0 | 0 | 0 | 0 | 0 | 0 | 0 | 0.0031592 | 2.16 | 0.049927 | 1.6278 | 1.6278 | 5.3223 | 0.090261 | 0.003788 | 0.0058432 | 0.0073552 | 0 | 0 | -1.1871 | 0 | -1.2934 | 0 | 0.074695 | 0.014972 | 0 | 0 | 0 | 2.2791 | 0 | 0 | 0.89806 | 0 | 0 | 0 | 0 | -3.8564 | 0.062055 | 0 | 0.06018 | 0 | -0.10192 | 0 | 0 | 0 | 0 | 0 | 0 | 0 | 0 | 2.0544 | 0 | 0 | 0 | 0 | 0 | 0 | -4.4375 | 0 | 0 | 0 | 0 | 0 | 0 | 0 | 0 | 0 | 0 | 0 | 0 | 5.9164 | 0 | 2.0172 | 0 | 0 | 0 | 0.74427 | 8.6682 | 1.3567 | 3.3824 | 0 | 0.033193 | -0.45429 | 0.78408 | 0.19745 | 0 | 22.4423 | 25.1047 | -7.4742 | 0 | 0.5984 | 0 | 1.8521 | 0.15473
2025_02_16 Hr 14 | 0.45436 | 3.5255e-05 | 0 | 0 | 0 | 0 | 0 | 0 | 0 | 0 | 0 | 0.0031592 | 2.37 | 0.059758 | 1.6106 | 1.6106 | 5.3223 | 0.04513 | 0.003788 | 0.0058432 | 0.0073552 | 0 | 0 | -1.1309 | 0 | -1.2371 | 0 | 0.074695 | 0.014972 | 0 | 0 | 0 | 2.2791 | 0 | 0 | 0.89806 | 0 | 0 | 0 | 0 | -3.7279 | 0.062055 | 0 | 0.065647 | 0 | -0.11136 | 0 | 0 | 0 | 0 | 0 | 0 | 0 | 0 | 2.1923 | 0 | 0 | 0 | 0 | 0 | 0 | -4.4375 | 0 | 0 | 0 | 0 | 0 | 0 | 0 | 0 | 0 | 0 | 0 | 0 | 5.4317 | 0 | 2.0172 | 0 | 0 | 0 | 0.99236 | 8.5886 | 1.3567 | 3.3824 | 0 | 0.033193 | -0.45436 | 0.78408 | 0.19745 | 0 | 22.715 | 25.2255 | -7.3712 | 0 | 0.5984 | 0 | 1.8521 | 0.15444
2025_02_16 Hr 15 | 0.45429 | 5.7004e-05 | 0 | 0 | 0 | 0 | 0 | 0 | 0 | 0 | 0 | 0.0031592 | 2.46 | 0.077905 | 1.545 | 1.545 | 5.7259 | 0.13539 | 0.003788 | 0.0058432 | 0.0073552 | 0 | 0 | -0.95798 | 0 | -1.0642 | 0 | 0.074695 | 0.014972 | 0 | 0 | 0 | 2.2791 | 0 | 0 | 0.89806 | 0 | 0 | 0 | 0 | -4.4738 | 0.062055 | 0 | 0.082452 | 0 | -0.14041 | 0 | 0 | 0 | 0 | 0 | 0 | 0 | 0 | 2.0544 | 0 | 0 | 0 | 0 | 0 | 0 | -4.4375 | 0 | 0 | 0 | 0 | 0 | 0 | 0 | 0 | 0 | 0 | 0 | 0 | 4.2663 | 0 | 2.0172 | 0 | 0 | 0 | 1.223 | 8.9513 | 1.3567 | 3.3824 | 0 | 0.033193 | -0.45429 | 0.78408 | 0.19745 | 0 | 21.6841 | 24.261 | -7.0544 | 0 | 0.5984 | 0 | 1.8521 | 0.15446
2025_02_16 Hr 16 | 0.54496 | 1.3037e-05 | 0 | 0 | 0 | 0 | 0 | 0 | 0 | 0 | 0 | 0.0031592 | 2.55 | 0.068951 | 1.5623 | 1.5623 | 5.7259 | 0.13539 | 0.003788 | 0.0058432 | 0.0073552 | 0 | 0 | -1.082 | 0 | -1.1882 | 0 | 0.074695 | 0.014972 | 0 | 0 | 0 | 2.2791 | 0 | 0 | 0.89806 | 0 | 0 | 0 | 0 | -2.6936 | 0.062055 | 0 | 0.0704 | 0 | -0.11958 | 0 | 0 | 0 | 0 | 0 | 0 | 0 | 0 | 2.0544 | 0 | 0 | 0 | 0 | 0 | 0 | -4.4375 | 0 | 0 | 0 | 0 | 0 | 0 | 0 | 0 | 0 | 0 | 0 | 0 | 3.8628 | 0 | 2.0172 | 0 | 0 | 0 | 0.97495 | 8.9858 | 1.3567 | 3.3824 | 0 | 0.033193 | -0.54496 | 0.78408 | 0.19745 | 0 | 22.7013 | 23.7814 | -7.3722 | 0 | 0.5984 | 0 | 1.8521 | 0.15473
2025_02_16 Hr 17 | 0.13571 | 1.5121e-05 | 0 | 0 | 0 | 0 | 0 | 0 | 0 | 0 | 0 | 0.0031592 | 2.55 | 0.079971 | 1.6399 | 1.6399 | 6.6432 | 0.18052 | 0.003788 | 0.0058432 | 0.0073552 | 0 | 0 | -0.96621 | 0 | -1.0725 | 0 | 0.074695 | 0.014972 | 0 | 0 | 0 | 2.2791 | 0 | 0 | 0.89806 | 0 | 0 | 0 | 0 | -4.2199 | 0.062055 | 0 | 0.081651 | 0 | -0.13903 | 0 | 0 | 0 | 0 | 0 | 0 | 0 | 0 | 2.0544 | 0 | 0 | 0 | 0 | 0 | 0 | -4.4375 | 0 | 0 | 0 | 0 | 0 | 0 | 0 | 0 | 0 | 0 | 0 | 0 | 6.3092 | 0 | 2.0172 | 0 | 0 | 0 | 0.76168 | 10.1036 | 1.3567 | 3.3824 | 0 | 0.033193 | -0.13571 | 0.78408 | 0.19745 | 0 | 24.7502 | 25.6175 | -6.7509 | 0 | 0.5984 | 0 | 1.8521 | 0.1559
2025_02_16 Hr 18 | 0.045117 | 1.7377e-06 | 0 | 0 | 0 | 0 | 0 | 0 | 0 | 0 | 0 | 0.0031592 | 2.52 | 0.090823 | 1.6399 | 1.6399 | 8.0907 | 0.4513 | 0.003788 | 0.0058432 | 0.0073552 | 0 | 0 | -0.84087 | 0 | -0.94712 | 0 | 0.074695 | 0.014972 | 0 | 0 | 0 | 2.2791 | 0 | 0 | 0.89806 | 0 | 0 | 0 | 0 | -3.3485 | 0.062055 | 0 | 0.093834 | 0 | -0.16008 | 0 | 0 | 0 | 0 | 0 | 0 | 0 | 0 | 2.2577 | 0 | 0 | 0 | 0 | 0 | 0 | -4.4375 | 0 | 0 | 0 | 0 | 0 | 0 | 0 | 0 | 0 | 0 | 0 | 0 | 4.1653 | 0 | 2.0172 | 0 | 0 | 0 | 0.531 | 11.8219 | 1.3567 | 3.3824 | 0 | 0.033193 | -0.045117 | 0.78408 | 0.19745 | 0 | 25.3807 | 23.338 | -6.4307 | 0 | 0.5984 | 0 | 1.8521 | 0.1575
2025_02_16 Hr 19 | 0 | 0 | 0 | 0 | 0 | 0 | 0 | 0 | 0 | 0 | 0 | 0.0031592 | 2.46 | 0.084841 | 1.6399 | 1.6399 | 8.0922 | 0.36104 | 0.003788 | 0.0058432 | 0.0073552 | 0 | 0 | -0.88246 | 0 | -0.98871 | 0 | 0.074695 | 0.014972 | 0 | 0 | 0 | 2.2791 | 0 | 0 | 0.89806 | 0 | 0 | 0 | 0 | -3.0106 | 0.062055 | 0 | 0.089793 | 0 | -0.1531 | 0 | 0 | 0 | 0 | 0 | 0 | 0 | 0 | 1.9165 | 0 | 0 | 0 | 0 | 0 | 0 | -4.4375 | 0 | 0 | 0 | 0 | 0 | 0 | 0 | 0 | 0 | 0 | 0 | 0 | 2.4698 | 0 | 2.0172 | 0 | 0 | 0 | 0.76168 | 11.7331 | 1.3567 | 3.3824 | 0 | 0.033193 | 0 | 0.78408 | 0.19745 | 0 | 23.682 | 21.4212 | -6.4618 | 0 | 0.5984 | 0 | 1.8521 | 0.15782
2025_02_16 Hr 20 | 0 | 0 | 0 | 0 | 0 | 0 | 0 | 0 | 0 | 0 | 0 | 0.0031592 | 2.43 | 0.082077 | 1.6399 | 1.6399 | 8.0922 | 0.40617 | 0.003788 | 0.0058432 | 0.0073552 | 0 | 0 | -0.90152 | 0 | -1.0078 | 0 | 0.074695 | 0.014972 | 0 | 0 | 0 | 2.2791 | 0 | 0 | 0.89806 | 0 | 0 | 0 | 0 | -2.7504 | 0.062055 | 0 | 0.08794 | 0 | -0.14989 | 0 | 0 | 0 | 0 | 0 | 0 | 0 | 0 | 1.6406 | 0 | 0 | 0 | 0 | 0 | 0 | -4.4375 | 0 | 0 | 0 | 0 | 0 | 0 | 0 | 0 | 0 | 0 | 0 | 0 | 2.3389 | 0 | 2.0172 | 0 | 0 | 0 | 0.63111 | 11.7783 | 1.3567 | 3.3824 | 0 | 0.033193 | 0 | 0.78408 | 0.19745 | 0 | 23.3819 | 20.8507 | -6.4967 | 0 | 0.5984 | 0 | 1.8521 | 0.15745
2025_02_16 Hr 21 | 0 | 0 | 0 | 0 | 0 | 0 | 0 | 0 | 0 | 0 | 0 | 0.0031592 | 2.31 | 0.076642 | 1.6399 | 1.6399 | 8.0922 | 0.22565 | 0.003788 | 0.0058432 | 0.0073552 | 0 | 0 | -0.91754 | 0 | -1.0238 | 0 | 0.074695 | 0.014972 | 0 | 0 | 0 | 2.2791 | 0 | 0 | 0.89806 | 0 | 0 | 0 | 0 | -5.2836 | 0.062055 | 0 | 0.086382 | 0 | -0.1472 | 0 | 0 | 0 | 0 | 0 | 0 | 0 | 0 | 1.6406 | 0 | 0 | 0 | 0 | 0 | 0 | -4.4375 | 0 | 0 | 0 | 0 | 0 | 0 | 0 | 0 | 0 | 0 | 0 | 0 | 4.1347 | 0 | 2.0172 | 0 | 0 | 0 | 0.82261 | 11.5977 | 1.3567 | 3.3824 | 0 | 0.033193 | 0 | 0.78408 | 0.19745 | 0 | 22.4999 | 22.7118 | -6.526 | 0 | 0.5984 | 0 | 1.8521 | 0.15666
2025_02_16 Hr 22 | 0 | 0 | 0 | 0 | 0 | 0 | 0 | 0 | 0 | 0 | 0 | 0.0031592 | 2.19 | 0.078726 | 1.6399 | 1.6399 | 8.0922 | 0.4513 | 0.003788 | 0.0058432 | 0.0073552 | 0 | 0 | -0.84335 | 0 | -0.9496 | 0 | 0.074695 | 0.014972 | 0 | 0 | 0 | 2.2791 | 0 | 0 | 0.89806 | 0 | 0 | 0 | 0 | -1.6193 | 0.062055 | 0 | 0.093594 | 0 | -0.15967 | 0 | 0 | 0 | 0 | 0 | 0 | 0 | 0 | 1.9165 | 0 | 0 | 0 | 0 | 0 | 0 | -4.4375 | 0 | 0 | 0 | 0 | 0 | 0 | 0 | 0 | 0 | 0 | 0 | 0 | 0.69714 | 0 | 2.0172 | 0 | 0 | 0 | 1.1839 | 11.8234 | 1.3567 | 3.3824 | 0 | 0.033193 | 0 | 0.78408 | 0.19745 | 0 | 23.6065 | 19.7925 | -6.3901 | 0 | 0.5984 | 0 | 1.8521 | 0.15575
2025_02_16 Hr 23 | 0 | 0 | 0 | 0 | 0 | 0 | 0 | 0 | 0 | 0 | 0 | 0.0031592 | 2.01 | 0.083199 | 1.6399 | 1.6399 | 8.1549 | 0.54228 | 0.003788 | 0.0058432 | 0.0073552 | 0 | 0 | -0.69752 | 0 | -0.80377 | 0 | 0.074695 | 0.014972 | 0 | 0 | 0 | 2.2791 | 0 | 0 | 0.89806 | 0 | 0 | 0 | 0 | -0.95105 | 0.062055 | 0 | 0.10777 | 0 | -0.18417 | 0 | 0 | 0 | 0 | 0 | 0 | 0 | 0 | 1.9165 | 0 | 0 | 0 | 0 | 0 | 0 | -4.4375 | 0 | 0 | 0 | 0 | 0 | 0 | 0 | 0 | 0 | 0 | 0 | 0 | 0 | -0.38772 | 2.0172 | 0 | 0 | 0 | 1.3841 | 11.977 | 1.3567 | 3.3824 | 0 | 0.033193 | 0 | 0.78408 | 0.19745 | 0 | 23.6342 | 19.1189 | -6.5107 | 0 | 0.5984 | 0 | 1.8521 | 0.15455
2025_02_16 Hr 24 | 0 | 0 | 0 | 0 | 0 | 0 | 0 | 0 | 0 | 0 | 0 | 0.0031592 | 1.98 | 0.076105 | 1.6399 | 1.6399 | 8.1549 | 0.54228 | 0.003788 | 0.0058432 | 0.0073552 | 0 | 0 | -0.77669 | 0 | -0.88294 | 0 | 0.074695 | 0.014972 | 0 | 0 | 0 | 2.2791 | 0 | 0 | 0.89806 | 0 | 0 | 0 | 0 | -4.0329 | 0.062055 | 0 | 0.10007 | 0 | -0.17087 | 0 | 0 | 0 | 0 | 0 | 0 | 0 | 0 | 2.0544 | 0 | 0 | 0 | 0 | 0 | 0 | -4.4375 | 0 | 0 | 0 | 0 | 0 | 0 | 0 | 0 | 0 | 0 | 0 | 0 | 2.6566 | 0 | 2.0172 | 0 | 0 | 0 | 1.6061 | 11.977 | 1.3567 | 3.3824 | 0 | 0.033193 | 0 | 0.78408 | 0.19745 | 0 | 23.7732 | 22.097 | -6.268 | 0 | 0.5984 | 0 | 1.8521 | 0.15332
2025_02_17 Hr 01 | 0 | 0 | 0 | 0 | 0 | 0 | 0 | 0 | 0 | 0 | 0 | 0.0031592 | 2.1 | 0.073885 | 1.6399 | 1.6399 | 8.1549 | 0 | 0.003788 | 0.0058432 | 0.0073552 | 0 | 0 | -0.86383 | 0 | -0.97008 | 0 | 0.074695 | 0.014972 | 0 | 0 | 0 | 2.2791 | 0 | 0 | 0.89806 | 0 | 0 | 0 | 0 | -2.6004 | 0.062055 | 0 | 0.19338 | 0 | -0.15623 | 0 | 0 | 0 | 0 | 0 | 0 | 0 | 0 | 2.1923 | 0 | 0 | 0 | 0 | 0 | 0 | -4.4375 | 0 | 0 | 0 | 0 | 0 | 0 | 0 | 0 | 0 | 0 | 0 | 0 | 2.6195 | 0 | 2.0172 | 0 | 0 | 0 | 2.346 | 11.4347 | 1.3567 | 3.3824 | 0 | 0.033193 | 0 | 0.78408 | 0.19745 | 0 | 25.462 | 23.0553 | -6.4276 | 0 | 0.5984 | 0 | 1.8521 | 0.15305
2025_02_17 Hr 02 | 0 | 0 | 0 | 0 | 0 | 0 | 0 | 0 | 0 | 0 | 0 | 0.0031592 | 2.04 | 0.073782 | 1.6399 | 1.6399 | 8.1549 | 0 | 0.003788 | 0.0058432 | 0.0073552 | 0 | 0 | -0.83748 | 0 | -0.94373 | 0 | 0.074695 | 0.014972 | 0 | 0 | 0 | 2.2791 | 0 | 0 | 0.89806 | 0 | 0 | 0 | 0 | -2.6907 | 0.062055 | 0 | 0.19879 | 0 | -0.16065 | 0 | 0 | 0 | 0 | 0 | 0 | 0 | 0 | 2.2577 | 0 | 0 | 0 | 0 | 0 | 0 | -4.4375 | 0 | 0 | 0 | 0 | 0 | 0 | 0 | 0 | 0 | 0 | 0 | 0 | 2.6557 | 0 | 2.0172 | 0 | 0 | 0 | 2.1893 | 11.4347 | 1.3567 | 3.3824 | 0 | 0.033193 | 0 | 0.78408 | 0.19745 | 0 | 25.3046 | 22.94 | -6.3794 | 0 | 0.5984 | 0 | 1.8521 | 0.15299
2025_02_17 Hr 03 | 0 | 0 | 0 | 0 | 0 | 0 | 0 | 0 | 0 | 0 | 0 | 0.0031592 | 2.22 | 0.08029 | 1.6399 | 1.6399 | 8.1549 | 0 | 0.003788 | 0.0058432 | 0.0073552 | 0 | 0 | -0.8375 | 0 | -0.94375 | 0 | 0.074695 | 0.014972 | 0 | 0 | 0 | 2.2791 | 0 | 0 | 0.89806 | 0 | 0 | 0 | 0 | -2.6664 | 0.062055 | 0 | 0.19879 | 0 | -0.16065 | 0 | 0 | 0 | 0 | 0 | 0 | 0 | 0 | 2.4682 | 0 | 0 | 0 | 0 | 0 | 0 | -4.4375 | 0 | 0 | 0 | 0 | 0 | 0 | 0 | 0 | 0 | 0 | 0 | 0 | 2.0263 | 0 | 2.0172 | 0 | 0 | 0 | 2.2763 | 11.4347 | 1.3567 | 3.3824 | 0 | 0.033193 | 0 | 0.78408 | 0.19745 | 0 | 25.1837 | 22.7947 | -6.3794 | 0 | 0.5984 | 0 | 1.8521 | 0.15306
2025_02_17 Hr 04 | 0 | 0 | 0 | 0 | 0 | 0 | 0 | 0 | 0 | 0 | 0 | 0.0031592 | 2.19 | 0.082794 | 1.6399 | 1.6399 | 8.1549 | 0 | 0.003788 | 0.0058432 | 0.0073552 | 0 | 0 | -0.7936 | 0 | -0.89985 | 0 | 0.074695 | 0.014972 | 0 | 0 | 0 | 2.2791 | 0 | 0 | 0.89806 | 0 | 0 | 0 | 0 | -2.6271 | 0.062055 | 0 | 0.14107 | 0 | -0.16802 | 0 | 0 | 0 | 0 | 0 | 0 | 0 | 0 | 2.5989 | 0 | 0 | 0 | 0 | 0 | 0 | -4.4375 | 0 | 0 | 0 | 0 | 0 | 0 | 0 | 0 | 0 | 0 | 0 | 0 | 2.0989 | 0 | 2.0172 | 0 | 0 | 0 | 2.4896 | 11.4347 | 1.3567 | 3.3824 | 0 | 0.033193 | 0 | 0.78408 | 0.19745 | 0 | 25.6928 | 23.1841 | -6.299 | 0 | 0.5984 | 0 | 1.8521 | 0.15341
2025_02_17 Hr 05 | 0 | 0 | 0 | 0 | 0 | 0 | 0 | 0 | 0 | 0 | 0 | 0.0031592 | 2.1 | 0.079411 | 1.6399 | 1.6399 | 8.1549 | 0 | 0.003788 | 0.0058432 | 0.0073552 | 0 | 0 | -0.79335 | 0 | -0.8996 | 0 | 0.074695 | 0.014972 | 0 | 0 | 0 | 2.2791 | 0 | 0 | 0.89806 | 0 | 0 | 0 | 1.1754 | 0 | 0.062055 | 0 | 0.098454 | 0 | -0.16807 | 0 | 0 | 0 | 0 | 0 | 0 | 0 | 0 | 2.6715 | 0 | 0 | 0 | 0 | 0 | 0 | -4.4375 | 0 | 0 | 0 | 0 | 0 | 0 | 0 | 0 | 0 | 0 | 0 | 0 | 0 | -1.59 | 2.0172 | 0 | 0 | 0 | 2.4766 | 11.4347 | 1.3567 | 3.3824 | 0 | 0.033193 | 0 | 0.78408 | 0.19745 | 0 | 25.7744 | 21.0528 | -7.8885 | 0 | 0.5984 | 0 | 1.8521 | 0.15483
2025_02_17 Hr 06 | 0 | 0 | 0 | 0 | 0 | 0 | 0 | 0 | 0 | 0 | 0 | 0.0031592 | 1.95 | 0.070818 | 1.6399 | 1.6399 | 8.1549 | 0 | 0.003788 | 0.0058432 | 0.0073552 | 0 | 0 | -0.83348 | 0 | -0.93973 | 0 | 0.074695 | 0.014972 | 0 | 0 | 14.8643 | 2.2791 | 0.59205 | 0.49806 | 0.89806 | 0 | 0 | 0 | 0 | -5.2933 | 0.062055 | 0 | 0.027627 | 0 | -0.16133 | 0 | 0 | 0 | 0 | 0 | 0 | 0 | 0 | 2.6715 | 0 | 0 | 0 | 0 | 0 | 0 | -4.4375 | 0 | 0 | 0 | 0 | 0 | 0 | 0 | 0 | 0 | 0 | 0 | 0 | 0 | -3.5249 | 2.0172 | 0 | 0 | 0 | 2.4461 | 18.3602 | 1.3567 | 3.3824 | 0 | 0.033193 | 0 | 0.78408 | 0.19745 | 0 | 24.5336 | 21.3636 | -9.897 | 0 | 0.5984 | 0 | 1.8521 | 0.15657
2025_02_17 Hr 07 | 0 | 0 | 0 | 0 | 0 | 0 | 0 | 0 | 0 | 0 | 0 | 0.0031592 | 1.56 | 0.067468 | 1.6399 | 1.6399 | 8.0739 | 0.40617 | 0.003788 | 0.0058432 | 0.0073552 | 0 | 0 | 0 | 0 | 0 | 0 | 0.074695 | 0.014972 | 0 | 0 | 6.6316 | 2.2791 | 0.66605 | 0.52671 | 0.89806 | 0 | 0 | 0 | 0.67469 | -0.28352 | 0.062055 | 0 | 0.0329 | 0 | -0.19252 | 0 | 0 | 0 | 0 | 0 | 0 | 0 | 0 | 3.0126 | 0 | 0 | 0 | 0 | 0 | -5.4625 | 0 | 0 | 0 | 0 | 0 | 0 | 0 | 0 | 0 | 0 | 0 | -2.3937 | 0 | 0 | -12.8652 | 2.0172 | 0 | 0 | 0 | 2.7377 | 19.0576 | 1.3567 | 3.3824 | 0 | 0.033193 | 0 | 0.78408 | 0.19745 | 0 | 20.1687 | 21.6339 | -20.914 | 0 | 0.5984 | 0 | 1.8521 | 0.15883
2025_02_17 Hr 08 | 0.090742 | 0 | 0 | 0 | 0 | 0 | 0 | 0 | 0 | 0 | 0 | 0.0031592 | 1.47 | 0.059818 | 1.6399 | 1.6399 | 8.0739 | 0.36104 | 0.003788 | 0.0058432 | 0.0073552 | 0 | 0 | 0 | 0 | 0 | 0 | 0.074695 | 0.014972 | 0 | 0 | 7.3419 | 2.2791 | 0.59205 | 0.59492 | 0.89806 | 0 | 0 | 0 | 0.016616 | -2.0156 | 0.062055 | 0 | 0.030955 | 0 | -0.18102 | 0 | 0 | 0 | 0 | 0 | 0 | 0 | 0 | 3.2885 | 0 | 0 | 0 | 0 | 0 | -5.4625 | 0 | 0 | 0 | 0 | 0 | 0 | 0 | 0 | 0 | 0 | 0 | -2.3937 | 0 | 0 | -10.3266 | 2.0172 | 0 | 0 | 0 | 2.6768 | 19.6488 | 1.3567 | 3.3824 | 0 | 0.033193 | -0.090742 | 0.78408 | 0.19745 | 0 | 21.1062 | 21.911 | -18.4546 | 0 | 0.5984 | 0 | 1.8521 | 0.1597
2025_02_17 Hr 09 | 0.40859 | 0 | 0 | 0 | 0 | 0 | 0 | 0 | 0 | 0 | 0 | 0.0031592 | 1.62 | 0.066537 | 1.6399 | 1.6399 | 8.0922 | 0.54156 | 0.003788 | 0.0058432 | 0.0073552 | 0 | 0 | 0 | 0 | 0 | 0 | 0.074695 | 0.014972 | 0 | 0 | 7.3565 | 2.2791 | 0.88807 | 0.59632 | 0.89806 | 0 | 0 | 0 | 0 | -2.3522 | 0.062055 | 0 | 0.031244 | 0 | -0.18272 | 0 | 0 | 0 | 0 | 0 | 0 | 0 | 0 | 3.4918 | 0 | 0 | 0 | 0 | 0 | -5.4625 | 0 | 0 | 0 | 0 | 0 | 0 | 0 | 0 | 0 | 0 | 0 | -2.3937 | 0 | 0 | -7.4718 | 2.0172 | 0 | 0 | 0 | 2.1675 | 20.1582 | 1.3567 | 3.3824 | 0 | 0.033193 | -0.40859 | 0.78408 | 0.19745 | 0 | 23.9676 | 22.081 | -15.9194 | 0 | 0.5984 | 0 | 1.8521 | 0.15966
2025_02_17 Hr 10 | 0.52222 | 2.184e-06 | 0 | 0 | 0 | 0 | 0 | 0 | 0 | 0 | 0 | 0.0031592 | 1.68 | 0.057075 | 1.6399 | 1.6399 | 8.0739 | 0.13539 | 0.003788 | 0.0058432 | 0.0073552 | 0 | 0 | 0 | 0 | 0 | 0 | 0.074695 | 0.014972 | 0 | 0 | 7.3565 | 2.2791 | 0.22202 | 0.59632 | 0.89806 | 0 | 0 | 0 | 0 | -2.3536 | 0.062055 | 0 | 0.025844 | 0 | -0.15078 | 0 | 0 | 0 | 0 | 0 | 0 | 0 | 0 | 2.9473 | 0 | 0 | 0 | 0 | 0 | -5.4625 | 0 | 0 | 0 | 0 | 0 | 0 | 0 | 0 | 0 | 0 | 0 | -2.3937 | 0 | 0 | -3.1578 | 2.0172 | 0 | 0 | 0 | 2.0761 | 19.0676 | 1.3567 | 3.3824 | 0 | 0.033193 | -0.52222 | 0.78408 | 0.19745 | 0 | 26.6363 | 21.6093 | -11.687 | 0 | 0.5984 | 0 | 1.8521 | 0.15964
2025_02_17 Hr 11 | 0.52215 | 1.695e-05 | 0 | 0 | 0 | 0 | 0 | 0 | 0 | 0 | 0 | 0.0031592 | 1.62 | 0.068344 | 1.6399 | 1.6399 | 8.0922 | 0.54156 | 0.003788 | 0.0058432 | 0.0073552 | 0 | 0 | 0 | 0 | 0 | 0 | 0.074695 | 0.014972 | 0 | 0 | 7.3565 | 2.2791 | 0.81406 | 0.59632 | 0.89806 | 0 | 0 | 0 | 0 | -1.9516 | 0.062055 | 0 | 0.032093 | 0 | -0.18774 | 0 | 0 | 0 | 0 | 0 | 0 | 0 | 0 | 2.5335 | 0 | 0 | 0 | 0 | 0 | -5.4625 | 0 | 0 | 0 | 0 | 0 | 0 | 0 | 0 | 0 | 0 | 0 | -2.3937 | 0 | 0 | -5.7654 | 2.0172 | 0 | 0 | 0 | 2.037 | 20.0842 | 1.3567 | 3.3824 | 0 | 0.033193 | -0.52215 | 0.78408 | 0.19745 | 0 | 24.9082 | 21.1071 | -14.3316 | 0 | 0.5984 | 0 | 1.8521 | 0.15925
2025_02_17 Hr 12 | 0.49941 | 2.3179e-05 | 0 | 0 | 0 | 0 | 0 | 0 | 0 | 0 | 0 | 0.0031592 | 1.71 | 0.063237 | 1.6399 | 1.6399 | 8.0739 | 0.31591 | 0.003788 | 0.0058432 | 0.0073552 | 0 | 0 | 0 | 0 | 0 | 0 | 0.074695 | 0.014972 | 0 | 0 | 7.3565 | 2.2791 | 0.51804 | 0.59632 | 0.89806 | 0 | 0 | 0 | 0.14847 | -0.90397 | 0.062055 | 0 | 0.028132 | 0 | -0.16431 | 0 | 0 | 0 | 0 | 0 | 0 | 0 | 0 | 2.5989 | 0 | 0 | 0 | 0 | 0 | -5.4625 | 0 | 0 | 0 | 0 | 0 | 0 | 0 | 0 | 0 | 0 | 0 | -2.3937 | 0 | 0 | -3.4041 | 2.0172 | 0 | 0 | 0 | 1.9064 | 19.5442 | 1.3567 | 3.3824 | 0 | 0.033193 | -0.49941 | 0.78408 | 0.19745 | 0 | 27.9681 | 21.1035 | -11.924 | 0 | 0.5984 | 0 | 1.8521 | 0.15869
2025_02_17 Hr 13 | 0.38658 | 2.5768e-05 | 0 | 0 | 0 | 0 | 0 | 0 | 0 | 0 | 0 | 0.0031592 | 1.77 | 0.064499 | 1.6399 | 1.6399 | 8.0189 | 0.31591 | 0.003788 | 0.0058432 | 0.0073552 | 0 | 0 | 0 | 0 | 0 | 0 | 0.074695 | 0.014972 | 0 | 0 | 7.3419 | 2.2791 | 0.37003 | 0.59492 | 0.89806 | 0 | 0 | 0 | 0.43944 | -0.38579 | 0.062055 | 0 | 0.02772 | 0 | -0.16188 | 0 | 0 | 0 | 0 | 0 | 0 | 0 | 0 | 2.2577 | 0 | 0 | 0 | 0 | 0 | -5.4625 | 0 | 0 | 0 | 0 | 0 | 0 | 0 | 0 | 0 | 0 | 0 | -2.3937 | 0 | 0 | -3.4087 | 2.0172 | 0 | 0 | 0 | 2.2154 | 19.3266 | 1.3567 | 3.3824 | 0 | 0.033193 | -0.38658 | 0.78408 | 0.19745 | 0 | 28.5845 | 21.0177 | -11.8134 | 0 | 0.5984 | 0 | 1.8521 | 0.15799
2025_02_17 Hr 14 | 0.22653 | 2.7119e-05 | 0 | 0 | 0 | 0 | 0 | 0 | 0 | 0 | 0 | 0.0031592 | 1.89 | 0.072482 | 1.6399 | 1.6399 | 7.9822 | 0.36104 | 0.003788 | 0.0058432 | 0.0073552 | 0 | 0 | 0 | 0 | 0 | 0 | 0.074695 | 0.014972 | 0 | 0 | 7.3129 | 2.2791 | 0.59205 | 0.59213 | 0.89806 | 0 | 0 | 0 | 0.38627 | -0.39709 | 0.062055 | 0 | 0.029174 | 0 | -0.17048 | 0 | 0 | 0 | 0 | 0 | 0 | 0 | 0 | 1.51 | 0 | 0 | 0 | 0 | 0 | -5.4625 | 0 | 0 | 0 | 0 | 0 | 0 | 0 | 0 | 0 | 0 | 0 | -2.3937 | 0 | 0 | -3.5803 | 2.0172 | 0 | 0 | 0 | 2.3155 | 19.528 | 1.3567 | 3.3824 | 0 | 0.033193 | -0.22653 | 0.78408 | 0.19745 | 0 | 28.0187 | 20.335 | -11.8335 | 0 | 0.5984 | 0 | 1.8521 | 0.1578
2025_02_17 Hr 15 | 0.24934 | 3.7348e-05 | 0 | 0 | 0 | 0 | 0 | 0 | 0 | 0 | 0 | 0.0031592 | 1.89 | 0.077056 | 1.633 | 1.633 | 7.4319 | 0.27078 | 0.003788 | 0.0058432 | 0.0073552 | 0 | 0 | 0 | 0 | 0 | 0 | 0.074695 | 0.014972 | 0 | 0 | 6.9499 | 2.2791 | 0.44403 | 0.55728 | 0.89806 | 0 | 0 | 0 | 1.7232 | -0.16388 | 0.062055 | 0 | 0.031014 | 0 | -0.18137 | 0 | 0 | 0 | 0 | 0 | 0 | 0 | 0 | 1.2994 | 0 | 0 | 0 | 0 | 0 | -5.4625 | 0 | 0 | 0 | 0 | 0 | 0 | 0 | 0 | 0 | 0 | 0 | -2.3937 | 0 | 0 | -3.2666 | 2.0172 | 0 | 0 | 0 | 2.3373 | 18.3627 | 1.3567 | 3.3824 | 0 | 0.033193 | -0.24934 | 0.78408 | 0.19745 | 0 | 28.507 | 20.1385 | -11.5536 | 0 | 0.5984 | 0 | 1.8521 | 0.15754
2025_02_17 Hr 16 | 0.31814 | 1.1413e-05 | 0 | 0 | 0 | 0 | 0 | 0 | 0 | 0 | 0 | 0.0031592 | 1.92 | 0.080207 | 1.6399 | 1.6399 | 7.4319 | 0.31591 | 0.003788 | 0.0058432 | 0.0073552 | 0 | 0 | 0 | 0 | 0 | 0 | 0.074695 | 0.014972 | 0 | 0 | 6.9499 | 2.2791 | 0.44403 | 0.55728 | 0.89806 | 0 | 0 | 0 | 2.0674 | 0 | 0.062055 | 0 | 0.031778 | 0 | -0.18588 | 0 | 0 | 0 | 0 | 0 | 0 | 0 | 0 | 1.2341 | 0 | 0 | 0 | 0 | 0 | -5.4625 | 0 | 0 | 0 | 0 | 0 | 0 | 0 | 0 | 0 | 0 | 0 | -2.3937 | 0 | 0 | -2.4677 | 2.0172 | 0 | 0 | 0 | 2.2067 | 18.4216 | 1.3567 | 3.3824 | 0 | 0.033193 | -0.31814 | 0.78408 | 0.19745 | 0 | 29.705 | 20.044 | -10.828 | 0 | 0.5984 | 0 | 1.8521 | 0.15697
2025_02_17 Hr 17 | 0.20422 | 1.0941e-05 | 0 | 0.14317 | 0.14116 | 0.14447 | 0.1495 | 0.15048 | 0.15333 | 0 | 0 | 0.0031592 | 1.89 | 0.098976 | 1.6399 | 1.6399 | 8.0922 | 0.54156 | 0.003788 | 0.0058432 | 0.0073552 | 0 | 0 | 0 | 0 | 0 | 0 | 0.074695 | 0.014972 | 0 | 0.50051 | 7.3565 | 2.2791 | 0.88807 | 0.59632 | 0.89806 | 0 | 0 | 0 | 0.37732 | -0.80927 | 0.062055 | 0 | 0.03086 | 0 | -0.23356 | 0 | 0 | 0 | 0 | 0 | 0 | 0 | 0 | 0.95824 | 0 | 0 | 0 | 0 | 0 | -5.4625 | 0 | 0 | 0 | 0 | 0 | 0 | 0 | 0 | 0 | 0 | 0 | -2.3937 | 0 | 0 | -12.7876 | 2.0172 | 0 | 5.0252 | 5.0252 | 1.7671 | 28.6218 | 1.3567 | 3.3824 | 0 | 0.033193 | -0.20422 | 0.78408 | 0.19745 | 0 | 26.351 | 19.2429 | -21.0816 | 0 | 0.5984 | 0 | 1.8521 | 0.1574
2025_02_17 Hr 18 | 0.022813 | 2.3376e-06 | 0 | 0.14317 | 0.14116 | 0.14447 | 0.1495 | 0.15048 | 0.15333 | 0 | 0 | 0.0031592 | 1.71 | 0.12436 | 1.6399 | 1.6399 | 8.0922 | 0.54156 | 0.003788 | 0.0058432 | 0.0073552 | 0 | 0 | 0 | 0 | 0 | 0 | 0.074695 | 0.014972 | 0 | 0.35087 | 7.3565 | 2.2791 | 0.88807 | 0.59632 | 0.89806 | 0 | 0 | 0 | 0 | -4.4924 | 0.062055 | 0 | 0.042856 | 0 | -0.32516 | 0 | 0 | 0 | 0 | 0 | 0 | 0 | 0 | 1.2341 | 0 | 0 | 0 | 0 | 0 | -5.4625 | 0 | 0 | 0 | 0 | 0 | 0 | 0 | 0 | 0 | 0 | 0 | -2.3937 | 0 | 0 | -22.3149 | 2.0172 | 0 | 3.8175 | 3.8175 | 1.7671 | 29.0263 | 1.3567 | 3.3824 | 0 | 0.033193 | -0.022813 | 0.78408 | 0.19745 | 0 | 13.1994 | 19.1848 | -30.5192 | 0 | 0.5984 | 0 | 1.8521 | 0.15952
2025_02_17 Hr 19 | 0 | 0 | 0 | 0.14317 | 0.14116 | 0.14447 | 0.1495 | 0.15048 | 0.15333 | 0 | 0 | 0.0031592 | 1.71 | 0.15074 | 1.6399 | 1.6399 | 8.0922 | 0.54156 | 0.003788 | 0.0058432 | 0.0073552 | 0 | 0 | 0 | 0 | 0 | 0 | 0.074695 | 0.014972 | 0 | 0.35087 | 7.3565 | 2.2791 | 0.88807 | 0.59632 | 0.89806 | 0 | 0 | 0 | 0 | -7.1977 | 0.062055 | 0 | 0.051948 | 0 | -0.39459 | 0 | 0 | 0 | 0 | 0 | 0 | 0 | 0 | 1.9165 | 0 | 0 | 0 | 0 | 0 | -5.4625 | 0 | 0 | 0 | 0 | 0 | 0 | 0 | 0 | 0 | 0 | 0 | -2.3937 | 0 | 0 | -34.7776 | 2.0172 | 0 | 3.8175 | 3.8175 | 1.9847 | 29.0263 | 1.3567 | 3.3824 | 0 | 0.033193 | 0 | 0.78408 | 0.19745 | 0 | -1.1106 | 20.0893 | -43.0285 | 0 | 0.5984 | 0 | 1.8521 | 0.16041
2025_02_17 Hr 20 | 0 | 0 | 0 | 0.14317 | 0.14116 | 0.14447 | 0.1495 | 0.15048 | 0.15333 | 0 | 0 | 0.0031592 | 0.93 | 0.076858 | 1.6399 | 1.6399 | 8.0922 | 0.54156 | 0.003788 | 0.0058432 | 0.0073552 | 0 | 0 | 0 | 0 | 0 | 0 | 0.074695 | 0.014972 | 0 | 0.35087 | 7.3565 | 2.2791 | 0.88807 | 0.59632 | 0.89806 | 0 | 0 | 0 | 0 | -5.9147 | 0.062055 | 0 | 0.0487 | 0 | -0.36979 | 0 | 0 | 0 | 0 | 0 | 0 | 0 | 0 | 2.8747 | 0 | 0 | 0 | 0 | 0 | -5.4625 | 0 | 0 | 0 | 0 | 0 | 0 | 0 | 0 | 0 | 0 | 0 | -2.3937 | 0 | 0 | -33.477 | 2.0172 | 0 | 3.8175 | 3.8175 | 1.8454 | 29.0263 | 1.3567 | 3.3824 | 0 | 0.033193 | 0 | 0.78408 | 0.19745 | 0 | 1.4624 | 20.0539 | -41.703 | 0 | 0.5984 | 0 | 1.8521 | 0.15998
2025_02_17 Hr 21 | 0 | 0 | 0 | 0.14317 | 0.14116 | 0.14447 | 0.1495 | 0.15048 | 0.15333 | 0 | 0 | 0.0031592 | 0.57 | 0.043943 | 1.6399 | 1.6399 | 8.0922 | 0.54156 | 0.003788 | 0.0058432 | 0.0073552 | 0 | 0 | 0 | 0 | 0 | 0 | 0.074695 | 0.014972 | 0 | 0.35087 | 7.3565 | 2.2791 | 0.88807 | 0.59632 | 0.89806 | 0 | 0 | 0 | 0 | -3.8598 | 0.062055 | 0 | 0.04543 | 0 | -0.34482 | 0 | 0 | 0 | 0 | 0 | 0 | 0 | 0 | 2.6715 | 0 | 0 | 0 | 0 | 0 | -5.4625 | 0 | 0 | 0 | 0 | 0 | 0 | 0 | 0 | 0 | 0 | 0 | -2.3937 | 0 | 0 | -31.1495 | 2.0172 | 0 | 3.8175 | 3.8175 | 1.9455 | 29.0263 | 1.3567 | 3.3824 | 0 | 0.033193 | 0 | 0.78408 | 0.19745 | 0 | 5.3728 | 19.5569 | -39.3505 | 0 | 0.5984 | 0 | 1.8521 | 0.15904
2025_02_17 Hr 22 | 0 | 0 | 0 | 0 | 0 | 0 | 0 | 0 | 0 | 0 | 0 | 0.0031592 | 0.54 | 0.023767 | 1.6399 | 1.6399 | 8.0922 | 0.54156 | 0.003788 | 0.0058432 | 0.0073552 | 0 | 0 | 0 | 0 | 0 | 0 | 0.074695 | 0.014972 | 0 | 0 | 7.3565 | 2.2791 | 0.88807 | 0.59632 | 0.89806 | 0 | 0 | 0 | 0 | -0.78027 | 0.062055 | 0 | 0.033481 | 0 | -0.19596 | 0 | 0 | 0 | 0 | 0 | 0 | 0 | 0 | 2.5989 | 0 | 0 | 0 | 0 | 0 | -5.4625 | 0 | 0 | 0 | 0 | 0 | 0 | 0 | 0 | 0 | 0 | 0 | -2.3937 | 0 | 0 | -8.0974 | 2.0172 | 0 | 0 | 0 | 1.7236 | 20.1582 | 1.3567 | 3.3824 | 0 | 0.033193 | 0 | 0.78408 | 0.19745 | 0 | 22.4394 | 19.211 | -16.1496 | 0 | 0.5984 | 0 | 1.8521 | 0.15789
2025_02_17 Hr 23 | 0 | 0 | 0 | 0 | 0 | 0 | 0 | 0 | 0 | 0 | 0 | 0.0031592 | 0.96 | 0.046219 | 1.6399 | 1.6399 | 8.1549 | 0.54228 | 0.003788 | 0.0058432 | 0.0073552 | 0 | 0 | -0.51667 | 0 | -0.62292 | 0 | 0.074695 | 0.014972 | 0 | 0 | 7.3941 | 2.2791 | 0.88807 | 0.60107 | 0.89806 | 0 | 0 | 0 | 0.92414 | -0.035162 | 0.062055 | 0 | 0.036624 | 0 | -0.21455 | 0 | 0 | 0 | 0 | 0 | 0 | 0 | 0 | 3.2885 | 0 | 0 | 0 | 0 | 0 | 0 | -4.4375 | 0 | 0 | 0 | 0 | 0 | 0 | 0 | 0 | 0 | 0 | 0 | 0 | 0 | -10.6512 | 2.0172 | 0 | 0 | 0 | 1.976 | 20.2592 | 1.3567 | 3.3824 | 0 | 0.033193 | 0 | 0.78408 | 0.19745 | 0 | 25.3037 | 20.5984 | -16.4429 | 0 | 0.5984 | 0 | 1.8521 | 0.15601
2025_02_17 Hr 24 | 0 | 0 | 0 | 0 | 0 | 0 | 0 | 0 | 0 | 0 | 0 | 0.0031592 | 0.93 | 0.04252 | 1.6399 | 1.6399 | 8.1549 | 0.54228 | 0.003788 | 0.0058432 | 0.0073552 | 0 | 0 | -0.58158 | 0 | -0.68783 | 0 | 0.074695 | 0.014972 | 0 | 0 | 7.3941 | 2.2791 | 0 | 0.60107 | 0.89806 | 0 | 0 | 0 | 1.4972 | 0 | 0.062055 | 0 | 0.034781 | 0 | -0.20364 | 0 | 0 | 0 | 0 | 0 | 0 | 0 | 0 | 3.6297 | 0 | 0 | 0 | 0 | 0 | 0 | -4.4375 | 0 | 0 | 0 | 0 | 0 | 0 | 0 | 0 | 0 | 0 | 0 | 0 | 0 | -10.2235 | 2.0172 | 0 | 0 | 0 | 2.0674 | 19.3711 | 1.3567 | 3.3824 | 0 | 0.033193 | 0 | 0.78408 | 0.19745 | 0 | 25.7304 | 20.9961 | -16.134 | 0 | 0.5984 | 0 | 1.8521 | 0.15486
2025_02_18 Hr 01 | 0 | 0 | 0 | 0 | 0 | 0 | 0 | 0 | 0 | 0 | 0 | 0.0031592 | 0.84 | 0.037761 | 1.6399 | 1.6399 | 9.1754 | 0.61014 | 0.003788 | 0.0058432 | 0.0073552 | 0 | 0 | -0.60212 | 0 | -0.70837 | 0 | 0.074695 | 0.014972 | 0 | 0 | 8.3201 | 2.2791 | 0 | 0.60107 | 0.89806 | 0 | 0 | 0 | 0.66319 | 0 | 0.062055 | 0 | 0.034197 | 0 | -0.20019 | 0 | 0 | 0 | 0 | 0 | 0 | 0 | 0 | 3.7676 | 0 | 0 | 0 | 0 | 0 | 0 | -4.4375 | 0 | 0 | 0 | 0 | 0 | 0 | 0 | 0 | 0 | 0 | 0 | 0 | 0 | -8.9791 | 2.0172 | 0 | 0 | 0 | 2.3373 | 21.3855 | 1.3567 | 3.3824 | 0 | 0.033193 | 0 | 0.78408 | 0.19745 | 0 | 28.4293 | 21.308 | -14.9273 | 0 | 0.5984 | 0 | 1.8521 | 0.15364
2025_02_18 Hr 02 | 0 | 0 | 0 | 0 | 0 | 0 | 0 | 0 | 0 | 0 | 0 | 0.0031592 | 0.96 | 0.036353 | 1.6399 | 1.6399 | 9.1754 | 0.50845 | 0.003788 | 0.0058432 | 0.0073552 | 0 | 0 | -0.79194 | 0 | -0.89819 | 0 | 0.074695 | 0.014972 | 0 | 0 | 8.3201 | 2.2791 | 0 | 0.60107 | 0.89806 | 0 | 0 | 0 | 0 | -6.0977 | 0.062055 | 0 | 0.028806 | 0 | -0.1683 | 0 | 0 | 0 | 0 | 0 | 0 | 0 | 0 | 4.1088 | 0 | 0 | 0 | 0 | 0 | 0 | -4.4375 | 0 | 0 | 0 | 0 | 0 | 0 | 0 | 0 | 0 | 0 | 0 | 0 | 0 | -2.0915 | 2.0172 | 0 | 0 | 0 | 1.7236 | 21.2838 | 1.3567 | 3.3824 | 0 | 0.033193 | 0 | 0.78408 | 0.19745 | 0 | 27.9531 | 21.1544 | -8.3875 | 0 | 0.5984 | 0 | 1.8521 | 0.154
2025_02_18 Hr 03 | 0 | 0 | 0 | 0 | 0 | 0 | 0 | 0 | 0 | 0 | 0 | 0.0031592 | 0.9 | 0.040499 | 1.6399 | 1.6399 | 9.1754 | 0.61014 | 0.003788 | 0.0058432 | 0.0073552 | 0 | 0 | -0.60094 | 0 | -0.70719 | 0 | 0.074695 | 0.014972 | 0 | 0 | 8.3201 | 2.2791 | 0 | 0.60107 | 0.89806 | 0 | 0 | 0 | 0.6898 | 0 | 0.062055 | 0 | 0.034231 | 0 | -0.20039 | 0 | 0 | 0 | 0 | 0 | 0 | 0 | 0 | 4.5226 | 0 | 0 | 0 | 0 | 0 | 0 | -4.4375 | 0 | 0 | 0 | 0 | 0 | 0 | 0 | 0 | 0 | 0 | 0 | 0 | 0 | -9.4151 | 2.0172 | 0 | 0 | 0 | 1.6539 | 21.3855 | 1.3567 | 3.3824 | 0 | 0.033193 | 0 | 0.78408 | 0.19745 | 0 | 28.1566 | 21.4425 | -15.3611 | 0 | 0.5984 | 0 | 1.8521 | 0.15378
2025_02_18 Hr 04 | 0 | 0 | 0 | 0 | 0 | 0 | 0 | 0 | 0 | 0 | 0 | 0.0031592 | 0.96 | 0.041565 | 1.6399 | 1.6399 | 9.1754 | 0.61014 | 0.003788 | 0.0058432 | 0.0073552 | 0 | 0 | -0.6465 | 0 | -0.75275 | 0 | 0.074695 | 0.014972 | 0 | 0 | 8.3201 | 2.2791 | 0 | 0.60107 | 0.89806 | 0 | 0 | 0 | 0.60953 | 0 | 0.062055 | 0 | 0.032937 | 0 | -0.19274 | 0 | 0 | 0 | 0 | 0 | 0 | 0 | 0 | 4.5879 | 0 | 0 | 0 | 0 | 0 | 0 | -4.4375 | 0 | 0 | 0 | 0 | 0 | 0 | 0 | 0 | 0 | 0 | 0 | 0 | 0 | -9.5934 | 2.0172 | 0 | 0 | 0 | 1.7236 | 21.3855 | 1.3567 | 3.3824 | 0 | 0.033193 | 0 | 0.78408 | 0.19745 | 0 | 28.0114 | 21.6392 | -15.6229 | 0 | 0.5984 | 0 | 1.8521 | 0.15449
2025_02_18 Hr 05 | 0 | 0 | 0 | 0 | 0 | 0 | 0 | 0 | 0 | 0 | 0 | 0.0031592 | 0.93 | 0.054007 | 1.6399 | 1.6399 | 9.1754 | 0.61014 | 0.003788 | 0.0058432 | 0.0073552 | 0 | 0 | -0.25075 | 0 | -0.357 | 0 | 0.074695 | 0.014972 | 0 | 0 | 8.3201 | 2.2791 | 0 | 0.60107 | 0.89806 | 0 | 0 | 0 | 1.7811 | 0 | 0.062055 | 0 | 0.044176 | 0 | -0.25922 | 0 | 0 | 0 | 0 | 0 | 0 | 0 | 0 | 4.2467 | 0 | 0 | 0 | 0 | 0 | 0 | -4.4375 | 0 | 0 | 0 | 0 | 0 | 0 | 0 | 0 | 0 | 0 | 0 | 0 | 0 | -15.1334 | 2.0172 | 0 | 0 | 0 | 2.0979 | 21.3855 | 1.3567 | 3.3824 | 0 | 0.033193 | 0 | 0.78408 | 0.19745 | 0 | 24.3842 | 21.6554 | -20.4378 | 0 | 0.5984 | 0 | 1.8521 | 0.15515
2025_02_18 Hr 06 | 0 | 0 | 0 | 0 | 0 | 0 | 0 | 0 | 0 | 0 | 0 | 0.0031592 | 0.81 | 0.046264 | 1.6399 | 1.6399 | 9.1754 | 0.61014 | 0.003788 | 0.0058432 | 0.0073552 | 0 | 0 | -0.27635 | 0 | -0.3826 | 0 | 0.074695 | 0.014972 | 0 | 0 | 8.3201 | 2.2791 | 0 | 0.60107 | 0.89806 | 0 | 0 | 0 | 0.51374 | -1.0493 | 0.062055 | 0 | 0.043449 | 0 | -0.25492 | 0 | 0 | 0 | 0 | 0 | 0 | 0 | 0 | 3.6297 | 0 | 0 | 0 | 0 | 0 | 0 | -4.4375 | 0 | 0 | 0 | 0 | 0 | 0 | 0 | 0 | 0 | 0 | 0 | 0 | 0 | -13.1082 | 2.0172 | 0 | 0 | 0 | 2.2676 | 21.3855 | 1.3567 | 3.3824 | 0 | 0.033193 | 0 | 0.78408 | 0.19745 | 0 | 23.4728 | 21.0825 | -18.4596 | 0 | 0.5984 | 0 | 1.8521 | 0.15726
2025_02_18 Hr 07 | 0 | 0 | 0 | 0 | 0 | 0 | 0 | 0 | 0 | 0 | 0 | 0.0031592 | 0.69 | 0.046844 | 1.6399 | 1.6399 | 9.1049 | 0.60934 | 0.003788 | 0.0058432 | 0.0073552 | 0 | 0 | 0 | 0 | 0 | 0 | 0.074695 | 0.014972 | 0 | 0 | 8.2778 | 2.2791 | 0 | 0.59632 | 0.89806 | 0 | 0 | 0 | 0 | -3.6838 | 0.062055 | 0 | 0.051644 | 0 | -0.3034 | 0 | 0 | 0 | 0 | 0 | 0 | 0 | 0 | 3.3538 | 0 | 0 | 0 | 0 | 0 | -5.4625 | 0 | 0 | 0 | 0 | 0 | 0 | 0 | 0 | 0 | 0 | 0 | -2.3937 | 0 | 0 | -11.2072 | 2.0172 | 0 | 0 | 0 | 2.4069 | 21.2719 | 1.3567 | 3.3824 | 0 | 0.033193 | 0 | 0.78408 | 0.19745 | 0 | 19.0454 | 20.8242 | -19.3668 | 0 | 0.5984 | 0 | 1.8521 | 0.15968
2025_02_18 Hr 08 | 0.13593 | 0 | 0 | 0 | 0 | 0 | 0 | 0 | 0 | 0 | 0 | 0.0031592 | 0.54 | 0.026031 | 1.6399 | 1.6399 | 9.0843 | 0.457 | 0.003788 | 0.0058432 | 0.0073552 | 0 | 0 | 0 | 0 | 0 | 0 | 0.074695 | 0.014972 | 0 | 0 | 8.2778 | 2.2791 | 0 | 0.59632 | 0.89806 | 0 | 0 | 0 | 0 | -3.7534 | 0.062055 | 0 | 0.03667 | 0 | -0.21482 | 0 | 0 | 0 | 0 | 0 | 0 | 0 | 0 | 3.2885 | 0 | 0 | 0 | 0 | 0 | -5.4625 | 0 | 0 | 0 | 0 | 0 | 0 | 0 | 0 | 0 | 0 | 0 | -2.3937 | 0 | 0 | -5.6445 | 2.0172 | 0 | 0 | 0 | 2.6768 | 21.0989 | 1.3567 | 3.3824 | 0 | 0.033193 | -0.13593 | 0.78408 | 0.19745 | 0 | 24.4886 | 20.9946 | -13.8515 | 0 | 0.5984 | 0 | 1.8521 | 0.16044
2025_02_18 Hr 09 | 0.49926 | 0 | 0 | 0 | 0 | 0 | 0 | 0 | 0 | 0 | 0 | 0.0031592 | 0.33 | 0.012585 | 1.6399 | 1.6399 | 9.1049 | 0.35545 | 0.003788 | 0.0058432 | 0.0073552 | 0 | 0 | 0 | 0 | 0 | 0 | 0.074695 | 0.014972 | 0 | 0 | 8.2778 | 2.2791 | 0 | 0.59632 | 0.89806 | 0 | 0 | 0 | 0 | -3.0826 | 0.062055 | 0 | 0.029011 | 0 | -0.16951 | 0 | 0 | 0 | 0 | 0 | 0 | 0 | 0 | 3.1506 | 0 | 0 | 0 | 0 | 0 | -5.4625 | 0 | 0 | 0 | 0 | 0 | 0 | 0 | 0 | 0 | 0 | 0 | -2.3937 | 0 | 0 | -1.0588 | 2.0172 | 0 | 0 | 0 | 2.2894 | 21.018 | 1.3567 | 3.3824 | 0 | 0.033193 | -0.49926 | 0.78408 | 0.19745 | 0 | 28.9603 | 20.6088 | -9.5838 | 0 | 0.5984 | 0 | 1.8521 | 0.16006
2025_02_18 Hr 10 | 0.73858 | 1.1893e-05 | 0 | 0 | 0 | 0 | 0 | 0 | 0 | 0 | 0 | 0.0031592 | 0.21 | 0.0086331 | 1.6399 | 1.6399 | 9.1049 | 0.35545 | 0.003788 | 0.0058432 | 0.0073552 | 0 | 0 | 0 | 0 | 0 | 0 | 0.074695 | 0.014972 | 0 | 0 | 8.2778 | 2.2791 | 0 | 0.59632 | 0.89806 | 0 | 0 | 0 | 0 | -2.1737 | 0.062055 | 0 | 0.031273 | 0 | -0.1829 | 0 | 0 | 0 | 0 | 0 | 0 | 0 | 0 | 2.8094 | 0 | 0 | 0 | 0 | 0 | -5.4625 | 0 | 0 | 0 | 0 | 0 | 0 | 0 | 0 | 0 | 0 | 0 | -2.3937 | 0 | 0.86785 | 0 | 2.0172 | 0 | 0 | 0 | 1.593 | 21.018 | 1.3567 | 3.3824 | 0 | 0.033193 | -0.73858 | 0.78408 | 0.19745 | 0 | 30.6205 | 20.5539 | -8.7777 | 0 | 0.5984 | 0 | 1.8521 | 0.15954
2025_02_18 Hr 11 | 0.79052 | 0.00010098 | 0 | 0 | 0 | 0 | 0 | 0 | 0 | 0 | 0 | 0.0031592 | 0.06 | 0.0025821 | 1.6399 | 1.6399 | 9.1049 | 0.457 | 0.003788 | 0.0058432 | 0.0073552 | 0 | 0 | 0 | 0 | 0 | 0 | 0.074695 | 0.014972 | 0 | 0 | 8.2778 | 2.2791 | 0 | 0.59632 | 0.89806 | 0 | 0 | 0 | 0 | -1.8549 | 0.062055 | 0 | 0.032737 | 0 | -0.19156 | 0 | 0 | 0 | 0 | 0 | 0 | 0 | 0 | 2.8094 | 0 | 0 | 0 | 0 | 0 | -5.4625 | 0 | 0 | 0 | 0 | 0 | 0 | 0 | 0 | 0 | 0 | 0 | -2.3937 | 0 | 1.7697 | 0 | 2.0172 | 0 | 0 | 0 | 1.5364 | 21.1196 | 1.3567 | 3.3824 | 0 | 0.033193 | -0.79052 | 0.78408 | 0.19745 | 0 | 31.7211 | 21.2947 | -8.8383 | 0 | 0.5984 | 0 | 1.8521 | 0.15908
2025_02_18 Hr 12 | 0.70363 | 0.00031613 | 0 | 0 | 0 | 0 | 0 | 0 | 0 | 0 | 0 | 0.0031592 | 0.03 | 0.0012582 | 1.6399 | 1.6399 | 9.0843 | 0.35545 | 0.003788 | 0.0058432 | 0.0073552 | 0 | 0 | 0 | 0 | 0 | 0 | 0.074695 | 0.014972 | 0 | 0 | 8.2778 | 2.2791 | 0 | 0.59632 | 0.89806 | 0 | 0 | 0 | 0 | -1.2101 | 0.062055 | 0 | 0.031905 | 0 | -0.18663 | 0 | 0 | 0 | 0 | 0 | 0 | 0 | 0 | 3.2159 | 0 | 0 | 0 | 0 | 0 | -5.4625 | 0 | 0 | 0 | 0 | 0 | 0 | 0 | 0 | 0 | 0 | 0 | -2.3937 | 0 | 1.817 | 0 | 2.0172 | 0 | 0 | 0 | 1.4929 | 20.9974 | 1.3567 | 3.3824 | 0 | 0.033193 | -0.70363 | 0.78408 | 0.19745 | 0 | 32.6272 | 21.5865 | -8.7465 | 0 | 0.5984 | 0 | 1.8521 | 0.1586
2025_02_18 Hr 13 | 0.59029 | 0.00028016 | 0 | 0 | 0 | 0 | 0 | 0 | 0 | 0 | 0 | 0.0031592 | 0.03 | 0.0011832 | 1.6399 | 1.6399 | 8.7953 | 0.25389 | 0.003788 | 0.0058432 | 0.0073552 | 0 | 0 | 0 | 0 | 0 | 0 | 0.074695 | 0.014972 | 0 | 0 | 8.2614 | 2.2791 | 0 | 0.59492 | 0.89806 | 0 | 0 | 0 | 0.27355 | -0.58681 | 0.062055 | 0 | 0.030002 | 0 | -0.17537 | 0 | 0 | 0 | 0 | 0 | 0 | 0 | 0 | 3.1506 | 0 | 0 | 0 | 0 | 0 | -5.4625 | 0 | 0 | 0 | 0 | 0 | 0 | 0 | 0 | 0 | 0 | 0 | -2.3937 | 0 | 2.5619 | 0 | 2.0172 | 0 | 0 | 0 | 1.7149 | 20.5905 | 1.3567 | 3.3824 | 0 | 0.033193 | -0.59029 | 0.78408 | 0.19745 | 0 | 34.0281 | 22.3727 | -8.6219 | 0 | 0.5984 | 0 | 1.8521 | 0.15814
2025_02_18 Hr 14 | 0.52222 | 0.00020389 | 0 | 0 | 0 | 0 | 0 | 0 | 0 | 0 | 0 | 0.0031592 | 0 | 0 | 1.6399 | 1.6399 | 8.7953 | 0.30467 | 0.003788 | 0.0058432 | 0.0073552 | 0 | 0 | 0 | 0 | 0 | 0 | 0.074695 | 0.014972 | 0 | 0 | 8.1797 | 2.2791 | 0 | 0.58795 | 0.89806 | 0 | 0 | 0 | 0.47635 | -0.3755 | 0.062055 | 0 | 0.03054 | 0 | -0.17856 | 0 | 0 | 0 | 0 | 0 | 0 | 0 | 0 | 2.9473 | 0 | 0 | 0 | 0 | 0 | -5.4625 | 0 | 0 | 0 | 0 | 0 | 0 | 0 | 0 | 0 | 0 | 0 | -2.3937 | 0 | 3.0332 | 0 | 2.0172 | 0 | 0 | 0 | 1.6148 | 20.5596 | 1.3567 | 3.3824 | 0 | 0.033193 | -0.52222 | 0.78408 | 0.19745 | 0 | 34.5375 | 22.434 | -8.557 | 0 | 0.5984 | 0 | 1.8521 | 0.15778
2025_02_18 Hr 15 | 0.45429 | 0.00015516 | 0 | 0 | 0 | 0 | 0 | 0 | 0 | 0 | 0 | 0.0031592 | 0.03 | 0.0013992 | 1.6382 | 1.6382 | 8.3619 | 0.35545 | 0.003788 | 0.0058432 | 0.0073552 | 0 | 0 | 0 | 0 | 0 | 0 | 0.074695 | 0.014972 | 0 | 0 | 7.8203 | 2.2791 | 0 | 0.55728 | 0.89806 | 0 | 0 | 0 | 1.4259 | -0.26383 | 0.062055 | 0 | 0.03548 | 0 | -0.20778 | 0 | 0 | 0 | 0 | 0 | 0 | 0 | 0 | 2.9473 | 0 | 0 | 0 | 0 | 0 | -5.4625 | 0 | 0 | 0 | 0 | 0 | 0 | 0 | 0 | 0 | 0 | 0 | -2.3937 | 0 | 3.0589 | 0 | 2.0172 | 0 | 0 | 0 | 1.4929 | 19.8141 | 1.3567 | 3.3824 | 0 | 0.033193 | -0.45429 | 0.78408 | 0.19745 | 0 | 34.7283 | 22.2704 | -8.5183 | 0 | 0.5984 | 0 | 1.8521 | 0.15756
2025_02_18 Hr 16 | 0.47703 | 9.9086e-05 | 0 | 0 | 0 | 0 | 0 | 0 | 0 | 0 | 0 | 0.0031592 | 0.09 | 0.0044748 | 1.6399 | 1.6399 | 8.6715 | 0.35545 | 0.003788 | 0.0058432 | 0.0073552 | 0 | 0 | 0 | 0 | 0 | 0 | 0.074695 | 0.014972 | 0 | 0 | 7.9347 | 2.2791 | 0 | 0.56704 | 0.89806 | 0 | 0 | 0 | 0.95507 | -0.62412 | 0.062055 | 0 | 0.037823 | 0 | -0.22164 | 0 | 0 | 0 | 0 | 0 | 0 | 0 | 0 | 3.0126 | 0 | 0 | 0 | 0 | 0 | -5.4625 | 0 | 0 | 0 | 0 | 0 | 0 | 0 | 0 | 0 | 0 | 0 | -2.3937 | 0 | 2.5503 | 0 | 2.0172 | 0 | 0 | 0 | 1.0228 | 20.2415 | 1.3567 | 3.3824 | 0 | 0.033193 | -0.47703 | 0.78408 | 0.19745 | 0 | 33.4703 | 21.4528 | -8.5549 | 0 | 0.5984 | 0 | 1.8521 | 0.15774
2025_02_18 Hr 17 | 0.090597 | 0.00011304 | 0 | 0.1611 | 0.15884 | 0.16256 | 0.16822 | 0.16933 | 0.17254 | 0 | 0 | 0.0031592 | 0.15 | 0.0090952 | 1.6399 | 1.6399 | 9.1049 | 0.60934 | 0.003788 | 0.0058432 | 0.0073552 | 0 | 0 | 0 | 0 | 0 | 0 | 0.074695 | 0.014972 | 0 | 0.54385 | 8.2778 | 2.2791 | 0 | 0.59632 | 0.89806 | 0 | 0 | 0 | 0 | -1.8391 | 0.062055 | 0 | 0.035731 | 0 | -0.27076 | 0 | 0 | 0 | 0 | 0 | 0 | 0 | 0 | 3.1506 | 0 | 0 | 0 | 0 | 0 | -5.4625 | 0 | 0 | 0 | 0 | 0 | 0 | 0 | 0 | 0 | 0 | 0 | -2.3937 | 0 | 0 | -6.5193 | 2.0172 | 0 | 5.5424 | 5.5424 | 0.67028 | 30.7948 | 1.3567 | 3.3824 | 0 | 0.033193 | -0.090597 | 0.78408 | 0.19745 | 0 | 32.6148 | 18.3959 | -14.7369 | 0 | 0.5984 | 0 | 1.8521 | 0.15837
2025_02_18 Hr 18 | 0.067929 | 1.8963e-05 | 0 | 0.1611 | 0.15884 | 0.16256 | 0.16822 | 0.16933 | 0.17254 | 0 | 0 | 0.0031592 | 0.18 | 0.011178 | 1.6399 | 1.6399 | 9.1049 | 0.60934 | 0.003788 | 0.0058432 | 0.0073552 | 0 | 0 | 0 | 0 | 0 | 0 | 0.074695 | 0.014972 | 4.8786 | 0.39421 | 8.2778 | 2.2791 | 0 | 0.59632 | 0.89806 | 0 | 0 | 0 | 0 | -4.433 | 0.062055 | 0 | 0 | 0 | -0.27736 | 0 | 0 | 0 | 0 | 0 | 0 | 0 | 0 | 3.2885 | 0 | 0 | 0 | 0 | 0 | -5.4625 | 0 | 0 | 0 | 0 | 0 | 0 | 0 | 0 | 0 | 0 | 0 | -2.3937 | 0 | 0 | -8.2023 | 2.0172 | 0 | 4.2957 | 4.2957 | 0.95319 | 31.8202 | 1.3567 | 3.3824 | 0 | 0.033193 | -0.067929 | 0.78408 | 0.19745 | 0 | 29.8108 | 18.8274 | -16.4038 | 0 | 0.5984 | 0 | 1.8521 | 0.15973
2025_02_18 Hr 19 | 0 | 0 | 0 | 0.1611 | 0.15884 | 0.16256 | 0.16822 | 0.16933 | 0.17254 | 0 | 0 | 0.0031592 | 0.21 | 0.018001 | 1.6399 | 1.6399 | 9.1049 | 0.60934 | 0.003788 | 0.0058432 | 0.0073552 | 0 | 0 | 0 | 0 | 0 | 0 | 0.074695 | 0.014972 | 0.60877 | 0.39421 | 8.2778 | 2.2791 | 0 | 0.59632 | 0.89806 | 0 | 0 | 0 | 0 | -6.068 | 0.062055 | 0 | 0 | 0 | -0.38363 | 0 | 0 | 0 | 0 | 0 | 0 | 0 | 0 | 3.2885 | 0 | 0 | 0 | 0 | 0 | -5.4625 | 0 | 0 | 0 | 0 | 0 | 0 | 0 | 0 | 0 | 0 | 0 | -2.3937 | 0 | 0 | -11.7719 | 2.0172 | 0 | 4.2957 | 4.2957 | 0.82261 | 31.8587 | 1.3567 | 3.3824 | 0 | 0.033193 | 0 | 0.78408 | 0.19745 | 0 | 24.4451 | 18.6661 | -20.0118 | 0 | 0.5984 | 0 | 1.8521 | 0.16009
2025_02_18 Hr 20 | 0 | 0 | 0 | 0.1611 | 0.15884 | 0.16256 | 0.16822 | 0.16933 | 0.17254 | 0 | 0 | 0.0031592 | 0.18 | 0.015864 | 1.6399 | 1.6399 | 9.1049 | 0.60934 | 0.003788 | 0.0058432 | 0.0073552 | 0 | 0 | 0 | 0 | 0 | 0 | 0.074695 | 0.014972 | 0.84991 | 0.39421 | 8.2778 | 2.2791 | 0 | 0.59632 | 0.89806 | 0 | 0 | 0 | 0 | -3.9926 | 0.062055 | 0 | 0 | 0 | -0.39451 | 0 | 0 | 0 | 0 | 0 | 0 | 0 | 0 | 3.2159 | 0 | 0 | 0 | 0 | 0 | -5.4625 | 0 | 0 | 0 | 0 | 0 | 0 | 0 | 0 | 0 | 0 | 0 | -2.3937 | 0 | 0 | -10.4405 | 2.0172 | 0 | 4.2957 | 4.2957 | 0.30032 | 32.0999 | 1.3567 | 3.3824 | 0 | 0.033193 | 0 | 0.78408 | 0.19745 | 0 | 27.454 | 18.038 | -18.6913 | 0 | 0.5984 | 0 | 1.8521 | 0.15897
2025_02_18 Hr 21 | 0 | 0 | 0 | 0.1611 | 0.15884 | 0.16256 | 0.16822 | 0.16933 | 0.17254 | 0 | 0 | 0.0031592 | 0.21 | 0.014363 | 1.6399 | 1.6399 | 9.1049 | 0.60934 | 0.003788 | 0.0058432 | 0.0073552 | 0 | 0 | 0 | 0 | 0 | 0 | 0.074695 | 0.014972 | 1.0909 | 0.39421 | 8.2778 | 2.2791 | 0 | 0.59632 | 0.89806 | 0 | 0 | 0 | 0 | -1.6043 | 0.062055 | 0 | 0 | 0 | -0.30567 | 0 | 0 | 0 | 0 | 0 | 0 | 0 | 0 | 3.2885 | 0 | 0 | 0 | 0 | 0 | -5.4625 | 0 | 0 | 0 | 0 | 0 | 0 | 0 | 0 | 0 | 0 | 0 | -2.3937 | 0 | 0 | -6 | 2.0172 | 0 | 4.2957 | 4.2957 | 0.17845 | 32.3409 | 1.3567 | 3.3824 | 0 | 0.033193 | 0 | 0.78408 | 0.19745 | 0 | 34.5909 | 18.0162 | -14.1619 | 0 | 0.5984 | 0 | 1.8521 | 0.15801
2025_02_18 Hr 22 | 0 | 0 | 0 | 0.1611 | 0.15884 | 0.16256 | 0.16822 | 0.16933 | 0.17254 | 0 | 0 | 0.0031592 | 0.18 | 0.011647 | 1.6399 | 1.6399 | 9.1049 | 0.60934 | 0.003788 | 0.0058432 | 0.0073552 | 0 | 0 | 0 | 0 | 0 | 0 | 0.074695 | 0.014972 | 1.2701 | 0.39421 | 8.2778 | 2.2791 | 0 | 0.59632 | 0.89806 | 0 | 0 | 0 | 0.6843 | -0.231 | 0.062055 | 0 | 0 | 0 | -0.28907 | 0 | 0 | 0 | 0 | 0 | 0 | 0 | 0 | 2.8094 | 0 | 0 | 0 | 0 | 0 | -5.4625 | 0 | 0 | 0 | 0 | 0 | 0 | 0 | 0 | 0 | 0 | 0 | -2.3937 | 0 | 0 | -8.1407 | 2.0172 | 0 | 4.2957 | 4.2957 | 0.58323 | 32.52 | 1.3567 | 3.3824 | 0 | 0.033193 | 0 | 0.78408 | 0.19745 | 0 | 34.5949 | 17.9076 | -16.2861 | 0 | 0.5984 | 0 | 1.8521 | 0.15641
2025_02_18 Hr 23 | 0 | 0 | 0 | 0.1611 | 0.15884 | 0.16256 | 0.16822 | 0.16933 | 0.17254 | 0 | 0 | 0.0031592 | 0.33 | 0.028801 | 1.6399 | 1.6399 | 9.1754 | 0.61014 | 0.003788 | 0.0058432 | 0.0073552 | 0 | 0 | 0.53146 | 0 | 0.42521 | 0 | 0.074695 | 0.014972 | 1.2796 | 0.39421 | 8.3201 | 2.2791 | 0 | 0.60107 | 0.89806 | 0 | 0 | 0 | 2.0636 | 0 | 0.062055 | 0 | 0 | 0 | -0.39064 | 0 | 0 | 0 | 0 | 0 | 0 | 0 | 0 | 3.0126 | 0 | 0 | 0 | 0 | 0 | 0 | -4.4375 | 0 | 0 | 0 | 0 | 0 | 0 | 0 | 0 | 0 | 0 | 0 | 0 | 0 | -15.4155 | 2.0172 | 0 | 4.3286 | 4.3286 | 0.67028 | 32.7091 | 1.3567 | 3.3824 | 0 | 0.033193 | 0 | 0.78408 | 0.19745 | 0 | 33.8538 | 18.3681 | -19.287 | 0 | 0.5984 | 0 | 1.8521 | 0.15475
2025_02_18 Hr 24 | 0 | 0 | 0 | 0.1611 | 0.15884 | 0.16256 | 0.16822 | 0.16933 | 0.17254 | 0 | 0 | 0.0031592 | 0.48 | 0.034427 | 1.6399 | 1.6399 | 9.1754 | 0.61014 | 0.003788 | 0.0058432 | 0.0073552 | 0 | 0 | 0.1149 | 0 | 0.0086466 | 0 | 0.074695 | 0.014972 | 1.2796 | 0.39421 | 8.3201 | 2.2791 | 0 | 0.60107 | 0.89806 | 0 | 0 | 0 | 1.4297 | 0 | 0.062055 | 0 | 0.10042 | 0 | -0.32065 | 0 | 0 | 0 | 0 | 0 | 0 | 0 | 0 | 2.8094 | 0 | 0 | 0 | 0 | 0 | 0 | -4.4375 | 0 | 0 | 0 | 0 | 0 | 0 | 0 | 0 | 0 | 0 | 0 | 0 | 0 | -14.4959 | 2.0172 | 0 | 4.3286 | 4.3286 | 1.0228 | 32.7091 | 1.3567 | 3.3824 | 0 | 0.033193 | 0 | 0.78408 | 0.19745 | 0 | 33.6798 | 18.6716 | -19.1305 | 0 | 0.5984 | 0 | 1.8521 | 0.15331
2025_02_19 Hr 01 | 0 | 0 | 0 | 0.13487 | 0.13297 | 0.13609 | 0.14083 | 0.14176 | 0.14444 | 0 | 0 | 0.0031592 | 0.66 | 0.045559 | 1.6399 | 1.6399 | 7.6824 | 0.51086 | 0.003788 | 0.0058432 | 0.0073552 | 0 | 0 | 0.042751 | 0 | -0.063499 | 0 | 0.074695 | 0.014972 | 1.2796 | 0.33081 | 6.9654 | 2.2791 | 0 | 0.60107 | 0.89806 | 0 | 0 | 0 | 1.3858 | 0 | 0.062055 | 0 | 0 | 0 | -0.30853 | 0 | 0 | 0 | 0 | 0 | 0 | 0 | 0 | 3.0126 | 0 | 0 | 0 | 0 | 0 | 0 | -4.4375 | 0 | 0 | 0 | 0 | 0 | 0 | 0 | 0 | 0 | 0 | 0 | 0 | 0 | -17.8794 | 2.0172 | 0 | 3.6238 | 3.6238 | 1.3362 | 28.1274 | 1.3567 | 3.3824 | 0 | 0.033193 | 0 | 0.78408 | 0.19745 | 0 | 26.2456 | 19.3785 | -22.6462 | 0 | 0.5984 | 0 | 1.8521 | 0.15245
2025_02_19 Hr 02 | 0 | 0 | 0 | 0.13487 | 0.13297 | 0.13609 | 0.14083 | 0.14176 | 0.14444 | 0 | 0 | 0.0031592 | 1.02 | 0.075685 | 1.6399 | 1.6399 | 7.6824 | 0.51086 | 0.003788 | 0.0058432 | 0.0073552 | 0 | 0 | 0.18127 | 0 | 0.075022 | 0 | 0.074695 | 0.014972 | 1.2796 | 0.33081 | 6.9654 | 2.2791 | 0 | 0.60107 | 0.89806 | 0 | 0 | 0 | 1.4341 | 0 | 0.062055 | 0 | 0 | 0 | -0.3318 | 0 | 0 | 0 | 0 | 0 | 0 | 0 | 0 | 3.6297 | 0 | 0 | 0 | 0 | 0 | 0 | -4.4375 | 0 | 0 | 0 | 0 | 0 | 0 | 0 | 0 | 0 | 0 | 0 | 0 | 0 | -21.4681 | 2.0172 | 0 | 3.6238 | 3.6238 | 1.4233 | 28.1274 | 1.3567 | 3.3824 | 0 | 0.033193 | 0 | 0.78408 | 0.19745 | 0 | 24.0531 | 20.4727 | -25.9811 | 0 | 0.5984 | 0 | 1.8521 | 0.15244
2025_02_19 Hr 03 | 0 | 0 | 0 | 0.13487 | 0.13297 | 0.13609 | 0.14083 | 0.14176 | 0.14444 | 0 | 0 | 0.0031592 | 1.41 | 0.10854 | 1.6399 | 1.6399 | 7.6824 | 0.51086 | 0.003788 | 0.0058432 | 0.0073552 | 0 | 0 | 0.25573 | 0 | 0.14948 | 0 | 0.074695 | 0.014972 | 1.2796 | 0.33081 | 6.9654 | 2.2791 | 0 | 0.60107 | 0.89806 | 0 | 0 | 0 | 1.5115 | 0 | 0.062055 | 0 | 0.074171 | 0 | -0.34431 | 0 | 0 | 0 | 0 | 0 | 0 | 0 | 0 | 3.4918 | 0 | 0 | 0 | 0 | 0 | 0 | -4.4375 | 0 | 0 | 0 | 0 | 0 | 0 | 0 | 0 | 0 | 0 | 0 | 0 | 0 | -25.3613 | 2.0172 | 0 | 3.6238 | 3.6238 | 2.0152 | 28.1274 | 1.3567 | 3.3824 | 0 | 0.033193 | 0 | 0.78408 | 0.19745 | 0 | 21.2503 | 21.3492 | -29.7379 | 0 | 0.5984 | 0 | 1.8521 | 0.15203
2025_02_19 Hr 04 | 0 | 0 | 0 | 0.13487 | 0.13297 | 0.13609 | 0.14083 | 0.14176 | 0.14444 | 0 | 0 | 0.0031592 | 1.56 | 0.11897 | 1.6399 | 1.6399 | 7.6824 | 0.51086 | 0.003788 | 0.0058432 | 0.0073552 | 0 | 0 | 0.23646 | 0 | 0.13021 | 0 | 0.074695 | 0.014972 | 1.2796 | 0.33081 | 6.9654 | 2.2791 | 0 | 0.60107 | 0.89806 | 0 | 0 | 0 | 1.455 | 0 | 0.062055 | 0 | 0 | 0 | -0.34108 | 0 | 0 | 0 | 0 | 0 | 0 | 0 | 0 | 3.2885 | 0 | 0 | 0 | 0 | 0 | 0 | -4.4375 | 0 | 0 | 0 | 0 | 0 | 0 | 0 | 0 | 0 | 0 | 0 | 0 | 0 | -28.2291 | 2.0172 | 0 | 3.6238 | 3.6238 | 2.568 | 28.1274 | 1.3567 | 3.3824 | 0 | 0.033193 | 0 | 0.78408 | 0.19745 | 0 | 18.8011 | 21.8596 | -32.641 | 0 | 0.5984 | 0 | 1.8521 | 0.15257
2025_02_19 Hr 05 | 0 | 0 | 0 | 0.13487 | 0.13297 | 0.13609 | 0.14083 | 0.14176 | 0.14444 | 0 | 0 | 0.0031592 | 1.59 | 0.12923 | 1.6399 | 1.6399 | 7.6824 | 0.51086 | 0.003788 | 0.0058432 | 0.0073552 | 0 | 0 | 0.37079 | 0 | 0.26454 | 0 | 0.074695 | 0.014972 | 1.2796 | 0.33081 | 6.9654 | 2.2791 | 0 | 0.60107 | 0.89806 | 0 | 0 | 0 | 1.5627 | 0 | 0.062055 | 0 | 0 | 0 | -0.36364 | 0 | 0 | 0 | 0 | 0 | 0 | 0 | 0 | 3.9055 | 0 | 0 | 0 | 0 | 0 | 0 | -4.4375 | 0 | 0 | 0 | 0 | 0 | 0 | 0 | 0 | 0 | 0 | 0 | 0 | 0 | -27.7304 | 2.0172 | 0 | 3.6238 | 3.6238 | 2.7377 | 28.1274 | 1.3567 | 3.3824 | 0 | 0.033193 | 0 | 0.78408 | 0.19745 | 0 | 20.481 | 22.6871 | -31.8962 | 0 | 0.5984 | 0 | 1.8521 | 0.15298
2025_02_19 Hr 06 | 0 | 0 | 0 | 0.13487 | 0.13297 | 0.13609 | 0.14083 | 0.14176 | 0.14444 | 0 | 0 | 0.0031592 | 1.65 | 0.16586 | 1.6399 | 1.6399 | 7.6824 | 0.51086 | 0.003788 | 0.0058432 | 0.0073552 | 0 | 0 | 0.88631 | 0 | 0.78006 | 0 | 0.074695 | 0.014972 | 1.2796 | 0.33081 | 6.9654 | 2.2791 | 0.83658 | 0.60107 | 0.89806 | 0 | 0 | 0 | 1.1178 | -2.4158 | 0.062055 | 0 | 0 | 0 | -0.45025 | 0 | 0 | 0 | 0 | 0 | 0 | 0 | 0 | 3.9055 | 0 | 0 | 0 | 0 | 0 | 0 | -4.4375 | 0 | 0 | 0 | 0 | 0 | 0 | 0 | 0 | 0 | 0 | 0 | 0 | 0 | -34.3789 | 2.0172 | 0 | 3.6238 | 3.6238 | 2.5375 | 28.964 | 1.3567 | 3.3824 | 0 | 0.033193 | 0 | 0.78408 | 0.19745 | 0 | 12.6516 | 22.5859 | -37.6003 | 0 | 0.5984 | 0 | 1.8521 | 0.15538
2025_02_19 Hr 07 | 0 | 0 | 0 | 0.13487 | 0.13297 | 0.13609 | 0.14083 | 0.14176 | 0.14444 | 0 | 0 | 0.0031592 | 1.74 | 0.17043 | 1.6399 | 1.6399 | 7.6234 | 0.51019 | 0.003788 | 0.0058432 | 0.0073552 | 0 | 0 | 0 | 0 | 0 | 0 | 0.074695 | 0.014972 | 1.2796 | 0.33081 | 6.9299 | 2.2791 | 0.83658 | 0.59632 | 0.89806 | 0 | 0 | 0 | 0 | -6.0836 | 0.062055 | 0 | 0 | 0 | -0.43867 | 0 | 0 | 0 | 0 | 0 | 0 | 0 | 0 | 4.1088 | 0 | 0 | 0 | 0 | 0 | -5.4625 | 0 | 0 | 0 | 0 | 0 | 0 | 0 | 0 | 0 | 0 | 0 | -2.3937 | 0 | 0 | -28.928 | 2.0172 | 0 | 3.5962 | 3.5962 | 2.7769 | 28.8137 | 1.3567 | 3.3824 | 0 | 0.033193 | 0 | 0.78408 | 0.19745 | 0 | 8.6282 | 23.1211 | -37.2229 | 0 | 0.5984 | 0 | 1.8521 | 0.15808
2025_02_19 Hr 08 | 0.090742 | 0 | 0 | 0.13487 | 0.13297 | 0.13609 | 0.14083 | 0.14176 | 0.14444 | 0 | 0 | 0.0031592 | 1.86 | 0.18047 | 1.6399 | 1.6399 | 7.6234 | 0.51019 | 0.003788 | 0.0058432 | 0.0073552 | 0 | 0 | 0 | 0 | 0 | 0 | 0.074695 | 0.014972 | 1.2796 | 0.33081 | 6.9299 | 2.2791 | 0.83658 | 0.59632 | 0.89806 | 0 | 0 | 0 | 0 | -8.4808 | 0.062055 | 0 | 0 | 0 | -0.43453 | 0 | 0 | 0 | 0 | 0 | 0 | 0 | 0 | 4.2467 | 0 | 0 | 0 | 0 | 0 | -5.4625 | 0 | 0 | 0 | 0 | 0 | 0 | 0 | 0 | 0 | 0 | 0 | -2.3937 | 0 | 0 | -21.0247 | 2.0172 | 0 | 3.5962 | 3.5962 | 2.8596 | 28.8137 | 1.3567 | 3.3824 | 0 | 0.033193 | -0.090742 | 0.78408 | 0.19745 | 0 | 14.4898 | 23.5632 | -29.4063 | 0 | 0.5984 | 0 | 1.8521 | 0.15873
2025_02_19 Hr 09 | 0.45429 | 0 | 0 | 0.13487 | 0.13297 | 0.13609 | 0.14083 | 0.14176 | 0.14444 | 0 | 0 | 0.0031592 | 1.98 | 0.19241 | 1.6399 | 1.6399 | 7.6234 | 0.51019 | 0.003788 | 0.0058432 | 0.0073552 | 0 | 0 | 0 | 0 | 0 | 0 | 0.074695 | 0.014972 | 1.2796 | 0.33081 | 6.9299 | 2.2791 | 0.83658 | 0.59632 | 0.89806 | 0 | 0 | 0 | 0 | -7.0806 | 0.062055 | 0 | 0 | 0 | -0.4352 | 0 | 0 | 0 | 0 | 0 | 0 | 0 | 0 | 4.7259 | 0 | 0 | 0 | 0 | 0 | -5.4625 | 0 | 0 | 0 | 0 | 0 | 0 | 0 | 0 | 0 | 0 | 0 | -2.3937 | 0 | 0 | -18.5988 | 2.0172 | 0 | 3.5962 | 3.5962 | 2.8683 | 28.8137 | 1.3567 | 3.3824 | 0 | 0.033193 | -0.45429 | 0.78408 | 0.19745 | 0 | 18.9345 | 24.546 | -27.3446 | 0 | 0.5984 | 0 | 1.8521 | 0.15829
2025_02_19 Hr 10 | 0.54503 | 1.0129e-05 | 0 | 0.13487 | 0.13297 | 0.13609 | 0.14083 | 0.14176 | 0.14444 | 0 | 0 | 0.0031592 | 1.38 | 0.12425 | 1.6399 | 1.6399 | 7.6234 | 0.51019 | 0.003788 | 0.0058432 | 0.0073552 | 0 | 0 | 0 | 0 | 0 | 0 | 0.074695 | 0.014972 | 1.2796 | 0.33081 | 6.9299 | 2.2791 | 0.83658 | 0.59632 | 0.89806 | 0 | 0 | 0 | 0 | -4.8566 | 0.062055 | 0 | 0 | 0 | -0.40307 | 0 | 0 | 0 | 0 | 0 | 0 | 0 | 0 | 4.8638 | 0 | 0 | 0 | 0 | 0 | -5.4625 | 0 | 0 | 0 | 0 | 0 | 0 | 0 | 0 | 0 | 0 | 0 | -2.3937 | 0 | 0 | -10.9633 | 2.0172 | 0 | 3.5962 | 3.5962 | 2.7986 | 28.8137 | 1.3567 | 3.3824 | 0 | 0.033193 | -0.54503 | 0.78408 | 0.19745 | 0 | 28.2255 | 24.036 | -19.7676 | 0 | 0.5984 | 0 | 1.8521 | 0.1574
2025_02_19 Hr 11 | 0.6357 | 3.0875e-05 | 0 | 0.13487 | 0.13297 | 0.13609 | 0.14083 | 0.14176 | 0.14444 | 0 | 0 | 0.0031592 | 1.17 | 0.093654 | 1.6399 | 1.6399 | 7.6234 | 0.51019 | 0.003788 | 0.0058432 | 0.0073552 | 0 | 0 | 0 | 0 | 0 | 0 | 0.074695 | 0.014972 | 1.2796 | 0.33081 | 6.9299 | 2.2791 | 0.83658 | 0.59632 | 0.89806 | 0 | 0 | 0 | 0 | -3.0676 | 0.062055 | 0 | 0 | 0 | -0.35811 | 0 | 0 | 0 | 0 | 0 | 0 | 0 | 0 | 4.8638 | 0 | 0 | 0 | 0 | 0 | -5.4625 | 0 | 0 | 0 | 0 | 0 | 0 | 0 | 0 | 0 | 0 | 0 | -2.3937 | 0 | 0 | -9.595 | 2.0172 | 0 | 3.5962 | 3.5962 | 2.7203 | 28.8137 | 1.3567 | 3.3824 | 0 | 0.033193 | -0.6357 | 0.78408 | 0.19745 | 0 | 31.1083 | 23.8072 | -18.445 | 0 | 0.5984 | 0 | 1.8521 | 0.15685
2025_02_19 Hr 12 | 0.59008 | 7.9883e-05 | 0 | 0.13487 | 0.13297 | 0.13609 | 0.14083 | 0.14176 | 0.14444 | 0 | 0 | 0.0031592 | 1.05 | 0.081547 | 1.6399 | 1.6399 | 7.6234 | 0.51019 | 0.003788 | 0.0058432 | 0.0073552 | 0 | 0 | 0 | 0 | 0 | 0 | 0.074695 | 0.014972 | 1.2779 | 0.33081 | 6.9299 | 2.2791 | 0.83658 | 0.59632 | 0.89806 | 0 | 0 | 0 | 0 | -2.3942 | 0.062055 | 0 | 0 | 0 | -0.34739 | 0 | 0 | 0 | 0 | 0 | 0 | 0 | 0 | 4.7259 | 0 | 0 | 0 | 0 | 0 | -5.4625 | 0 | 0 | 0 | 0 | 0 | 0 | 0 | 0 | 0 | 0 | 0 | -2.3937 | 0 | 0 | -6.8063 | 2.0172 | 0 | 3.5962 | 3.5962 | 2.7769 | 28.812 | 1.3567 | 3.3824 | 0 | 0.033193 | -0.59008 | 0.78408 | 0.19745 | 0 | 34.3657 | 23.5478 | -15.6 | 0 | 0.5984 | 0 | 1.8521 | 0.15651
2025_02_19 Hr 13 | 0.65808 | 9.8119e-05 | 0 | 0.13487 | 0.13297 | 0.13609 | 0.14083 | 0.14176 | 0.14444 | 0 | 0 | 0.0031592 | 0.27 | 0.028421 | 1.6399 | 1.6399 | 7.6234 | 0.51019 | 0.003788 | 0.0058432 | 0.0073552 | 0 | 0 | 0 | 0 | 0 | 0 | 0.074695 | 0.014972 | 1.2796 | 0.33081 | 6.9299 | 2.2791 | 0.83658 | 0.59632 | 0.89806 | 0 | 0 | 0 | 0 | -2.6793 | 0.062055 | 0 | 0 | 0 | -0.47158 | 0 | 0 | 0 | 0 | 0 | 0 | 0 | 0 | 4.3121 | 0 | 0 | 0 | 0 | 0 | -5.4625 | 0 | 0 | 0 | 0 | 0 | 0 | 0 | 0 | 0 | 0 | 0 | -2.3937 | 0 | 0 | -6.711 | 2.0172 | 0 | 3.5962 | 3.5962 | 2.7508 | 28.8137 | 1.3567 | 3.3824 | 0 | 0.033193 | -0.65808 | 0.78408 | 0.19745 | 0 | 32.7801 | 22.3426 | -15.6969 | 0 | 0.5984 | 0 | 1.8521 | 0.15628
2025_02_19 Hr 14 | 0.56726 | 5.3073e-05 | 0 | 0.13487 | 0.13297 | 0.13609 | 0.14083 | 0.14176 | 0.14444 | 0 | 0 | 0.0031592 | 0.24 | 0.026418 | 1.6399 | 1.6399 | 7.6234 | 0.51019 | 0.003788 | 0.0058432 | 0.0073552 | 0 | 0 | 0 | 0 | 0 | 0 | 0.074695 | 0.014972 | 1.2796 | 0.33081 | 6.9299 | 2.2791 | 0.83658 | 0.59632 | 0.89806 | 0 | 0 | 0 | 0 | -1.7028 | 0.062055 | 0 | 0 | 0 | -0.49324 | 0 | 0 | 0 | 0 | 0 | 0 | 0 | 0 | 4.45 | 0 | 0 | 0 | 0 | 0 | -5.4625 | 0 | 0 | 0 | 0 | 0 | 0 | 0 | 0 | 0 | 0 | 0 | -2.3937 | 0 | 0 | -6.738 | 2.0172 | 0 | 3.5962 | 3.5962 | 2.8683 | 28.8137 | 1.3567 | 3.3824 | 0 | 0.033193 | -0.56726 | 0.78408 | 0.19745 | 0 | 33.9309 | 22.4748 | -15.6547 | 0 | 0.5984 | 0 | 1.8521 | 0.15588
2025_02_19 Hr 15 | 0.49941 | 4.8576e-05 | 0 | 0.13487 | 0.13297 | 0.13609 | 0.14083 | 0.14176 | 0.14444 | 0 | 0 | 0.0031592 | 0.36 | 0.0351 | 1.6399 | 1.6399 | 7.6234 | 0.51019 | 0.003788 | 0.0058432 | 0.0073552 | 0 | 0 | 0 | 0 | 0 | 0 | 0.074695 | 0.014972 | 1.2545 | 0.33081 | 6.9299 | 2.2791 | 0.83658 | 0.59632 | 0.89806 | 0 | 0 | 0 | 0.1346 | -0.3771 | 0.062055 | 0 | 0 | 0 | -0.43665 | 0 | 0 | 0 | 0 | 0 | 0 | 0 | 0 | 4.1088 | 0 | 0 | 0 | 0 | 0 | -5.4625 | 0 | 0 | 0 | 0 | 0 | 0 | 0 | 0 | 0 | 0 | 0 | -2.3937 | 0 | 0 | -6.1628 | 2.0172 | 0 | 3.4914 | 3.4914 | 3.0511 | 28.5789 | 1.3567 | 3.3824 | 0 | 0.033193 | -0.49941 | 0.78408 | 0.19745 | 0 | 35.7582 | 22.3768 | -14.9551 | 0 | 0.5984 | 0 | 1.8521 | 0.15549
2025_02_19 Hr 16 | 0.31814 | 0.00011006 | 0 | 0.13487 | 0.13297 | 0.13609 | 0.14083 | 0.14176 | 0.14444 | 0 | 0 | 0.0031592 | 0.21 | 0.020843 | 1.6399 | 1.6399 | 7.6234 | 0.51019 | 0.003788 | 0.0058432 | 0.0073552 | 0 | 0 | 0 | 0 | 0 | 0 | 0.074695 | 0.014972 | 1.2545 | 0.33081 | 6.9299 | 2.2791 | 0.83658 | 0.59632 | 0.89806 | 0 | 0 | 0 | 0.031055 | -0.83119 | 0.062055 | 0 | 0 | 0 | -0.44453 | 0 | 0 | 0 | 0 | 0 | 0 | 0 | 0 | 4.1088 | 0 | 0 | 0 | 0 | 0 | -5.4625 | 0 | 0 | 0 | 0 | 0 | 0 | 0 | 0 | 0 | 0 | 0 | -2.3937 | 0 | 0 | -7.4814 | 2.0172 | 0 | 3.57 | 3.57 | 3.1599 | 28.7362 | 1.3567 | 3.3824 | 0 | 0.033193 | -0.31814 | 0.78408 | 0.19745 | 0 | 33.9761 | 22.1403 | -16.1003 | 0 | 0.5984 | 0 | 1.8521 | 0.15557
2025_02_19 Hr 17 | 0.22653 | 0.00018197 | 0 | 0.13487 | 0.13297 | 0.13609 | 0.14083 | 0.14176 | 0.14444 | 0 | 0 | 0.0031592 | 0.21 | 0.019022 | 1.6399 | 1.6399 | 7.6234 | 0.51019 | 0.003788 | 0.0058432 | 0.0073552 | 0 | 0 | 0 | 0 | 0 | 0 | 0.074695 | 0.014972 | 1.2796 | 0.33081 | 6.9299 | 2.2791 | 0.83658 | 0.59632 | 0.89806 | 0 | 0 | 0 | 0 | -1.9554 | 0.062055 | 0 | 0 | 0 | -0.40551 | 0 | 0 | 0 | 0 | 0 | 0 | 0 | 0 | 4.3121 | 0 | 0 | 0 | 0 | 0 | -5.4625 | 0 | 0 | 0 | 0 | 0 | 0 | 0 | 0 | 0 | 0 | 0 | -2.3937 | 0 | 0 | -7.0159 | 2.0172 | 0 | 3.5962 | 3.5962 | 3.1512 | 28.8137 | 1.3567 | 3.3824 | 0 | 0.033193 | -0.22653 | 0.78408 | 0.19745 | 0 | 33.5962 | 22.242 | -15.5041 | 0 | 0.5984 | 0 | 1.8521 | 0.1561
2025_02_19 Hr 18 | 0 | 2.3064e-05 | 0 | 0.13487 | 0.13297 | 0.13609 | 0.14083 | 0.14176 | 0.14444 | 0 | 0 | 0.0031592 | 0.57 | 0.081799 | 1.6399 | 1.6399 | 7.6234 | 0.51019 | 0.003788 | 0.0058432 | 0.0073552 | 0 | 0 | 0 | 0 | 0 | 0 | 0.074695 | 0.014972 | 1.2796 | 0.33081 | 6.9299 | 2.2791 | 0.83658 | 0.59632 | 0.89806 | 0 | 0 | 0 | 0 | -9.3905 | 0.062055 | 0 | 0 | 0 | -0.64368 | 0 | 0 | 0 | 0 | 0 | 0 | 0 | 0 | 4.1741 | 0 | 0 | 0 | 0 | 0 | -5.4625 | 0 | 0 | 0 | 0 | 0 | 0 | 0 | 0 | 0 | 0 | 0 | -2.3937 | 0 | 0 | -9.8896 | 2.0172 | 0 | 3.5962 | 3.5962 | 2.8987 | 28.8137 | 1.3567 | 3.3824 | 0 | 0.033193 | 0 | 0.78408 | 0.19745 | 0 | 23.0833 | 22.0497 | -18.3895 | 0 | 0.5984 | 0 | 1.8521 | 0.15807
2025_02_19 Hr 19 | 0 | 0 | 0 | 0.13487 | 0.13297 | 0.13609 | 0.14083 | 0.14176 | 0.14444 | 0 | 0 | 0.0031592 | 0.75 | 0.10853 | 1.6399 | 1.6399 | 7.6234 | 0.51019 | 0.003788 | 0.0058432 | 0.0073552 | 0 | 0 | 0 | 0 | 0 | 0 | 0.074695 | 0.014972 | 1.2796 | 0.33081 | 6.9299 | 2.2791 | 0.83658 | 0.59632 | 0.89806 | 0 | 0 | 0 | 0 | -11.1664 | 0.062055 | 0 | 0 | 0 | -0.64907 | 0 | 0 | 0 | 0 | 0 | 0 | 0 | 0 | 4.2467 | 0 | 0 | 0 | 0 | 0 | -5.4625 | 0 | 0 | 0 | 0 | 0 | 0 | 0 | 0 | 0 | 0 | 0 | -2.3937 | 0 | 0 | -7.1821 | 2.0172 | 0 | 3.5962 | 3.5962 | 2.6985 | 28.8137 | 1.3567 | 3.3824 | 0 | 0.033193 | 0 | 0.78408 | 0.19745 | 0 | 24.0891 | 22.1293 | -15.6875 | 0 | 0.5984 | 0 | 1.8521 | 0.15858
2025_02_19 Hr 20 | 0 | 0 | 0 | 0.13487 | 0.13297 | 0.13609 | 0.14083 | 0.14176 | 0.14444 | 0 | 0 | 0.0031592 | 1.32 | 0.20179 | 1.6399 | 1.6399 | 7.6234 | 0.51019 | 0.003788 | 0.0058432 | 0.0073552 | 0 | 0 | 0 | 0 | 0 | 0 | 0.074695 | 0.014972 | 1.2796 | 0.33081 | 6.9299 | 2.2791 | 0.83658 | 0.59632 | 0.89806 | 0 | 0 | 0 | 0 | -10.7401 | 0.062055 | 0 | 0 | 0 | -0.6858 | 0 | 0 | 0 | 0 | 0 | 0 | 0 | 0 | 4.1741 | 0 | 0 | 0 | 0 | 0 | -5.4625 | 0 | 0 | 0 | 0 | 0 | 0 | 0 | 0 | 0 | 0 | 0 | -2.3937 | 0 | 0 | -15.6576 | 2.0172 | 0 | 3.5962 | 3.5962 | 2.6985 | 28.8137 | 1.3567 | 3.3824 | 0 | 0.033193 | 0 | 0.78408 | 0.19745 | 0 | 16.5936 | 22.7196 | -24.1996 | 0 | 0.5984 | 0 | 1.8521 | 0.15826
2025_02_19 Hr 21 | 0 | 0 | 0 | 0.13487 | 0.13297 | 0.13609 | 0.14083 | 0.14176 | 0.14444 | 0 | 0 | 0.0031592 | 1.65 | 0.24257 | 1.6399 | 1.6399 | 7.6234 | 0.51019 | 0.003788 | 0.0058432 | 0.0073552 | 0 | 0 | 0 | 0 | 0 | 0 | 0.074695 | 0.014972 | 1.2796 | 0.33081 | 6.9299 | 2.2791 | 0.83658 | 0.59632 | 0.89806 | 0 | 0 | 0 | 0 | -6.93 | 0.062055 | 0 | 0 | 0 | -0.65945 | 0 | 0 | 0 | 0 | 0 | 0 | 0 | 0 | 4.1741 | 0 | 0 | 0 | 0 | 0 | -5.4625 | 0 | 0 | 0 | 0 | 0 | 0 | 0 | 0 | 0 | 0 | 0 | -2.3937 | 0 | 0 | -14.652 | 2.0172 | 0 | 3.5962 | 3.5962 | 2.89 | 28.8137 | 1.3567 | 3.3824 | 0 | 0.033193 | 0 | 0.78408 | 0.19745 | 0 | 21.997 | 23.2809 | -23.1676 | 0 | 0.5984 | 0 | 1.8521 | 0.15727
2025_02_19 Hr 22 | 0 | 0 | 0 | 0.13487 | 0.13297 | 0.13609 | 0.14083 | 0.14176 | 0.14444 | 0 | 0 | 0.0031592 | 1.71 | 0.19156 | 1.6399 | 1.6399 | 7.6234 | 0.51019 | 0.003788 | 0.0058432 | 0.0073552 | 0 | 0 | 0 | 0 | 0 | 0 | 0.074695 | 0.014972 | 1.2796 | 0.33081 | 6.9299 | 2.2791 | 0.83658 | 0.59632 | 0.89806 | 0 | 0 | 0 | 0 | -2.5837 | 0.062055 | 0 | 0 | 0 | -0.50201 | 0 | 0 | 0 | 0 | 0 | 0 | 0 | 0 | 4.45 | 0 | 0 | 0 | 0 | 0 | -5.4625 | 0 | 0 | 0 | 0 | 0 | 0 | 0 | 0 | 0 | 0 | 0 | -2.3937 | 0 | 0 | -14.6214 | 2.0172 | 0 | 3.5962 | 3.5962 | 2.8596 | 28.8137 | 1.3567 | 3.3824 | 0 | 0.033193 | 0 | 0.78408 | 0.19745 | 0 | 26.7845 | 23.5342 | -22.9797 | 0 | 0.5984 | 0 | 1.8521 | 0.15619
2025_02_19 Hr 23 | 0 | 0 | 0 | 0.13487 | 0.13297 | 0.13609 | 0.14083 | 0.14176 | 0.14444 | 0 | 0 | 0.0031592 | 1.71 | 0.2201 | 1.6399 | 1.6399 | 7.6824 | 0.51086 | 0.003788 | 0.0058432 | 0.0073552 | 0 | 0 | 1.6415 | 0 | 1.5353 | 0 | 0.074695 | 0.014972 | 1.2796 | 0.33081 | 6.9654 | 2.2791 | 0 | 0.60107 | 0.89806 | 0 | 0 | 0 | 1.4287 | 0 | 0.062055 | 0 | 0 | 0 | -0.57712 | 0 | 0 | 0 | 0 | 0 | 0 | 0 | 0 | 4.7259 | 0 | 0 | 0 | 0 | 0 | 0 | -4.4375 | 0 | 0 | 0 | 0 | 0 | 0 | 0 | 0 | 0 | 0 | 0 | 0 | 0 | -19.3991 | 2.0172 | 0 | 3.6238 | 3.6238 | 2.8683 | 28.1274 | 1.3567 | 3.3824 | 0 | 0.033193 | 0 | 0.78408 | 0.19745 | 0 | 32.1693 | 23.8502 | -21.237 | 0 | 0.5984 | 0 | 1.8521 | 0.15427
2025_02_19 Hr 24 | 0 | 0 | 0 | 0.13487 | 0.13297 | 0.13609 | 0.14083 | 0.14176 | 0.14444 | 0 | 0 | 0.0031592 | 1.8 | 0.22682 | 1.6399 | 1.6399 | 7.6824 | 0.51086 | 0.003788 | 0.0058432 | 0.0073552 | 0 | 0 | 1.569 | 0 | 1.4628 | 0 | 0.074695 | 0.014972 | 1.2796 | 0.33081 | 6.9654 | 2.2791 | 0 | 0.60107 | 0.89806 | 0 | 0 | 0 | 2.4666 | 0 | 0.062055 | 0 | 0 | 0 | -0.56495 | 0 | 0 | 0 | 0 | 0 | 0 | 0 | 0 | 4.5226 | 0 | 0 | 0 | 0 | 0 | 0 | -4.4375 | 0 | 0 | 0 | 0 | 0 | 0 | 0 | 0 | 0 | 0 | 0 | 0 | 0 | -24.6464 | 2.0172 | 0 | 3.6238 | 3.6238 | 2.9684 | 28.1274 | 1.3567 | 3.3824 | 0 | 0.033193 | 0 | 0.78408 | 0.19745 | 0 | 27.82 | 23.843 | -26.617 | 0 | 0.5984 | 0 | 1.8521 | 0.15354
2025_02_20 Hr 01 | 0 | 0 | 0 | 0.18633 | 0.18372 | 0.18803 | 0.19457 | 0.19585 | 0.19956 | 0 | 0 | 0.0031592 | 1.68 | 0.19885 | 1.6399 | 1.6399 | 10.6117 | 0.70565 | 0.003788 | 0.0058432 | 0.0073552 | 0 | 0 | 1.3643 | 0 | 1.258 | 0 | 0.074695 | 0.014972 | 1.2796 | 0.45521 | 9.6234 | 2.2791 | 0 | 0.60107 | 0.89806 | 0 | 0 | 0 | 2.3298 | 0 | 0.062055 | 0 | 0 | 0 | -0.53054 | 0 | 0 | 0 | 0 | 0 | 0 | 0 | 0 | 4.2467 | 0 | 0 | 0 | 0 | 0 | 0 | -4.4375 | 0 | 0 | 0 | 0 | 0 | 0 | 0 | 0 | 0 | 0 | 0 | 0 | 0 | -20.4884 | 2.0172 | 0 | 5.0067 | 5.0067 | 2.9379 | 37.1168 | 1.3567 | 3.3824 | 0 | 0.033193 | 0 | 0.78408 | 0.19745 | 0 | 39.9999 | 23.3876 | -22.8342 | 0 | 0.5984 | 0 | 1.8521 | 0.15248
2025_02_20 Hr 02 | 0 | 0 | 0 | 0.18633 | 0.18372 | 0.18803 | 0.19457 | 0.19585 | 0.19956 | 0 | 0 | 0.0031592 | 1.53 | 0.17364 | 1.6399 | 1.6399 | 10.6117 | 0.70565 | 0.003788 | 0.0058432 | 0.0073552 | 0 | 0 | 1.2337 | 0 | 1.1274 | 0 | 0.074695 | 0.014972 | 1.2796 | 0.45521 | 9.6234 | 2.2791 | 0 | 0.60107 | 0.89806 | 0 | 0 | 0 | 2.2527 | 0 | 0.062055 | 0 | 0 | 0 | -0.50861 | 0 | 0 | 0 | 0 | 0 | 0 | 0 | 0 | 3.9709 | 0 | 0 | 0 | 0 | 0 | 0 | -4.4375 | 0 | 0 | 0 | 0 | 0 | 0 | 0 | 0 | 0 | 0 | 0 | 0 | 0 | -19.8021 | 2.0172 | 0 | 5.0067 | 5.0067 | 2.8813 | 37.1168 | 1.3567 | 3.3824 | 0 | 0.033193 | 0 | 0.78408 | 0.19745 | 0 | 39.8625 | 22.8801 | -22.3871 | 0 | 0.5984 | 0 | 1.8521 | 0.15262
2025_02_20 Hr 03 | 0 | 0 | 0 | 0.18633 | 0.18372 | 0.18803 | 0.19457 | 0.19585 | 0.19956 | 0 | 0 | 0.0031592 | 1.8 | 0.19774 | 1.6399 | 1.6399 | 10.6117 | 0.70565 | 0.003788 | 0.0058432 | 0.0073552 | 0 | 0 | 1.1363 | 0 | 1.03 | 0 | 0.074695 | 0.014972 | 1.2796 | 0.45521 | 9.6234 | 2.2791 | 0 | 0.60107 | 0.89806 | 0 | 0 | 0 | 2.1347 | 0 | 0.062055 | 0 | 0 | 0 | -0.49224 | 0 | 0 | 0 | 0 | 0 | 0 | 0 | 0 | 3.9055 | 0 | 0 | 0 | 0 | 0 | 0 | -4.4375 | 0 | 0 | 0 | 0 | 0 | 0 | 0 | 0 | 0 | 0 | 0 | 0 | 0 | -19.4447 | 2.0172 | 0 | 5.0067 | 5.0067 | 2.8813 | 37.1168 | 1.3567 | 3.3824 | 0 | 0.033193 | 0 | 0.78408 | 0.19745 | 0 | 40.1525 | 23.1092 | -22.2081 | 0 | 0.5984 | 0 | 1.8521 | 0.15297
2025_02_20 Hr 04 | 0 | 0 | 0 | 0.18633 | 0.18372 | 0.18803 | 0.19457 | 0.19585 | 0.19956 | 0 | 0 | 0.0031592 | 2.04 | 0.22156 | 1.6399 | 1.6399 | 10.6117 | 0.70565 | 0.003788 | 0.0058432 | 0.0073552 | 0 | 0 | 1.1029 | 0 | 0.99669 | 0 | 0.074695 | 0.014972 | 1.2796 | 0.45521 | 9.6234 | 2.2791 | 0 | 0.60107 | 0.89806 | 0 | 0 | 0 | 2.098 | 0 | 0.062055 | 0 | 0 | 0 | -0.48664 | 0 | 0 | 0 | 0 | 0 | 0 | 0 | 0 | 3.9055 | 0 | 0 | 0 | 0 | 0 | 0 | -4.4375 | 0 | 0 | 0 | 0 | 0 | 0 | 0 | 0 | 0 | 0 | 0 | 0 | 0 | -16.5757 | 2.0172 | 0 | 5.0067 | 5.0067 | 2.8291 | 37.1168 | 1.3567 | 3.3824 | 0 | 0.033193 | 0 | 0.78408 | 0.19745 | 0 | 43.1351 | 23.3205 | -19.4002 | 0 | 0.5984 | 0 | 1.8521 | 0.15267
2025_02_20 Hr 05 | 0 | 0 | 0 | 0.18633 | 0.18372 | 0.18803 | 0.19457 | 0.19585 | 0.19956 | 0 | 0 | 0.0031592 | 1.95 | 0.22425 | 1.6399 | 1.6399 | 10.6117 | 0.70565 | 0.003788 | 0.0058432 | 0.0073552 | 0 | 0 | 1.2741 | 0 | 1.1678 | 0 | 0.074695 | 0.014972 | 1.2796 | 0.45521 | 9.6234 | 2.2791 | 0 | 0.60107 | 0.89806 | 0 | 0 | 0 | 1.1338 | 0 | 0.062055 | 0 | 0 | 0 | -0.51539 | 0 | 0 | 0 | 0 | 0 | 0 | 0 | 0 | 3.4918 | 0 | 0 | 0 | 0 | 0 | 0 | -4.4375 | 0 | 0 | 0 | 0 | 0 | 0 | 0 | 0 | 0 | 0 | 0 | 0 | 0 | -17.2472 | 2.0172 | 0 | 5.0067 | 5.0067 | 2.8204 | 37.1168 | 1.3567 | 3.3824 | 0 | 0.033193 | 0 | 0.78408 | 0.19745 | 0 | 41.3043 | 22.812 | -19.7582 | 0 | 0.5984 | 0 | 1.8521 | 0.15394
2025_02_20 Hr 06 | 0 | 0 | 0 | 0.18633 | 0.18372 | 0.18803 | 0.19457 | 0.19585 | 0.19956 | 0 | 0 | 0.0031592 | 1.68 | 0.20639 | 1.6399 | 1.6399 | 10.6117 | 0.70565 | 0.003788 | 0.0058432 | 0.0073552 | 0 | 0 | 1.4844 | 0 | 1.3781 | 0 | 0.074695 | 0.014972 | 1.2796 | 0.45521 | 9.6234 | 2.2791 | 0 | 0.60107 | 0.89806 | 0 | 0 | 0 | 0 | -4.7634 | 0.062055 | 0 | 0 | 0 | -0.55072 | 0 | 0 | 0 | 0 | 0 | 0 | 0 | 0 | 3.7676 | 0 | 0 | 0 | 0 | 0 | 0 | -4.4375 | 0 | 0 | 0 | 0 | 0 | 0 | 0 | 0 | 0 | 0 | 0 | 0 | 0 | -15.2208 | 2.0172 | 0 | 5.0067 | 5.0067 | 2.6376 | 37.1168 | 1.3567 | 3.3824 | 0 | 0.033193 | 0 | 0.78408 | 0.19745 | 0 | 37.6264 | 22.6195 | -17.3465 | 0 | 0.5984 | 0 | 1.8521 | 0.15627
2025_02_20 Hr 07 | 0 | 0 | 0 | 0.18633 | 0.18372 | 0.18803 | 0.19457 | 0.19585 | 0.19956 | 0 | 0 | 0.0031592 | 1.2 | 0.15255 | 1.6399 | 1.6399 | 10.5302 | 0.70472 | 0.003788 | 0.0058432 | 0.0073552 | 0 | 0 | 0 | 0 | 0 | 0 | 0.074695 | 0.014972 | 1.2796 | 0.45521 | 9.5744 | 2.2791 | 0 | 0.59632 | 0.89806 | 0 | 0 | 0 | 0 | -11.7008 | 0.062055 | 0 | 0 | 0 | -0.56997 | 0 | 0 | 0 | 0 | 0 | 0 | 0 | 0 | 3.833 | 0 | 0 | 0 | 0 | 0 | -5.4625 | 0 | 0 | 0 | 0 | 0 | 0 | 0 | 0 | 0 | 0 | 0 | -2.3937 | 0 | 0 | -4.7458 | 2.0172 | 0 | 4.9685 | 4.9685 | 2.4896 | 36.9091 | 1.3567 | 3.3824 | 0 | 0.033193 | 0 | 0.78408 | 0.19745 | 0 | 34.0372 | 22.0009 | -13.172 | 0 | 0.5984 | 0 | 1.8521 | 0.15889
2025_02_20 Hr 08 | 0.11341 | 0 | 0 | 0.18633 | 0.18372 | 0.18803 | 0.19457 | 0.19585 | 0.19956 | 0 | 0 | 0.0031592 | 0.99 | 0.12556 | 1.6399 | 1.6399 | 10.5302 | 0.70472 | 0.003788 | 0.0058432 | 0.0073552 | 0 | 0 | 0 | 0 | 0 | 0 | 0.074695 | 0.014972 | 1.2796 | 0.45521 | 9.5744 | 2.2791 | 0 | 0.59632 | 0.89806 | 0 | 0 | 0 | 0 | -15.0811 | 0.062055 | 0 | 0 | 0 | -0.56862 | 0 | 0 | 0 | 0 | 0 | 0 | 0 | 0 | 3.6297 | 0 | 0 | 0 | 0 | 0 | -5.4625 | 0 | 0 | 0 | 0 | 0 | 0 | 0 | 0 | 0 | 0 | 0 | -2.3937 | 0 | 0 | -0.26919 | 2.0172 | 0 | 4.9685 | 4.9685 | 2.3764 | 36.9091 | 1.3567 | 3.3824 | 0 | 0.033193 | -0.11341 | 0.78408 | 0.19745 | 0 | 34.5825 | 21.5619 | -8.8075 | 0 | 0.5984 | 0 | 1.8521 | 0.15993
2025_02_20 Hr 09 | 0.36369 | 3.9269e-06 | 0 | 0.18633 | 0.18372 | 0.18803 | 0.19457 | 0.19585 | 0.19956 | 0 | 0 | 0.0031592 | 1.23 | 0.15027 | 1.6399 | 1.6399 | 10.5302 | 0.70472 | 0.003788 | 0.0058432 | 0.0073552 | 0 | 0 | 0 | 0 | 0 | 0 | 0.074695 | 0.014972 | 1.2796 | 0.45521 | 9.5744 | 2.2791 | 0 | 0.59632 | 0.89806 | 0 | 0 | 0 | 0 | -11.2356 | 0.062055 | 0 | 0 | 0 | -0.54767 | 0 | 0 | 0 | 0 | 0 | 0 | 0 | 0 | 3.3538 | 0 | 0 | 0 | 0 | 0 | -5.4625 | 0 | 0 | 0 | 0 | 0 | 0 | 0 | 0 | 0 | 0 | 0 | -2.3937 | 0 | 10.8927 | 0 | 2.0172 | 0 | 4.9685 | 4.9685 | 1.6452 | 36.9091 | 1.3567 | 3.3824 | 0 | 0.033193 | -0.36369 | 0.78408 | 0.19745 | 0 | 48.8674 | 31.9615 | -8.7676 | 0 | 0.5984 | 0 | 1.8521 | 0.15883
2025_02_20 Hr 10 | 0.43148 | 0.00010021 | 0 | 0.18633 | 0.18372 | 0.18803 | 0.19457 | 0.19585 | 0.19956 | 0 | 0 | 0.0031592 | 0.54 | 0.062353 | 1.6399 | 1.6399 | 10.5302 | 0.70472 | 0.003788 | 0.0058432 | 0.0073552 | 0 | 0 | 0 | 0 | 0 | 0 | 0.074695 | 0.014972 | 1.2796 | 0.45521 | 9.5744 | 2.2791 | 0 | 0.59632 | 0.89806 | 0 | 0 | 0 | 0 | -6.7264 | 0.062055 | 0 | 0 | 0 | -0.51751 | 0 | 0 | 0 | 0 | 0 | 0 | 0 | 0 | 3.2885 | 0 | 0 | 0 | 0 | 0 | -5.4625 | 0 | 0 | 0 | 0 | 0 | 0 | 0 | 0 | 0 | 0 | 0 | -2.3937 | 0 | 17.3278 | 0 | 2.0172 | 0 | 4.9685 | 4.9685 | 1.2927 | 36.9091 | 1.3567 | 3.3824 | 0 | 0.033193 | -0.43148 | 0.78408 | 0.19745 | 0 | 58.6444 | 37.267 | -8.8052 | 0 | 0.5984 | 0 | 1.8521 | 0.15722
2025_02_20 Hr 11 | 0.54503 | 0.00023788 | 0 | 0.18633 | 0.18372 | 0.18803 | 0.19457 | 0.19585 | 0.19956 | 0 | 0 | 0.0031592 | 0.33 | 0.037286 | 1.6399 | 1.6399 | 10.5302 | 0.70472 | 0.003788 | 0.0058432 | 0.0073552 | 0 | 0 | 0 | 0 | 0 | 0 | 0.074695 | 0.014972 | 1.2796 | 0.45521 | 9.5744 | 2.2791 | 0 | 0.59632 | 0.89806 | 0 | 0 | 0 | 0 | -3.3408 | 0.062055 | 0 | 0 | 0 | -0.50635 | 0 | 0 | 0 | 0 | 0 | 0 | 0 | 0 | 3.1506 | 0 | 0 | 0 | 0 | 0 | -5.4625 | 0 | 0 | 0 | 0 | 0 | 0 | 0 | 0 | 0 | 0 | 0 | -2.3937 | 0 | 23.7337 | 0 | 2.0172 | 0 | 4.9685 | 4.9685 | 1.5364 | 36.9091 | 1.3567 | 3.3824 | 0 | 0.033193 | -0.54503 | 0.78408 | 0.19745 | 0 | 68.3169 | 43.6562 | -8.9076 | 0 | 0.5984 | 0 | 1.8521 | 0.15611
2025_02_20 Hr 12 | 0.65793 | 0.00097892 | 0 | 0.18633 | 0.18372 | 0.18803 | 0.19457 | 0.19585 | 0.19956 | 0 | 0 | 0.0031592 | 0.3 | 0.033529 | 1.6399 | 1.6399 | 10.5302 | 0.70472 | 0.003788 | 0.0058432 | 0.0073552 | 0 | 0 | 0 | 0 | 0 | 0 | 0.074695 | 0.014972 | 1.2796 | 0.45521 | 9.5744 | 2.2791 | 0 | 0.59632 | 0.89806 | 0 | 0 | 0 | 0 | -1.9915 | 0.062055 | 0 | 0 | 0 | -0.50083 | 0 | 0 | 0 | 0 | 0 | 0 | 0 | 0 | 3.3538 | 0 | 0 | 0 | 0 | 0 | -5.4625 | 0 | 0 | 0 | 0 | 0 | 0 | 0 | 0 | 0 | 0 | 0 | -2.3937 | 0 | 15.1325 | 0 | 2.0172 | 0 | 4.9685 | 4.9685 | 1.9543 | 36.9091 | 1.3567 | 3.3824 | 0 | 0.033193 | -0.65793 | 0.78408 | 0.19745 | 0 | 61.6581 | 35.7555 | -9.015 | 0 | 0.5984 | 0 | 1.8521 | 0.15561
2025_02_20 Hr 13 | 0.59029 | 0.00086845 | 0 | 0.18633 | 0.18372 | 0.18803 | 0.19457 | 0.19585 | 0.19956 | 0 | 0 | 0.0031592 | 0.39 | 0.043813 | 1.6399 | 1.6399 | 10.5302 | 0.70472 | 0.003788 | 0.0058432 | 0.0073552 | 0 | 0 | 0 | 0 | 0 | 0 | 0.074695 | 0.014972 | 1.2796 | 0.45521 | 9.5744 | 2.2791 | 0 | 0.59632 | 0.89806 | 0 | 0 | 0 | 0.65354 | -0.42931 | 0.062055 | 0 | 0 | 0 | -0.50344 | 0 | 0 | 0 | 0 | 0 | 0 | 0 | 0 | 3.4918 | 0 | 0 | 0 | 0 | 0 | -5.4625 | 0 | 0 | 0 | 0 | 0 | 0 | 0 | 0 | 0 | 0 | 0 | -2.3937 | 0 | 16.6348 | 0 | 2.0172 | 0 | 4.9685 | 4.9685 | 1.6365 | 36.9091 | 1.3567 | 3.3824 | 0 | 0.033193 | -0.59029 | 0.78408 | 0.19745 | 0 | 65.2931 | 37.1098 | -8.95 | 0 | 0.5984 | 0 | 1.8521 | 0.15481
2025_02_20 Hr 14 | 0.72208 | 0.00064293 | 0 | 0.18633 | 0.18372 | 0.18803 | 0.19457 | 0.19585 | 0.19956 | 0 | 0 | 0.0031592 | 0.48 | 0.054707 | 1.6399 | 1.6399 | 10.5302 | 0.70472 | 0.003788 | 0.0058432 | 0.0073552 | 0 | 0 | 0 | 0 | 0 | 0 | 0.074695 | 0.014972 | 1.2796 | 0.45521 | 9.5744 | 2.2791 | 0 | 0.59632 | 0.89806 | 0 | 0 | 0 | 0.65087 | -0.0396 | 0.062055 | 0 | 0 | 0 | -0.51078 | 0 | 0 | 0 | 0 | 0 | 0 | 0 | 0 | 3.5644 | 0 | 0 | 0 | 0 | 0 | -5.4625 | 0 | 0 | 0 | 0 | 0 | 0 | 0 | 0 | 0 | 0 | 0 | -2.3937 | 0 | 18.0844 | 0 | 2.0172 | 0 | 4.9685 | 4.9685 | 1.7366 | 36.9091 | 1.3567 | 3.3824 | 0 | 0.033193 | -0.72208 | 0.78408 | 0.19745 | 0 | 67.3956 | 38.9643 | -9.0891 | 0 | 0.5984 | 0 | 1.8521 | 0.1546
2025_02_20 Hr 15 | 0.56734 | 0.00021933 | 0 | 0.18633 | 0.18372 | 0.18803 | 0.19457 | 0.19585 | 0.19956 | 0 | 0 | 0.0031592 | 0.63 | 0.074762 | 1.6399 | 1.6399 | 10.5302 | 0.70472 | 0.003788 | 0.0058432 | 0.0073552 | 0 | 0 | 0 | 0 | 0 | 0 | 0.074695 | 0.014972 | 1.2729 | 0.45521 | 9.5744 | 2.2791 | 0 | 0.59632 | 0.89806 | 0 | 0 | 0 | 2.1695 | 0 | 0.062055 | 0 | 0 | 0 | -0.53191 | 0 | 0 | 0 | 0 | 0 | 0 | 0 | 0 | 3.833 | 0 | 0 | 0 | 0 | 0 | -5.4625 | 0 | 0 | 0 | 0 | 0 | 0 | 0 | 0 | 0 | 0 | 0 | -2.3937 | 0 | 12.8657 | 0 | 2.0172 | 0 | 4.7415 | 4.7415 | 1.9847 | 36.4484 | 1.3567 | 3.3824 | 0 | 0.033193 | -0.56734 | 0.78408 | 0.19745 | 0 | 63.9393 | 34.2769 | -8.9555 | 0 | 0.5984 | 0 | 1.8521 | 0.15427
2025_02_20 Hr 16 | 0.52215 | 7.1907e-05 | 0 | 0.18633 | 0.18372 | 0.18803 | 0.19457 | 0.19585 | 0.19956 | 0 | 0 | 0.0031592 | 0.6 | 0.065476 | 1.6399 | 1.6399 | 10.5302 | 0.70472 | 0.003788 | 0.0058432 | 0.0073552 | 0 | 0 | 0 | 0 | 0 | 0 | 0.074695 | 0.014972 | 1.2628 | 0.45521 | 9.5744 | 2.2791 | 0 | 0.59632 | 0.89806 | 0 | 0 | 0 | 2.3855 | 0 | 0.062055 | 0 | 0 | 0 | -0.48897 | 0 | 0 | 0 | 0 | 0 | 0 | 0 | 0 | 3.9055 | 0 | 0 | 0 | 0 | 0 | -5.4625 | 0 | 0 | 0 | 0 | 0 | 0 | 0 | 0 | 0 | 0 | 0 | -2.3937 | 0 | 9.6339 | 0 | 2.0172 | 0 | 4.7053 | 4.7053 | 2.0457 | 36.3659 | 1.3567 | 3.3824 | 0 | 0.033193 | -0.52215 | 0.78408 | 0.19745 | 0 | 60.9778 | 31.0938 | -8.8674 | 0 | 0.5984 | 0 | 1.8521 | 0.15406
2025_02_20 Hr 17 | 0.067857 | 2.8605e-05 | 0 | 0.18633 | 0.18372 | 0.18803 | 0.19457 | 0.19585 | 0.19956 | 0 | 0 | 0.0031592 | 0.3 | 0.029664 | 1.6399 | 1.6399 | 10.5302 | 0.70472 | 0.003788 | 0.0058432 | 0.0073552 | 0 | 0 | 0 | 0 | 0 | 0 | 0.074695 | 0.014972 | 1.2796 | 0.45521 | 9.5744 | 2.2791 | 0 | 0.59632 | 0.89806 | 0 | 0 | 0 | 0.55396 | -0.70366 | 0.062055 | 0 | 0 | 0 | -0.44287 | 0 | 0 | 0 | 0 | 0 | 0 | 0 | 0 | 4.1741 | 0 | 0 | 0 | 0 | 0 | -5.4625 | 0 | 0 | 0 | 0 | 0 | 0 | 0 | 0 | 0 | 0 | 0 | -2.3937 | 0 | 11.9208 | 0 | 2.0172 | 0 | 4.9685 | 4.9685 | 2.1066 | 36.9091 | 1.3567 | 3.3824 | 0 | 0.033193 | -0.067857 | 0.78408 | 0.19745 | 0 | 61.3132 | 32.9208 | -8.367 | 0 | 0.5984 | 0 | 1.8521 | 0.15485
2025_02_20 Hr 18 | 0.067929 | 0 | 0 | 0.18633 | 0.18372 | 0.18803 | 0.19457 | 0.19585 | 0.19956 | 0 | 0 | 0.0031592 | 0.33 | 0.043919 | 1.6399 | 1.6399 | 10.5302 | 0.70472 | 0.003788 | 0.0058432 | 0.0073552 | 0 | 0 | 0 | 0 | 0 | 0 | 0.074695 | 0.014972 | 1.2796 | 0.45521 | 9.5744 | 2.2791 | 0 | 0.59632 | 0.89806 | 0 | 0 | 0 | 0 | -5.4739 | 0.062055 | 0 | 0 | 0 | -0.59679 | 0 | 0 | 0 | 0 | 0 | 0 | 0 | 0 | 4.1741 | 0 | 0 | 0 | 0 | 0 | -5.4625 | 0 | 0 | 0 | 0 | 0 | 0 | 0 | 0 | 0 | 0 | 0 | -2.3937 | 0 | 12.2141 | 0 | 2.0172 | 0 | 4.9685 | 4.9685 | 2.0457 | 36.9091 | 1.3567 | 3.3824 | 0 | 0.033193 | -0.067929 | 0.78408 | 0.19745 | 0 | 56.1135 | 33.1993 | -8.521 | 0 | 0.5984 | 0 | 1.8521 | 0.15667
2025_02_20 Hr 19 | 0 | 0 | 0 | 0.18633 | 0.18372 | 0.18803 | 0.19457 | 0.19585 | 0.19956 | 0 | 0 | 0.0031592 | 0.99 | 0.11776 | 1.6399 | 1.6399 | 10.5302 | 0.70472 | 0.003788 | 0.0058432 | 0.0073552 | 0 | 0 | 0 | 0 | 0 | 0 | 0.074695 | 0.014972 | 1.2796 | 0.45521 | 9.5744 | 2.2791 | 0 | 0.59632 | 0.89806 | 0 | 0 | 0 | 0 | -8.3448 | 0.062055 | 0 | 0 | 0 | -0.53317 | 0 | 0 | 0 | 0 | 0 | 0 | 0 | 0 | 3.9055 | 0 | 0 | 0 | 0 | 0 | -5.4625 | 0 | 0 | 0 | 0 | 0 | 0 | 0 | 0 | 0 | 0 | 0 | -2.3937 | 0 | 6.8538 | 0 | 2.0172 | 0 | 4.9685 | 4.9685 | 2.1762 | 36.9091 | 1.3567 | 3.3824 | 0 | 0.033193 | 0 | 0.78408 | 0.19745 | 0 | 48.5431 | 28.3682 | -8.3894 | 0 | 0.5984 | 0 | 1.8521 | 0.15796
2025_02_20 Hr 20 | 0 | 0 | 0 | 0.18633 | 0.18372 | 0.18803 | 0.19457 | 0.19585 | 0.19956 | 0 | 0 | 0.0031592 | 1.32 | 0.17487 | 1.6399 | 1.6399 | 10.5302 | 0.70472 | 0.003788 | 0.0058432 | 0.0073552 | 0 | 0 | 0 | 0 | 0 | 0 | 0.074695 | 0.014972 | 1.2796 | 0.45521 | 9.5744 | 2.2791 | 0 | 0.59632 | 0.89806 | 0 | 0 | 0 | 0 | -9.6737 | 0.062055 | 0 | 0 | 0 | -0.59406 | 0 | 0 | 0 | 0 | 0 | 0 | 0 | 0 | 3.7676 | 0 | 0 | 0 | 0 | 0 | -5.4625 | 0 | 0 | 0 | 0 | 0 | 0 | 0 | 0 | 0 | 0 | 0 | -2.3937 | 0 | 0.12244 | 0 | 2.0172 | 0 | 4.9685 | 4.9685 | 2.4983 | 36.9091 | 1.3567 | 3.3824 | 0 | 0.033193 | 0 | 0.78408 | 0.19745 | 0 | 40.9933 | 22.2082 | -8.4503 | 0 | 0.5984 | 0 | 1.8521 | 0.15803
2025_02_20 Hr 21 | 0 | 0 | 0 | 0.18633 | 0.18372 | 0.18803 | 0.19457 | 0.19585 | 0.19956 | 0 | 0 | 0.0031592 | 1.44 | 0.19605 | 1.6399 | 1.6399 | 10.5302 | 0.70472 | 0.003788 | 0.0058432 | 0.0073552 | 0 | 0 | 0 | 0 | 0 | 0 | 0.074695 | 0.014972 | 1.2796 | 0.45521 | 9.5744 | 2.2791 | 0 | 0.59632 | 0.89806 | 0 | 0 | 0 | 0 | -8.4685 | 0.062055 | 0 | 0 | 0 | -0.61055 | 0 | 0 | 0 | 0 | 0 | 0 | 0 | 0 | 3.2885 | 0 | 0 | 0 | 0 | 0 | -5.4625 | 0 | 0 | 0 | 0 | 0 | 0 | 0 | 0 | 0 | 0 | 0 | -2.3937 | 0 | 0 | -0.081524 | 2.0172 | 0 | 4.9685 | 4.9685 | 2.729 | 36.9091 | 1.3567 | 3.3824 | 0 | 0.033193 | 0 | 0.78408 | 0.19745 | 0 | 41.8703 | 21.978 | -8.5483 | 0 | 0.5984 | 0 | 1.8521 | 0.15761
2025_02_20 Hr 22 | 0 | 0 | 0 | 0.18633 | 0.18372 | 0.18803 | 0.19457 | 0.19585 | 0.19956 | 0 | 0 | 0.0031592 | 1.62 | 0.19618 | 1.6399 | 1.6399 | 10.5302 | 0.70472 | 0.003788 | 0.0058432 | 0.0073552 | 0 | 0 | 0 | 0 | 0 | 0 | 0.074695 | 0.014972 | 1.2796 | 0.45521 | 9.5744 | 2.2791 | 0 | 0.59632 | 0.89806 | 0 | 0 | 0 | 0 | -4.3447 | 0.062055 | 0 | 0 | 0 | -0.54284 | 0 | 0 | 0 | 0 | 0 | 0 | 0 | 0 | 3.1506 | 0 | 0 | 0 | 0 | 0 | -5.4625 | 0 | 0 | 0 | 0 | 0 | 0 | 0 | 0 | 0 | 0 | 0 | -2.3937 | 0 | 0 | -4.6765 | 2.0172 | 0 | 4.9685 | 4.9685 | 2.5375 | 36.9091 | 1.3567 | 3.3824 | 0 | 0.033193 | 0 | 0.78408 | 0.19745 | 0 | 41.3163 | 21.8275 | -13.0756 | 0 | 0.5984 | 0 | 1.8521 | 0.15641
2025_02_20 Hr 23 | 0 | 0 | 0 | 0.18633 | 0.18372 | 0.18803 | 0.19457 | 0.19585 | 0.19956 | 0 | 0 | 0.0031592 | 1.56 | 0.19678 | 1.6399 | 1.6399 | 10.6117 | 0.70565 | 0.003788 | 0.0058432 | 0.0073552 | 0 | 0 | 1.5725 | 0 | 1.4663 | 0 | 0.074695 | 0.014972 | 1.2796 | 0.45521 | 9.6234 | 2.2791 | 0 | 0.60107 | 0.89806 | 0 | 0 | 0 | 0 | -1.3218 | 0.062055 | 0 | 0 | 0 | -0.56554 | 0 | 0 | 0 | 0 | 0 | 0 | 0 | 0 | 2.8747 | 0 | 0 | 0 | 0 | 0 | 0 | -4.4375 | 0 | 0 | 0 | 0 | 0 | 0 | 0 | 0 | 0 | 0 | 0 | 0 | 0 | -12.5149 | 2.0172 | 0 | 5.0067 | 5.0067 | 2.4896 | 37.1168 | 1.3567 | 3.3824 | 0 | 0.033193 | 0 | 0.78408 | 0.19745 | 0 | 42.7636 | 21.4478 | -14.4791 | 0 | 0.5984 | 0 | 1.8521 | 0.15505
2025_02_20 Hr 24 | 0 | 0 | 0 | 0.18633 | 0.18372 | 0.18803 | 0.19457 | 0.19585 | 0.19956 | 0 | 0 | 0.0031592 | 1.38 | 0.17326 | 1.6399 | 1.6399 | 10.6117 | 0.70565 | 0.003788 | 0.0058432 | 0.0073552 | 0 | 0 | 1.5567 | 0 | 1.4505 | 0 | 0.074695 | 0.014972 | 1.2796 | 0.45521 | 9.6234 | 2.2791 | 0 | 0.60107 | 0.89806 | 0 | 0 | 0 | 2.0546 | 0 | 0.062055 | 0 | 0 | 0 | -0.56288 | 0 | 0 | 0 | 0 | 0 | 0 | 0 | 0 | 2.8094 | 0 | 0 | 0 | 0 | 0 | 0 | -4.4375 | 0 | 0 | 0 | 0 | 0 | 0 | 0 | 0 | 0 | 0 | 0 | 0 | 0 | -12.4979 | 2.0172 | 0 | 5.0067 | 5.0067 | 2.4766 | 37.1168 | 1.3567 | 3.3824 | 0 | 0.033193 | 0 | 0.78408 | 0.19745 | 0 | 45.8447 | 21.1645 | -14.4911 | 0 | 0.5984 | 0 | 1.8521 | 0.1537
2025_02_21 Hr 01 | 0 | 0 | 0 | 0.186 | 0.18339 | 0.18769 | 0.19423 | 0.1955 | 0.19921 | 0 | 0 | 0.0031592 | 1.53 | 0.20634 | 1.6399 | 1.6399 | 10.5928 | 0.70439 | 0.003788 | 0.0058432 | 0.0073552 | 0 | 0 | 1.8062 | 0 | 1.6999 | 0 | 0.074695 | 0.014972 | 1.2796 | 0.45441 | 9.6062 | 2.2791 | 0 | 0.60107 | 0.89806 | 0 | 0 | 0 | 3.0168 | 0 | 0.062055 | 0 | 0 | 0 | -0.60479 | 0 | 0 | 0 | 0 | 0 | 0 | 0 | 0 | 3.1506 | 0 | 0 | 0 | 0 | 0 | 0 | -4.4375 | 0 | 0 | 0 | 0 | 0 | 0 | 0 | 0 | 0 | 0 | 0 | 0 | 0 | -16.7548 | 2.0172 | 0 | 4.9977 | 4.9977 | 2.4069 | 37.0588 | 1.3567 | 3.3824 | 0 | 0.033193 | 0 | 0.78408 | 0.19745 | 0 | 43.4035 | 21.6189 | -18.2909 | 0 | 0.5984 | 0 | 1.8521 | 0.15339
2025_02_21 Hr 02 | 0 | 0 | 0 | 0.186 | 0.18339 | 0.18769 | 0.19423 | 0.1955 | 0.19921 | 0 | 0 | 0.0031592 | 1.47 | 0.19492 | 1.6399 | 1.6399 | 10.5928 | 0.70439 | 0.003788 | 0.0058432 | 0.0073552 | 0 | 0 | 1.7455 | 0 | 1.6392 | 0 | 0.074695 | 0.014972 | 1.2796 | 0.45441 | 9.6062 | 2.2791 | 0 | 0.60107 | 0.89806 | 0 | 0 | 0 | 3.0321 | 0 | 0.062055 | 0 | 0 | 0 | -0.59459 | 0 | 0 | 0 | 0 | 0 | 0 | 0 | 0 | 3.0126 | 0 | 0 | 0 | 0 | 0 | 0 | -4.4375 | 0 | 0 | 0 | 0 | 0 | 0 | 0 | 0 | 0 | 0 | 0 | 0 | 0 | -18.1537 | 2.0172 | 0 | 4.9977 | 4.9977 | 2.5201 | 37.0588 | 1.3567 | 3.3824 | 0 | 0.033193 | 0 | 0.78408 | 0.19745 | 0 | 41.8126 | 21.5228 | -19.8011 | 0 | 0.5984 | 0 | 1.8521 | 0.15354
2025_02_21 Hr 03 | 0 | 0 | 0 | 0.186 | 0.18339 | 0.18769 | 0.19423 | 0.1955 | 0.19921 | 0 | 0 | 0.0031592 | 1.53 | 0.22645 | 1.6399 | 1.6399 | 10.5928 | 0.70439 | 0.003788 | 0.0058432 | 0.0073552 | 0 | 0 | 2.1583 | 0 | 2.052 | 0 | 0.074695 | 0.014972 | 1.2796 | 0.45441 | 9.6062 | 2.2791 | 0 | 0.60107 | 0.89806 | 0 | 0 | 0 | 3.2572 | 0 | 0.062055 | 0 | 0 | 0 | -0.66394 | 0 | 0 | 0 | 0 | 0 | 0 | 0 | 0 | 2.9473 | 0 | 0 | 0 | 0 | 0 | 0 | -4.4375 | 0 | 0 | 0 | 0 | 0 | 0 | 0 | 0 | 0 | 0 | 0 | 0 | 0 | -24.935 | 2.0172 | 0 | 4.9977 | 4.9977 | 2.7072 | 37.0588 | 1.3567 | 3.3824 | 0 | 0.033193 | 0 | 0.78408 | 0.19745 | 0 | 36.2259 | 21.7361 | -25.8262 | 0 | 0.5984 | 0 | 1.8521 | 0.15349
2025_02_21 Hr 04 | 0 | 0 | 0 | 0.186 | 0.18339 | 0.18769 | 0.19423 | 0.1955 | 0.19921 | 0 | 0 | 0.0031592 | 1.47 | 0.2231 | 1.6399 | 1.6399 | 10.5928 | 0.70439 | 0.003788 | 0.0058432 | 0.0073552 | 0 | 0 | 2.259 | 0 | 2.1528 | 0 | 0.074695 | 0.014972 | 1.2796 | 0.45441 | 9.6062 | 2.2791 | 0 | 0.60107 | 0.89806 | 0 | 0 | 0 | 3.5438 | 0 | 0.062055 | 0 | 0 | 0 | -0.68086 | 0 | 0 | 0 | 0 | 0 | 0 | 0 | 0 | 3.0126 | 0 | 0 | 0 | 0 | 0 | 0 | -4.4375 | 0 | 0 | 0 | 0 | 0 | 0 | 0 | 0 | 0 | 0 | 0 | 0 | 0 | -23.3729 | 2.0172 | 0 | 4.9977 | 4.9977 | 2.5375 | 37.0588 | 1.3567 | 3.3824 | 0 | 0.033193 | 0 | 0.78408 | 0.19745 | 0 | 38.0914 | 21.5683 | -24.0795 | 0 | 0.5984 | 0 | 1.8521 | 0.15346
2025_02_21 Hr 05 | 0 | 0 | 0 | 0.186 | 0.18339 | 0.18769 | 0.19423 | 0.1955 | 0.19921 | 0 | 0 | 0.0031592 | 1.47 | 0.26084 | 1.6399 | 1.6399 | 10.5928 | 0.70439 | 0.003788 | 0.0058432 | 0.0073552 | 0 | 0 | 2.9467 | 0 | 2.8405 | 0 | 0.074695 | 0.014972 | 1.2796 | 0.45441 | 9.6062 | 2.2791 | 0 | 0.60107 | 0.89806 | 0 | 0 | 0 | 2.8965 | 0 | 0.062055 | 0 | 0 | 0 | -0.7964 | 0 | 0 | 0 | 0 | 0 | 0 | 0 | 0 | 3.2159 | 0 | 0 | 0 | 0 | 0 | 0 | -4.4375 | 0 | 0 | 0 | 0 | 0 | 0 | 0 | 0 | 0 | 0 | 0 | 0 | 0 | -28.7033 | 2.0172 | 0 | 4.9977 | 4.9977 | 2.4591 | 37.0588 | 1.3567 | 3.3824 | 0 | 0.033193 | 0 | 0.78408 | 0.19745 | 0 | 33.5375 | 21.7322 | -28.15 | 0 | 0.5984 | 0 | 1.8521 | 0.15465
2025_02_21 Hr 06 | 0 | 0 | 0 | 0.186 | 0.18339 | 0.18769 | 0.19423 | 0.1955 | 0.19921 | 0 | 0 | 0.0031592 | 1.53 | 0.25228 | 1.6399 | 1.6399 | 10.5928 | 0.70439 | 0.003788 | 0.0058432 | 0.0073552 | 0 | 0 | 2.6104 | 0 | 2.5041 | 0 | 0.074695 | 0.014972 | 1.2796 | 0.45441 | 9.6062 | 2.2791 | 1.1538 | 0.60107 | 0.89806 | 0 | 0 | 0 | 0 | -3.2888 | 0.062055 | 0 | 0 | 0 | -0.7399 | 0 | 0 | 0 | 0 | 0 | 0 | 0 | 0 | 3.6297 | 0 | 0 | 0 | 0 | 0 | 0 | -4.4375 | 0 | 0 | 0 | 0 | 0 | 0 | 0 | 0 | 0 | 0 | 0 | 0 | 0 | -33.7617 | 2.0172 | 0 | 4.9977 | 4.9977 | 2.4766 | 38.2125 | 1.3567 | 3.3824 | 0 | 0.033193 | 0 | 0.78408 | 0.19745 | 0 | 23.3157 | 22.2166 | -33.8245 | 0 | 0.5984 | 0 | 1.8521 | 0.15641
2025_02_21 Hr 07 | 0 | 0 | 0 | 0.186 | 0.18339 | 0.18769 | 0.19423 | 0.1955 | 0.19921 | 0 | 0 | 0.0031592 | 1.59 | 0.28276 | 1.6399 | 1.6399 | 10.5114 | 0.70346 | 0.003788 | 0.0058432 | 0.0073552 | 0 | 0 | 0 | 0 | 0 | 0 | 0.074695 | 0.014972 | 1.2796 | 0.45441 | 9.5573 | 2.2791 | 1.1538 | 0.59632 | 0.89806 | 0 | 0 | 0 | 0 | -13.0459 | 0.062055 | 0 | 0 | 0 | -0.79817 | 0 | 0 | 0 | 0 | 0 | 0 | 0 | 0 | 3.7676 | 0 | 0 | 0 | 0 | 0 | -5.4625 | 0 | 0 | 0 | 0 | 0 | 0 | 0 | 0 | 0 | 0 | 0 | -2.3937 | 0 | 0 | -23.7795 | 2.0172 | 0 | 4.9597 | 4.9597 | 2.3764 | 38.0052 | 1.3567 | 3.3824 | 0 | 0.033193 | 0 | 0.78408 | 0.19745 | 0 | 14.8682 | 22.3428 | -32.4339 | 0 | 0.5984 | 0 | 1.8521 | 0.15903
2025_02_21 Hr 08 | 0.15853 | 0 | 0 | 0.186 | 0.18339 | 0.18769 | 0.19423 | 0.1955 | 0.19921 | 0 | 0 | 0.0031592 | 1.59 | 0.27657 | 1.6399 | 1.6399 | 10.5114 | 0.70346 | 0.003788 | 0.0058432 | 0.0073552 | 0 | 0 | 0 | 0 | 0 | 0 | 0.074695 | 0.014972 | 1.2796 | 0.45441 | 9.5573 | 2.2791 | 1.1538 | 0.59632 | 0.89806 | 0 | 0 | 0 | 0 | -17.6708 | 0.062055 | 0 | 0 | 0 | -0.78064 | 0 | 0 | 0 | 0 | 0 | 0 | 0 | 0 | 3.6297 | 0 | 0 | 0 | 0 | 0 | -5.4625 | 0 | 0 | 0 | 0 | 0 | 0 | 0 | 0 | 0 | 0 | 0 | -2.3937 | 0 | 0 | -18.4221 | 2.0172 | 0 | 4.9597 | 4.9597 | 2.2459 | 38.0052 | 1.3567 | 3.3824 | 0 | 0.033193 | -0.15853 | 0.78408 | 0.19745 | 0 | 15.3447 | 22.2279 | -27.2176 | 0 | 0.5984 | 0 | 1.8521 | 0.16031
2025_02_21 Hr 09 | 0.45429 | 0 | 0 | 0.186 | 0.18339 | 0.18769 | 0.19423 | 0.1955 | 0.19921 | 0 | 0 | 0.0031592 | 1.53 | 0.26613 | 1.6399 | 1.6399 | 10.5114 | 0.70346 | 0.003788 | 0.0058432 | 0.0073552 | 0 | 0 | 0 | 0 | 0 | 0 | 0.074695 | 0.014972 | 1.2796 | 0.45441 | 9.5573 | 2.2791 | 1.1538 | 0.59632 | 0.89806 | 0 | 0 | 0 | 0 | -16.2743 | 0.062055 | 0 | 0 | 0 | -0.78064 | 0 | 0 | 0 | 0 | 0 | 0 | 0 | 0 | 3.2159 | 0 | 0 | 0 | 0 | 0 | -5.4625 | 0 | 0 | 0 | 0 | 0 | 0 | 0 | 0 | 0 | 0 | 0 | -2.3937 | 0 | 0 | -8.2739 | 2.0172 | 0 | 4.9597 | 4.9597 | 2.2285 | 38.0052 | 1.3567 | 3.3824 | 0 | 0.033193 | -0.45429 | 0.78408 | 0.19745 | 0 | 26.3874 | 22.0215 | -17.3651 | 0 | 0.5984 | 0 | 1.8521 | 0.15984
2025_02_21 Hr 10 | 0.56734 | 0.0001015 | 0 | 0.186 | 0.18339 | 0.18769 | 0.19423 | 0.1955 | 0.19921 | 0 | 0 | 0.0031592 | 1.23 | 0.19918 | 1.6399 | 1.6399 | 10.5114 | 0.70346 | 0.003788 | 0.0058432 | 0.0073552 | 0 | 0 | 0 | 0 | 0 | 0 | 0.074695 | 0.014972 | 1.2796 | 0.45441 | 9.5573 | 2.2791 | 1.1538 | 0.59632 | 0.89806 | 0 | 0 | 0 | 0 | -11.6834 | 0.062055 | 0 | 0 | 0 | -0.7266 | 0 | 0 | 0 | 0 | 0 | 0 | 0 | 0 | 3.0126 | 0 | 0 | 0 | 0 | 0 | -5.4625 | 0 | 0 | 0 | 0 | 0 | 0 | 0 | 0 | 0 | 0 | 0 | -2.3937 | 0 | 0 | -1.3859 | 2.0172 | 0 | 4.9597 | 4.9597 | 2.1588 | 38.0052 | 1.3567 | 3.3824 | 0 | 0.033193 | -0.56734 | 0.78408 | 0.19745 | 0 | 37.2796 | 21.4939 | -10.5361 | 0 | 0.5984 | 0 | 1.8521 | 0.15888
2025_02_21 Hr 11 | 0.79052 | 0.00044359 | 0 | 0.186 | 0.18339 | 0.18769 | 0.19423 | 0.1955 | 0.19921 | 0 | 0 | 0.0031592 | 0.9 | 0.15623 | 1.6399 | 1.6399 | 10.5114 | 0.70346 | 0.003788 | 0.0058432 | 0.0073552 | 0 | 0 | 0 | 0 | 0 | 0 | 0.074695 | 0.014972 | 1.2796 | 0.45441 | 9.5573 | 2.2791 | 1.1538 | 0.59632 | 0.89806 | 0 | 0 | 0 | 0 | -9.7675 | 0.062055 | 0 | 0 | 0 | -0.77906 | 0 | 0 | 0 | 0 | 0 | 0 | 0 | 0 | 3.1506 | 0 | 0 | 0 | 0 | 0 | -5.4625 | 0 | 0 | 0 | 0 | 0 | 0 | 0 | 0 | 0 | 0 | 0 | -2.3937 | 0 | 0 | -2.3611 | 2.0172 | 0 | 4.9597 | 4.9597 | 2.1066 | 38.0052 | 1.3567 | 3.3824 | 0 | 0.033193 | -0.79052 | 0.78408 | 0.19745 | 0 | 37.8802 | 21.4295 | -11.787 | 0 | 0.5984 | 0 | 1.8521 | 0.15821
2025_02_21 Hr 12 | 0.76531 | 0.00074752 | 0 | 0.186 | 0.18339 | 0.18769 | 0.19423 | 0.1955 | 0.19921 | 0 | 0 | 0.0031592 | 0.75 | 0.12283 | 1.6399 | 1.6399 | 10.5114 | 0.70346 | 0.003788 | 0.0058432 | 0.0073552 | 0 | 0 | 0 | 0 | 0 | 0 | 0.074695 | 0.014972 | 1.2796 | 0.45441 | 9.5573 | 2.2791 | 1.1538 | 0.59632 | 0.89806 | 0 | 0 | 0 | 0 | -5.8891 | 0.062055 | 0 | 0 | 0 | -0.73489 | 0 | 0 | 0 | 0 | 0 | 0 | 0 | 0 | 3.0126 | 0 | 0 | 0 | 0 | 0 | -5.4625 | 0 | 0 | 0 | 0 | 0 | 0 | 0 | 0 | 0 | 0 | 0 | -2.3937 | 0 | 0 | -12.7638 | 2.0172 | 0 | 4.9597 | 4.9597 | 2.4766 | 38.0052 | 1.3567 | 3.3824 | 0 | 0.033193 | -0.76531 | 0.78408 | 0.19745 | 0 | 31.4482 | 21.4523 | -22.1203 | 0 | 0.5984 | 0 | 1.8521 | 0.15733
2025_02_21 Hr 13 | 0.72644 | 0.00053845 | 0 | 0.186 | 0.18339 | 0.18769 | 0.19423 | 0.1955 | 0.19921 | 0 | 0 | 0.0031592 | 0.66 | 0.098715 | 1.6399 | 1.6399 | 10.5114 | 0.70346 | 0.003788 | 0.0058432 | 0.0073552 | 0 | 0 | 0 | 0 | 0 | 0 | 0.074695 | 0.014972 | 1.2796 | 0.45441 | 9.5573 | 2.2791 | 1.1538 | 0.59632 | 0.89806 | 0 | 0 | 0 | 0 | -4.5845 | 0.062055 | 0 | 0 | 0 | -0.67096 | 0 | 0 | 0 | 0 | 0 | 0 | 0 | 0 | 3.0126 | 0 | 0 | 0 | 0 | 0 | -5.4625 | 0 | 0 | 0 | 0 | 0 | 0 | 0 | 0 | 0 | 0 | 0 | -2.3937 | 0 | 0 | -26.4947 | 2.0172 | 0 | 4.9597 | 4.9597 | 3.5298 | 38.0052 | 1.3567 | 3.3824 | 0 | 0.033193 | -0.72644 | 0.78408 | 0.19745 | 0 | 20.0247 | 22.3522 | -35.7483 | 0 | 0.5984 | 0 | 1.8521 | 0.15713
2025_02_21 Hr 14 | 0.75332 | 0.00042243 | 0 | 0.186 | 0.18339 | 0.18769 | 0.19423 | 0.1955 | 0.19921 | 0 | 0 | 0.0031592 | 0.63 | 0.088552 | 1.6399 | 1.6399 | 10.5114 | 0.70346 | 0.003788 | 0.0058432 | 0.0073552 | 0 | 0 | 0 | 0 | 0 | 0 | 0.074695 | 0.014972 | 1.2796 | 0.45441 | 9.5573 | 2.2791 | 1.1538 | 0.59632 | 0.89806 | 0 | 0 | 0 | 0 | -3.1236 | 0.062055 | 0 | 0 | 0 | -0.63041 | 0 | 0 | 0 | 0 | 0 | 0 | 0 | 0 | 2.8747 | 0 | 0 | 0 | 0 | 0 | -5.4625 | 0 | 0 | 0 | 0 | 0 | 0 | 0 | 0 | 0 | 0 | 0 | -2.3937 | 0 | 0 | -31.0768 | 2.0172 | 0 | 4.9597 | 4.9597 | 3.5124 | 38.0052 | 1.3567 | 3.3824 | 0 | 0.033193 | -0.75332 | 0.78408 | 0.19745 | 0 | 16.7479 | 22.1831 | -40.3168 | 0 | 0.5984 | 0 | 1.8521 | 0.15679
2025_02_21 Hr 15 | 0.8081 | 0.00030078 | 0 | 0.186 | 0.18339 | 0.18769 | 0.19423 | 0.1955 | 0.19921 | 0 | 0 | 0.0031592 | 0.57 | 0.080207 | 1.6399 | 1.6399 | 10.5114 | 0.70346 | 0.003788 | 0.0058432 | 0.0073552 | 0 | 0 | 0 | 0 | 0 | 0 | 0.074695 | 0.014972 | 1.2779 | 0.45441 | 9.5573 | 2.2791 | 1.1538 | 0.59632 | 0.89806 | 0 | 0 | 0 | 0.013985 | -2.5012 | 0.062055 | 0 | 0 | 0 | -0.63112 | 0 | 0 | 0 | 0 | 0 | 0 | 0 | 0 | 2.8747 | 0 | 0 | 0 | 0 | 0 | -5.4625 | 0 | 0 | 0 | 0 | 0 | 0 | 0 | 0 | 0 | 0 | 0 | -2.3937 | 0 | 0 | -40.8462 | 2.0172 | 0 | 4.9235 | 4.9235 | 3.5429 | 37.9313 | 1.3567 | 3.3824 | 0 | 0.033193 | -0.8081 | 0.78408 | 0.19745 | 0 | 7.5021 | 22.1997 | -50.1417 | 0 | 0.5984 | 0 | 1.8521 | 0.15655
2025_02_21 Hr 16 | 0.72601 | 0.00037399 | 0 | 0.186 | 0.18339 | 0.18769 | 0.19423 | 0.1955 | 0.19921 | 0 | 0 | 0.0031592 | 0.57 | 0.079427 | 1.6399 | 1.6399 | 10.5114 | 0.70346 | 0.003788 | 0.0058432 | 0.0073552 | 0 | 0 | 0 | 0 | 0 | 0 | 0.074695 | 0.014972 | 1.2796 | 0.45441 | 9.5573 | 2.2791 | 1.1538 | 0.59632 | 0.89806 | 0 | 0 | 0 | 0 | -4.0011 | 0.062055 | 0 | 0 | 0 | -0.62495 | 0 | 0 | 0 | 0 | 0 | 0 | 0 | 0 | 2.6715 | 0 | 0 | 0 | 0 | 0 | -5.4625 | 0 | 0 | 0 | 0 | 0 | 0 | 0 | 0 | 0 | 0 | 0 | -2.3937 | 0 | 0 | -49.4458 | 2.0172 | 0 | 4.9597 | 4.9597 | 3.5603 | 38.0052 | 1.3567 | 3.3824 | 0 | 0.033193 | -0.72601 | 0.78408 | 0.19745 | 0 | -2.7175 | 21.9314 | -58.653 | 0 | 0.5984 | 0 | 1.8521 | 0.15689
2025_02_21 Hr 17 | 0.27201 | 0.00017494 | 0 | 0.186 | 0.18339 | 0.18769 | 0.19423 | 0.1955 | 0.19921 | 0 | 0 | 0.0031592 | 0.42 | 0.065309 | 1.6399 | 1.6399 | 10.5114 | 0.70346 | 0.003788 | 0.0058432 | 0.0073552 | 0 | 0 | 0 | 0 | 0 | 0 | 0.074695 | 0.014972 | 1.2796 | 0.45441 | 9.5573 | 2.2791 | 1.1538 | 0.59632 | 0.89806 | 0 | 0 | 0 | 0 | -4.7649 | 0.062055 | 0 | 0 | 0 | -0.69764 | 0 | 0 | 0 | 0 | 0 | 0 | 0 | 0 | 2.5335 | 0 | 0 | 0 | 0 | 0 | -5.4625 | 0 | 0 | 0 | 0 | 0 | 0 | 0 | 0 | 0 | 0 | 0 | -2.3937 | 0 | 0 | -39.1529 | 2.0172 | 0 | 4.9597 | 4.9597 | 2.9901 | 38.0052 | 1.3567 | 3.3824 | 0 | 0.033193 | -0.27201 | 0.78408 | 0.19745 | 0 | 5.8667 | 20.6052 | -47.9788 | 0 | 0.5984 | 0 | 1.8521 | 0.15717
2025_02_21 Hr 18 | 0 | 3.7091e-05 | 0 | 0.186 | 0.18339 | 0.18769 | 0.19423 | 0.1955 | 0.19921 | 0 | 0 | 0.0031592 | 0.3 | 0.046158 | 1.6399 | 1.6399 | 10.5114 | 0.70346 | 0.003788 | 0.0058432 | 0.0073552 | 0 | 0 | 0 | 0 | 0 | 0 | 0.074695 | 0.014972 | 1.2796 | 0.45441 | 9.5573 | 2.2791 | 1.1538 | 0.59632 | 0.89806 | 0 | 0 | 0 | 0 | -9.0123 | 0.062055 | 0 | 0 | 0 | -0.69027 | 0 | 0 | 0 | 0 | 0 | 0 | 0 | 0 | 2.9473 | 0 | 0 | 0 | 0 | 0 | -5.4625 | 0 | 0 | 0 | 0 | 0 | 0 | 0 | 0 | 0 | 0 | 0 | -2.3937 | 0 | 0 | -30.7885 | 2.0172 | 0 | 4.9597 | 4.9597 | 2.4896 | 38.0052 | 1.3567 | 3.3824 | 0 | 0.033193 | 0 | 0.78408 | 0.19745 | 0 | 9.7663 | 20.1084 | -39.335 | 0 | 0.5984 | 0 | 1.8521 | 0.15835
2025_02_21 Hr 19 | 0 | 0 | 0 | 0.186 | 0.18339 | 0.18769 | 0.19423 | 0.1955 | 0.19921 | 0 | 0 | 0.0031592 | 0.21 | 0.02851 | 1.6399 | 1.6399 | 10.5114 | 0.70346 | 0.003788 | 0.0058432 | 0.0073552 | 0 | 0 | 0 | 0 | 0 | 0 | 0.074695 | 0.014972 | 1.2796 | 0.45441 | 9.5573 | 2.2791 | 1.1538 | 0.59632 | 0.89806 | 0 | 0 | 0 | 0 | -8.2741 | 0.062055 | 0 | 0 | 0 | -0.60883 | 0 | 0 | 0 | 0 | 0 | 0 | 0 | 0 | 3.3538 | 0 | 0 | 0 | 0 | 0 | -5.4625 | 0 | 0 | 0 | 0 | 0 | 0 | 0 | 0 | 0 | 0 | 0 | -2.3937 | 0 | 0 | -17.3927 | 2.0172 | 0 | 4.9597 | 4.9597 | 2.4374 | 38.0052 | 1.3567 | 3.3824 | 0 | 0.033193 | 0 | 0.78408 | 0.19745 | 0 | 24.2284 | 20.3551 | -25.8578 | 0 | 0.5984 | 0 | 1.8521 | 0.15849
2025_02_21 Hr 20 | 0 | 0 | 0 | 0.186 | 0.18339 | 0.18769 | 0.19423 | 0.1955 | 0.19921 | 0 | 0 | 0.0031592 | 0.12 | 0.019324 | 1.6399 | 1.6399 | 10.5114 | 0.70346 | 0.003788 | 0.0058432 | 0.0073552 | 0 | 0 | 0 | 0 | 0 | 0 | 0.074695 | 0.014972 | 1.2796 | 0.45441 | 9.5573 | 2.2791 | 1.1538 | 0.59632 | 0.89806 | 0 | 0 | 0 | 0 | -6.6013 | 0.062055 | 0 | 0 | 0 | -0.72256 | 0 | 0 | 0 | 0 | 0 | 0 | 0 | 0 | 3.5644 | 0 | 0 | 0 | 0 | 0 | -5.4625 | 0 | 0 | 0 | 0 | 0 | 0 | 0 | 0 | 0 | 0 | 0 | -2.3937 | 0 | 0 | -20.6211 | 2.0172 | 0 | 4.9597 | 4.9597 | 2.4896 | 38.0052 | 1.3567 | 3.3824 | 0 | 0.033193 | 0 | 0.78408 | 0.19745 | 0 | 22.7218 | 20.5177 | -29.1999 | 0 | 0.5984 | 0 | 1.8521 | 0.15756
2025_02_21 Hr 21 | 0 | 0 | 0 | 0.186 | 0.18339 | 0.18769 | 0.19423 | 0.1955 | 0.19921 | 0 | 0 | 0.0031592 | 0.03 | 0.0046543 | 1.6399 | 1.6399 | 10.5114 | 0 | 0.003788 | 0.0058432 | 0.0073552 | 0 | 0 | 0 | 0 | 0 | 0 | 0.074695 | 0.014972 | 1.2796 | 0.45441 | 9.5573 | 2.2791 | 1.1538 | 0.59632 | 0.89806 | 0 | 0 | 0 | 0 | -2.0504 | 0.062055 | 0 | 0 | 0 | -0.69605 | 0 | 0 | 0 | 0 | 0 | 0 | 0 | 0 | 3.0126 | 0 | 0 | 0 | 0 | 0 | -5.4625 | 0 | 0 | 0 | 0 | 0 | 0 | 0 | 0 | 0 | 0 | 0 | -2.3937 | 0 | 0 | -13.3836 | 2.0172 | 0 | 4.9597 | 4.9597 | 2.8987 | 37.3018 | 1.3567 | 3.3824 | 0 | 0.033193 | 0 | 0.78408 | 0.19745 | 0 | 33.5848 | 20.2692 | -21.9359 | 0 | 0.5984 | 0 | 1.8521 | 0.15632
2025_02_21 Hr 22 | 0 | 0 | 0 | 0.186 | 0.18339 | 0.18769 | 0.19423 | 0.1955 | 0.19921 | 0 | 0 | 0.0031592 | 0.03 | 0.0041685 | 1.6399 | 1.6399 | 10.5114 | 0 | 0.003788 | 0.0058432 | 0.0073552 | 0 | 0 | 0 | 0 | 0 | 0 | 0.074695 | 0.014972 | 1.2796 | 0.45441 | 9.5573 | 2.2791 | 1.1538 | 0.59632 | 0.89806 | 0 | 0 | 0 | 2.0754 | 0 | 0.062055 | 0 | 0 | 0 | -0.62318 | 0 | 0 | 0 | 0 | 0 | 0 | 0 | 0 | 3.0126 | 0 | 0 | 0 | 0 | 0 | -5.4625 | 0 | 0 | 0 | 0 | 0 | 0 | 0 | 0 | 0 | 0 | 0 | -2.3937 | 0 | 0 | -12.1941 | 2.0172 | 0 | 4.9597 | 4.9597 | 2.7899 | 37.3018 | 1.3567 | 3.3824 | 0 | 0.033193 | 0 | 0.78408 | 0.19745 | 0 | 38.8624 | 20.1588 | -20.6735 | 0 | 0.5984 | 0 | 1.8521 | 0.15511
2025_02_21 Hr 23 | 0 | 0 | 0 | 0.186 | 0.18339 | 0.18769 | 0.19423 | 0.1955 | 0.19921 | 0 | 0 | 0.0031592 | 0.12 | 0.017115 | 1.6399 | 1.6399 | 10.5928 | 0 | 0.003788 | 0.0058432 | 0.0073552 | 0 | 0 | 2.0141 | 0 | 1.9079 | 0 | 0.074695 | 0.014972 | 1.2796 | 0.45441 | 9.6062 | 2.2791 | 0 | 0.60107 | 0.89806 | 0 | 0 | 0 | 3.1303 | 0 | 0.062055 | 0 | 0 | 0 | -0.63973 | 0 | 0 | 0 | 0 | 0 | 0 | 0 | 0 | 3.2885 | 0 | 0 | 0 | 0 | 0 | 0 | -4.4375 | 0 | 0 | 0 | 0 | 0 | 0 | 0 | 0 | 0 | 0 | 0 | 0 | 0 | -17.9087 | 2.0172 | 0 | 4.9977 | 4.9977 | 2.568 | 36.3544 | 1.3567 | 3.3824 | 0 | 0.033193 | 0 | 0.78408 | 0.19745 | 0 | 40.74 | 20.3193 | -19.0639 | 0 | 0.5984 | 0 | 1.8521 | 0.15406
2025_02_21 Hr 24 | 0 | 0 | 0 | 0.186 | 0.18339 | 0.18769 | 0.19423 | 0.1955 | 0.19921 | 0 | 0 | 0.0031592 | 0.21 | 0.027657 | 1.6399 | 1.6399 | 10.5928 | 0 | 0.003788 | 0.0058432 | 0.0073552 | 0 | 0 | 1.7214 | 0 | 1.6152 | 0 | 0.074695 | 0.014972 | 1.2796 | 0.45441 | 9.6062 | 2.2791 | 0 | 0.60107 | 0.89806 | 0 | 0 | 0 | 2.7803 | 0 | 0.062055 | 0 | 0.089602 | 0 | -0.59055 | 0 | 0 | 0 | 0 | 0 | 0 | 0 | 0 | 3.5644 | 0 | 0 | 0 | 0 | 0 | 0 | -4.4375 | 0 | 0 | 0 | 0 | 0 | 0 | 0 | 0 | 0 | 0 | 0 | 0 | 0 | -18.8541 | 2.0172 | 0 | 4.9977 | 4.9977 | 2.4678 | 36.3544 | 1.3567 | 3.3824 | 0 | 0.033193 | 0 | 0.78408 | 0.19745 | 0 | 39.1836 | 20.5944 | -20.5455 | 0 | 0.5984 | 0 | 1.8521 | 0.15285
2025_02_22 Hr 01 | 0 | 0 | 0 | 0.15977 | 0.15753 | 0.16122 | 0.16683 | 0.16793 | 0.17111 | 0 | 0 | 0.0031592 | 0.66 | 0.10216 | 1.6399 | 1.6399 | 9.0998 | 0 | 0.003788 | 0.0058432 | 0.0073552 | 0 | 0 | 2.3399 | 0 | 2.2336 | 0 | 0.074695 | 0.014972 | 1.2796 | 0.391 | 8.2515 | 2.2791 | 0 | 0.60107 | 0.89806 | 0 | 0 | 0 | 2.1438 | 0 | 0.062055 | 0 | 0 | 0 | -0.69445 | 0 | 0 | 0 | 0 | 0 | 0 | 0 | 0 | 3.4918 | 0 | 0 | 0 | 0 | 0 | 0 | -4.4375 | 0 | 0 | 0 | 0 | 0 | 0 | 0 | 0 | 0 | 0 | 0 | 0 | 0 | -32.6609 | 2.0172 | 0 | 4.2929 | 4.2929 | 2.9205 | 31.872 | 1.3567 | 3.3824 | 0 | 0.033193 | 0 | 0.78408 | 0.19745 | 0 | 22.2941 | 21.4977 | -33.2193 | 0 | 0.5984 | 0 | 1.8521 | 0.15161
2025_02_22 Hr 02 | 0 | 0 | 0 | 0.15977 | 0.15753 | 0.16122 | 0.16683 | 0.16793 | 0.17111 | 0 | 0 | 0.0031592 | 1.02 | 0.15953 | 1.6399 | 1.6399 | 9.0998 | 0 | 0.003788 | 0.0058432 | 0.0073552 | 0 | 0 | 2.383 | 0 | 2.2768 | 0 | 0.074695 | 0.014972 | 1.2796 | 0.391 | 8.2515 | 2.2791 | 0 | 0.60107 | 0.89806 | 0 | 0 | 0 | 2.1553 | 0 | 0.062055 | 0 | 0 | 0 | -0.70169 | 0 | 0 | 0 | 0 | 0 | 0 | 0 | 0 | 3.7676 | 0 | 0 | 0 | 0 | 0 | 0 | -4.4375 | 0 | 0 | 0 | 0 | 0 | 0 | 0 | 0 | 0 | 0 | 0 | 0 | 0 | -34.6172 | 2.0172 | 0 | 4.2929 | 4.2929 | 2.9379 | 31.872 | 1.3567 | 3.3824 | 0 | 0.033193 | 0 | 0.78408 | 0.19745 | 0 | 21.1389 | 22.2083 | -35.0967 | 0 | 0.5984 | 0 | 1.8521 | 0.15159
2025_02_22 Hr 03 | 0 | 0 | 0 | 0.15977 | 0.15753 | 0.16122 | 0.16683 | 0.16793 | 0.17111 | 0 | 0 | 0.0031592 | 1.2 | 0.18639 | 1.6399 | 1.6399 | 9.0998 | 0 | 0.003788 | 0.0058432 | 0.0073552 | 0 | 0 | 2.3542 | 0 | 2.2479 | 0 | 0.074695 | 0.014972 | 1.2796 | 0.391 | 8.2515 | 2.2791 | 0 | 0.60107 | 0.89806 | 0 | 0 | 0 | 2.1389 | 0 | 0.062055 | 0 | 0 | 0 | -0.69685 | 0 | 0 | 0 | 0 | 0 | 0 | 0 | 0 | 4.1088 | 0 | 0 | 0 | 0 | 0 | 0 | -4.4375 | 0 | 0 | 0 | 0 | 0 | 0 | 0 | 0 | 0 | 0 | 0 | 0 | 0 | -39.0926 | 2.0172 | 0 | 4.2929 | 4.2929 | 2.7986 | 31.872 | 1.3567 | 3.3824 | 0 | 0.033193 | 0 | 0.78408 | 0.19745 | 0 | 17.0031 | 22.617 | -39.6249 | 0 | 0.5984 | 0 | 1.8521 | 0.15153
2025_02_22 Hr 04 | 0 | 0 | 0 | 0.15977 | 0.15753 | 0.16122 | 0.16683 | 0.16793 | 0.17111 | 0 | 0 | 0.0031592 | 1.53 | 0.24062 | 1.6399 | 1.6399 | 9.0998 | 0 | 0.003788 | 0.0058432 | 0.0073552 | 0 | 0 | 2.4063 | 0 | 2.3 | 0 | 0.074695 | 0.014972 | 1.2796 | 0.391 | 8.2515 | 2.2791 | 0 | 0.60107 | 0.89806 | 0 | 0 | 0 | 2.2423 | 0 | 0.062055 | 0 | 0 | 0 | -0.7056 | 0 | 0 | 0 | 0 | 0 | 0 | 0 | 0 | 4.2467 | 0 | 0 | 0 | 0 | 0 | 0 | -4.4375 | 0 | 0 | 0 | 0 | 0 | 0 | 0 | 0 | 0 | 0 | 0 | 0 | 0 | -35.4992 | 2.0172 | 0 | 4.2929 | 4.2929 | 2.89 | 31.872 | 1.3567 | 3.3824 | 0 | 0.033193 | 0 | 0.78408 | 0.19745 | 0 | 21.4087 | 23.2305 | -35.936 | 0 | 0.5984 | 0 | 1.8521 | 0.15142
2025_02_22 Hr 05 | 0 | 0 | 0 | 0.15977 | 0.15753 | 0.16122 | 0.16683 | 0.16793 | 0.17111 | 0 | 0 | 0.0031592 | 2.01 | 0.31244 | 1.6399 | 1.6399 | 9.0998 | 0.60511 | 0.003788 | 0.0058432 | 0.0073552 | 0 | 0 | 2.3575 | 0 | 2.2512 | 0 | 0.074695 | 0.014972 | 1.2796 | 0.391 | 8.2515 | 2.2791 | 0 | 0.60107 | 0.89806 | 0 | 0 | 0 | 1.837 | 0 | 0.062055 | 0 | 0 | 0 | -0.6974 | 0 | 0 | 0 | 0 | 0 | 0 | 0 | 0 | 4.3121 | 0 | 0 | 0 | 0 | 0 | 0 | -4.4375 | 0 | 0 | 0 | 0 | 0 | 0 | 0 | 0 | 0 | 0 | 0 | 0 | 0 | -49.9271 | 2.0172 | 0 | 4.2929 | 4.2929 | 3.1381 | 32.4771 | 1.3567 | 3.3824 | 0 | 0.033193 | 0 | 0.78408 | 0.19745 | 0 | 7.9576 | 24.0968 | -50.4533 | 0 | 0.5984 | 0 | 1.8521 | 0.15254
2025_02_22 Hr 06 | 0 | 0 | 0 | 0.15977 | 0.15753 | 0.16122 | 0.16683 | 0.16793 | 0.17111 | 0 | 0 | 0.0031592 | 2.19 | 0.36405 | 1.6399 | 1.6399 | 9.0998 | 0.60511 | 0.003788 | 0.0058432 | 0.0073552 | 0 | 0 | 2.6464 | 0 | 2.5401 | 0 | 0.074695 | 0.014972 | 1.2796 | 0.391 | 8.2515 | 2.2791 | 0 | 0.60107 | 0.89806 | 0 | 0 | 0 | 2.6328 | -1.7536 | 0.062055 | 0 | 0 | 0 | -0.74594 | 0 | 0 | 0 | 0 | 0 | 0 | 0 | 0 | 4.5226 | 0 | 0 | 0 | 0 | 0 | 0 | -4.4375 | 0 | 0 | 0 | 0 | 0 | 0 | 0 | 0 | 0 | 0 | 0 | 0 | 0 | -49.29 | 2.0172 | 0 | 4.2929 | 4.2929 | 3.2687 | 32.4771 | 1.3567 | 3.3824 | 0 | 0.033193 | 0 | 0.78408 | 0.19745 | 0 | 8.7392 | 24.6698 | -49.2869 | 0 | 0.5984 | 0 | 1.8521 | 0.15284
2025_02_22 Hr 07 | 0 | 0 | 0 | 0.15977 | 0.15753 | 0.16122 | 0.16683 | 0.16793 | 0.17111 | 0 | 0 | 0.0031592 | 2.01 | 0.33508 | 1.6399 | 1.6399 | 9.0299 | 0.60432 | 0.003788 | 0.0058432 | 0.0073552 | 0 | 0 | 0 | 0 | 0 | 0 | 0.074695 | 0.014972 | 1.2796 | 0.391 | 8.2095 | 2.2791 | 0 | 0.59632 | 0.89806 | 0 | 0 | 0 | 0 | -2.5443 | 0.062055 | 0 | 0 | 0 | -0.74807 | 0 | 0 | 0 | 0 | 0 | 0 | 0 | 0 | 4.5879 | 0 | 0 | 0 | 0 | 0 | -5.4625 | 0 | 0 | 0 | 0 | 0 | 0 | 0 | 0 | 0 | 0 | 0 | -2.3937 | 0 | 0 | -40.0342 | 2.0172 | 0 | 4.2602 | 4.2602 | 3.4428 | 32.2991 | 1.3567 | 3.3824 | 0 | 0.033193 | 0 | 0.78408 | 0.19745 | 0 | 5.8128 | 24.6966 | -48.6386 | 0 | 0.5984 | 0 | 1.8521 | 0.1539
2025_02_22 Hr 08 | 0.13593 | 0 | 0 | 0.15977 | 0.15753 | 0.16122 | 0.16683 | 0.16793 | 0.17111 | 0 | 0 | 0.0031592 | 1.59 | 0.26642 | 1.6399 | 1.6399 | 9.0299 | 0.60432 | 0.003788 | 0.0058432 | 0.0073552 | 0 | 0 | 0 | 0 | 0 | 0 | 0.074695 | 0.014972 | 1.2796 | 0.391 | 8.2095 | 2.2791 | 0 | 0.59632 | 0.89806 | 0 | 0 | 0 | 0 | -6.9509 | 0.062055 | 0 | 0 | 0 | -0.75192 | 0 | 0 | 0 | 0 | 0 | 0 | 0 | 0 | 4.3121 | 0 | 0 | 0 | 0 | 0 | -5.4625 | 0 | 0 | 0 | 0 | 0 | 0 | 0 | 0 | 0 | 0 | 0 | -2.3937 | 0 | 0 | -36.1646 | 2.0172 | 0 | 4.2602 | 4.2602 | 3.482 | 32.2991 | 1.3567 | 3.3824 | 0 | 0.033193 | -0.13593 | 0.78408 | 0.19745 | 0 | 4.5481 | 24.1086 | -44.9087 | 0 | 0.5984 | 0 | 1.8521 | 0.15534
2025_02_22 Hr 09 | 0.62204 | 0 | 0 | 0.15977 | 0.15753 | 0.16122 | 0.16683 | 0.16793 | 0.17111 | 0 | 0 | 0.0031592 | 1.5 | 0.24302 | 1.6399 | 1.6399 | 9.0299 | 0.60432 | 0.003788 | 0.0058432 | 0.0073552 | 0 | 0 | 0 | 0 | 0 | 0 | 0.074695 | 0.014972 | 1.2796 | 0.391 | 8.2095 | 2.2791 | 0 | 0.59632 | 0.89806 | 0 | 0 | 0 | 0 | -9.5909 | 0.062055 | 0 | 0 | 0 | -0.72695 | 0 | 0 | 0 | 0 | 0 | 0 | 0 | 0 | 3.9709 | 0 | 0 | 0 | 0 | 0 | -5.4625 | 0 | 0 | 0 | 0 | 0 | 0 | 0 | 0 | 0 | 0 | 0 | -2.3937 | 0 | 0 | -43.1371 | 2.0172 | 0 | 4.2602 | 4.2602 | 3.3906 | 32.2991 | 1.3567 | 3.3824 | 0 | 0.033193 | -0.62204 | 0.78408 | 0.19745 | 0 | -5.5846 | 24.0496 | -52.3424 | 0 | 0.5984 | 0 | 1.8521 | 0.15615
2025_02_22 Hr 10 | 0.61289 | 0.00010054 | 0 | 0.15977 | 0.15753 | 0.16122 | 0.16683 | 0.16793 | 0.17111 | 0 | 0 | 0.0031592 | 1.5 | 0.23459 | 1.6399 | 1.6399 | 9.0299 | 0.60432 | 0.003788 | 0.0058432 | 0.0073552 | 0 | 0 | 0 | 0 | 0 | 0 | 0.074695 | 0.014972 | 1.2796 | 0.391 | 8.2095 | 2.2791 | 0 | 0.59632 | 0.89806 | 0 | 0 | 0 | 0 | -9.9705 | 0.062055 | 0 | 0 | 0 | -0.70166 | 0 | 0 | 0 | 0 | 0 | 0 | 0 | 0 | 3.9055 | 0 | 0 | 0 | 0 | 0 | -5.4625 | 0 | 0 | 0 | 0 | 0 | 0 | 0 | 0 | 0 | 0 | 0 | -2.3937 | 0 | 0 | -40.0087 | 2.0172 | 0 | 4.2602 | 4.2602 | 3.3514 | 32.2991 | 1.3567 | 3.3824 | 0 | 0.033193 | -0.61289 | 0.78408 | 0.19745 | 0 | -2.9235 | 23.9275 | -49.1795 | 0 | 0.5984 | 0 | 1.8521 | 0.15606
2025_02_22 Hr 11 | 0.56741 | 0.0001843 | 0 | 0.15977 | 0.15753 | 0.16122 | 0.16683 | 0.16793 | 0.17111 | 0 | 0 | 0.0031592 | 1.26 | 0.15371 | 1.6399 | 1.6399 | 9.0299 | 0.60432 | 0.003788 | 0.0058432 | 0.0073552 | 0 | 0 | 0 | 0 | 0 | 0 | 0.074695 | 0.014972 | 1.2796 | 0.391 | 8.2095 | 2.2791 | 0 | 0.59632 | 0.89806 | 0 | 0 | 0 | 0 | -7.4207 | 0.062055 | 0 | 0 | 0 | -0.54688 | 0 | 0 | 0 | 0 | 0 | 0 | 0 | 0 | 3.9709 | 0 | 0 | 0 | 0 | 0 | -5.4625 | 0 | 0 | 0 | 0 | 0 | 0 | 0 | 0 | 0 | 0 | 0 | -2.3937 | 0 | 0 | -39.811 | 2.0172 | 0 | 4.2602 | 4.2602 | 3.2992 | 32.2991 | 1.3567 | 3.3824 | 0 | 0.033193 | -0.56741 | 0.78408 | 0.19745 | 0 | -0.32898 | 23.5742 | -48.7815 | 0 | 0.5984 | 0 | 1.8521 | 0.15594
2025_02_22 Hr 12 | 0.56734 | 0.00038379 | 0 | 0.15977 | 0.15753 | 0.16122 | 0.16683 | 0.16793 | 0.17111 | 0 | 0 | 0.0031592 | 1.2 | 0.14771 | 1.6399 | 1.6399 | 9.0299 | 0.60432 | 0.003788 | 0.0058432 | 0.0073552 | 0 | 0 | 0 | 0 | 0 | 0 | 0.074695 | 0.014972 | 1.2796 | 0.391 | 8.2095 | 2.2791 | 0 | 0.59632 | 0.89806 | 0 | 0 | 0 | 0 | -5.5362 | 0.062055 | 0 | 0 | 0 | -0.55182 | 0 | 0 | 0 | 0 | 0 | 0 | 0 | 0 | 3.7676 | 0 | 0 | 0 | 0 | 0 | -5.4625 | 0 | 0 | 0 | 0 | 0 | 0 | 0 | 0 | 0 | 0 | 0 | -2.3937 | 0 | 0 | -39.6992 | 2.0172 | 0 | 4.2602 | 4.2602 | 3.26 | 32.2991 | 1.3567 | 3.3824 | 0 | 0.033193 | -0.56734 | 0.78408 | 0.19745 | 0 | 1.3533 | 23.2651 | -48.6746 | 0 | 0.5984 | 0 | 1.8521 | 0.15515
2025_02_22 Hr 13 | 0.43148 | 0.00026742 | 0 | 0.15977 | 0.15753 | 0.16122 | 0.16683 | 0.16793 | 0.17111 | 0 | 0 | 0.0031592 | 1.17 | 0.13519 | 1.6399 | 1.6399 | 9.0299 | 0.60432 | 0.003788 | 0.0058432 | 0.0073552 | 0 | 0 | 0 | 0 | 0 | 0 | 0.074695 | 0.014972 | 1.2796 | 0.391 | 8.2095 | 2.2791 | 0 | 0.59632 | 0.89806 | 0 | 0 | 0 | 0 | -3.1196 | 0.062055 | 0 | 0 | 0 | -0.51788 | 0 | 0 | 0 | 0 | 0 | 0 | 0 | 0 | 3.7676 | 0 | 0 | 0 | 0 | 0 | -5.4625 | 0 | 0 | 0 | 0 | 0 | 0 | 0 | 0 | 0 | 0 | 0 | -2.3937 | 0 | 0 | -43.2344 | 2.0172 | 0 | 4.2602 | 4.2602 | 3.2905 | 32.2991 | 1.3567 | 3.3824 | 0 | 0.033193 | -0.43148 | 0.78408 | 0.19745 | 0 | 0.25587 | 23.1164 | -52.04 | 0 | 0.5984 | 0 | 1.8521 | 0.1545
2025_02_22 Hr 14 | 0.2043 | 0.00020396 | 0 | 0.15977 | 0.15753 | 0.16122 | 0.16683 | 0.16793 | 0.17111 | 0 | 0 | 0.0031592 | 1.14 | 0.11956 | 1.6399 | 1.6399 | 9.0299 | 0.60432 | 0.003788 | 0.0058432 | 0.0073552 | 0 | 0 | 0 | 0 | 0 | 0 | 0.074695 | 0.014972 | 1.2796 | 0.391 | 8.2095 | 2.2791 | 0 | 0.59632 | 0.89806 | 0 | 0 | 0 | 0.0086116 | -1.1756 | 0.062055 | 0 | 0 | 0 | -0.46986 | 0 | 0 | 0 | 0 | 0 | 0 | 0 | 0 | 3.3538 | 0 | 0 | 0 | 0 | 0 | -5.4625 | 0 | 0 | 0 | 0 | 0 | 0 | 0 | 0 | 0 | 0 | 0 | -2.3937 | 0 | 0 | -38.7413 | 2.0172 | 0 | 4.2602 | 4.2602 | 3.2426 | 32.2991 | 1.3567 | 3.3824 | 0 | 0.033193 | -0.2043 | 0.78408 | 0.19745 | 0 | 6.2416 | 22.3813 | -47.2717 | 0 | 0.5984 | 0 | 1.8521 | 0.15388
2025_02_22 Hr 15 | 0.27193 | 0.00015242 | 0 | 0.15977 | 0.15753 | 0.16122 | 0.16683 | 0.16793 | 0.17111 | 0 | 0 | 0.0031592 | 1.11 | 0.12533 | 1.6382 | 1.6382 | 8.4567 | 0.30216 | 0.003788 | 0.0058432 | 0.0073552 | 0 | 0 | 0 | 0 | 0 | 0 | 0.074695 | 0.014972 | 1.2043 | 0.391 | 7.7559 | 2.2791 | 0 | 0.55728 | 0.89806 | 0 | 0 | 0 | 3.9976 | -0.48456 | 0.062055 | 0 | 0 | 0 | -0.50598 | 0 | 0 | 0 | 0 | 0 | 0 | 0 | 0 | 3.6297 | 0 | 0 | 0 | 0 | 0 | -5.4625 | 0 | 0 | 0 | 0 | 0 | 0 | 0 | 0 | 0 | 0 | 0 | -2.3937 | 0 | 0 | -38.3836 | 2.0172 | 0 | 3.7694 | 3.7694 | 3.1512 | 29.9096 | 1.3567 | 3.3824 | 0 | 0.033193 | -0.27193 | 0.78408 | 0.19745 | 0 | 8.9744 | 22.5695 | -47.0178 | 0 | 0.5984 | 0 | 1.8521 | 0.15334
2025_02_22 Hr 16 | 0.27208 | 8.2037e-05 | 0 | 0.15977 | 0.15753 | 0.16122 | 0.16683 | 0.16793 | 0.17111 | 0 | 0 | 0.0031592 | 0.87 | 0.090632 | 1.6296 | 1.6296 | 8.7229 | 0.45324 | 0.003788 | 0.0058432 | 0.0073552 | 0 | 0 | 0 | 0 | 0 | 0 | 0.074695 | 0.014972 | 1.2327 | 0.391 | 8.0475 | 2.2791 | 0 | 0.58237 | 0.89806 | 0 | 0 | 0 | 2.1948 | -1.1508 | 0.062055 | 0 | 0 | 0 | -0.46668 | 0 | 0 | 0 | 0 | 0 | 0 | 0 | 0 | 3.4918 | 0 | 0 | 0 | 0 | 0 | -5.4625 | 0 | 0 | 0 | 0 | 0 | 0 | 0 | 0 | 0 | 0 | 0 | -2.3937 | 0 | 0 | -37.2984 | 2.0172 | 0 | 4.022 | 4.022 | 3.2295 | 31.1348 | 1.3567 | 3.3824 | 0 | 0.033193 | -0.27208 | 0.78408 | 0.19745 | 0 | 8.546 | 22.2605 | -45.8934 | 0 | 0.5984 | 0 | 1.8521 | 0.15349
2025_02_22 Hr 17 | 0.02274 | 2.2265e-05 | 0 | 0.15977 | 0.15753 | 0.16122 | 0.16683 | 0.16793 | 0.17111 | 0 | 0 | 0.0031592 | 0.9 | 0.077928 | 1.6399 | 1.6399 | 9.0299 | 0.60432 | 0.003788 | 0.0058432 | 0.0073552 | 0 | 0 | 0 | 0 | 0 | 0 | 0.074695 | 0.014972 | 1.2796 | 0.391 | 8.2095 | 2.2791 | 0 | 0.59632 | 0.89806 | 0 | 0 | 0 | 0 | -2.3227 | 0.062055 | 0 | 0 | 0 | -0.38754 | 0 | 0 | 0 | 0 | 0 | 0 | 0 | 0 | 4.1741 | 0 | 0 | 0 | 0 | 0 | -5.4625 | 0 | 0 | 0 | 0 | 0 | 0 | 0 | 0 | 0 | 0 | 0 | -2.3937 | 0 | 0 | -33.9096 | 2.0172 | 0 | 4.2602 | 4.2602 | 3.2208 | 32.2991 | 1.3567 | 3.3824 | 0 | 0.033193 | -0.02274 | 0.78408 | 0.19745 | 0 | 10.5172 | 22.717 | -42.1762 | 0 | 0.5984 | 0 | 1.8521 | 0.15444
2025_02_22 Hr 18 | 0.045117 | 0 | 0 | 0.15977 | 0.15753 | 0.16122 | 0.16683 | 0.16793 | 0.17111 | 0 | 0 | 0.0031592 | 1.41 | 0.14159 | 1.6399 | 1.6399 | 9.0299 | 0.60432 | 0.003788 | 0.0058432 | 0.0073552 | 0 | 0 | 0 | 0 | 0 | 0 | 0.074695 | 0.014972 | 1.2796 | 0.391 | 8.2095 | 2.2791 | 0 | 0.59632 | 0.89806 | 0 | 0 | 0 | 0 | -5.2635 | 0.062055 | 0 | 0 | 0 | -0.44977 | 0 | 0 | 0 | 0 | 0 | 0 | 0 | 0 | 4.3121 | 0 | 0 | 0 | 0 | 0 | -5.4625 | 0 | 0 | 0 | 0 | 0 | 0 | 0 | 0 | 0 | 0 | 0 | -2.3937 | 0 | 0 | -40.4431 | 2.0172 | 0 | 4.2602 | 4.2602 | 3.1686 | 32.2991 | 1.3567 | 3.3824 | 0 | 0.033193 | -0.045117 | 0.78408 | 0.19745 | 0 | 1.6412 | 23.3999 | -48.7943 | 0 | 0.5984 | 0 | 1.8521 | 0.15561
2025_02_22 Hr 19 | 0 | 0 | 0 | 0.15977 | 0.15753 | 0.16122 | 0.16683 | 0.16793 | 0.17111 | 0 | 0 | 0.0031592 | 1.77 | 0.18323 | 1.6399 | 1.6399 | 9.0299 | 0.60432 | 0.003788 | 0.0058432 | 0.0073552 | 0 | 0 | 0 | 0 | 0 | 0 | 0.074695 | 0.014972 | 1.2796 | 0.391 | 8.2095 | 2.2791 | 0 | 0.59632 | 0.89806 | 0 | 0 | 0 | 0 | -6.6221 | 0.062055 | 0 | 0 | 0 | -0.46374 | 0 | 0 | 0 | 0 | 0 | 0 | 0 | 0 | 4.45 | 0 | 0 | 0 | 0 | 0 | -5.4625 | 0 | 0 | 0 | 0 | 0 | 0 | 0 | 0 | 0 | 0 | 0 | -2.3937 | 0 | 0 | -41.942 | 2.0172 | 0 | 4.2602 | 4.2602 | 3.2426 | 32.2991 | 1.3567 | 3.3824 | 0 | 0.033193 | 0 | 0.78408 | 0.19745 | 0 | -0.61619 | 23.9688 | -50.262 | 0 | 0.5984 | 0 | 1.8521 | 0.15609
2025_02_22 Hr 20 | 0 | 0 | 0 | 0.15977 | 0.15753 | 0.16122 | 0.16683 | 0.16793 | 0.17111 | 0 | 0 | 0.0031592 | 2.07 | 0.22114 | 1.6399 | 1.6399 | 9.0299 | 0.60432 | 0.003788 | 0.0058432 | 0.0073552 | 0 | 0 | 0 | 0 | 0 | 0 | 0.074695 | 0.014972 | 1.2796 | 0.391 | 8.2095 | 2.2791 | 0 | 0.59632 | 0.89806 | 0 | 0 | 0 | 0 | -6.8621 | 0.062055 | 0 | 0 | 0 | -0.47863 | 0 | 0 | 0 | 0 | 0 | 0 | 0 | 0 | 4.3121 | 0 | 0 | 0 | 0 | 0 | -5.4625 | 0 | 0 | 0 | 0 | 0 | 0 | 0 | 0 | 0 | 0 | 0 | -2.3937 | 0 | 0 | -47.6418 | 2.0172 | 0 | 4.2602 | 4.2602 | 3.2295 | 32.2991 | 1.3567 | 3.3824 | 0 | 0.033193 | 0 | 0.78408 | 0.19745 | 0 | -6.3841 | 24.1557 | -55.9767 | 0 | 0.5984 | 0 | 1.8521 | 0.1561
2025_02_22 Hr 21 | 0 | 0 | 0 | 0.15977 | 0.15753 | 0.16122 | 0.16683 | 0.16793 | 0.17111 | 0 | 0 | 0.0031592 | 2.16 | 0.21312 | 1.6399 | 1.6399 | 9.0299 | 0.60432 | 0.003788 | 0.0058432 | 0.0073552 | 0 | 0 | 0 | 0 | 0 | 0 | 0.074695 | 0.014972 | 1.2796 | 0.391 | 8.2095 | 2.2791 | 0 | 0.59632 | 0.89806 | 0 | 0 | 0 | 0 | -5.0194 | 0.062055 | 0 | 0 | 0 | -0.4419 | 0 | 0 | 0 | 0 | 0 | 0 | 0 | 0 | 4.5226 | 0 | 0 | 0 | 0 | 0 | -5.4625 | 0 | 0 | 0 | 0 | 0 | 0 | 0 | 0 | 0 | 0 | 0 | -2.3937 | 0 | 0 | -43.9139 | 2.0172 | 0 | 4.2602 | 4.2602 | 3.26 | 32.2991 | 1.3567 | 3.3824 | 0 | 0.033193 | 0 | 0.78408 | 0.19745 | 0 | -0.45432 | 24.4781 | -52.2121 | 0 | 0.5984 | 0 | 1.8521 | 0.1555
2025_02_22 Hr 22 | 0 | 0 | 0 | 0.15977 | 0.15753 | 0.16122 | 0.16683 | 0.16793 | 0.17111 | 0 | 0 | 0.0031592 | 2.25 | 0.21824 | 1.6399 | 1.6399 | 9.0299 | 0.60432 | 0.003788 | 0.0058432 | 0.0073552 | 0 | 0 | 0 | 0 | 0 | 0 | 0.074695 | 0.014972 | 1.2796 | 0.391 | 8.2095 | 2.2791 | 0 | 0.59632 | 0.89806 | 0 | 0 | 0 | 0 | -3.3253 | 0.062055 | 0 | 0 | 0 | -0.43439 | 0 | 0 | 0 | 0 | 0 | 0 | 0 | 0 | 4.9291 | 0 | 0 | 0 | 0 | 0 | -5.4625 | 0 | 0 | 0 | 0 | 0 | 0 | 0 | 0 | 0 | 0 | 0 | -2.3937 | 0 | 0 | -47.085 | 2.0172 | 0 | 4.2602 | 4.2602 | 3.2513 | 32.2991 | 1.3567 | 3.3824 | 0 | 0.033193 | 0 | 0.78408 | 0.19745 | 0 | -1.4315 | 24.9704 | -55.3757 | 0 | 0.5984 | 0 | 1.8521 | 0.15485
2025_02_22 Hr 23 | 0 | 0 | 0 | 0.15977 | 0.15753 | 0.16122 | 0.16683 | 0.16793 | 0.17111 | 0 | 0 | 0.0031592 | 2.28 | 0.25321 | 1.6399 | 1.6399 | 9.0998 | 0.60511 | 0.003788 | 0.0058432 | 0.0073552 | 0 | 0 | 1.1685 | 0 | 1.0622 | 0 | 0.074695 | 0.014972 | 1.2796 | 0.391 | 8.2515 | 2.2791 | 0 | 0.60107 | 0.89806 | 0 | 0 | 0 | 0 | -2.6491 | 0.062055 | 0 | 0 | 0 | -0.49765 | 0 | 0 | 0 | 0 | 0 | 0 | 0 | 0 | 4.5226 | 0 | 0 | 0 | 0 | 0 | 0 | -4.4375 | 0 | 0 | 0 | 0 | 0 | 0 | 0 | 0 | 0 | 0 | 0 | 0 | 0 | -55.6276 | 2.0172 | 0 | 4.2929 | 4.2929 | 3.2208 | 32.4771 | 1.3567 | 3.3824 | 0 | 0.033193 | 0 | 0.78408 | 0.19745 | 0 | -3.9017 | 24.6024 | -58.3321 | 0 | 0.5984 | 0 | 1.8521 | 0.1541
2025_02_22 Hr 24 | 0 | 0 | 0 | 0.15977 | 0.15753 | 0.16122 | 0.16683 | 0.16793 | 0.17111 | 0 | 0 | 0.0031592 | 2.34 | 0.25761 | 1.6399 | 1.6399 | 9.0998 | 0.60511 | 0.003788 | 0.0058432 | 0.0073552 | 0 | 0 | 1.1426 | 0 | 1.0363 | 0 | 0.074695 | 0.014972 | 1.2796 | 0.391 | 8.2515 | 2.2791 | 0 | 0.60107 | 0.89806 | 0 | 0 | 0 | 0 | -0.63279 | 0.062055 | 0 | 0 | 0 | -0.4933 | 0 | 0 | 0 | 0 | 0 | 0 | 0 | 0 | 4.2467 | 0 | 0 | 0 | 0 | 0 | 0 | -4.4375 | 0 | 0 | 0 | 0 | 0 | 0 | 0 | 0 | 0 | 0 | 0 | 0 | 0 | -58.0836 | 2.0172 | 0 | 4.2929 | 4.2929 | 3.1904 | 32.4771 | 1.3567 | 3.3824 | 0 | 0.033193 | 0 | 0.78408 | 0.19745 | 0 | -4.6315 | 24.3597 | -60.8354 | 0 | 0.5984 | 0 | 1.8521 | 0.1533
2025_02_23 Hr 01 | 0 | 0 | 0 | 0.15977 | 0.15753 | 0.16122 | 0.16683 | 0.16793 | 0.17111 | 0 | 0 | 0.0031592 | 2.46 | 0.2606 | 1.6399 | 1.6399 | 9.0998 | 0.60511 | 0.003788 | 0.0058432 | 0.0073552 | 0 | 0 | 1.0313 | 0 | 0.92506 | 0 | 0.074695 | 0.014972 | 1.2796 | 0.391 | 8.2515 | 2.2791 | 0 | 0.60107 | 0.89806 | 0 | 0 | 0 | 1.9354 | 0 | 0.062055 | 0 | 0 | 0 | -0.47461 | 0 | 0 | 0 | 0 | 0 | 0 | 0 | 0 | 4.1741 | 0 | 0 | 0 | 0 | 0 | 0 | -4.4375 | 0 | 0 | 0 | 0 | 0 | 0 | 0 | 0 | 0 | 0 | 0 | 0 | 0 | -54.7311 | 2.0172 | 0 | 4.2929 | 4.2929 | 3.1991 | 32.4771 | 1.3567 | 3.3824 | 0 | 0.033193 | 0 | 0.78408 | 0.19745 | 0 | 1.1437 | 24.418 | -57.6868 | 0 | 0.5984 | 0 | 1.8521 | 0.15257
2025_02_23 Hr 02 | 0 | 0 | 0 | 0.15977 | 0.15753 | 0.16122 | 0.16683 | 0.16793 | 0.17111 | 0 | 0 | 0.0031592 | 2.46 | 0.26023 | 1.6399 | 1.6399 | 9.0998 | 0.60511 | 0.003788 | 0.0058432 | 0.0073552 | 0 | 0 | 1.0273 | 0 | 0.92106 | 0 | 0.074695 | 0.014972 | 1.2796 | 0.391 | 8.2515 | 2.2791 | 0 | 0.60107 | 0.89806 | 0 | 0 | 0 | 1.9922 | 0 | 0.062055 | 0 | 0 | 0 | -0.47394 | 0 | 0 | 0 | 0 | 0 | 0 | 0 | 0 | 4.2467 | 0 | 0 | 0 | 0 | 0 | 0 | -4.4375 | 0 | 0 | 0 | 0 | 0 | 0 | 0 | 0 | 0 | 0 | 0 | 0 | 0 | -51.8216 | 2.0172 | 0 | 4.2929 | 4.2929 | 3.2121 | 32.4771 | 1.3567 | 3.3824 | 0 | 0.033193 | 0 | 0.78408 | 0.19745 | 0 | 4.1878 | 24.5031 | -54.7846 | 0 | 0.5984 | 0 | 1.8521 | 0.15236
2025_02_23 Hr 03 | 0 | 0 | 0 | 0.15977 | 0.15753 | 0.16122 | 0.16683 | 0.16793 | 0.17111 | 0 | 0 | 0.0031592 | 2.49 | 0.26052 | 1.6399 | 1.6399 | 9.0998 | 0.60511 | 0.003788 | 0.0058432 | 0.0073552 | 0 | 0 | 0.99623 | 0 | 0.88998 | 0 | 0.074695 | 0.014972 | 1.2796 | 0.391 | 8.2515 | 2.2791 | 0 | 0.60107 | 0.89806 | 0 | 0 | 0 | 1.927 | 0 | 0.062055 | 0 | 0 | 0 | -0.46872 | 0 | 0 | 0 | 0 | 0 | 0 | 0 | 0 | 4.2467 | 0 | 0 | 0 | 0 | 0 | 0 | -4.4375 | 0 | 0 | 0 | 0 | 0 | 0 | 0 | 0 | 0 | 0 | 0 | 0 | 0 | -56.9021 | 2.0172 | 0 | 4.2929 | 4.2929 | 3.2121 | 32.4771 | 1.3567 | 3.3824 | 0 | 0.033193 | 0 | 0.78408 | 0.19745 | 0 | -0.98441 | 24.5336 | -59.9221 | 0 | 0.5984 | 0 | 1.8521 | 0.15255
2025_02_23 Hr 04 | 0 | 0 | 0 | 0.15977 | 0.15753 | 0.16122 | 0.16683 | 0.16793 | 0.17111 | 0 | 0 | 0.0031592 | 2.49 | 0.25994 | 1.6399 | 1.6399 | 9.0998 | 0.60511 | 0.003788 | 0.0058432 | 0.0073552 | 0 | 0 | 0.98998 | 0 | 0.88373 | 0 | 0.074695 | 0.014972 | 1.2796 | 0.391 | 8.2515 | 2.2791 | 0 | 0.60107 | 0.89806 | 0 | 0 | 0 | 1.979 | 0 | 0.062055 | 0 | 0 | 0 | -0.46767 | 0 | 0 | 0 | 0 | 0 | 0 | 0 | 0 | 4.3121 | 0 | 0 | 0 | 0 | 0 | 0 | -4.4375 | 0 | 0 | 0 | 0 | 0 | 0 | 0 | 0 | 0 | 0 | 0 | 0 | 0 | -55.1827 | 2.0172 | 0 | 4.2929 | 4.2929 | 3.1991 | 32.4771 | 1.3567 | 3.3824 | 0 | 0.033193 | 0 | 0.78408 | 0.19745 | 0 | 0.82717 | 24.5851 | -58.2141 | 0 | 0.5984 | 0 | 1.8521 | 0.15243
2025_02_23 Hr 05 | 0 | 0 | 0 | 0.15977 | 0.15753 | 0.16122 | 0.16683 | 0.16793 | 0.17111 | 0 | 0 | 0.0031592 | 2.52 | 0.25835 | 1.6399 | 1.6399 | 9.0998 | 0.60511 | 0.003788 | 0.0058432 | 0.0073552 | 0 | 0 | 0.93986 | 0 | 0.83361 | 0 | 0.074695 | 0.014972 | 1.2796 | 0.391 | 8.2515 | 2.2791 | 0 | 0.60107 | 0.89806 | 0 | 0 | 0 | 1.2377 | 0 | 0.062055 | 0 | 0 | 0 | -0.45925 | 0 | 0 | 0 | 0 | 0 | 0 | 0 | 0 | 4.3121 | 0 | 0 | 0 | 0 | 0 | 0 | -4.4375 | 0 | 0 | 0 | 0 | 0 | 0 | 0 | 0 | 0 | 0 | 0 | 0 | 0 | -57.8791 | 2.0172 | 0 | 4.2929 | 4.2929 | 3.1207 | 32.4771 | 1.3567 | 3.3824 | 0 | 0.033193 | 0 | 0.78408 | 0.19745 | 0 | -2.7514 | 24.5361 | -61.0023 | 0 | 0.5984 | 0 | 1.8521 | 0.1533
2025_02_23 Hr 06 | 0 | 0 | 0 | 0.15977 | 0.15753 | 0.16122 | 0.16683 | 0.16793 | 0.17111 | 0 | 0 | 0.0031592 | 2.52 | 0.26191 | 1.6399 | 1.6399 | 9.0998 | 0.60511 | 0.003788 | 0.0058432 | 0.0073552 | 0 | 0 | 0.97769 | 0 | 0.87144 | 0 | 0.074695 | 0.014972 | 1.2796 | 0.391 | 8.2515 | 2.2791 | 0 | 0.60107 | 0.89806 | 0 | 0 | 0 | 1.0416 | -0.96312 | 0.062055 | 0 | 0 | 0 | -0.4656 | 0 | 0 | 0 | 0 | 0 | 0 | 0 | 0 | 4.7259 | 0 | 0 | 0 | 0 | 0 | 0 | -4.4375 | 0 | 0 | 0 | 0 | 0 | 0 | 0 | 0 | 0 | 0 | 0 | 0 | 0 | -58.5263 | 2.0172 | 0 | 4.2929 | 4.2929 | 3.1512 | 32.4771 | 1.3567 | 3.3824 | 0 | 0.033193 | 0 | 0.78408 | 0.19745 | 0 | -4.0403 | 24.9844 | -61.5803 | 0 | 0.5984 | 0 | 1.8521 | 0.15378
2025_02_23 Hr 07 | 0 | 0 | 0 | 0.15977 | 0.15753 | 0.16122 | 0.16683 | 0.16793 | 0.17111 | 0 | 0 | 0.0031592 | 2.46 | 0.26298 | 1.6399 | 1.6399 | 9.0299 | 0.55396 | 0.003788 | 0.0058432 | 0.0073552 | 0 | 0 | 1.0572 | 0 | 0.95091 | 0 | 0.074695 | 0.014972 | 1.2746 | 0.391 | 8.2095 | 2.2791 | 0 | 0.59632 | 0.89806 | 0 | 0 | 0 | 0.15249 | -1.9238 | 0.062055 | 0 | 0 | 0 | -0.47895 | 0 | 0 | 0 | 0 | 0 | 0 | 0 | 0 | 5.1324 | 0 | 0 | 0 | 0 | 0 | 0 | -4.4375 | 0 | 0 | 0 | 0 | 0 | 0 | 0 | 0 | 0 | 0 | 0 | 0 | 0 | -60.151 | 2.0172 | 0 | 4.1671 | 4.1671 | 2.9901 | 32.0574 | 1.3567 | 3.3824 | 0 | 0.033193 | 0 | 0.78408 | 0.19745 | 0 | -7.6061 | 25.1672 | -63.0594 | 0 | 0.5984 | 0 | 1.8521 | 0.15477
2025_02_23 Hr 08 | 0.13593 | 0 | 0 | 0.15977 | 0.15753 | 0.16122 | 0.16683 | 0.16793 | 0.17111 | 0 | 0 | 0.0031592 | 2.49 | 0.23178 | 1.6399 | 1.6399 | 9.0299 | 0.60432 | 0.003788 | 0.0058432 | 0.0073552 | 0 | 0 | 0.68706 | 0 | 0.58081 | 0 | 0.074695 | 0.014972 | 1.2796 | 0.391 | 8.2095 | 2.2791 | 0 | 0.59632 | 0.89806 | 0 | 0 | 0 | 0 | -3.4107 | 0.062055 | 0 | 0 | 0 | -0.41678 | 0 | 0 | 0 | 0 | 0 | 0 | 0 | 0 | 4.7912 | 0 | 0 | 0 | 0 | 0 | 0 | -4.4375 | 0 | 0 | 0 | 0 | 0 | 0 | 0 | 0 | 0 | 0 | 0 | 0 | 0 | -48.8731 | 2.0172 | 0 | 4.2602 | 4.2602 | 2.729 | 32.2991 | 1.3567 | 3.3824 | 0 | 0.033193 | -0.13593 | 0.78408 | 0.19745 | 0 | 0.99345 | 24.7005 | -52.5955 | 0 | 0.5984 | 0 | 1.8521 | 0.15575
2025_02_23 Hr 09 | 0.60795 | 0 | 0 | 0.15977 | 0.15753 | 0.16122 | 0.16683 | 0.16793 | 0.17111 | 0 | 0 | 0.0031592 | 2.34 | 0.19302 | 1.6399 | 1.6399 | 9.0299 | 0.5036 | 0.003788 | 0.0058432 | 0.0073552 | 0 | 0 | 0.40325 | 0 | 0.297 | 0 | 0.074695 | 0.014972 | 1.2545 | 0.391 | 8.2095 | 2.2791 | 0 | 0.59632 | 0.89806 | 0 | 0 | 0 | 0 | -3.8421 | 0.062055 | 0 | 0 | 0 | -0.3691 | 0 | 0 | 0 | 0 | 0 | 0 | 0 | 0 | 3.9709 | 0 | 0 | 0 | 0 | 0 | 0 | -4.4375 | 0 | 0 | 0 | 0 | 0 | 0 | 0 | 0 | 0 | 0 | 0 | 0 | 0 | -34.8998 | 2.0172 | 0 | 4.0345 | 4.0345 | 2.6506 | 31.7218 | 1.3567 | 3.3824 | 0 | 0.033193 | -0.60795 | 0.78408 | 0.19745 | 0 | 12.3517 | 24.0861 | -39.6141 | 0 | 0.5984 | 0 | 1.8521 | 0.15666
2025_02_23 Hr 10 | 0.63563 | 2.6911e-06 | 0 | 0.15977 | 0.15753 | 0.16122 | 0.16683 | 0.16793 | 0.17111 | 0 | 0 | 0.0031592 | 1.77 | 0.14819 | 1.6399 | 1.6399 | 9.0299 | 0.55396 | 0.003788 | 0.0058432 | 0.0073552 | 0 | 0 | 0.43634 | 0 | 0.33009 | 0 | 0.074695 | 0.014972 | 1.2695 | 0.391 | 8.2095 | 2.2791 | 0 | 0.59632 | 0.89806 | 0 | 0 | 0 | 0 | -6.2957 | 0.062055 | 0 | 0 | 0 | -0.37465 | 0 | 0 | 0 | 0 | 0 | 0 | 0 | 0 | 3.4918 | 0 | 0 | 0 | 0 | 0 | 0 | -4.4375 | 0 | 0 | 0 | 0 | 0 | 0 | 0 | 0 | 0 | 0 | 0 | 0 | 0 | -29.5972 | 2.0172 | 0 | 4.2292 | 4.2292 | 2.89 | 32.1765 | 1.3567 | 3.3824 | 0 | 0.033193 | -0.63563 | 0.78408 | 0.19745 | 0 | 14.8621 | 23.2599 | -34.2786 | 0 | 0.5984 | 0 | 1.8521 | 0.15737
2025_02_23 Hr 11 | 0.61289 | 1.361e-05 | 0 | 0.15977 | 0.15753 | 0.16122 | 0.16683 | 0.16793 | 0.17111 | 0 | 0 | 0.0031592 | 1.65 | 0.11644 | 1.6399 | 1.6399 | 9.0299 | 0.60432 | 0.003788 | 0.0058432 | 0.0073552 | 0 | 0 | 0.084083 | 0 | -0.022167 | 0 | 0.074695 | 0.014972 | 1.2528 | 0.391 | 8.2095 | 2.2791 | 0 | 0.59632 | 0.89806 | 0 | 0 | 0 | 0 | -3.4539 | 0.062055 | 0 | 0 | 0 | -0.31548 | 0 | 0 | 0 | 0 | 0 | 0 | 0 | 0 | 2.5989 | 0 | 0 | 0 | 0 | 0 | 0 | -4.4375 | 0 | 0 | 0 | 0 | 0 | 0 | 0 | 0 | 0 | 0 | 0 | 0 | 0 | -21.2294 | 2.0172 | 0 | 4.0035 | 4.0035 | 2.7682 | 31.7588 | 1.3567 | 3.3824 | 0 | 0.033193 | -0.61289 | 0.78408 | 0.19745 | 0 | 23.8414 | 22.0698 | -26.5333 | 0 | 0.5984 | 0 | 1.8521 | 0.15654
2025_02_23 Hr 12 | 0.49941 | 2.4329e-05 | 0 | 0.15977 | 0.15753 | 0.16122 | 0.16683 | 0.16793 | 0.17111 | 0 | 0 | 0.0031592 | 1.83 | 0.11081 | 1.6399 | 1.6399 | 9.0299 | 0.60432 | 0.003788 | 0.0058432 | 0.0073552 | 0 | 0 | -0.18432 | 0 | -0.29057 | 0 | 0.074695 | 0.014972 | 1.2327 | 0.391 | 8.2095 | 2.2791 | 0 | 0.59632 | 0.89806 | 0 | 0 | 0 | 0 | -4.6796 | 0.062055 | 0 | 0 | 0 | -0.27038 | 0 | 0 | 0 | 0 | 0 | 0 | 0 | 0 | 2.4682 | 0 | 0 | 0 | 0 | 0 | 0 | -4.4375 | 0 | 0 | 0 | 0 | 0 | 0 | 0 | 0 | 0 | 0 | 0 | 0 | 0 | -14.6722 | 2.0172 | 0 | 4.1545 | 4.1545 | 2.5592 | 32.0408 | 1.3567 | 3.3824 | 0 | 0.033193 | -0.49941 | 0.78408 | 0.19745 | 0 | 28.7977 | 21.7908 | -20.3543 | 0 | 0.5984 | 0 | 1.8521 | 0.15623
2025_02_23 Hr 13 | 0.52222 | 2.5914e-05 | 0 | 0 | 0 | 0 | 0 | 0 | 0 | 0 | 0 | 0.0031592 | 2.04 | 0.12183 | 1.6399 | 1.6399 | 9.0299 | 0.60432 | 0.003788 | 0.0058432 | 0.0073552 | 0 | 0 | -0.2066 | 0 | -0.31285 | 0 | 0.074695 | 0.014972 | 0.69019 | 0.391 | 8.2095 | 2.2791 | 0 | 0.59632 | 0.89806 | 0 | 0 | 0 | 0 | -2.4454 | 0.062055 | 0 | 0.0038392 | 0 | -0.26664 | 0 | 0 | 0 | 0 | 0 | 0 | 0 | 0 | 2.8094 | 0 | 0 | 0 | 0 | 0 | 0 | -4.4375 | 0 | 0 | 0 | 0 | 0 | 0 | 0 | 0 | 0 | 0 | 0 | 0 | 0 | -12.6759 | 2.0172 | 0 | 3.8088 | 3.8088 | 2.568 | 29.8224 | 1.3567 | 3.3824 | 0 | 0.033193 | -0.52222 | 0.78408 | 0.19745 | 0 | 31.3397 | 22.3843 | -18.4217 | 0 | 0.5984 | 0 | 1.8521 | 0.15596
2025_02_23 Hr 14 | 0.73916 | 2.5912e-05 | 0 | 0 | 0 | 0 | 0 | 0 | 0 | 0 | 0 | 0.0031592 | 2.34 | 0.13973 | 1.6399 | 1.6399 | 9.0299 | 0.30216 | 0.003788 | 0.0058432 | 0.0073552 | 0 | 0 | -0.20677 | 0 | -0.31302 | 0 | 0.074695 | 0.014972 | 0.51629 | 0.391 | 8.2095 | 2.2791 | 0 | 0.59632 | 0.89806 | 0 | 0 | 0 | 0.22882 | -0.75044 | 0.062055 | 0 | 0.0038388 | 0 | -0.26661 | 0 | 0 | 0 | 0 | 0 | 0 | 0 | 0 | 3.2159 | 0 | 0 | 0 | 0 | 0 | 0 | -4.4375 | 0 | 0 | 0 | 0 | 0 | 0 | 0 | 0 | 0 | 0 | 0 | 0 | 0 | -17.5277 | 2.0172 | 0 | 3.7652 | 3.7652 | 2.5201 | 29.2592 | 1.3567 | 3.3824 | 0 | 0.033193 | -0.73916 | 0.78408 | 0.19745 | 0 | 28.524 | 23.2771 | -23.4907 | 0 | 0.5984 | 0 | 1.8521 | 0.15536
2025_02_23 Hr 15 | 0.72557 | 4.8862e-05 | 0 | 0 | 0 | 0 | 0 | 0 | 0 | 0 | 0 | 0.0031592 | 2.55 | 0.20402 | 1.5916 | 1.5916 | 8.1087 | 0.20144 | 0.003788 | 0.0058432 | 0.0073552 | 0 | 0 | 0.3368 | 0 | 0.23055 | 0 | 0.074695 | 0.014972 | 0.68709 | 0.391 | 7.4804 | 2.2791 | 0 | 0.53357 | 0.89806 | 0 | 0 | 0 | 4.718 | -0.39467 | 0.062055 | 0 | 0.0051433 | 0 | -0.35793 | 0 | 0 | 0 | 0 | 0 | 0 | 0 | 0 | 2.8094 | 0 | 0 | 0 | 0 | 0 | 0 | -4.4375 | 0 | 0 | 0 | 0 | 0 | 0 | 0 | 0 | 0 | 0 | 0 | 0 | 0 | -18.1156 | 2.0172 | 0 | 3.7568 | 3.7568 | 2.4374 | 27.5656 | 1.3567 | 3.3824 | 0 | 0.033193 | -0.72557 | 0.78408 | 0.19745 | 0 | 31.8049 | 22.9852 | -23.0693 | 0 | 0.5984 | 0 | 1.8521 | 0.15463
2025_02_23 Hr 16 | 0.70356 | 3.8579e-05 | 0 | 0 | 0 | 0 | 0 | 0 | 0 | 0 | 0 | 0.0031592 | 2.79 | 0.19698 | 1.6227 | 1.6227 | 8.6 | 0.40288 | 0.003788 | 0.0058432 | 0.0073552 | 0 | 0 | 0.084896 | 0 | -0.021354 | 0 | 0.074695 | 0.014972 | 0.92815 | 0.391 | 7.8693 | 2.2791 | 0 | 0.56704 | 0.89806 | 0 | 0 | 0 | 2.8414 | -0.8199 | 0.062055 | 0 | 0.0045388 | 0 | -0.31561 | 0 | 0 | 0 | 0 | 0 | 0 | 0 | 0 | 2.9473 | 0 | 0 | 0 | 0 | 0 | 0 | -4.4375 | 0 | 0 | 0 | 0 | 0 | 0 | 0 | 0 | 0 | 0 | 0 | 0 | 0 | -19.2148 | 2.0172 | 0 | 3.902 | 3.902 | 2.5375 | 29.2406 | 1.3567 | 3.3824 | 0 | 0.033193 | -0.70356 | 0.78408 | 0.19745 | 0 | 30.1214 | 23.4673 | -24.6079 | 0 | 0.5984 | 0 | 1.8521 | 0.15428
2025_02_23 Hr 17 | 0.1586 | 2.0752e-05 | 0 | 0.15977 | 0.15753 | 0.16122 | 0.16683 | 0.16793 | 0.17111 | 0 | 0 | 0.0031592 | 2.82 | 0.2023 | 1.6399 | 1.6399 | 9.0299 | 0.60432 | 0.003788 | 0.0058432 | 0.0073552 | 0 | 0 | 0.11527 | 0 | 0.0090216 | 0 | 0.074695 | 0.014972 | 1.1693 | 0.391 | 8.2095 | 2.2791 | 0 | 0.59632 | 0.89806 | 0 | 0 | 0 | 0 | -2.6176 | 0.062055 | 0 | 0 | 0 | -0.32072 | 0 | 0 | 0 | 0 | 0 | 0 | 0 | 0 | 2.8747 | 0 | 0 | 0 | 0 | 0 | 0 | -4.4375 | 0 | 0 | 0 | 0 | 0 | 0 | 0 | 0 | 0 | 0 | 0 | 0 | 0 | -30.6957 | 2.0172 | 0 | 4.2602 | 4.2602 | 2.5984 | 32.1888 | 1.3567 | 3.3824 | 0 | 0.033193 | -0.1586 | 0.78408 | 0.19745 | 0 | 17.0592 | 22.9762 | -35.4882 | 0 | 0.5984 | 0 | 1.8521 | 0.15529
2025_02_23 Hr 18 | 0.11348 | 9.8646e-06 | 0 | 0.15977 | 0.15753 | 0.16122 | 0.16683 | 0.16793 | 0.17111 | 0 | 0 | 0.0031592 | 2.82 | 0.21636 | 1.6399 | 1.6399 | 9.0299 | 0.60432 | 0.003788 | 0.0058432 | 0.0073552 | 0 | 0 | 0.24888 | 0 | 0.14263 | 0 | 0.074695 | 0.014972 | 1.2796 | 0.391 | 8.2095 | 2.2791 | 0 | 0.59632 | 0.89806 | 0 | 0 | 0 | 0 | -5.3291 | 0.062055 | 0 | 0 | 0 | -0.34316 | 0 | 0 | 0 | 0 | 0 | 0 | 0 | 0 | 2.8747 | 0 | 0 | 0 | 0 | 0 | 0 | -4.4375 | 0 | 0 | 0 | 0 | 0 | 0 | 0 | 0 | 0 | 0 | 0 | 0 | 0 | -36.1248 | 2.0172 | 0 | 4.2602 | 4.2602 | 2.6071 | 32.2991 | 1.3567 | 3.3824 | 0 | 0.033193 | -0.11348 | 0.78408 | 0.19745 | 0 | 9.2982 | 22.9556 | -40.6274 | 0 | 0.5984 | 0 | 1.8521 | 0.15702
2025_02_23 Hr 19 | 0 | 0 | 0 | 0.15977 | 0.15753 | 0.16122 | 0.16683 | 0.16793 | 0.17111 | 0 | 0 | 0.0031592 | 2.82 | 0.22074 | 1.6399 | 1.6399 | 9.0299 | 0.60432 | 0.003788 | 0.0058432 | 0.0073552 | 0 | 0 | 0.29046 | 0 | 0.18421 | 0 | 0.074695 | 0.014972 | 1.2796 | 0.391 | 8.2095 | 2.2791 | 0 | 0.59632 | 0.89806 | 0 | 0 | 0 | 0 | -5.772 | 0.062055 | 0 | 0 | 0 | -0.35015 | 0 | 0 | 0 | 0 | 0 | 0 | 0 | 0 | 3.6297 | 0 | 0 | 0 | 0 | 0 | 0 | -4.4375 | 0 | 0 | 0 | 0 | 0 | 0 | 0 | 0 | 0 | 0 | 0 | 0 | 0 | -36.2983 | 2.0172 | 0 | 4.2602 | 4.2602 | 2.8378 | 32.2991 | 1.3567 | 3.3824 | 0 | 0.033193 | 0 | 0.78408 | 0.19745 | 0 | 9.7481 | 23.8324 | -40.6113 | 0 | 0.5984 | 0 | 1.8521 | 0.15723
2025_02_23 Hr 20 | 0 | 0 | 0 | 0.15977 | 0.15753 | 0.16122 | 0.16683 | 0.16793 | 0.17111 | 0 | 0 | 0.0031592 | 2.73 | 0.21176 | 1.6399 | 1.6399 | 9.0299 | 0.60432 | 0.003788 | 0.0058432 | 0.0073552 | 0 | 0 | 0.27142 | 0 | 0.16517 | 0 | 0.074695 | 0.014972 | 1.2796 | 0.391 | 8.2095 | 2.2791 | 0 | 0.59632 | 0.89806 | 0 | 0 | 0 | 0 | -4.5616 | 0.062055 | 0 | 0 | 0 | -0.34695 | 0 | 0 | 0 | 0 | 0 | 0 | 0 | 0 | 3.9709 | 0 | 0 | 0 | 0 | 0 | 0 | -4.4375 | 0 | 0 | 0 | 0 | 0 | 0 | 0 | 0 | 0 | 0 | 0 | 0 | 0 | -35.7129 | 2.0172 | 0 | 4.2602 | 4.2602 | 3.1686 | 32.2991 | 1.3567 | 3.3824 | 0 | 0.033193 | 0 | 0.78408 | 0.19745 | 0 | 12.0814 | 24.4047 | -40.0608 | 0 | 0.5984 | 0 | 1.8521 | 0.15662
2025_02_23 Hr 21 | 0 | 0 | 0 | 0.15977 | 0.15753 | 0.16122 | 0.16683 | 0.16793 | 0.17111 | 0 | 0 | 0.0031592 | 2.73 | 0.2269 | 1.6399 | 1.6399 | 9.0299 | 0.60432 | 0.003788 | 0.0058432 | 0.0073552 | 0 | 0 | 0.42002 | 0 | 0.31377 | 0 | 0.074695 | 0.014972 | 1.2796 | 0.391 | 8.2095 | 2.2791 | 0 | 0.59632 | 0.89806 | 0 | 0 | 0 | 0 | -3.6971 | 0.062055 | 0 | 0 | 0 | -0.37191 | 0 | 0 | 0 | 0 | 0 | 0 | 0 | 0 | 3.833 | 0 | 0 | 0 | 0 | 0 | 0 | -4.4375 | 0 | 0 | 0 | 0 | 0 | 0 | 0 | 0 | 0 | 0 | 0 | 0 | 0 | -39.8451 | 2.0172 | 0 | 4.2602 | 4.2602 | 2.9205 | 32.2991 | 1.3567 | 3.3824 | 0 | 0.033193 | 0 | 0.78408 | 0.19745 | 0 | 8.7144 | 24.0332 | -43.9207 | 0 | 0.5984 | 0 | 1.8521 | 0.15596
2025_02_23 Hr 22 | 0 | 0 | 0 | 0.15977 | 0.15753 | 0.16122 | 0.16683 | 0.16793 | 0.17111 | 0 | 0 | 0.0031592 | 2.55 | 0.17556 | 1.6399 | 1.6399 | 9.0299 | 0.60432 | 0.003788 | 0.0058432 | 0.0073552 | 0 | 0 | 0.037834 | 0 | -0.068416 | 0 | 0.074695 | 0.014972 | 1.2796 | 0.391 | 8.2095 | 2.2791 | 0 | 0.59632 | 0.89806 | 0 | 0 | 0 | 0 | -1.5228 | 0.062055 | 0 | 0 | 0 | -0.30771 | 0 | 0 | 0 | 0 | 0 | 0 | 0 | 0 | 4.1741 | 0 | 0 | 0 | 0 | 0 | 0 | -4.4375 | 0 | 0 | 0 | 0 | 0 | 0 | 0 | 0 | 0 | 0 | 0 | 0 | 0 | -30.4741 | 2.0172 | 0 | 4.2602 | 4.2602 | 2.1588 | 32.2991 | 1.3567 | 3.3824 | 0 | 0.033193 | 0 | 0.78408 | 0.19745 | 0 | 18.9068 | 23.3804 | -35.2499 | 0 | 0.5984 | 0 | 1.8521 | 0.15502
2025_02_23 Hr 23 | 0 | 0 | 0 | 0.15977 | 0.15753 | 0.16122 | 0.16683 | 0.16793 | 0.17111 | 0 | 0 | 0.0031592 | 2.28 | 0.1943 | 1.6399 | 1.6399 | 9.0998 | 0.60511 | 0.003788 | 0.0058432 | 0.0073552 | 0 | 0 | 0.47646 | 0 | 0.37021 | 0 | 0.074695 | 0.014972 | 1.2796 | 0.391 | 8.2515 | 2.2791 | 0 | 0.60107 | 0.89806 | 0 | 0 | 0 | 0.046846 | -0.25554 | 0.062055 | 0 | 0 | 0 | -0.3814 | 0 | 0 | 0 | 0 | 0 | 0 | 0 | 0 | 4.7259 | 0 | 0 | 0 | 0 | 0 | 0 | -4.4375 | 0 | 0 | 0 | 0 | 0 | 0 | 0 | 0 | 0 | 0 | 0 | 0 | 0 | -37.2891 | 2.0172 | 0 | 4.2929 | 4.2929 | 2.0674 | 32.4771 | 1.3567 | 3.3824 | 0 | 0.033193 | 0 | 0.78408 | 0.19745 | 0 | 14.6002 | 23.5931 | -41.2613 | 0 | 0.5984 | 0 | 1.8521 | 0.1539
2025_02_23 Hr 24 | 0 | 0 | 0 | 0.15977 | 0.15753 | 0.16122 | 0.16683 | 0.16793 | 0.17111 | 0 | 0 | 0.0031592 | 2.16 | 0.21585 | 1.6399 | 1.6399 | 9.0998 | 0.60511 | 0.003788 | 0.0058432 | 0.0073552 | 0 | 0 | 0.87044 | 0 | 0.76419 | 0 | 0.074695 | 0.014972 | 1.2796 | 0.391 | 8.2515 | 2.2791 | 0 | 0.60107 | 0.89806 | 0 | 0 | 0 | 1.7645 | 0 | 0.062055 | 0 | 0 | 0 | -0.44758 | 0 | 0 | 0 | 0 | 0 | 0 | 0 | 0 | 5.1324 | 0 | 0 | 0 | 0 | 0 | 0 | -4.4375 | 0 | 0 | 0 | 0 | 0 | 0 | 0 | 0 | 0 | 0 | 0 | 0 | 0 | -45.82 | 2.0172 | 0 | 4.2929 | 4.2929 | 1.9281 | 32.4771 | 1.3567 | 3.3824 | 0 | 0.033193 | 0 | 0.78408 | 0.19745 | 0 | 8.9321 | 23.761 | -49.0705 | 0 | 0.5984 | 0 | 1.8521 | 0.15299
2025_02_24 Hr 01 | 0 | 0 | 0 | 0.15977 | 0.15753 | 0.16122 | 0.16683 | 0.16793 | 0.17111 | 0 | 0 | 0.0031592 | 2.13 | 0.19014 | 1.6399 | 1.6399 | 9.0998 | 0.60511 | 0.003788 | 0.0058432 | 0.0073552 | 0 | 0 | 0.58486 | 0 | 0.47861 | 0 | 0.074695 | 0.014972 | 1.2796 | 0.391 | 8.2515 | 2.2791 | 0 | 0.60107 | 0.89806 | 0 | 0 | 0 | 0.77506 | 0 | 0.062055 | 0 | 0.25824 | 0 | -0.39961 | 0 | 0 | 0 | 0 | 0 | 0 | 0 | 0 | 4.5226 | 0 | 0 | 0 | 0 | 0 | 0 | -4.4375 | 0 | 0 | 0 | 0 | 0 | 0 | 0 | 0 | 0 | 0 | 0 | 0 | 0 | -35.8971 | 2.0172 | 0 | 4.2929 | 4.2929 | 1.5234 | 32.4771 | 1.3567 | 3.3824 | 0 | 0.033193 | 0 | 0.78408 | 0.19745 | 0 | 16.2717 | 22.6903 | -39.6707 | 0 | 0.5984 | 0 | 1.8521 | 0.15251
2025_02_24 Hr 02 | 0 | 0 | 0 | 0.15977 | 0.15753 | 0.16122 | 0.16683 | 0.16793 | 0.17111 | 0 | 0 | 0.0031592 | 2.19 | 0.24172 | 1.6399 | 1.6399 | 9.0998 | 0.60511 | 0.003788 | 0.0058432 | 0.0073552 | 0 | 0 | 1.1503 | 0 | 1.044 | 0 | 0.074695 | 0.014972 | 1.2796 | 0.391 | 8.2515 | 2.2791 | 0 | 0.60107 | 0.89806 | 0 | 0 | 0 | 0.40667 | -0.082104 | 0.062055 | 0 | 0.3193 | 0 | -0.49459 | 0 | 0 | 0 | 0 | 0 | 0 | 0 | 0 | 4.5226 | 0 | 0 | 0 | 0 | 0 | 0 | -4.4375 | 0 | 0 | 0 | 0 | 0 | 0 | 0 | 0 | 0 | 0 | 0 | 0 | 0 | -44.99 | 2.0172 | 0 | 4.2929 | 4.2929 | 1.3144 | 32.4771 | 1.3567 | 3.3824 | 0 | 0.033193 | 0 | 0.78408 | 0.19745 | 0 | 7.6665 | 22.5927 | -47.7279 | 0 | 0.5984 | 0 | 1.8521 | 0.1523
2025_02_24 Hr 03 | 0 | 0 | 0 | 0.15977 | 0.15753 | 0.16122 | 0.16683 | 0.16793 | 0.17111 | 0 | 0 | 0.0031592 | 2.31 | 0.23078 | 1.6399 | 1.6399 | 9.0998 | 0.60511 | 0.003788 | 0.0058432 | 0.0073552 | 0 | 0 | 0.86975 | 0 | 0.7635 | 0 | 0.074695 | 0.014972 | 1.2796 | 0.391 | 8.2515 | 2.2791 | 0 | 0.60107 | 0.89806 | 0 | 0 | 0 | 0.13348 | -0.10451 | 0.062055 | 0 | 0.28901 | 0 | -0.44747 | 0 | 0 | 0 | 0 | 0 | 0 | 0 | 0 | 4.7912 | 0 | 0 | 0 | 0 | 0 | 0 | -4.4375 | 0 | 0 | 0 | 0 | 0 | 0 | 0 | 0 | 0 | 0 | 0 | 0 | 0 | -41.7034 | 2.0172 | 0 | 4.2929 | 4.2929 | 1.4929 | 32.4771 | 1.3567 | 3.3824 | 0 | 0.033193 | 0 | 0.78408 | 0.19745 | 0 | 10.6997 | 23.1487 | -44.9551 | 0 | 0.5984 | 0 | 1.8521 | 0.15222
2025_02_24 Hr 04 | 0 | 0 | 0 | 0.15977 | 0.15753 | 0.16122 | 0.16683 | 0.16793 | 0.17111 | 0 | 0 | 0.0031592 | 2.34 | 0.22694 | 1.6399 | 1.6399 | 9.0998 | 0.60511 | 0.003788 | 0.0058432 | 0.0073552 | 0 | 0 | 0.79154 | 0 | 0.68529 | 0 | 0.074695 | 0.014972 | 1.2796 | 0.391 | 8.2515 | 2.2791 | 0 | 0.60107 | 0.89806 | 0 | 0 | 0 | 2.0529 | 0 | 0.062055 | 0 | 0.28056 | 0 | -0.43433 | 0 | 0 | 0 | 0 | 0 | 0 | 0 | 0 | 4.5879 | 0 | 0 | 0 | 0 | 0 | 0 | -4.4375 | 0 | 0 | 0 | 0 | 0 | 0 | 0 | 0 | 0 | 0 | 0 | 0 | 0 | -41.2328 | 2.0172 | 0 | 4.2929 | 4.2929 | 1.3841 | 32.4771 | 1.3567 | 3.3824 | 0 | 0.033193 | 0 | 0.78408 | 0.19745 | 0 | 12.7657 | 22.8635 | -44.6278 | 0 | 0.5984 | 0 | 1.8521 | 0.1529
2025_02_24 Hr 05 | 0 | 0 | 0 | 0.15977 | 0.15753 | 0.16122 | 0.16683 | 0.16793 | 0.17111 | 0 | 0 | 0.0031592 | 2.16 | 0.28136 | 1.6399 | 1.6399 | 9.0998 | 0.60511 | 0.003788 | 0.0058432 | 0.0073552 | 0 | 0 | 1.6828 | 0 | 1.5766 | 0 | 0.074695 | 0.014972 | 1.2796 | 0.391 | 8.2515 | 2.2791 | 0 | 0.60107 | 0.89806 | 0 | 0 | 0 | 4.0376 | 0 | 0.062055 | 0 | 0.026955 | 0 | -0.58406 | 0 | 0 | 0 | 0 | 0 | 0 | 0 | 0 | 4.45 | 0 | 0 | 0 | 0 | 0 | 0 | -4.4375 | 0 | 0 | 0 | 0 | 0 | 0 | 0 | 0 | 0 | 0 | 0 | 0 | 0 | -55.5675 | 2.0172 | 0 | 4.2929 | 4.2929 | 1.284 | 32.4771 | 1.3567 | 3.3824 | 0 | 0.033193 | 0 | 0.78408 | 0.19745 | 0 | 1.6859 | 22.5009 | -57.3297 | 0 | 0.5984 | 0 | 1.8521 | 0.15388
2025_02_24 Hr 06 | 0 | 0 | 0 | 0.15977 | 0.15753 | 0.16122 | 0.16683 | 0.16793 | 0.17111 | 0 | 0 | 0.0031592 | 1.89 | 0.21742 | 1.6399 | 1.6399 | 9.0998 | 0.60511 | 0.003788 | 0.0058432 | 0.0073552 | 0 | 0 | 1.275 | 0 | 1.1688 | 0 | 0.074695 | 0.014972 | 1.2796 | 0.391 | 8.2515 | 2.2791 | 0.99105 | 0.60107 | 0.89806 | 0 | 0 | 0 | 1.8526 | 0 | 0.062055 | 0 | 0 | 0 | -0.51556 | 0 | 0 | 0 | 0 | 0 | 0 | 0 | 0 | 4.7259 | 0 | 0 | 0 | 0 | 0 | 0 | -4.4375 | 0 | 0 | 0 | 0 | 0 | 0 | 0 | 0 | 0 | 0 | 0 | 0 | 0 | -47.3207 | 2.0172 | 0 | 4.2929 | 4.2929 | 1.445 | 33.4682 | 1.3567 | 3.3824 | 0 | 0.033193 | 0 | 0.78408 | 0.19745 | 0 | 8.0968 | 22.606 | -49.8299 | 0 | 0.5984 | 0 | 1.8521 | 0.15601
2025_02_24 Hr 07 | 0 | 0 | 0 | 0.15977 | 0.15753 | 0.16122 | 0.16683 | 0.16793 | 0.17111 | 0 | 0 | 0.0031592 | 1.62 | 0.21219 | 1.6399 | 1.6399 | 9.0299 | 0.60432 | 0.003788 | 0.0058432 | 0.0073552 | 0 | 0 | 0 | 0 | 0 | 0 | 0.074695 | 0.014972 | 1.2796 | 0.391 | 8.2095 | 2.2791 | 0.99105 | 0.59632 | 0.89806 | 0 | 0 | 0 | 0 | -3.223 | 0.062055 | 0 | 0 | 0 | -0.58732 | 0 | 0 | 0 | 0 | 0 | 0 | 0 | 0 | 4.5879 | 0 | 0 | 0 | 0 | 0 | -5.4625 | 0 | 0 | 0 | 0 | 0 | 0 | 0 | 0 | 0 | 0 | 0 | -2.3937 | 0 | 0 | -44.2926 | 2.0172 | 0 | 4.2602 | 4.2602 | 1.5147 | 33.2901 | 1.3567 | 3.3824 | 0 | 0.033193 | 0 | 0.78408 | 0.19745 | 0 | -0.40911 | 22.2599 | -52.7362 | 0 | 0.5984 | 0 | 1.8521 | 0.15827
2025_02_24 Hr 08 | 0.13593 | 0 | 0 | 0.15977 | 0.15753 | 0.16122 | 0.16683 | 0.16793 | 0.17111 | 0 | 0 | 0.0031592 | 1.56 | 0.22343 | 1.6399 | 1.6399 | 9.0299 | 0.60432 | 0.003788 | 0.0058432 | 0.0073552 | 0 | 0 | 0 | 0 | 0 | 0 | 0.074695 | 0.014972 | 1.2796 | 0.391 | 8.2095 | 2.2791 | 0.99105 | 0.59632 | 0.89806 | 0 | 0 | 0 | 0 | -10.0339 | 0.062055 | 0 | 0 | 0 | -0.64241 | 0 | 0 | 0 | 0 | 0 | 0 | 0 | 0 | 4.7259 | 0 | 0 | 0 | 0 | 0 | -5.4625 | 0 | 0 | 0 | 0 | 0 | 0 | 0 | 0 | 0 | 0 | 0 | -2.3937 | 0 | 0 | -46.8431 | 2.0172 | 0 | 4.2602 | 4.2602 | 1.2927 | 33.2901 | 1.3567 | 3.3824 | 0 | 0.033193 | -0.13593 | 0.78408 | 0.19745 | 0 | -9.9566 | 22.2649 | -55.4777 | 0 | 0.5984 | 0 | 1.8521 | 0.16013
2025_02_24 Hr 09 | 0.31807 | 4.2323e-06 | 0 | 0.15977 | 0.15753 | 0.16122 | 0.16683 | 0.16793 | 0.17111 | 0 | 0 | 0.0031592 | 1.2 | 0.15801 | 1.6399 | 1.6399 | 9.0299 | 0.60432 | 0.003788 | 0.0058432 | 0.0073552 | 0 | 0 | 0 | 0 | 0 | 0 | 0.074695 | 0.014972 | 1.2796 | 0.391 | 8.2095 | 2.2791 | 0.99105 | 0.59632 | 0.89806 | 0 | 0 | 0 | 0 | -7.5316 | 0.062055 | 0 | 0 | 0 | -0.59042 | 0 | 0 | 0 | 0 | 0 | 0 | 0 | 0 | 4.45 | 0 | 0 | 0 | 0 | 0 | -5.4625 | 0 | 0 | 0 | 0 | 0 | 0 | 0 | 0 | 0 | 0 | 0 | -2.3937 | 0 | 0 | -35.8858 | 2.0172 | 0 | 4.2602 | 4.2602 | 0.7138 | 33.2901 | 1.3567 | 3.3824 | 0 | 0.033193 | -0.31807 | 0.78408 | 0.19745 | 0 | 2.2742 | 21.1663 | -44.6506 | 0 | 0.5984 | 0 | 1.8521 | 0.15951
2025_02_24 Hr 10 | 0.31814 | 9.8126e-05 | 0 | 0.15977 | 0.15753 | 0.16122 | 0.16683 | 0.16793 | 0.17111 | 0 | 0 | 0.0031592 | 0.72 | 0.070904 | 1.6399 | 1.6399 | 9.0299 | 0.60432 | 0.003788 | 0.0058432 | 0.0073552 | 0 | 0 | 0 | 0 | 0 | 0 | 0.074695 | 0.014972 | 1.2796 | 0.391 | 8.2095 | 2.2791 | 0.99105 | 0.59632 | 0.89806 | 0 | 0 | 0 | 0 | -5.0068 | 0.062055 | 0 | 0 | 0 | -0.44105 | 0 | 0 | 0 | 0 | 0 | 0 | 0 | 0 | 3.9055 | 0 | 0 | 0 | 0 | 0 | -5.4625 | 0 | 0 | 0 | 0 | 0 | 0 | 0 | 0 | 0 | 0 | 0 | -2.3937 | 0 | 0 | -28.9735 | 2.0172 | 0 | 4.2602 | 4.2602 | 0.35255 | 33.2901 | 1.3567 | 3.3824 | 0 | 0.033193 | -0.31814 | 0.78408 | 0.19745 | 0 | 10.3879 | 19.6935 | -37.5889 | 0 | 0.5984 | 0 | 1.8521 | 0.15936
2025_02_24 Hr 11 | 0.34095 | 0.00065135 | 0 | 0.15977 | 0.15753 | 0.16122 | 0.16683 | 0.16793 | 0.17111 | 0 | 0 | 0.0031592 | 0.39 | 0.036504 | 1.6399 | 1.6399 | 9.0299 | 0.60432 | 0.003788 | 0.0058432 | 0.0073552 | 0 | 0 | 0 | 0 | 0 | 0 | 0.074695 | 0.014972 | 1.2796 | 0.391 | 8.2095 | 2.2791 | 0.99105 | 0.59632 | 0.89806 | 0 | 0 | 0 | 0 | -3.9924 | 0.062055 | 0 | 0 | 0 | -0.4191 | 0 | 0 | 0 | 0 | 0 | 0 | 0 | 0 | 3.2885 | 0 | 0 | 0 | 0 | 0 | -5.4625 | 0 | 0 | 0 | 0 | 0 | 0 | 0 | 0 | 0 | 0 | 0 | -2.3937 | 0 | 0 | -25.4226 | 2.0172 | 0 | 4.2602 | 4.2602 | 0.16104 | 33.2901 | 1.3567 | 3.3824 | 0 | 0.033193 | -0.34095 | 0.78408 | 0.19745 | 0 | 13.8024 | 18.5435 | -34.0388 | 0 | 0.5984 | 0 | 1.8521 | 0.15892
2025_02_24 Hr 12 | 0.40881 | 0.00096104 | 0 | 0.15977 | 0.15753 | 0.16122 | 0.16683 | 0.16793 | 0.17111 | 0 | 0 | 0.0031592 | 0.24 | 0.021712 | 1.6399 | 1.6399 | 9.0299 | 0.60432 | 0.003788 | 0.0058432 | 0.0073552 | 0 | 0 | 0 | 0 | 0 | 0 | 0.074695 | 0.014972 | 1.2796 | 0.391 | 8.2095 | 2.2791 | 0.99105 | 0.59632 | 0.89806 | 0 | 0 | 0 | 0 | -2.603 | 0.062055 | 0 | 0 | 0 | -0.405 | 0 | 0 | 0 | 0 | 0 | 0 | 0 | 0 | 3.4918 | 0 | 0 | 0 | 0 | 0 | -5.4625 | 0 | 0 | 0 | 0 | 0 | 0 | 0 | 0 | 0 | 0 | 0 | -2.3937 | 0 | 0 | -22.7439 | 2.0172 | 0 | 4.2602 | 4.2602 | 0.021762 | 33.2901 | 1.3567 | 3.3824 | 0 | 0.033193 | -0.40881 | 0.78408 | 0.19745 | 0 | 17.7834 | 18.5102 | -31.4139 | 0 | 0.5984 | 0 | 1.8521 | 0.15829
2025_02_24 Hr 13 | 0.38658 | 0.0012456 | 0 | 0.15977 | 0.15753 | 0.16122 | 0.16683 | 0.16793 | 0.17111 | 0 | 0 | 0.0031592 | 0.18 | 0.019567 | 1.6399 | 1.6399 | 9.0299 | 0.60432 | 0.003788 | 0.0058432 | 0.0073552 | 0 | 0 | 0 | 0 | 0 | 0 | 0.074695 | 0.014972 | 1.2796 | 0.391 | 8.2095 | 2.2791 | 0.99105 | 0.59632 | 0.89806 | 0 | 0 | 0 | 0 | -2.3246 | 0.062055 | 0 | 0 | 0 | -0.48707 | 0 | 0 | 0 | 0 | 0 | 0 | 0 | 0 | 3.9709 | 0 | 0 | 0 | 0 | 0 | -5.4625 | 0 | 0 | 0 | 0 | 0 | 0 | 0 | 0 | 0 | 0 | 0 | -2.3937 | 0 | 0 | -32.3334 | 2.0172 | 0 | 4.2602 | 4.2602 | 0.030467 | 33.2901 | 1.3567 | 3.3824 | 0 | 0.033193 | -0.38658 | 0.78408 | 0.19745 | 0 | 8.816 | 18.9137 | -41.0633 | 0 | 0.5984 | 0 | 1.8521 | 0.15804
2025_02_24 Hr 14 | 0.40881 | 0.00049494 | 0 | 0.15977 | 0.15753 | 0.16122 | 0.16683 | 0.16793 | 0.17111 | 0 | 0 | 0.0031592 | 0.09 | 0.011043 | 1.6399 | 1.6399 | 9.0299 | 0.60432 | 0.003788 | 0.0058432 | 0.0073552 | 0 | 0 | 0 | 0 | 0 | 0 | 0.074695 | 0.014972 | 1.2796 | 0.391 | 8.2095 | 2.2791 | 0.99105 | 0.59632 | 0.89806 | 0 | 0 | 0 | 0 | -3.5007 | 0.062055 | 0 | 0 | 0 | -0.55003 | 0 | 0 | 0 | 0 | 0 | 0 | 0 | 0 | 3.7676 | 0 | 0 | 0 | 0 | 0 | -5.4625 | 0 | 0 | 0 | 0 | 0 | 0 | 0 | 0 | 0 | 0 | 0 | -2.3937 | 0 | 0 | -40.1508 | 2.0172 | 0 | 4.2602 | 4.2602 | 0.12187 | 33.2901 | 1.3567 | 3.3824 | 0 | 0.033193 | -0.40881 | 0.78408 | 0.19745 | 0 | -0.45152 | 18.725 | -48.9659 | 0 | 0.5984 | 0 | 1.8521 | 0.15825
2025_02_24 Hr 15 | 0.38636 | 0.00048163 | 0 | 0.15977 | 0.15753 | 0.16122 | 0.16683 | 0.16793 | 0.17111 | 0 | 0 | 0.0031592 | 0.09 | 0.010964 | 1.6399 | 1.6399 | 9.0299 | 0.60432 | 0.003788 | 0.0058432 | 0.0073552 | 0 | 0 | 0 | 0 | 0 | 0 | 0.074695 | 0.014972 | 1.2729 | 0.391 | 8.2095 | 2.2791 | 0.99105 | 0.59632 | 0.89806 | 0 | 0 | 0 | 0 | -3.6324 | 0.062055 | 0 | 0 | 0 | -0.5461 | 0 | 0 | 0 | 0 | 0 | 0 | 0 | 0 | 3.5644 | 0 | 0 | 0 | 0 | 0 | -5.4625 | 0 | 0 | 0 | 0 | 0 | 0 | 0 | 0 | 0 | 0 | 0 | -2.3937 | 0 | 0 | -38.9632 | 2.0172 | 0 | 4.2292 | 4.2292 | 0.10881 | 33.2213 | 1.3567 | 3.3824 | 0 | 0.033193 | -0.38636 | 0.78408 | 0.19745 | 0 | 0.32319 | 18.4861 | -47.7519 | 0 | 0.5984 | 0 | 1.8521 | 0.15828
2025_02_24 Hr 16 | 0.54496 | 0.00033051 | 0 | 0.15977 | 0.15753 | 0.16122 | 0.16683 | 0.16793 | 0.17111 | 0 | 0 | 0.0031592 | 0.15 | 0.019524 | 1.6399 | 1.6399 | 9.0299 | 0.60432 | 0.003788 | 0.0058432 | 0.0073552 | 0 | 0 | 0 | 0 | 0 | 0 | 0.074695 | 0.014972 | 1.2779 | 0.391 | 8.2095 | 2.2791 | 0.99105 | 0.59632 | 0.89806 | 0 | 0 | 0 | 0 | -3.7877 | 0.062055 | 0 | 0 | 0 | -0.58361 | 0 | 0 | 0 | 0 | 0 | 0 | 0 | 0 | 3.6297 | 0 | 0 | 0 | 0 | 0 | -5.4625 | 0 | 0 | 0 | 0 | 0 | 0 | 0 | 0 | 0 | 0 | 0 | -2.3937 | 0 | 0 | -43.079 | 2.0172 | 0 | 4.2602 | 4.2602 | 0.13057 | 33.2884 | 1.3567 | 3.3824 | 0 | 0.033193 | -0.54496 | 0.78408 | 0.19745 | 0 | -3.7628 | 18.8002 | -52.0638 | 0 | 0.5984 | 0 | 1.8521 | 0.15823
2025_02_24 Hr 17 | 0.1586 | 8.8167e-05 | 0 | 0.15977 | 0.15753 | 0.16122 | 0.16683 | 0.16793 | 0.17111 | 0 | 0 | 0.0031592 | 0.15 | 0.023511 | 1.6399 | 1.6399 | 9.0299 | 0.60432 | 0.003788 | 0.0058432 | 0.0073552 | 0 | 0 | 0 | 0 | 0 | 0 | 0.074695 | 0.014972 | 1.2796 | 0.391 | 8.2095 | 2.2791 | 0.99105 | 0.59632 | 0.89806 | 0 | 0 | 0 | 0 | -7.6614 | 0.062055 | 0 | 0 | 0 | -0.70324 | 0 | 0 | 0 | 0 | 0 | 0 | 0 | 0 | 3.833 | 0 | 0 | 0 | 0 | 0 | -5.4625 | 0 | 0 | 0 | 0 | 0 | 0 | 0 | 0 | 0 | 0 | 0 | -2.3937 | 0 | 0 | -49.4243 | 2.0172 | 0 | 4.2602 | 4.2602 | 0.15234 | 33.2901 | 1.3567 | 3.3824 | 0 | 0.033193 | -0.1586 | 0.78408 | 0.19745 | 0 | -13.8702 | 18.6435 | -58.1424 | 0 | 0.5984 | 0 | 1.8521 | 0.15913
2025_02_24 Hr 18 | 0.022813 | 4.3826e-05 | 0 | 0.15977 | 0.15753 | 0.16122 | 0.16683 | 0.16793 | 0.17111 | 0 | 0 | 0.0031592 | 0.15 | 0.022725 | 1.6399 | 1.6399 | 9.0299 | 0.60432 | 0.003788 | 0.0058432 | 0.0073552 | 0 | 0 | 0 | 0 | 0 | 0 | 0.074695 | 0.014972 | 1.2796 | 0.391 | 8.2095 | 2.2791 | 0.99105 | 0.59632 | 0.89806 | 0 | 0 | 0 | 0 | -11.0816 | 0.062055 | 0 | 0 | 0 | -0.67964 | 0 | 0 | 0 | 0 | 0 | 0 | 0 | 0 | 3.5644 | 0 | 0 | 0 | 0 | 0 | -5.4625 | 0 | 0 | 0 | 0 | 0 | 0 | 0 | 0 | 0 | 0 | 0 | -2.3937 | 0 | 0 | -40.3492 | 2.0172 | 0 | 4.2602 | 4.2602 | 0.23068 | 33.2901 | 1.3567 | 3.3824 | 0 | 0.033193 | -0.022813 | 0.78408 | 0.19745 | 0 | -8.3817 | 18.3177 | -48.9079 | 0 | 0.5984 | 0 | 1.8521 | 0.1602
2025_02_24 Hr 19 | 0 | 0 | 0 | 0.15977 | 0.15753 | 0.16122 | 0.16683 | 0.16793 | 0.17111 | 0 | 0 | 0.0031592 | 0.18 | 0.027512 | 1.6399 | 1.6399 | 9.0299 | 0.60432 | 0.003788 | 0.0058432 | 0.0073552 | 0 | 0 | 0 | 0 | 0 | 0 | 0.074695 | 0.014972 | 1.2796 | 0.391 | 8.2095 | 2.2791 | 0.99105 | 0.59632 | 0.89806 | 0 | 0 | 0 | 0 | -12.7756 | 0.062055 | 0 | 0 | 0 | -0.68571 | 0 | 0 | 0 | 0 | 0 | 0 | 0 | 0 | 3.9055 | 0 | 0 | 0 | 0 | 0 | -5.4625 | 0 | 0 | 0 | 0 | 0 | 0 | 0 | 0 | 0 | 0 | 0 | -2.3937 | 0 | 0 | -49.1185 | 2.0172 | 0 | 4.2602 | 4.2602 | 0.83132 | 33.2901 | 1.3567 | 3.3824 | 0 | 0.033193 | 0 | 0.78408 | 0.19745 | 0 | -17.874 | 19.272 | -57.6605 | 0 | 0.5984 | 0 | 1.8521 | 0.16067
2025_02_24 Hr 20 | 0 | 0 | 0 | 0.15977 | 0.15753 | 0.16122 | 0.16683 | 0.16793 | 0.17111 | 0 | 0 | 0.0031592 | 0.24 | 0.036518 | 1.6399 | 1.6399 | 9.0299 | 0.60432 | 0.003788 | 0.0058432 | 0.0073552 | 0 | 0 | 0 | 0 | 0 | 0 | 0.074695 | 0.014972 | 1.2796 | 0.391 | 8.2095 | 2.2791 | 0.99105 | 0.59632 | 0.89806 | 0 | 0 | 0 | 0 | -11.171 | 0.062055 | 0 | 0 | 0 | -0.68262 | 0 | 0 | 0 | 0 | 0 | 0 | 0 | 0 | 4.1088 | 0 | 0 | 0 | 0 | 0 | -5.4625 | 0 | 0 | 0 | 0 | 0 | 0 | 0 | 0 | 0 | 0 | 0 | -2.3937 | 0 | 0 | -57.8153 | 2.0172 | 0 | 4.2602 | 4.2602 | 1.4233 | 33.2901 | 1.3567 | 3.3824 | 0 | 0.033193 | 0 | 0.78408 | 0.19745 | 0 | -24.0993 | 20.1357 | -66.3541 | 0 | 0.5984 | 0 | 1.8521 | 0.16019
2025_02_24 Hr 21 | 0 | 0 | 0 | 0.15977 | 0.15753 | 0.16122 | 0.16683 | 0.16793 | 0.17111 | 0 | 0 | 0.0031592 | 0.24 | 0.036971 | 1.6399 | 1.6399 | 9.0299 | 0.60432 | 0.003788 | 0.0058432 | 0.0073552 | 0 | 0 | 0 | 0 | 0 | 0 | 0.074695 | 0.014972 | 1.2796 | 0.391 | 8.2095 | 2.2791 | 0.99105 | 0.59632 | 0.89806 | 0 | 0 | 0 | 0 | -7.2259 | 0.062055 | 0 | 0 | 0 | -0.69111 | 0 | 0 | 0 | 0 | 0 | 0 | 0 | 0 | 3.9055 | 0 | 0 | 0 | 0 | 0 | -5.4625 | 0 | 0 | 0 | 0 | 0 | 0 | 0 | 0 | 0 | 0 | 0 | -2.3937 | 0 | 0 | -61.1104 | 2.0172 | 0 | 4.2602 | 4.2602 | 1.3057 | 33.2901 | 1.3567 | 3.3824 | 0 | 0.033193 | 0 | 0.78408 | 0.19745 | 0 | -23.7792 | 19.8143 | -69.6577 | 0 | 0.5984 | 0 | 1.8521 | 0.15909
2025_02_24 Hr 22 | 0 | 0 | 0 | 0.15977 | 0.15753 | 0.16122 | 0.16683 | 0.16793 | 0.17111 | 0 | 0 | 0.0031592 | 0.24 | 0.030248 | 1.6399 | 1.6399 | 9.0299 | 0.60432 | 0.003788 | 0.0058432 | 0.0073552 | 0 | 0 | 0 | 0 | 0 | 0 | 0.074695 | 0.014972 | 1.2796 | 0.391 | 8.2095 | 2.2791 | 0.99105 | 0.59632 | 0.89806 | 0 | 0 | 0 | 0.52165 | -1.2463 | 0.062055 | 0 | 0 | 0 | -0.56504 | 0 | 0 | 0 | 0 | 0 | 0 | 0 | 0 | 5.2703 | 0 | 0 | 0 | 0 | 0 | -5.4625 | 0 | 0 | 0 | 0 | 0 | 0 | 0 | 0 | 0 | 0 | 0 | -2.3937 | 0 | 0 | -52.9913 | 2.0172 | 0 | 4.2602 | 4.2602 | 1.2622 | 33.2901 | 1.3567 | 3.3824 | 0 | 0.033193 | 0 | 0.78408 | 0.19745 | 0 | -7.7201 | 21.127 | -61.4126 | 0 | 0.5984 | 0 | 1.8521 | 0.15734
2025_02_24 Hr 23 | 0 | 0 | 0 | 0.15977 | 0.15753 | 0.16122 | 0.16683 | 0.16793 | 0.17111 | 0 | 0 | 0.0031592 | 0.21 | 0.02714 | 1.6399 | 1.6399 | 9.0998 | 0.60511 | 0.003788 | 0.0058432 | 0.0073552 | 0 | 0 | 1.6555 | 0 | 1.5493 | 0 | 0.074695 | 0.014972 | 1.2796 | 0.391 | 8.2515 | 2.2791 | 0.99105 | 0.60107 | 0.89806 | 0 | 0 | 0 | 2.9136 | 0 | 0.062055 | 0 | 0 | 0 | -0.57947 | 0 | 0 | 0 | 0 | 0 | 0 | 0 | 0 | 5.2703 | 0 | 0 | 0 | 0 | 0 | 0 | -4.4375 | 0 | 0 | 0 | 0 | 0 | 0 | 0 | 0 | 0 | 0 | 0 | 0 | 0 | -57.5523 | 2.0172 | 0 | 4.2929 | 4.2929 | 1.0141 | 33.4682 | 1.3567 | 3.3824 | 0 | 0.033193 | 0 | 0.78408 | 0.19745 | 0 | -2.1337 | 20.8491 | -59.3645 | 0 | 0.5984 | 0 | 1.8521 | 0.15587
2025_02_24 Hr 24 | 0 | 0 | 0 | 0.15977 | 0.15753 | 0.16122 | 0.16683 | 0.16793 | 0.17111 | 0 | 0 | 0.0031592 | 0.21 | 0.025236 | 1.6399 | 1.6399 | 9.0998 | 0.60511 | 0.003788 | 0.0058432 | 0.0073552 | 0 | 0 | 1.4127 | 0 | 1.3064 | 0 | 0.074695 | 0.014972 | 1.2796 | 0.391 | 8.2515 | 2.2791 | 0 | 0.60107 | 0.89806 | 0 | 0 | 0 | 3.6968 | 0 | 0.062055 | 0 | 0 | 0 | -0.53868 | 0 | 0 | 0 | 0 | 0 | 0 | 0 | 0 | 5.067 | 0 | 0 | 0 | 0 | 0 | 0 | -4.4375 | 0 | 0 | 0 | 0 | 0 | 0 | 0 | 0 | 0 | 0 | 0 | 0 | 0 | -52.6567 | 2.0172 | 0 | 4.2929 | 4.2929 | 1.0751 | 32.4771 | 1.3567 | 3.3824 | 0 | 0.033193 | 0 | 0.78408 | 0.19745 | 0 | 1.9636 | 20.7034 | -54.9138 | 0 | 0.5984 | 0 | 1.8521 | 0.15443
2025_02_25 Hr 01 | 0 | 0 | 0 | 0.15977 | 0.15753 | 0.16122 | 0.16683 | 0.16793 | 0.17111 | 0 | 0 | 0.0031592 | 0.21 | 0.023049 | 1.6399 | 1.6399 | 9.0998 | 0.60511 | 0.003788 | 0.0058432 | 0.0073552 | 0 | 0 | 1.1337 | 0 | 1.0274 | 0 | 0.074695 | 0.014972 | 1.2796 | 0.391 | 8.2515 | 2.2791 | 0 | 0.60107 | 0.89806 | 0 | 0 | 0 | 3.0088 | 0 | 0.062055 | 0 | 0 | 0 | -0.49181 | 0 | 0 | 0 | 0 | 0 | 0 | 0 | 0 | 5.205 | 0 | 0 | 0 | 0 | 0 | 0 | -4.4375 | 0 | 0 | 0 | 0 | 0 | 0 | 0 | 0 | 0 | 0 | 0 | 0 | 0 | -48.8585 | 2.0172 | 0 | 4.2929 | 4.2929 | 0.91402 | 32.4771 | 1.3567 | 3.3824 | 0 | 0.033193 | 0 | 0.78408 | 0.19745 | 0 | 4.5369 | 20.6778 | -51.6268 | 0 | 0.5984 | 0 | 1.8521 | 0.15406
2025_02_25 Hr 02 | 0 | 0 | 0 | 0.15977 | 0.15753 | 0.16122 | 0.16683 | 0.16793 | 0.17111 | 0 | 0 | 0.0031592 | 0.3 | 0.034005 | 1.6399 | 1.6399 | 9.0998 | 0.60511 | 0.003788 | 0.0058432 | 0.0073552 | 0 | 0 | 1.2299 | 0 | 1.1237 | 0 | 0.074695 | 0.014972 | 1.2796 | 0.391 | 8.2515 | 2.2791 | 0 | 0.60107 | 0.89806 | 0 | 0 | 0 | 3.157 | 0 | 0.062055 | 0 | 0 | 0 | -0.50798 | 0 | 0 | 0 | 0 | 0 | 0 | 0 | 0 | 5.205 | 0 | 0 | 0 | 0 | 0 | 0 | -4.4375 | 0 | 0 | 0 | 0 | 0 | 0 | 0 | 0 | 0 | 0 | 0 | 0 | 0 | -50.9081 | 2.0172 | 0 | 4.2929 | 4.2929 | 1.0228 | 32.4771 | 1.3567 | 3.3824 | 0 | 0.033193 | 0 | 0.78408 | 0.19745 | 0 | 3.0212 | 20.887 | -53.4999 | 0 | 0.5984 | 0 | 1.8521 | 0.15359
2025_02_25 Hr 03 | 0 | 0 | 0 | 0.15977 | 0.15753 | 0.16122 | 0.16683 | 0.16793 | 0.17111 | 0 | 0 | 0.0031592 | 0.27 | 0.028535 | 1.6399 | 1.6399 | 9.0998 | 0.60511 | 0.003788 | 0.0058432 | 0.0073552 | 0 | 0 | 1.0246 | 0 | 0.91838 | 0 | 0.074695 | 0.014972 | 1.2796 | 0.391 | 8.2515 | 2.2791 | 0 | 0.60107 | 0.89806 | 0 | 0 | 0 | 2.91 | 0 | 0.062055 | 0 | 0 | 0 | -0.47349 | 0 | 0 | 0 | 0 | 0 | 0 | 0 | 0 | 5.4082 | 0 | 0 | 0 | 0 | 0 | 0 | -4.4375 | 0 | 0 | 0 | 0 | 0 | 0 | 0 | 0 | 0 | 0 | 0 | 0 | 0 | -47.305 | 2.0172 | 0 | 4.2929 | 4.2929 | 0.98366 | 32.4771 | 1.3567 | 3.3824 | 0 | 0.033193 | 0 | 0.78408 | 0.19745 | 0 | 6.1297 | 21.0155 | -50.273 | 0 | 0.5984 | 0 | 1.8521 | 0.15346
2025_02_25 Hr 04 | 0 | 0 | 0 | 0.15977 | 0.15753 | 0.16122 | 0.16683 | 0.16793 | 0.17111 | 0 | 0 | 0.0031592 | 0.33 | 0.033716 | 1.6399 | 1.6399 | 9.0998 | 0.60511 | 0.003788 | 0.0058432 | 0.0073552 | 0 | 0 | 0.93044 | 0 | 0.82419 | 0 | 0.074695 | 0.014972 | 1.2796 | 0.391 | 8.2515 | 2.2791 | 0 | 0.60107 | 0.89806 | 0 | 0 | 0 | 2.8527 | 0 | 0.062055 | 0 | 0 | 0 | -0.45766 | 0 | 0 | 0 | 0 | 0 | 0 | 0 | 0 | 5.205 | 0 | 0 | 0 | 0 | 0 | 0 | -4.4375 | 0 | 0 | 0 | 0 | 0 | 0 | 0 | 0 | 0 | 0 | 0 | 0 | 0 | -44.6558 | 2.0172 | 0 | 4.2929 | 4.2929 | 1.0228 | 32.4771 | 1.3567 | 3.3824 | 0 | 0.033193 | 0 | 0.78408 | 0.19745 | 0 | 8.4506 | 20.9172 | -47.7963 | 0 | 0.5984 | 0 | 1.8521 | 0.15398
2025_02_25 Hr 05 | 0 | 0 | 0 | 0.15977 | 0.15753 | 0.16122 | 0.16683 | 0.16793 | 0.17111 | 0 | 0 | 0.0031592 | 0.33 | 0.024709 | 1.6399 | 1.6399 | 9.0998 | 0.60511 | 0.003788 | 0.0058432 | 0.0073552 | 0 | 0 | 0.19936 | 0 | 0.093105 | 0 | 0.074695 | 0.014972 | 1.2796 | 0.391 | 8.2515 | 2.2791 | 0 | 0.60107 | 0.89806 | 0 | 0 | 0 | 1.8803 | 0 | 0.062055 | 0 | 0 | 0 | -0.33484 | 0 | 0 | 0 | 0 | 0 | 0 | 0 | 0 | 4.7912 | 0 | 0 | 0 | 0 | 0 | 0 | -4.4375 | 0 | 0 | 0 | 0 | 0 | 0 | 0 | 0 | 0 | 0 | 0 | 0 | 0 | -29.9671 | 2.0172 | 0 | 4.2929 | 4.2929 | 1.1621 | 32.4771 | 1.3567 | 3.3824 | 0 | 0.033193 | 0 | 0.78408 | 0.19745 | 0 | 20.545 | 20.6346 | -34.447 | 0 | 0.5984 | 0 | 1.8521 | 0.1549
2025_02_25 Hr 06 | 0 | 0 | 0 | 0.15977 | 0.15753 | 0.16122 | 0.16683 | 0.16793 | 0.17111 | 0 | 0 | 0.0031592 | 0.3 | 0.025452 | 1.6399 | 1.6399 | 9.0998 | 0.60511 | 0.003788 | 0.0058432 | 0.0073552 | 0 | 0 | 0.46627 | 0 | 0.36002 | 0 | 0.074695 | 0.014972 | 1.2796 | 0.391 | 8.2515 | 2.2791 | 0 | 0.60107 | 0.89806 | 0 | 0 | 0 | 0.48215 | -2.1427 | 0.062055 | 0 | 0 | 0 | -0.37968 | 0 | 0 | 0 | 0 | 0 | 0 | 0 | 0 | 4.2467 | 0 | 0 | 0 | 0 | 0 | 0 | -4.4375 | 0 | 0 | 0 | 0 | 0 | 0 | 0 | 0 | 0 | 0 | 0 | 0 | 0 | -33.1858 | 2.0172 | 0 | 4.2929 | 4.2929 | 1.1752 | 32.4771 | 1.3567 | 3.3824 | 0 | 0.033193 | 0 | 0.78408 | 0.19745 | 0 | 13.716 | 20.0762 | -37.1767 | 0 | 0.5984 | 0 | 1.8521 | 0.15718
2025_02_25 Hr 07 | 0 | 0 | 0 | 0.15977 | 0.15753 | 0.16122 | 0.16683 | 0.16793 | 0.17111 | 0 | 0 | 0.0031592 | 0.21 | 0.020434 | 1.6399 | 1.6399 | 9.0299 | 0.60432 | 0.003788 | 0.0058432 | 0.0073552 | 0 | 0 | 0 | 0 | 0 | 0 | 0.074695 | 0.014972 | 1.2796 | 0.391 | 8.2095 | 2.2791 | 0 | 0.59632 | 0.89806 | 0 | 0 | 0 | 0 | -7.0717 | 0.062055 | 0 | 0 | 0 | -0.43578 | 0 | 0 | 0 | 0 | 0 | 0 | 0 | 0 | 4.1741 | 0 | 0 | 0 | 0 | 0 | -5.4625 | 0 | 0 | 0 | 0 | 0 | 0 | 0 | 0 | 0 | 0 | 0 | -2.3937 | 0 | 0 | -36.1858 | 2.0172 | 0 | 4.2602 | 4.2602 | 1.2317 | 32.2991 | 1.3567 | 3.3824 | 0 | 0.033193 | 0 | 0.78408 | 0.19745 | 0 | 0.71259 | 19.9631 | -44.4779 | 0 | 0.5984 | 0 | 1.8521 | 0.15992
2025_02_25 Hr 08 | 0.11341 | 0 | 0 | 0.15977 | 0.15753 | 0.16122 | 0.16683 | 0.16793 | 0.17111 | 0 | 0 | 0.0031592 | 0.18 | 0.016878 | 1.6399 | 1.6399 | 9.0299 | 0.60432 | 0.003788 | 0.0058432 | 0.0073552 | 0 | 0 | 0 | 0 | 0 | 0 | 0.074695 | 0.014972 | 1.2796 | 0.391 | 8.2095 | 2.2791 | 0.99105 | 0.59632 | 0.89806 | 0 | 0 | 0 | 0 | -9.3873 | 0.062055 | 0 | 0 | 0 | -0.41985 | 0 | 0 | 0 | 0 | 0 | 0 | 0 | 0 | 3.9709 | 0 | 0 | 0 | 0 | 0 | -5.4625 | 0 | 0 | 0 | 0 | 0 | 0 | 0 | 0 | 0 | 0 | 0 | -2.3937 | 0 | 0 | -33.391 | 2.0172 | 0 | 4.2602 | 4.2602 | 1.2753 | 33.2901 | 1.3567 | 3.3824 | 0 | 0.033193 | -0.11341 | 0.78408 | 0.19745 | 0 | 2.0064 | 19.8841 | -41.7805 | 0 | 0.5984 | 0 | 1.8521 | 0.16074
2025_02_25 Hr 09 | 0.38636 | 0 | 0 | 0.15977 | 0.15753 | 0.16122 | 0.16683 | 0.16793 | 0.17111 | 0 | 0 | 0.0031592 | 0.15 | 0.016158 | 1.6399 | 1.6399 | 9.0299 | 0.60432 | 0.003788 | 0.0058432 | 0.0073552 | 0 | 0 | 0 | 0 | 0 | 0 | 0.074695 | 0.014972 | 1.2796 | 0.391 | 8.2095 | 2.2791 | 0.99105 | 0.59632 | 0.89806 | 0 | 0 | 0 | 0 | -9.3332 | 0.062055 | 0 | 0 | 0 | -0.48263 | 0 | 0 | 0 | 0 | 0 | 0 | 0 | 0 | 3.9055 | 0 | 0 | 0 | 0 | 0 | -5.4625 | 0 | 0 | 0 | 0 | 0 | 0 | 0 | 0 | 0 | 0 | 0 | -2.3937 | 0 | 0 | -32.2816 | 2.0172 | 0 | 4.2602 | 4.2602 | 1.223 | 33.2901 | 1.3567 | 3.3824 | 0 | 0.033193 | -0.38636 | 0.78408 | 0.19745 | 0 | 2.9584 | 20.0082 | -41.0068 | 0 | 0.5984 | 0 | 1.8521 | 0.16023
2025_02_25 Hr 10 | 0.38636 | 1.9881e-05 | 0 | 0.15977 | 0.15753 | 0.16122 | 0.16683 | 0.16793 | 0.17111 | 0 | 0 | 0.0031592 | 0 | 0 | 1.6399 | 1.6399 | 9.0299 | 0.60432 | 0.003788 | 0.0058432 | 0.0073552 | 0 | 0 | 0 | 0 | 0 | 0 | 0.074695 | 0.014972 | 1.2796 | 0.391 | 8.2095 | 2.2791 | 0.99105 | 0.59632 | 0.89806 | 0 | 0 | 0 | 0 | -5.5648 | 0.062055 | 0 | 0 | 0 | -0.4618 | 0 | 0 | 0 | 0 | 0 | 0 | 0 | 0 | 3.4918 | 0 | 0 | 0 | 0 | 0 | -5.4625 | 0 | 0 | 0 | 0 | 0 | 0 | 0 | 0 | 0 | 0 | 0 | -2.3937 | 0 | 0 | -25.0226 | 2.0172 | 0 | 4.2602 | 4.2602 | 1.1926 | 33.2901 | 1.3567 | 3.3824 | 0 | 0.033193 | -0.38636 | 0.78408 | 0.19745 | 0 | 13.3947 | 19.3964 | -33.727 | 0 | 0.5984 | 0 | 1.8521 | 0.15879
2025_02_25 Hr 11 | 0.4771 | 0.00010203 | 0 | 0.15977 | 0.15753 | 0.16122 | 0.16683 | 0.16793 | 0.17111 | 0 | 0 | 0.0031592 | 0.09 | 0.0078273 | 1.6399 | 1.6399 | 9.0299 | 0.60432 | 0.003788 | 0.0058432 | 0.0073552 | 0 | 0 | 0 | 0 | 0 | 0 | 0.074695 | 0.014972 | 1.2796 | 0.391 | 8.2095 | 2.2791 | 0.99105 | 0.59632 | 0.89806 | 0 | 0 | 0 | 0 | -4.6488 | 0.062055 | 0 | 0 | 0 | -0.38926 | 0 | 0 | 0 | 0 | 0 | 0 | 0 | 0 | 3.9055 | 0 | 0 | 0 | 0 | 0 | -5.4625 | 0 | 0 | 0 | 0 | 0 | 0 | 0 | 0 | 0 | 0 | 0 | -2.3937 | 0 | 0 | -23.8265 | 2.0172 | 0 | 4.2602 | 4.2602 | 1.1447 | 33.2901 | 1.3567 | 3.3824 | 0 | 0.033193 | -0.4771 | 0.78408 | 0.19745 | 0 | 16.0434 | 19.9511 | -32.5491 | 0 | 0.5984 | 0 | 1.8521 | 0.15892
2025_02_25 Hr 12 | 0.56734 | 0.00049086 | 0 | 0.15977 | 0.15753 | 0.16122 | 0.16683 | 0.16793 | 0.17111 | 0 | 0 | 0.0031592 | 0.15 | 0.013396 | 1.6399 | 1.6399 | 9.0299 | 0.60432 | 0.003788 | 0.0058432 | 0.0073552 | 0 | 0 | 0 | 0 | 0 | 0 | 0.074695 | 0.014972 | 1.2796 | 0.391 | 8.2095 | 2.2791 | 0.99105 | 0.59632 | 0.89806 | 0 | 0 | 0 | 0.010201 | -1.8745 | 0.062055 | 0 | 0 | 0 | -0.39977 | 0 | 0 | 0 | 0 | 0 | 0 | 0 | 0 | 3.3538 | 0 | 0 | 0 | 0 | 0 | -5.4625 | 0 | 0 | 0 | 0 | 0 | 0 | 0 | 0 | 0 | 0 | 0 | -2.3937 | 0 | 0 | -19.0427 | 2.0172 | 0 | 4.2602 | 4.2602 | 1.1229 | 33.2901 | 1.3567 | 3.3824 | 0 | 0.033193 | -0.56734 | 0.78408 | 0.19745 | 0 | 23.0921 | 19.5323 | -27.866 | 0 | 0.5984 | 0 | 1.8521 | 0.15742
2025_02_25 Hr 13 | 0.47703 | 0.00058808 | 0 | 0.15977 | 0.15753 | 0.16122 | 0.16683 | 0.16793 | 0.17111 | 0 | 0 | 0.0031592 | 0.18 | 0.014902 | 1.6399 | 1.6399 | 9.0299 | 0.60432 | 0.003788 | 0.0058432 | 0.0073552 | 0 | 0 | 0 | 0 | 0 | 0 | 0.074695 | 0.014972 | 1.2779 | 0.391 | 8.2095 | 2.2791 | 0.99105 | 0.59632 | 0.89806 | 0 | 0 | 0 | 0.16035 | -1.7104 | 0.062055 | 0 | 0 | 0 | -0.37044 | 0 | 0 | 0 | 0 | 0 | 0 | 0 | 0 | 3.2885 | 0 | 0 | 0 | 0 | 0 | -5.4625 | 0 | 0 | 0 | 0 | 0 | 0 | 0 | 0 | 0 | 0 | 0 | -2.3937 | 0 | 0 | -20.7083 | 2.0172 | 0 | 4.2602 | 4.2602 | 1.1316 | 33.2884 | 1.3567 | 3.3824 | 0 | 0.033193 | -0.47703 | 0.78408 | 0.19745 | 0 | 21.7433 | 19.417 | -29.412 | 0 | 0.5984 | 0 | 1.8521 | 0.1574
2025_02_25 Hr 14 | 0.43155 | 0.00022876 | 0 | 0.15977 | 0.15753 | 0.16122 | 0.16683 | 0.16793 | 0.17111 | 0 | 0 | 0.0031592 | 0.18 | 0.016216 | 1.6399 | 1.6399 | 9.0299 | 0.60432 | 0.003788 | 0.0058432 | 0.0073552 | 0 | 0 | 0 | 0 | 0 | 0 | 0.074695 | 0.014972 | 1.2796 | 0.391 | 8.2095 | 2.2791 | 0.99105 | 0.59632 | 0.89806 | 0 | 0 | 0 | 0.11524 | -0.29425 | 0.062055 | 0 | 0 | 0 | -0.4033 | 0 | 0 | 0 | 0 | 0 | 0 | 0 | 0 | 3.5644 | 0 | 0 | 0 | 0 | 0 | -5.4625 | 0 | 0 | 0 | 0 | 0 | 0 | 0 | 0 | 0 | 0 | 0 | -2.3937 | 0 | 0 | -23.1505 | 2.0172 | 0 | 4.2602 | 4.2602 | 1.1229 | 33.2901 | 1.3567 | 3.3824 | 0 | 0.033193 | -0.43155 | 0.78408 | 0.19745 | 0 | 20.9084 | 19.6389 | -31.8416 | 0 | 0.5984 | 0 | 1.8521 | 0.1567
2025_02_25 Hr 15 | 0.24934 | 0.00026264 | 0 | 0.15977 | 0.15753 | 0.16122 | 0.16683 | 0.16793 | 0.17111 | 0 | 0 | 0.0031592 | 0.24 | 0.023915 | 1.6399 | 1.6399 | 9.0299 | 0.60432 | 0.003788 | 0.0058432 | 0.0073552 | 0 | 0 | 0 | 0 | 0 | 0 | 0.074695 | 0.014972 | 1.2545 | 0.391 | 8.2095 | 2.2791 | 0.90846 | 0.59632 | 0.89806 | 0 | 0 | 0 | 0.83293 | -0.93334 | 0.062055 | 0 | 0 | 0 | -0.4463 | 0 | 0 | 0 | 0 | 0 | 0 | 0 | 0 | 3.5644 | 0 | 0 | 0 | 0 | 0 | -5.4625 | 0 | 0 | 0 | 0 | 0 | 0 | 0 | 0 | 0 | 0 | 0 | -2.3937 | 0 | 0 | -30.2949 | 2.0172 | 0 | 3.9993 | 3.9993 | 1.1229 | 32.6605 | 1.3567 | 3.3824 | 0 | 0.033193 | -0.24934 | 0.78408 | 0.19745 | 0 | 13.2379 | 19.5246 | -38.8468 | 0 | 0.5984 | 0 | 1.8521 | 0.15687
2025_02_25 Hr 16 | 0.13586 | 0.00010714 | 0 | 0.15977 | 0.15753 | 0.16122 | 0.16683 | 0.16793 | 0.17111 | 0 | 0 | 0.0031592 | 0.24 | 0.024616 | 1.6399 | 1.6399 | 9.0299 | 0.60432 | 0.003788 | 0.0058432 | 0.0073552 | 0 | 0 | 0 | 0 | 0 | 0 | 0.074695 | 0.014972 | 1.2545 | 0.391 | 8.2095 | 2.2791 | 0.99105 | 0.59632 | 0.89806 | 0 | 0 | 0 | 0.36167 | -0.071289 | 0.062055 | 0 | 0 | 0 | -0.45945 | 0 | 0 | 0 | 0 | 0 | 0 | 0 | 0 | 3.9055 | 0 | 0 | 0 | 0 | 0 | -5.4625 | 0 | 0 | 0 | 0 | 0 | 0 | 0 | 0 | 0 | 0 | 0 | -2.3937 | 0 | 0 | -36.6506 | 2.0172 | 0 | 4.0883 | 4.0883 | 1.1316 | 32.921 | 1.3567 | 3.3824 | 0 | 0.033193 | -0.13586 | 0.78408 | 0.19745 | 0 | 7.8707 | 19.7615 | -45.1022 | 0 | 0.5984 | 0 | 1.8521 | 0.15679
2025_02_25 Hr 17 | 0.18134 | 6.4676e-05 | 0 | 0.15977 | 0.15753 | 0.16122 | 0.16683 | 0.16793 | 0.17111 | 0 | 0 | 0.0031592 | 0.27 | 0.031045 | 1.6399 | 1.6399 | 9.0299 | 0.60432 | 0.003788 | 0.0058432 | 0.0073552 | 0 | 0 | 0 | 0 | 0 | 0 | 0.074695 | 0.014972 | 1.2796 | 0.391 | 8.2095 | 2.2791 | 0.99105 | 0.59632 | 0.89806 | 0 | 0 | 0 | 0 | -3.0296 | 0.062055 | 0 | 0 | 0 | -0.51531 | 0 | 0 | 0 | 0 | 0 | 0 | 0 | 0 | 4.45 | 0 | 0 | 0 | 0 | 0 | -5.4625 | 0 | 0 | 0 | 0 | 0 | 0 | 0 | 0 | 0 | 0 | 0 | -2.3937 | 0 | 0 | -43.3801 | 2.0172 | 0 | 4.2602 | 4.2602 | 1.1229 | 33.2901 | 1.3567 | 3.3824 | 0 | 0.033193 | -0.18134 | 0.78408 | 0.19745 | 0 | -1.2925 | 20.38 | -51.933 | 0 | 0.5984 | 0 | 1.8521 | 0.15767
2025_02_25 Hr 18 | 0 | 2.1381e-06 | 0 | 0.15977 | 0.15753 | 0.16122 | 0.16683 | 0.16793 | 0.17111 | 0 | 0 | 0.0031592 | 0.21 | 0.027938 | 1.6399 | 1.6399 | 9.0299 | 0.60432 | 0.003788 | 0.0058432 | 0.0073552 | 0 | 0 | 0 | 0 | 0 | 0 | 0.074695 | 0.014972 | 1.2796 | 0.391 | 8.2095 | 2.2791 | 0.99105 | 0.59632 | 0.89806 | 0 | 0 | 0 | 0 | -8.1532 | 0.062055 | 0 | 0 | 0 | -0.59658 | 0 | 0 | 0 | 0 | 0 | 0 | 0 | 0 | 4.9291 | 0 | 0 | 0 | 0 | 0 | -5.4625 | 0 | 0 | 0 | 0 | 0 | 0 | 0 | 0 | 0 | 0 | 0 | -2.3937 | 0 | 0 | -47.3855 | 2.0172 | 0 | 4.2602 | 4.2602 | 1.1229 | 33.2901 | 1.3567 | 3.3824 | 0 | 0.033193 | 0 | 0.78408 | 0.19745 | 0 | -10.0853 | 20.6162 | -55.8383 | 0 | 0.5984 | 0 | 1.8521 | 0.15926
2025_02_25 Hr 19 | 0 | 0 | 0 | 0.15977 | 0.15753 | 0.16122 | 0.16683 | 0.16793 | 0.17111 | 0 | 0 | 0.0031592 | 0.33 | 0.044878 | 1.6399 | 1.6399 | 9.0299 | 0.60432 | 0.003788 | 0.0058432 | 0.0073552 | 0 | 0 | 0 | 0 | 0 | 0 | 0.074695 | 0.014972 | 1.2796 | 0.391 | 8.2095 | 2.2791 | 0.99105 | 0.59632 | 0.89806 | 0 | 0 | 0 | 0 | -10.5465 | 0.062055 | 0 | 0 | 0 | -0.60988 | 0 | 0 | 0 | 0 | 0 | 0 | 0 | 0 | 4.9291 | 0 | 0 | 0 | 0 | 0 | -5.4625 | 0 | 0 | 0 | 0 | 0 | 0 | 0 | 0 | 0 | 0 | 0 | -2.3937 | 0 | 0 | -45.2854 | 2.0172 | 0 | 4.2602 | 4.2602 | 1.1316 | 33.2901 | 1.3567 | 3.3824 | 0 | 0.033193 | 0 | 0.78408 | 0.19745 | 0 | -10.2455 | 20.7625 | -53.7516 | 0 | 0.5984 | 0 | 1.8521 | 0.15992
2025_02_25 Hr 20 | 0 | 0 | 0 | 0.15977 | 0.15753 | 0.16122 | 0.16683 | 0.16793 | 0.17111 | 0 | 0 | 0.0031592 | 0.27 | 0.035675 | 1.6399 | 1.6399 | 9.0299 | 0.60432 | 0.003788 | 0.0058432 | 0.0073552 | 0 | 0 | 0 | 0 | 0 | 0 | 0.074695 | 0.014972 | 1.2796 | 0.391 | 8.2095 | 2.2791 | 0.99105 | 0.59632 | 0.89806 | 0 | 0 | 0 | 0 | -10.4935 | 0.062055 | 0 | 0 | 0 | -0.59248 | 0 | 0 | 0 | 0 | 0 | 0 | 0 | 0 | 5.205 | 0 | 0 | 0 | 0 | 0 | -5.4625 | 0 | 0 | 0 | 0 | 0 | 0 | 0 | 0 | 0 | 0 | 0 | -2.3937 | 0 | 0 | -48.7137 | 2.0172 | 0 | 4.2602 | 4.2602 | 1.2056 | 33.2901 | 1.3567 | 3.3824 | 0 | 0.033193 | 0 | 0.78408 | 0.19745 | 0 | -13.3227 | 21.0432 | -57.1624 | 0 | 0.5984 | 0 | 1.8521 | 0.16
2025_02_25 Hr 21 | 0 | 0 | 0 | 0.15977 | 0.15753 | 0.16122 | 0.16683 | 0.16793 | 0.17111 | 0 | 0 | 0.0031592 | 0.33 | 0.039848 | 1.6399 | 1.6399 | 9.0299 | 0.60432 | 0.003788 | 0.0058432 | 0.0073552 | 0 | 0 | 0 | 0 | 0 | 0 | 0.074695 | 0.014972 | 1.2796 | 0.391 | 8.2095 | 2.2791 | 0.99105 | 0.59632 | 0.89806 | 0 | 0 | 0 | 0 | -7.5571 | 0.062055 | 0 | 0 | 0 | -0.54129 | 0 | 0 | 0 | 0 | 0 | 0 | 0 | 0 | 5.4808 | 0 | 0 | 0 | 0 | 0 | -5.4625 | 0 | 0 | 0 | 0 | 0 | 0 | 0 | 0 | 0 | 0 | 0 | -2.3937 | 0 | 0 | -46.2257 | 2.0172 | 0 | 4.2602 | 4.2602 | 1.4058 | 33.2901 | 1.3567 | 3.3824 | 0 | 0.033193 | 0 | 0.78408 | 0.19745 | 0 | -7.3075 | 21.5827 | -54.6232 | 0 | 0.5984 | 0 | 1.8521 | 0.15926
2025_02_25 Hr 22 | 0 | 0 | 0 | 0.15977 | 0.15753 | 0.16122 | 0.16683 | 0.16793 | 0.17111 | 0 | 0 | 0.0031592 | 0.42 | 0.04625 | 1.6399 | 1.6399 | 9.0299 | 0.60432 | 0.003788 | 0.0058432 | 0.0073552 | 0 | 0 | 0 | 0 | 0 | 0 | 0.074695 | 0.014972 | 1.2796 | 0.391 | 8.2095 | 2.2791 | 0.99105 | 0.59632 | 0.89806 | 0 | 0 | 0 | 0.14473 | -2.6536 | 0.062055 | 0 | 0 | 0 | -0.49343 | 0 | 0 | 0 | 0 | 0 | 0 | 0 | 0 | 5.4808 | 0 | 0 | 0 | 0 | 0 | -5.4625 | 0 | 0 | 0 | 0 | 0 | 0 | 0 | 0 | 0 | 0 | 0 | -2.3937 | 0 | 0 | -43.7192 | 2.0172 | 0 | 4.2602 | 4.2602 | 1.4929 | 33.2901 | 1.3567 | 3.3824 | 0 | 0.033193 | 0 | 0.78408 | 0.19745 | 0 | 0.47684 | 21.7644 | -52.0689 | 0 | 0.5984 | 0 | 1.8521 | 0.15756
2025_02_25 Hr 23 | 0 | 0 | 0 | 0.15977 | 0.15753 | 0.16122 | 0.16683 | 0.16793 | 0.17111 | 0 | 0 | 0.0031592 | 0.81 | 0.091201 | 1.6399 | 1.6399 | 9.0998 | 0.60511 | 0.003788 | 0.0058432 | 0.0073552 | 0 | 0 | 1.2096 | 0 | 1.1034 | 0 | 0.074695 | 0.014972 | 1.2796 | 0.391 | 8.2515 | 2.2791 | 0.99105 | 0.60107 | 0.89806 | 0 | 0 | 0 | 1.4593 | 0 | 0.062055 | 0 | 0 | 0 | -0.50457 | 0 | 0 | 0 | 0 | 0 | 0 | 0 | 0 | 5.4808 | 0 | 0 | 0 | 0 | 0 | 0 | -4.4375 | 0 | 0 | 0 | 0 | 0 | 0 | 0 | 0 | 0 | 0 | 0 | 0 | 0 | -48.3868 | 2.0172 | 0 | 4.2929 | 4.2929 | 1.4233 | 33.4682 | 1.3567 | 3.3824 | 0 | 0.033193 | 0 | 0.78408 | 0.19745 | 0 | 6.0444 | 22.1328 | -51.0158 | 0 | 0.5984 | 0 | 1.8521 | 0.15581
2025_02_25 Hr 24 | 0 | 0 | 0 | 0.15977 | 0.15753 | 0.16122 | 0.16683 | 0.16793 | 0.17111 | 0 | 0 | 0.0031592 | 0.09 | 0.010092 | 1.6399 | 1.6399 | 9.0998 | 0.60511 | 0.003788 | 0.0058432 | 0.0073552 | 0 | 0 | 1.1973 | 0 | 1.0911 | 0 | 0.074695 | 0.014972 | 1.2796 | 0.391 | 8.2515 | 2.2791 | 0.99105 | 0.60107 | 0.89806 | 0 | 0 | 0 | 2.9994 | 0 | 0.062055 | 0 | 0 | 0 | -0.5025 | 0 | 0 | 0 | 0 | 0 | 0 | 0 | 0 | 5.6841 | 0 | 0 | 0 | 0 | 0 | 0 | -4.4375 | 0 | 0 | 0 | 0 | 0 | 0 | 0 | 0 | 0 | 0 | 0 | 0 | 0 | -48.3456 | 2.0172 | 0 | 4.2929 | 4.2929 | 1.3449 | 33.4682 | 1.3567 | 3.3824 | 0 | 0.033193 | 0 | 0.78408 | 0.19745 | 0 | 6.9259 | 21.4555 | -50.9972 | 0 | 0.5984 | 0 | 1.8521 | 0.15474
2025_02_26 Hr 01 | 0 | 0 | 0 | 0.18268 | 0.18011 | 0.18434 | 0.19076 | 0.19201 | 0.19565 | 0 | 0 | 0.0031592 | 1.71 | 0.18316 | 1.6399 | 1.6399 | 10.4038 | 0.69183 | 0.003788 | 0.0058432 | 0.0073552 | 0 | 0 | 1.0628 | 0 | 0.95654 | 0 | 0.074695 | 0.014972 | 1.2796 | 0.44638 | 9.4347 | 2.2791 | 0 | 0.60107 | 0.89806 | 0 | 0 | 0 | 2.7587 | 0 | 0.062055 | 0 | 0 | 0 | -0.4799 | 0 | 0 | 0 | 0 | 0 | 0 | 0 | 0 | 4.45 | 0 | 0 | 0 | 0 | 0 | 0 | -4.4375 | 0 | 0 | 0 | 0 | 0 | 0 | 0 | 0 | 0 | 0 | 0 | 0 | 0 | -53.0758 | 2.0172 | 0 | 4.9085 | 4.9085 | 1.445 | 36.4788 | 1.3567 | 3.3824 | 0 | 0.033193 | 0 | 0.78408 | 0.19745 | 0 | 5.3776 | 22.114 | -55.9739 | 0 | 0.5984 | 0 | 1.8521 | 0.15418
2025_02_26 Hr 02 | 0 | 0 | 0 | 0.18268 | 0.18011 | 0.18434 | 0.19076 | 0.19201 | 0.19565 | 0 | 0 | 0.0031592 | 1.86 | 0.19987 | 1.6399 | 1.6399 | 10.4038 | 0.69183 | 0.003788 | 0.0058432 | 0.0073552 | 0 | 0 | 1.072 | 0 | 0.96579 | 0 | 0.074695 | 0.014972 | 1.2796 | 0.44638 | 9.4347 | 2.2791 | 0 | 0.60107 | 0.89806 | 0 | 0 | 0 | 2.7818 | 0 | 0.062055 | 0 | 0 | 0 | -0.48145 | 0 | 0 | 0 | 0 | 0 | 0 | 0 | 0 | 4.45 | 0 | 0 | 0 | 0 | 0 | 0 | -4.4375 | 0 | 0 | 0 | 0 | 0 | 0 | 0 | 0 | 0 | 0 | 0 | 0 | 0 | -51.5459 | 2.0172 | 0 | 4.9085 | 4.9085 | 1.6452 | 36.4788 | 1.3567 | 3.3824 | 0 | 0.033193 | 0 | 0.78408 | 0.19745 | 0 | 7.3141 | 22.4805 | -54.4271 | 0 | 0.5984 | 0 | 1.8521 | 0.15377
2025_02_26 Hr 03 | 0 | 0 | 0 | 0.18268 | 0.18011 | 0.18434 | 0.19076 | 0.19201 | 0.19565 | 0 | 0 | 0.0031592 | 1.86 | 0.19987 | 1.6399 | 1.6399 | 10.4038 | 0.69183 | 0.003788 | 0.0058432 | 0.0073552 | 0 | 0 | 1.072 | 0 | 0.96579 | 0 | 0.074695 | 0.014972 | 1.2796 | 0.44638 | 9.4347 | 2.2791 | 0 | 0.60107 | 0.89806 | 0 | 0 | 0 | 2.82 | 0 | 0.062055 | 0 | 0 | 0 | -0.48145 | 0 | 0 | 0 | 0 | 0 | 0 | 0 | 0 | 4.45 | 0 | 0 | 0 | 0 | 0 | 0 | -4.4375 | 0 | 0 | 0 | 0 | 0 | 0 | 0 | 0 | 0 | 0 | 0 | 0 | 0 | -50.2776 | 2.0172 | 0 | 4.9085 | 4.9085 | 1.445 | 36.4788 | 1.3567 | 3.3824 | 0 | 0.033193 | 0 | 0.78408 | 0.19745 | 0 | 8.4201 | 22.28 | -53.1587 | 0 | 0.5984 | 0 | 1.8521 | 0.15351
2025_02_26 Hr 04 | 0 | 0 | 0 | 0.18268 | 0.18011 | 0.18434 | 0.19076 | 0.19201 | 0.19565 | 0 | 0 | 0.0031592 | 1.74 | 0.18697 | 1.6399 | 1.6399 | 10.4038 | 0.69183 | 0.003788 | 0.0058432 | 0.0073552 | 0 | 0 | 1.072 | 0 | 0.96577 | 0 | 0.074695 | 0.014972 | 1.2796 | 0.44638 | 9.4347 | 2.2791 | 0 | 0.60107 | 0.89806 | 0 | 0 | 0 | 2.9331 | 0 | 0.062055 | 0 | 0 | 0 | -0.48145 | 0 | 0 | 0 | 0 | 0 | 0 | 0 | 0 | 4.3121 | 0 | 0 | 0 | 0 | 0 | 0 | -4.4375 | 0 | 0 | 0 | 0 | 0 | 0 | 0 | 0 | 0 | 0 | 0 | 0 | 0 | -44.6417 | 2.0172 | 0 | 4.9085 | 4.9085 | 1.3144 | 36.4788 | 1.3567 | 3.3824 | 0 | 0.033193 | 0 | 0.78408 | 0.19745 | 0 | 13.7674 | 21.8783 | -47.5229 | 0 | 0.5984 | 0 | 1.8521 | 0.15319
2025_02_26 Hr 05 | 0 | 0 | 0 | 0.18268 | 0.18011 | 0.18434 | 0.19076 | 0.19201 | 0.19565 | 0 | 0 | 0.0031592 | 1.5 | 0.18445 | 1.6399 | 1.6399 | 10.4038 | 0.69183 | 0.003788 | 0.0058432 | 0.0073552 | 0 | 0 | 1.4876 | 0 | 1.3813 | 0 | 0.074695 | 0.014972 | 1.2796 | 0.44638 | 9.4347 | 2.2791 | 0 | 0.60107 | 0.89806 | 0 | 0 | 0 | 3.0003 | -0.0085334 | 0.062055 | 0 | 0 | 0 | -0.55126 | 0 | 0 | 0 | 0 | 0 | 0 | 0 | 0 | 4.3121 | 0 | 0 | 0 | 0 | 0 | 0 | -4.4375 | 0 | 0 | 0 | 0 | 0 | 0 | 0 | 0 | 0 | 0 | 0 | 0 | 0 | -50.2127 | 2.0172 | 0 | 4.9085 | 4.9085 | 1.9455 | 36.4788 | 1.3567 | 3.3824 | 0 | 0.033193 | 0 | 0.78408 | 0.19745 | 0 | 9.4058 | 22.2678 | -52.3326 | 0 | 0.5984 | 0 | 1.8521 | 0.15407
2025_02_26 Hr 06 | 0 | 0 | 0 | 0.18268 | 0.18011 | 0.18434 | 0.19076 | 0.19201 | 0.19565 | 0 | 0 | 0.0031592 | 0.66 | 0.085978 | 1.6399 | 1.6399 | 10.4038 | 0.69183 | 0.003788 | 0.0058432 | 0.0073552 | 0 | 0 | 1.6831 | 0 | 1.5769 | 0 | 0.074695 | 0.014972 | 1.2796 | 0.44638 | 9.4347 | 2.2791 | 0 | 0.60107 | 0.89806 | 0 | 0 | 0 | 0.88367 | -3.2627 | 0.062055 | 0 | 0 | 0 | -0.58411 | 0 | 0 | 0 | 0 | 0 | 0 | 0 | 0 | 4.1741 | 0 | 0 | 0 | 0 | 0 | 0 | -4.4375 | 0 | 0 | 0 | 0 | 0 | 0 | 0 | 0 | 0 | 0 | 0 | 0 | 0 | -48.4732 | 2.0172 | 0 | 4.9085 | 4.9085 | 2.1284 | 36.4788 | 1.3567 | 3.3824 | 0 | 0.033193 | 0 | 0.78408 | 0.19745 | 0 | 5.2415 | 21.3765 | -50.2348 | 0 | 0.5984 | 0 | 1.8521 | 0.15641
2025_02_26 Hr 07 | 0 | 0 | 0 | 0.18268 | 0.18011 | 0.18434 | 0.19076 | 0.19201 | 0.19565 | 0 | 0 | 0.0031592 | 1.17 | 0.15318 | 1.6399 | 1.6399 | 10.3239 | 0.69091 | 0.003788 | 0.0058432 | 0.0073552 | 0 | 0 | 0 | 0 | 0 | 0 | 0.074695 | 0.014972 | 1.2796 | 0.44638 | 9.3867 | 2.2791 | 0 | 0.59632 | 0.89806 | 0 | 0 | 0 | 0 | -8.2288 | 0.062055 | 0 | 0 | 0 | -0.58707 | 0 | 0 | 0 | 0 | 0 | 0 | 0 | 0 | 4.3121 | 0 | 0 | 0 | 0 | 0 | -5.4625 | 0 | 0 | 0 | 0 | 0 | 0 | 0 | 0 | 0 | 0 | 0 | -2.3937 | 0 | 0 | -42.9581 | 2.0172 | 0 | 4.8712 | 4.8712 | 2.5767 | 36.2752 | 1.3567 | 3.3824 | 0 | 0.033193 | 0 | 0.78408 | 0.19745 | 0 | -0.81743 | 22.5376 | -51.4014 | 0 | 0.5984 | 0 | 1.8521 | 0.15876
2025_02_26 Hr 08 | 0.20415 | 0 | 0 | 0.18268 | 0.18011 | 0.18434 | 0.19076 | 0.19201 | 0.19565 | 0 | 0 | 0.0031592 | 0.72 | 0.10301 | 1.6399 | 1.6399 | 10.3239 | 0.69091 | 0.003788 | 0.0058432 | 0.0073552 | 0 | 0 | 0 | 0 | 0 | 0 | 0.074695 | 0.014972 | 1.2796 | 0.44638 | 9.3867 | 2.2791 | 0 | 0.59632 | 0.89806 | 0 | 0 | 0 | 0 | -12.0334 | 0.062055 | 0 | 0 | 0 | -0.64174 | 0 | 0 | 0 | 0 | 0 | 0 | 0 | 0 | 4.1741 | 0 | 0 | 0 | 0 | 0 | -5.4625 | 0 | 0 | 0 | 0 | 0 | 0 | 0 | 0 | 0 | 0 | 0 | -2.3937 | 0 | 0 | -33.0686 | 2.0172 | 0 | 4.8712 | 4.8712 | 2.5767 | 36.2752 | 1.3567 | 3.3824 | 0 | 0.033193 | -0.20415 | 0.78408 | 0.19745 | 0 | 4.5752 | 22.1041 | -41.7707 | 0 | 0.5984 | 0 | 1.8521 | 0.15922
2025_02_26 Hr 09 | 0.63628 | 0 | 0 | 0.18268 | 0.18011 | 0.18434 | 0.19076 | 0.19201 | 0.19565 | 0 | 0 | 0.0031592 | 0.39 | 0.037569 | 1.6399 | 1.6399 | 10.3239 | 0.69091 | 0.003788 | 0.0058432 | 0.0073552 | 0 | 0 | 0 | 0 | 0 | 0 | 0.074695 | 0.014972 | 1.2796 | 0.44638 | 9.3867 | 2.2791 | 0 | 0.59632 | 0.89806 | 0 | 0 | 0 | 0 | -7.4581 | 0.062055 | 0 | 0 | 0 | -0.43139 | 0 | 0 | 0 | 0 | 0 | 0 | 0 | 0 | 3.9055 | 0 | 0 | 0 | 0 | 0 | -5.4625 | 0 | 0 | 0 | 0 | 0 | 0 | 0 | 0 | 0 | 0 | 0 | -2.3937 | 0 | 0 | -21.4868 | 2.0172 | 0 | 4.8712 | 4.8712 | 2.5288 | 36.2752 | 1.3567 | 3.3824 | 0 | 0.033193 | -0.63628 | 0.78408 | 0.19745 | 0 | 20.2306 | 21.8242 | -30.4107 | 0 | 0.5984 | 0 | 1.8521 | 0.15915
2025_02_26 Hr 10 | 0.63563 | 1.1313e-05 | 0 | 0.18268 | 0.18011 | 0.18434 | 0.19076 | 0.19201 | 0.19565 | 0 | 0 | 0.0031592 | 0.3 | 0.026398 | 1.6399 | 1.6399 | 10.3239 | 0.69091 | 0.003788 | 0.0058432 | 0.0073552 | 0 | 0 | 0 | 0 | 0 | 0 | 0.074695 | 0.014972 | 1.2796 | 0.44638 | 9.3867 | 2.2791 | 0 | 0.59632 | 0.89806 | 0 | 0 | 0 | 0 | -6.1531 | 0.062055 | 0 | 0 | 0 | -0.39387 | 0 | 0 | 0 | 0 | 0 | 0 | 0 | 0 | 3.833 | 0 | 0 | 0 | 0 | 0 | -5.4625 | 0 | 0 | 0 | 0 | 0 | 0 | 0 | 0 | 0 | 0 | 0 | -2.3937 | 0 | 0 | -18.6444 | 2.0172 | 0 | 4.8712 | 4.8712 | 1.754 | 36.2752 | 1.3567 | 3.3824 | 0 | 0.033193 | -0.63563 | 0.78408 | 0.19745 | 0 | 23.4666 | 20.8747 | -27.5302 | 0 | 0.5984 | 0 | 1.8521 | 0.15878
2025_02_26 Hr 11 | 0.68089 | 4.3776e-05 | 0 | 0.18268 | 0.18011 | 0.18434 | 0.19076 | 0.19201 | 0.19565 | 0 | 0 | 0.0031592 | 0.18 | 0.015816 | 1.6399 | 1.6399 | 10.3239 | 0.69091 | 0.003788 | 0.0058432 | 0.0073552 | 0 | 0 | 0 | 0 | 0 | 0 | 0.074695 | 0.014972 | 1.2796 | 0.44638 | 9.3867 | 2.2791 | 0 | 0.59632 | 0.89806 | 0 | 0 | 0 | 0 | -4.9584 | 0.062055 | 0 | 0 | 0 | -0.39329 | 0 | 0 | 0 | 0 | 0 | 0 | 0 | 0 | 3.9055 | 0 | 0 | 0 | 0 | 0 | -5.4625 | 0 | 0 | 0 | 0 | 0 | 0 | 0 | 0 | 0 | 0 | 0 | -2.3937 | 0 | 0 | -19.4392 | 2.0172 | 0 | 4.8712 | 4.8712 | 1.4842 | 36.2752 | 1.3567 | 3.3824 | 0 | 0.033193 | -0.68089 | 0.78408 | 0.19745 | 0 | 23.5388 | 20.5917 | -28.3697 | 0 | 0.5984 | 0 | 1.8521 | 0.1583
2025_02_26 Hr 12 | 0.63577 | 6.3611e-05 | 0 | 0.18268 | 0.18011 | 0.18434 | 0.19076 | 0.19201 | 0.19565 | 0 | 0 | 0.0031592 | 0.27 | 0.023748 | 1.6399 | 1.6399 | 10.3239 | 0.69091 | 0.003788 | 0.0058432 | 0.0073552 | 0 | 0 | 0 | 0 | 0 | 0 | 0.074695 | 0.014972 | 1.2796 | 0.44638 | 9.3867 | 2.2791 | 0 | 0.59632 | 0.89806 | 0 | 0 | 0 | 0 | -4.4591 | 0.062055 | 0 | 0 | 0 | -0.3937 | 0 | 0 | 0 | 0 | 0 | 0 | 0 | 0 | 3.9055 | 0 | 0 | 0 | 0 | 0 | -5.4625 | 0 | 0 | 0 | 0 | 0 | 0 | 0 | 0 | 0 | 0 | 0 | -2.3937 | 0 | 0 | -23.9808 | 2.0172 | 0 | 4.8712 | 4.8712 | 1.4537 | 36.2752 | 1.3567 | 3.3824 | 0 | 0.033193 | -0.63577 | 0.78408 | 0.19745 | 0 | 19.5634 | 20.6138 | -32.8665 | 0 | 0.5984 | 0 | 1.8521 | 0.15805
2025_02_26 Hr 13 | 0.63577 | 5.5435e-05 | 0 | 0.18268 | 0.18011 | 0.18434 | 0.19076 | 0.19201 | 0.19565 | 0 | 0 | 0.0031592 | 0.6 | 0.050478 | 1.6399 | 1.6399 | 10.3239 | 0.69091 | 0.003788 | 0.0058432 | 0.0073552 | 0 | 0 | 0 | 0 | 0 | 0 | 0.074695 | 0.014972 | 1.2779 | 0.44638 | 9.3867 | 2.2791 | 0 | 0.59632 | 0.89806 | 0 | 0 | 0 | 0 | -2.8869 | 0.062055 | 0 | 0 | 0 | -0.37648 | 0 | 0 | 0 | 0 | 0 | 0 | 0 | 0 | 4.1741 | 0 | 0 | 0 | 0 | 0 | -5.4625 | 0 | 0 | 0 | 0 | 0 | 0 | 0 | 0 | 0 | 0 | 0 | -2.3937 | 0 | 0 | -25.2345 | 2.0172 | 0 | 4.8357 | 4.8357 | 1.4668 | 36.2026 | 1.3567 | 3.3824 | 0 | 0.033193 | -0.63577 | 0.78408 | 0.19745 | 0 | 20.4642 | 21.2515 | -34.1031 | 0 | 0.5984 | 0 | 1.8521 | 0.15739
2025_02_26 Hr 14 | 0.72208 | 0.00036804 | 0 | 0.18268 | 0.18011 | 0.18434 | 0.19076 | 0.19201 | 0.19565 | 0 | 0 | 0.0031592 | 1.05 | 0.077315 | 1.6399 | 1.6399 | 10.3239 | 0.69091 | 0.003788 | 0.0058432 | 0.0073552 | 0 | 0 | 0 | 0 | 0 | 0 | 0.074695 | 0.014972 | 1.2545 | 0.44638 | 9.3867 | 2.2791 | 0 | 0.59632 | 0.89806 | 0 | 0 | 0 | 0.10776 | -1.5402 | 0.062055 | 0 | 0 | 0 | -0.32925 | 0 | 0 | 0 | 0 | 0 | 0 | 0 | 0 | 3.9709 | 0 | 0 | 0 | 0 | 0 | -5.4625 | 0 | 0 | 0 | 0 | 0 | 0 | 0 | 0 | 0 | 0 | 0 | -2.3937 | 0 | 0 | -23.2683 | 2.0172 | 0 | 4.5987 | 4.5987 | 1.4537 | 35.7053 | 1.3567 | 3.3824 | 0 | 0.033193 | -0.72208 | 0.78408 | 0.19745 | 0 | 23.6954 | 21.5984 | -32.1758 | 0 | 0.5984 | 0 | 1.8521 | 0.15711
2025_02_26 Hr 15 | 0.72557 | 0.00064084 | 0 | 0.18268 | 0.18011 | 0.18434 | 0.19076 | 0.19201 | 0.19565 | 0 | 0 | 0.0031592 | 1.41 | 0.1164 | 1.6399 | 1.6399 | 10.2303 | 0.40303 | 0.003788 | 0.0058432 | 0.0073552 | 0 | 0 | 0 | 0 | 0 | 0 | 0.074695 | 0.014972 | 1.2193 | 0.44638 | 9.3682 | 2.2791 | 0 | 0.59492 | 0.89806 | 0 | 0 | 0 | 1.0036 | -1.185 | 0.062055 | 0 | 0 | 0 | -0.3694 | 0 | 0 | 0 | 0 | 0 | 0 | 0 | 0 | 3.9709 | 0 | 0 | 0 | 0 | 0 | -5.4625 | 0 | 0 | 0 | 0 | 0 | 0 | 0 | 0 | 0 | 0 | 0 | -2.3937 | 0 | 0 | -26.7615 | 2.0172 | 0 | 4.523 | 4.5229 | 1.7758 | 35.1185 | 1.3567 | 3.3824 | 0 | 0.033193 | -0.72557 | 0.78408 | 0.19745 | 0 | 21.546 | 22.3215 | -35.7127 | 0 | 0.5984 | 0 | 1.8521 | 0.15673
2025_02_26 Hr 16 | 0.61289 | 0.00047874 | 0 | 0.18268 | 0.18011 | 0.18434 | 0.19076 | 0.19201 | 0.19565 | 0 | 0 | 0.0031592 | 1.5 | 0.11255 | 1.6399 | 1.6399 | 10.0899 | 0.46061 | 0.003788 | 0.0058432 | 0.0073552 | 0 | 0 | 0 | 0 | 0 | 0 | 0.074695 | 0.014972 | 1.1875 | 0.44638 | 9.2756 | 2.2791 | 0 | 0.58795 | 0.89806 | 0 | 0 | 0 | 1.3373 | -0.77299 | 0.062055 | 0 | 0 | 0 | -0.33555 | 0 | 0 | 0 | 0 | 0 | 0 | 0 | 0 | 4.1741 | 0 | 0 | 0 | 0 | 0 | -5.4625 | 0 | 0 | 0 | 0 | 0 | 0 | 0 | 0 | 0 | 0 | 0 | -2.3937 | 0 | 0 | -23.4412 | 2.0172 | 0 | 4.4472 | 4.4471 | 1.593 | 34.7597 | 1.3567 | 3.3824 | 0 | 0.033193 | -0.61289 | 0.78408 | 0.19745 | 0 | 25.3865 | 22.3084 | -32.2458 | 0 | 0.5984 | 0 | 1.8521 | 0.15675
2025_02_26 Hr 17 | 0.1586 | 0.00017818 | 0 | 0.18268 | 0.18011 | 0.18434 | 0.19076 | 0.19201 | 0.19565 | 0 | 0 | 0.0031592 | 1.53 | 0.10157 | 1.6399 | 1.6399 | 10.3239 | 0.69091 | 0.003788 | 0.0058432 | 0.0073552 | 0 | 0 | 0 | 0 | 0 | 0 | 0.074695 | 0.014972 | 1.2444 | 0.44638 | 9.3867 | 2.2791 | 0 | 0.59632 | 0.89806 | 0 | 0 | 0 | 0.02684 | -1.3926 | 0.062055 | 0 | 0 | 0 | -0.29664 | 0 | 0 | 0 | 0 | 0 | 0 | 0 | 0 | 4.1741 | 0 | 0 | 0 | 0 | 0 | -5.4625 | 0 | 0 | 0 | 0 | 0 | 0 | 0 | 0 | 0 | 0 | 0 | -2.3937 | 0 | 0 | -21.952 | 2.0172 | 0 | 4.5987 | 4.5987 | 2.0674 | 35.6952 | 1.3567 | 3.3824 | 0 | 0.033193 | -0.1586 | 0.78408 | 0.19745 | 0 | 26.422 | 22.356 | -30.2635 | 0 | 0.5984 | 0 | 1.8521 | 0.15722
2025_02_26 Hr 18 | 0.090742 | 1.346e-05 | 0 | 0.18268 | 0.18011 | 0.18434 | 0.19076 | 0.19201 | 0.19565 | 0 | 0 | 0.0031592 | 1.5 | 0.11421 | 1.6399 | 1.6399 | 10.3239 | 0.69091 | 0.003788 | 0.0058432 | 0.0073552 | 0 | 0 | 0 | 0 | 0 | 0 | 0.074695 | 0.014972 | 1.2796 | 0.44638 | 9.3867 | 2.2791 | 0 | 0.59632 | 0.89806 | 0 | 0 | 0 | 0 | -4.2802 | 0.062055 | 0 | 0 | 0 | -0.34052 | 0 | 0 | 0 | 0 | 0 | 0 | 0 | 0 | 4.5879 | 0 | 0 | 0 | 0 | 0 | -5.4625 | 0 | 0 | 0 | 0 | 0 | 0 | 0 | 0 | 0 | 0 | 0 | -2.3937 | 0 | 0 | -27.9872 | 2.0172 | 0 | 4.8712 | 4.8712 | 2.568 | 36.2752 | 1.3567 | 3.3824 | 0 | 0.033193 | -0.090742 | 0.78408 | 0.19745 | 0 | 18.9063 | 23.186 | -36.2747 | 0 | 0.5984 | 0 | 1.8521 | 0.15829
2025_02_26 Hr 19 | 0 | 0 | 0 | 0.18268 | 0.18011 | 0.18434 | 0.19076 | 0.19201 | 0.19565 | 0 | 0 | 0.0031592 | 1.26 | 0.1124 | 1.6399 | 1.6399 | 10.3239 | 0.69091 | 0.003788 | 0.0058432 | 0.0073552 | 0 | 0 | 0 | 0 | 0 | 0 | 0.074695 | 0.014972 | 1.2796 | 0.44638 | 9.3867 | 2.2791 | 0 | 0.59632 | 0.89806 | 0 | 0 | 0 | 0 | -7.2334 | 0.062055 | 0 | 0 | 0 | -0.39932 | 0 | 0 | 0 | 0 | 0 | 0 | 0 | 0 | 4.3121 | 0 | 0 | 0 | 0 | 0 | -5.4625 | 0 | 0 | 0 | 0 | 0 | 0 | 0 | 0 | 0 | 0 | 0 | -2.3937 | 0 | 0 | -31.3123 | 2.0172 | 0 | 4.8712 | 4.8712 | 2.0282 | 36.2752 | 1.3567 | 3.3824 | 0 | 0.033193 | 0 | 0.78408 | 0.19745 | 0 | 11.5129 | 22.039 | -39.5679 | 0 | 0.5984 | 0 | 1.8521 | 0.15938
2025_02_26 Hr 20 | 0 | 0 | 0 | 0.18268 | 0.18011 | 0.18434 | 0.19076 | 0.19201 | 0.19565 | 0 | 0 | 0.0031592 | 1.32 | 0.079741 | 1.6399 | 1.6399 | 10.3239 | 0.69091 | 0.003788 | 0.0058432 | 0.0073552 | 0 | 0 | 0 | 0 | 0 | 0 | 0.074695 | 0.014972 | 1.2746 | 0.44638 | 9.3867 | 2.2791 | 0 | 0.59632 | 0.89806 | 0 | 0 | 0 | 0 | -2.8434 | 0.062055 | 0 | 0 | 0 | -0.26974 | 0 | 0 | 0 | 0 | 0 | 0 | 0 | 0 | 4.45 | 0 | 0 | 0 | 0 | 0 | -5.4625 | 0 | 0 | 0 | 0 | 0 | 0 | 0 | 0 | 0 | 0 | 0 | -2.3937 | 0 | 0 | -18.6174 | 2.0172 | 0 | 4.5373 | 4.5373 | 1.8367 | 35.6025 | 1.3567 | 3.3824 | 0 | 0.033193 | 0 | 0.78408 | 0.19745 | 0 | 28.0274 | 22.0117 | -26.7434 | 0 | 0.5984 | 0 | 1.8521 | 0.15833
2025_02_26 Hr 21 | 0 | 0 | 0 | 0.18268 | 0.18011 | 0.18434 | 0.19076 | 0.19201 | 0.19565 | 0 | 0 | 0.0031592 | 1.14 | 0.073138 | 1.6399 | 1.6399 | 10.3239 | 0.69091 | 0.003788 | 0.0058432 | 0.0073552 | 0 | 0 | 0 | 0 | 0 | 0 | 0.074695 | 0.014972 | 1.2796 | 0.44638 | 9.3867 | 2.2791 | 0 | 0.59632 | 0.89806 | 0 | 0 | 0 | 0 | -1.5808 | 0.062055 | 0 | 0 | 0 | -0.2866 | 0 | 0 | 0 | 0 | 0 | 0 | 0 | 0 | 3.2885 | 0 | 0 | 0 | 0 | 0 | -5.4625 | 0 | 0 | 0 | 0 | 0 | 0 | 0 | 0 | 0 | 0 | 0 | -2.3937 | 0 | 0 | -16.9528 | 2.0172 | 0 | 4.8712 | 4.8712 | 1.6539 | 36.2752 | 1.3567 | 3.3824 | 0 | 0.033193 | 0 | 0.78408 | 0.19745 | 0 | 30.0782 | 20.4794 | -25.0957 | 0 | 0.5984 | 0 | 1.8521 | 0.15697
2025_02_26 Hr 22 | 0 | 0 | 0 | 0.18268 | 0.18011 | 0.18434 | 0.19076 | 0.19201 | 0.19565 | 0 | 0 | 0.0031592 | 1.02 | 0.084049 | 1.6399 | 1.6399 | 10.3239 | 0.69091 | 0.003788 | 0.0058432 | 0.0073552 | 0 | 0 | 0 | 0 | 0 | 0 | 0.074695 | 0.014972 | 1.2796 | 0.44638 | 9.3867 | 2.2791 | 0 | 0.59632 | 0.89806 | 0 | 0 | 0 | 0.73698 | 0 | 0.062055 | 0 | 0 | 0 | -0.3687 | 0 | 0 | 0 | 0 | 0 | 0 | 0 | 0 | 3.0126 | 0 | 0 | 0 | 0 | 0 | -5.4625 | 0 | 0 | 0 | 0 | 0 | 0 | 0 | 0 | 0 | 0 | 0 | -2.3937 | 0 | 0 | -25.0023 | 2.0172 | 0 | 4.8712 | 4.8712 | 2.1371 | 36.2752 | 1.3567 | 3.3824 | 0 | 0.033193 | 0 | 0.78408 | 0.19745 | 0 | 24.3611 | 20.5762 | -33.2273 | 0 | 0.5984 | 0 | 1.8521 | 0.15554
2025_02_26 Hr 23 | 0 | 0 | 0 | 0.18268 | 0.18011 | 0.18434 | 0.19076 | 0.19201 | 0.19565 | 0 | 0 | 0.0031592 | 1.05 | 0.084986 | 1.6399 | 1.6399 | 10.4038 | 0.69183 | 0.003788 | 0.0058432 | 0.0073552 | 0 | 0 | 0.36177 | 0 | 0.25552 | 0 | 0.074695 | 0.014972 | 1.2796 | 0.44638 | 9.4347 | 2.2791 | 0 | 0.60107 | 0.89806 | 0 | 0 | 0 | 2.1607 | 0 | 0.062055 | 0 | 0 | 0 | -0.36213 | 0 | 0 | 0 | 0 | 0 | 0 | 0 | 0 | 3.0126 | 0 | 0 | 0 | 0 | 0 | 0 | -4.4375 | 0 | 0 | 0 | 0 | 0 | 0 | 0 | 0 | 0 | 0 | 0 | 0 | 0 | -27.7892 | 2.0172 | 0 | 4.9085 | 4.9085 | 2.3677 | 36.4788 | 1.3567 | 3.3824 | 0 | 0.033193 | 0 | 0.78408 | 0.19745 | 0 | 27.509 | 20.841 | -31.9716 | 0 | 0.5984 | 0 | 1.8521 | 0.15399
2025_02_26 Hr 24 | 0 | 0 | 0 | 0.18268 | 0.18011 | 0.18434 | 0.19076 | 0.19201 | 0.19565 | 0 | 0 | 0.0031592 | 1.02 | 0.077195 | 1.6399 | 1.6399 | 10.4038 | 0.69183 | 0.003788 | 0.0058432 | 0.0073552 | 0 | 0 | 0.22094 | 0 | 0.11469 | 0 | 0.074695 | 0.014972 | 1.2796 | 0.44638 | 9.4347 | 2.2791 | 0 | 0.60107 | 0.89806 | 0 | 0 | 0 | 1.5404 | 0 | 0.062055 | 0 | 0.143 | 0 | -0.33847 | 0 | 0 | 0 | 0 | 0 | 0 | 0 | 0 | 3.0126 | 0 | 0 | 0 | 0 | 0 | 0 | -4.4375 | 0 | 0 | 0 | 0 | 0 | 0 | 0 | 0 | 0 | 0 | 0 | 0 | 0 | -25.1278 | 2.0172 | 0 | 4.9085 | 4.9085 | 2.0065 | 36.4788 | 1.3567 | 3.3824 | 0 | 0.033193 | 0 | 0.78408 | 0.19745 | 0 | 28.8915 | 20.4404 | -29.5681 | 0 | 0.5984 | 0 | 1.8521 | 0.15242
2025_02_27 Hr 01 | 0 | 0 | 0 | 0.2285 | 0.22529 | 0.23058 | 0.2386 | 0.24017 | 0.24472 | 0 | 0 | 0.0031592 | 0.93 | 0.072793 | 1.6399 | 1.6399 | 13.0119 | 0 | 0.003788 | 0.0058432 | 0.0073552 | 0 | 0 | 0.29033 | 0 | 0.18408 | 0 | 0.074695 | 0.014972 | 1.2796 | 0.55713 | 11.8012 | 2.2791 | 0 | 0.60107 | 0.89806 | 0 | 0 | 0 | 1.6764 | 0 | 0.062055 | 0 | 0.22643 | 0 | -0.35013 | 0 | 0 | 0 | 0 | 0 | 0 | 0 | 0 | 3.1506 | 0 | 0 | 0 | 0 | 0 | 0 | -4.4375 | 0 | 0 | 0 | 0 | 0 | 0 | 0 | 0 | 0 | 0 | 0 | 0 | 0 | -27.5826 | 2.0172 | 0 | 6.1397 | 6.1397 | 1.9847 | 43.6169 | 1.3567 | 3.3824 | 0 | 0.033193 | 0 | 0.78408 | 0.19745 | 0 | 33.859 | 20.4615 | -31.8958 | 0 | 0.5984 | 0 | 1.8521 | 0.15175
2025_02_27 Hr 02 | 0 | 0 | 0 | 0.2285 | 0.22529 | 0.23058 | 0.2386 | 0.24017 | 0.24472 | 0 | 0 | 0.0031592 | 0.99 | 0.072858 | 1.6399 | 1.6399 | 13.0119 | 0 | 0.003788 | 0.0058432 | 0.0073552 | 0 | 0 | 0.16502 | 0 | 0.058772 | 0 | 0.074695 | 0.014972 | 1.2796 | 0.55713 | 11.8012 | 2.2791 | 0 | 0.60107 | 0.89806 | 0 | 0 | 0 | 2.1348 | 0 | 0.062055 | 0 | 0.2129 | 0 | -0.32907 | 0 | 0 | 0 | 0 | 0 | 0 | 0 | 0 | 3.3538 | 0 | 0 | 0 | 0 | 0 | 0 | -4.4375 | 0 | 0 | 0 | 0 | 0 | 0 | 0 | 0 | 0 | 0 | 0 | 0 | 0 | -25.7987 | 2.0172 | 0 | 5.6374 | 5.6374 | 2.0282 | 42.6124 | 1.3567 | 3.3824 | 0 | 0.033193 | 0 | 0.78408 | 0.19745 | 0 | 35.1739 | 20.7681 | -30.3414 | 0 | 0.5984 | 0 | 1.8521 | 0.15153
2025_02_27 Hr 03 | 0 | 0 | 0 | 0.2285 | 0.22529 | 0.23058 | 0.2386 | 0.24017 | 0.24472 | 0 | 0 | 0.0031592 | 1.14 | 0.094564 | 1.6399 | 1.6399 | 13.0119 | 0 | 0.003788 | 0.0058432 | 0.0073552 | 0 | 0 | 0.41565 | 0 | 0.3094 | 0 | 0.074695 | 0.014972 | 1.2796 | 0.55713 | 11.8012 | 2.2791 | 0 | 0.60107 | 0.89806 | 0 | 0 | 0 | 1.7395 | 0 | 0.062055 | 0 | 0.23996 | 0 | -0.37118 | 0 | 0 | 0 | 0 | 0 | 0 | 0 | 0 | 3.2885 | 0 | 0 | 0 | 0 | 0 | 0 | -4.4375 | 0 | 0 | 0 | 0 | 0 | 0 | 0 | 0 | 0 | 0 | 0 | 0 | 0 | -31.8688 | 2.0172 | 0 | 6.0917 | 6.0916 | 1.5843 | 43.5208 | 1.3567 | 3.3824 | 0 | 0.033193 | 0 | 0.78408 | 0.19745 | 0 | 29.7385 | 20.4307 | -35.9524 | 0 | 0.5984 | 0 | 1.8521 | 0.15169
2025_02_27 Hr 04 | 0 | 0 | 0 | 0.2285 | 0.22529 | 0.23058 | 0.2386 | 0.24017 | 0.24472 | 0 | 0 | 0.0031592 | 1.59 | 0.15421 | 1.6399 | 1.6399 | 13.0119 | 0 | 0.003788 | 0.0058432 | 0.0073552 | 0 | 0 | 0.79154 | 0 | 0.68529 | 0 | 0.074695 | 0.014972 | 1.2796 | 0.55713 | 11.8012 | 2.2791 | 0 | 0.60107 | 0.89806 | 0 | 0 | 0 | 2.2333 | 0 | 0.062055 | 0 | 0.15562 | 0 | -0.43433 | 0 | 0 | 0 | 0 | 0 | 0 | 0 | 0 | 3.2885 | 0 | 0 | 0 | 0 | 0 | 0 | -4.4375 | 0 | 0 | 0 | 0 | 0 | 0 | 0 | 0 | 0 | 0 | 0 | 0 | 0 | -41.6031 | 2.0172 | 0 | 6.1397 | 6.1397 | 1.7671 | 43.6169 | 1.3567 | 3.3824 | 0 | 0.033193 | 0 | 0.78408 | 0.19745 | 0 | 21.9755 | 21.1234 | -44.9981 | 0 | 0.5984 | 0 | 1.8521 | 0.15192
2025_02_27 Hr 05 | 0 | 0 | 0 | 0.2285 | 0.22529 | 0.23058 | 0.2386 | 0.24017 | 0.24472 | 0 | 0 | 0.0031592 | 1.35 | 0.13409 | 1.6399 | 1.6399 | 13.0119 | 0 | 0.003788 | 0.0058432 | 0.0073552 | 0 | 0 | 0.85425 | 0 | 0.748 | 0 | 0.074695 | 0.014972 | 1.2796 | 0.55713 | 11.8012 | 2.2791 | 0 | 0.60107 | 0.89806 | 0 | 0 | 0 | 2.4013 | 0 | 0.062055 | 0 | 0 | 0 | -0.44486 | 0 | 0 | 0 | 0 | 0 | 0 | 0 | 0 | 3.3538 | 0 | 0 | 0 | 0 | 0 | 0 | -4.4375 | 0 | 0 | 0 | 0 | 0 | 0 | 0 | 0 | 0 | 0 | 0 | 0 | 0 | -41.3909 | 2.0172 | 0 | 6.1397 | 6.1397 | 1.9543 | 43.6169 | 1.3567 | 3.3824 | 0 | 0.033193 | 0 | 0.78408 | 0.19745 | 0 | 22.4643 | 21.117 | -44.671 | 0 | 0.5984 | 0 | 1.8521 | 0.15314
2025_02_27 Hr 06 | 0 | 0 | 0 | 0.2285 | 0.22529 | 0.23058 | 0.2386 | 0.24017 | 0.24472 | 0 | 0 | 0.0031592 | 1.38 | 0.17138 | 1.6399 | 1.6399 | 13.0119 | 0 | 0.003788 | 0.0058432 | 0.0073552 | 0 | 0 | 1.5201 | 0 | 1.4139 | 0 | 0.074695 | 0.014972 | 1.2796 | 0.55713 | 11.8012 | 2.2791 | 1.4174 | 0.60107 | 0.89806 | 0 | 0 | 0 | 0.49882 | -0.10565 | 0.062055 | 0 | 0 | 0 | -0.55673 | 0 | 0 | 0 | 0 | 0 | 0 | 0 | 0 | 3.9709 | 0 | 0 | 0 | 0 | 0 | 0 | -4.4375 | 0 | 0 | 0 | 0 | 0 | 0 | 0 | 0 | 0 | 0 | 0 | 0 | 0 | -56.761 | 2.0172 | 0 | 6.1397 | 6.1397 | 2.3677 | 45.0343 | 1.3567 | 3.3824 | 0 | 0.033193 | 0 | 0.78408 | 0.19745 | 0 | 8.8228 | 22.2165 | -58.8212 | 0 | 0.5984 | 0 | 1.8521 | 0.15482
2025_02_27 Hr 07 | 0 | 0 | 0 | 0.2285 | 0.22529 | 0.23058 | 0.2386 | 0.24017 | 0.24472 | 0 | 0 | 0.0031592 | 1.32 | 0.17627 | 1.6399 | 1.6399 | 12.9119 | 0 | 0.003788 | 0.0058432 | 0.0073552 | 0 | 0 | 0 | 0 | 0 | 0 | 0.074695 | 0.014972 | 1.2796 | 0.55713 | 11.7412 | 2.2791 | 1.4174 | 0.59632 | 0.89806 | 0 | 0 | 0 | 0 | -7.0273 | 0.062055 | 0 | 0 | 0 | -0.59882 | 0 | 0 | 0 | 0 | 0 | 0 | 0 | 0 | 4.9291 | 0 | 0 | 0 | 0 | 0 | -5.4625 | 0 | 0 | 0 | 0 | 0 | 0 | 0 | 0 | 0 | 0 | 0 | -2.3937 | 0 | 0 | -52.4701 | 2.0172 | 0 | 6.093 | 6.093 | 1.7671 | 44.7808 | 1.3567 | 3.3824 | 0 | 0.033193 | 0 | 0.78408 | 0.19745 | 0 | -0.65483 | 22.5169 | -60.9252 | 0 | 0.5984 | 0 | 1.8521 | 0.15749
2025_02_27 Hr 08 | 0.18141 | 0 | 0 | 0.2285 | 0.22529 | 0.23058 | 0.2386 | 0.24017 | 0.24472 | 0 | 0 | 0.0031592 | 1.5 | 0.20909 | 1.6399 | 1.6399 | 12.9119 | 0 | 0.003788 | 0.0058432 | 0.0073552 | 0 | 0 | 0 | 0 | 0 | 0 | 0.074695 | 0.014972 | 1.2796 | 0.55713 | 11.7412 | 2.2791 | 1.4174 | 0.59632 | 0.89806 | 0 | 0 | 0 | 0 | -10.4885 | 0.062055 | 0 | 0 | 0 | -0.62517 | 0 | 0 | 0 | 0 | 0 | 0 | 0 | 0 | 5.205 | 0 | 0 | 0 | 0 | 0 | -5.4625 | 0 | 0 | 0 | 0 | 0 | 0 | 0 | 0 | 0 | 0 | 0 | -2.3937 | 0 | 0 | -48.7254 | 2.0172 | 0 | 6.093 | 6.093 | 1.4145 | 44.7808 | 1.3567 | 3.3824 | 0 | 0.033193 | -0.18141 | 0.78408 | 0.19745 | 0 | -0.26067 | 22.8352 | -57.3882 | 0 | 0.5984 | 0 | 1.8521 | 0.15829
2025_02_27 Hr 09 | 0.40859 | 0 | 0 | 0.2285 | 0.22529 | 0.23058 | 0.2386 | 0.24017 | 0.24472 | 0 | 0 | 0.0031592 | 1.59 | 0.21559 | 1.6399 | 1.6399 | 12.9119 | 0.86411 | 0.003788 | 0.0058432 | 0.0073552 | 0 | 0 | 0 | 0 | 0 | 0 | 0.074695 | 0.014972 | 1.2796 | 0.55713 | 11.7412 | 2.2791 | 1.4174 | 0.59632 | 0.89806 | 0 | 0 | 0 | 0 | -9.9796 | 0.062055 | 0 | 0 | 0 | -0.60807 | 0 | 0 | 0 | 0 | 0 | 0 | 0 | 0 | 5.067 | 0 | 0 | 0 | 0 | 0 | -5.4625 | 0 | 0 | 0 | 0 | 0 | 0 | 0 | 0 | 0 | 0 | 0 | -2.3937 | 0 | 0 | -44.5777 | 2.0172 | 0 | 6.093 | 6.093 | 1.3144 | 45.645 | 1.3567 | 3.3824 | 0 | 0.033193 | -0.40859 | 0.78408 | 0.19745 | 0 | 5.1356 | 22.9209 | -53.4506 | 0 | 0.5984 | 0 | 1.8521 | 0.1583
2025_02_27 Hr 10 | 0.40874 | 3.5977e-05 | 0 | 0.2285 | 0.22529 | 0.23058 | 0.2386 | 0.24017 | 0.24472 | 0 | 0 | 0.0031592 | 1.02 | 0.12685 | 1.6399 | 1.6399 | 12.9119 | 0.86411 | 0.003788 | 0.0058432 | 0.0073552 | 0 | 0 | 0 | 0 | 0 | 0 | 0.074695 | 0.014972 | 1.2796 | 0.55713 | 11.7412 | 2.2791 | 1.4174 | 0.59632 | 0.89806 | 0 | 0 | 0 | 0 | -8.0743 | 0.062055 | 0 | 0 | 0 | -0.55755 | 0 | 0 | 0 | 0 | 0 | 0 | 0 | 0 | 4.9291 | 0 | 0 | 0 | 0 | 0 | -5.4625 | 0 | 0 | 0 | 0 | 0 | 0 | 0 | 0 | 0 | 0 | 0 | -2.3937 | 0 | 0 | -39.9055 | 2.0172 | 0 | 6.093 | 6.093 | 1.9978 | 45.645 | 1.3567 | 3.3824 | 0 | 0.033193 | -0.40874 | 0.78408 | 0.19745 | 0 | 11.65 | 22.8073 | -48.728 | 0 | 0.5984 | 0 | 1.8521 | 0.15792
2025_02_27 Hr 11 | 0.52215 | 9.0636e-05 | 0 | 0.2285 | 0.22529 | 0.23058 | 0.2386 | 0.24017 | 0.24472 | 0 | 0 | 0.0031592 | 0.69 | 0.073421 | 1.6399 | 1.6399 | 12.9119 | 0.86411 | 0.003788 | 0.0058432 | 0.0073552 | 0 | 0 | 0 | 0 | 0 | 0 | 0.074695 | 0.014972 | 1.2796 | 0.55713 | 11.7412 | 2.2791 | 1.4174 | 0.59632 | 0.89806 | 0 | 0 | 0 | 0 | -4.5597 | 0.062055 | 0 | 0 | 0 | -0.47673 | 0 | 0 | 0 | 0 | 0 | 0 | 0 | 0 | 5.4808 | 0 | 0 | 0 | 0 | 0 | -5.4625 | 0 | 0 | 0 | 0 | 0 | 0 | 0 | 0 | 0 | 0 | 0 | -2.3937 | 0 | 0 | -27.2023 | 2.0172 | 0 | 6.093 | 6.093 | 1.976 | 45.645 | 1.3567 | 3.3824 | 0 | 0.033193 | -0.52215 | 0.78408 | 0.19745 | 0 | 28.0942 | 23.0664 | -36.0574 | 0 | 0.5984 | 0 | 1.8521 | 0.157
2025_02_27 Hr 12 | 0.56734 | 0.00016917 | 0 | 0.2285 | 0.22529 | 0.23058 | 0.2386 | 0.24017 | 0.24472 | 0 | 0 | 0.0031592 | 0.36 | 0.035414 | 1.6399 | 1.6399 | 12.9119 | 0.86411 | 0.003788 | 0.0058432 | 0.0073552 | 0 | 0 | 0 | 0 | 0 | 0 | 0.074695 | 0.014972 | 1.2796 | 0.55713 | 11.7412 | 2.2791 | 1.4174 | 0.59632 | 0.89806 | 0 | 0 | 0 | 0 | -3.3052 | 0.062055 | 0 | 0 | 0 | -0.44058 | 0 | 0 | 0 | 0 | 0 | 0 | 0 | 0 | 5.4082 | 0 | 0 | 0 | 0 | 0 | -5.4625 | 0 | 0 | 0 | 0 | 0 | 0 | 0 | 0 | 0 | 0 | 0 | -2.3937 | 0 | 0 | -25.8349 | 2.0172 | 0 | 6.0486 | 6.0486 | 2.1153 | 45.5561 | 1.3567 | 3.3824 | 0 | 0.033193 | -0.56734 | 0.78408 | 0.19745 | 0 | 30.3619 | 22.81 | -34.699 | 0 | 0.5984 | 0 | 1.8521 | 0.15666
2025_02_27 Hr 13 | 0.61296 | 0.00011711 | 0 | 0.2285 | 0.22529 | 0.23058 | 0.2386 | 0.24017 | 0.24472 | 0 | 0 | 0.0031592 | 0.18 | 0.016603 | 1.6399 | 1.6399 | 12.9119 | 0.86411 | 0.003788 | 0.0058432 | 0.0073552 | 0 | 0 | 0 | 0 | 0 | 0 | 0.074695 | 0.014972 | 1.2796 | 0.55713 | 11.7412 | 2.2791 | 1.4174 | 0.59632 | 0.89806 | 0 | 0 | 0 | 0.074101 | -1.9747 | 0.062055 | 0 | 0 | 0 | -0.41298 | 0 | 0 | 0 | 0 | 0 | 0 | 0 | 0 | 5.205 | 0 | 0 | 0 | 0 | 0 | -5.4625 | 0 | 0 | 0 | 0 | 0 | 0 | 0 | 0 | 0 | 0 | 0 | -2.3937 | 0 | 0 | -22.9605 | 2.0172 | 0 | 5.8027 | 5.8026 | 2.0674 | 45.0643 | 1.3567 | 3.3824 | 0 | 0.033193 | -0.61296 | 0.78408 | 0.19745 | 0 | 33.7263 | 22.4053 | -31.8427 | 0 | 0.5984 | 0 | 1.8521 | 0.15633
2025_02_27 Hr 14 | 0.49941 | 9.3513e-05 | 0 | 0.2285 | 0.22529 | 0.23058 | 0.2386 | 0.24017 | 0.24472 | 0 | 0 | 0.0031592 | 0.15 | 0.012835 | 1.6399 | 1.6399 | 12.9119 | 0.86411 | 0.003788 | 0.0058432 | 0.0073552 | 0 | 0 | 0 | 0 | 0 | 0 | 0.074695 | 0.014972 | 1.2779 | 0.55713 | 11.7412 | 2.2791 | 1.4174 | 0.59632 | 0.89806 | 0 | 0 | 0 | 0.30767 | -1.3254 | 0.062055 | 0 | 0 | 0 | -0.38296 | 0 | 0 | 0 | 0 | 0 | 0 | 0 | 0 | 5.2703 | 0 | 0 | 0 | 0 | 0 | -5.4625 | 0 | 0 | 0 | 0 | 0 | 0 | 0 | 0 | 0 | 0 | 0 | -2.3937 | 0 | 0 | -21.9837 | 2.0172 | 0 | 5.6754 | 5.6754 | 1.8367 | 44.8081 | 1.3567 | 3.3824 | 0 | 0.033193 | -0.49941 | 0.78408 | 0.19745 | 0 | 35.1605 | 22.0924 | -30.7223 | 0 | 0.5984 | 0 | 1.8521 | 0.15608
2025_02_27 Hr 15 | 0.52229 | 8.2117e-05 | 0 | 0.2285 | 0.22529 | 0.23058 | 0.2386 | 0.24017 | 0.24472 | 0 | 0 | 0.0031592 | 0.09 | 0.008361 | 1.6399 | 1.6399 | 12.7948 | 0.50406 | 0.003788 | 0.0058432 | 0.0073552 | 0 | 0 | 0 | 0 | 0 | 0 | 0.074695 | 0.014972 | 1.2327 | 0.55713 | 11.6485 | 2.2791 | 0.82681 | 0.59074 | 0.89806 | 0 | 0 | 0 | 2.0562 | -0.31291 | 0.062055 | 0 | 0 | 0 | -0.41595 | 0 | 0 | 0 | 0 | 0 | 0 | 0 | 0 | 5.205 | 0 | 0 | 0 | 0 | 0 | -5.4625 | 0 | 0 | 0 | 0 | 0 | 0 | 0 | 0 | 0 | 0 | 0 | -2.3937 | 0 | 0 | -27.2364 | 2.0172 | 0 | 5.6574 | 5.6574 | 2.198 | 43.5666 | 1.3567 | 3.3824 | 0 | 0.033193 | -0.52229 | 0.78408 | 0.19745 | 0 | 31.6194 | 22.3405 | -36.0309 | 0 | 0.5984 | 0 | 1.8521 | 0.15548
2025_02_27 Hr 16 | 0.29576 | 4.4634e-05 | 0 | 0.2285 | 0.22529 | 0.23058 | 0.2386 | 0.24017 | 0.24472 | 0 | 0 | 0.0031592 | 0.09 | 0.0080629 | 1.6399 | 1.6399 | 12.6192 | 0.57607 | 0.003788 | 0.0058432 | 0.0073552 | 0 | 0 | 0 | 0 | 0 | 0 | 0.074695 | 0.014972 | 1.2327 | 0.55713 | 11.6021 | 2.2791 | 0.94493 | 0.58795 | 0.89806 | 0 | 0 | 0 | 2.4826 | -0.8445 | 0.062055 | 0 | 0 | 0 | -0.40104 | 0 | 0 | 0 | 0 | 0 | 0 | 0 | 0 | 4.7912 | 0 | 0 | 0 | 0 | 0 | -5.4625 | 0 | 0 | 0 | 0 | 0 | 0 | 0 | 0 | 0 | 0 | 0 | -2.3937 | 0 | 0 | -24.2994 | 2.0172 | 0 | 5.5626 | 5.5626 | 1.0925 | 43.3451 | 1.3567 | 3.3824 | 0 | 0.033193 | -0.29576 | 0.78408 | 0.19745 | 0 | 32.7222 | 20.5915 | -32.8525 | 0 | 0.5984 | 0 | 1.8521 | 0.15547
2025_02_27 Hr 17 | 0.067857 | 3.0055e-05 | 0 | 0.2285 | 0.22529 | 0.23058 | 0.2386 | 0.24017 | 0.24472 | 0 | 0 | 0.0031592 | 0.12 | 0.010201 | 1.6399 | 1.6399 | 12.9119 | 0.86411 | 0.003788 | 0.0058432 | 0.0073552 | 0 | 0 | 0 | 0 | 0 | 0 | 0.074695 | 0.014972 | 1.2796 | 0.55713 | 11.7412 | 2.2791 | 1.4174 | 0.59632 | 0.89806 | 0 | 0 | 0 | 0.22031 | -2.0287 | 0.062055 | 0 | 0 | 0 | -0.38042 | 0 | 0 | 0 | 0 | 0 | 0 | 0 | 0 | 4.5226 | 0 | 0 | 0 | 0 | 0 | -5.4625 | 0 | 0 | 0 | 0 | 0 | 0 | 0 | 0 | 0 | 0 | 0 | -2.3937 | 0 | 0 | -25.3145 | 2.0172 | 0 | 5.7702 | 5.7702 | 0.86179 | 44.9993 | 1.3567 | 3.3824 | 0 | 0.033193 | -0.067857 | 0.78408 | 0.19745 | 0 | 29.4777 | 19.9057 | -33.619 | 0 | 0.5984 | 0 | 1.8521 | 0.15636
2025_02_27 Hr 18 | 0.090742 | 3.5661e-06 | 0 | 0.2285 | 0.22529 | 0.23058 | 0.2386 | 0.24017 | 0.24472 | 0 | 0 | 0.0031592 | 0.18 | 0.01997 | 1.6399 | 1.6399 | 12.9119 | 0.86411 | 0.003788 | 0.0058432 | 0.0073552 | 0 | 0 | 0 | 0 | 0 | 0 | 0.074695 | 0.014972 | 1.2796 | 0.55713 | 11.7412 | 2.2791 | 1.4174 | 0.59632 | 0.89806 | 0 | 0 | 0 | 0 | -6.1628 | 0.062055 | 0 | 0 | 0 | -0.49715 | 0 | 0 | 0 | 0 | 0 | 0 | 0 | 0 | 4.2467 | 0 | 0 | 0 | 0 | 0 | -5.4625 | 0 | 0 | 0 | 0 | 0 | 0 | 0 | 0 | 0 | 0 | 0 | -2.3937 | 0 | 0 | -40.0441 | 2.0172 | 0 | 6.093 | 6.093 | 1.506 | 45.645 | 1.3567 | 3.3824 | 0 | 0.033193 | -0.090742 | 0.78408 | 0.19745 | 0 | 11.3617 | 20.3679 | -48.4883 | 0 | 0.5984 | 0 | 1.8521 | 0.15755
2025_02_27 Hr 19 | 0 | 0 | 0 | 0.2285 | 0.22529 | 0.23058 | 0.2386 | 0.24017 | 0.24472 | 0 | 0 | 0.0031592 | 0.18 | 0.021069 | 1.6399 | 1.6399 | 12.9119 | 0.86411 | 0.003788 | 0.0058432 | 0.0073552 | 0 | 0 | 0 | 0 | 0 | 0 | 0.074695 | 0.014972 | 1.2796 | 0.55713 | 11.7412 | 2.2791 | 1.4174 | 0.59632 | 0.89806 | 0 | 0 | 0 | 0 | -8.8763 | 0.062055 | 0 | 0 | 0 | -0.52464 | 0 | 0 | 0 | 0 | 0 | 0 | 0 | 0 | 3.9055 | 0 | 0 | 0 | 0 | 0 | -5.4625 | 0 | 0 | 0 | 0 | 0 | 0 | 0 | 0 | 0 | 0 | 0 | -2.3937 | 0 | 0 | -44.9155 | 2.0172 | 0 | 6.093 | 6.093 | 2.1762 | 45.645 | 1.3567 | 3.3824 | 0 | 0.033193 | 0 | 0.78408 | 0.19745 | 0 | 4.0805 | 20.6082 | -53.2963 | 0 | 0.5984 | 0 | 1.8521 | 0.15842
2025_02_27 Hr 20 | 0 | 0 | 0 | 0.2285 | 0.22529 | 0.23058 | 0.2386 | 0.24017 | 0.24472 | 0 | 0 | 0.0031592 | 0.27 | 0.033288 | 1.6399 | 1.6399 | 12.9119 | 0.86411 | 0.003788 | 0.0058432 | 0.0073552 | 0 | 0 | 0 | 0 | 0 | 0 | 0.074695 | 0.014972 | 1.2796 | 0.55713 | 11.7412 | 2.2791 | 1.4174 | 0.59632 | 0.89806 | 0 | 0 | 0 | 0 | -8.979 | 0.062055 | 0 | 0 | 0 | -0.5527 | 0 | 0 | 0 | 0 | 0 | 0 | 0 | 0 | 3.5644 | 0 | 0 | 0 | 0 | 0 | -5.4625 | 0 | 0 | 0 | 0 | 0 | 0 | 0 | 0 | 0 | 0 | 0 | -2.3937 | 0 | 0 | -47.57 | 2.0172 | 0 | 6.093 | 6.093 | 2.1153 | 45.645 | 1.3567 | 3.3824 | 0 | 0.033193 | 0 | 0.78408 | 0.19745 | 0 | 0.9951 | 20.3081 | -55.979 | 0 | 0.5984 | 0 | 1.8521 | 0.15824
2025_02_27 Hr 21 | 0 | 0 | 0 | 0.2285 | 0.22529 | 0.23058 | 0.2386 | 0.24017 | 0.24472 | 0 | 0 | 0.0031592 | 0.09 | 0.0092348 | 1.6399 | 1.6399 | 12.9119 | 0.86411 | 0.003788 | 0.0058432 | 0.0073552 | 0 | 0 | 0 | 0 | 0 | 0 | 0.074695 | 0.014972 | 1.2796 | 0.55713 | 11.7412 | 2.2791 | 1.4174 | 0.59632 | 0.89806 | 0 | 0 | 0 | 0 | -5.6373 | 0.062055 | 0 | 0 | 0 | -0.45964 | 0 | 0 | 0 | 0 | 0 | 0 | 0 | 0 | 4.1088 | 0 | 0 | 0 | 0 | 0 | -5.4625 | 0 | 0 | 0 | 0 | 0 | 0 | 0 | 0 | 0 | 0 | 0 | -2.3937 | 0 | 0 | -40.4469 | 2.0172 | 0 | 6.093 | 6.093 | 1.9368 | 45.645 | 1.3567 | 3.3824 | 0 | 0.033193 | 0 | 0.78408 | 0.19745 | 0 | 11.7142 | 20.4693 | -48.7628 | 0 | 0.5984 | 0 | 1.8521 | 0.1575
2025_02_27 Hr 22 | 0 | 0 | 0 | 0.2285 | 0.22529 | 0.23058 | 0.2386 | 0.24017 | 0.24472 | 0 | 0 | 0.0031592 | 0.48 | 0.046682 | 1.6399 | 1.6399 | 12.9119 | 0.86411 | 0.003788 | 0.0058432 | 0.0073552 | 0 | 0 | 0 | 0 | 0 | 0 | 0.074695 | 0.014972 | 1.2796 | 0.55713 | 11.7412 | 2.2791 | 1.4174 | 0.59632 | 0.89806 | 0 | 0 | 0 | 0 | -2.8991 | 0.062055 | 0 | 0 | 0 | -0.43554 | 0 | 0 | 0 | 0 | 0 | 0 | 0 | 0 | 4.1741 | 0 | 0 | 0 | 0 | 0 | -5.4625 | 0 | 0 | 0 | 0 | 0 | 0 | 0 | 0 | 0 | 0 | 0 | -2.3937 | 0 | 0 | -42.1914 | 2.0172 | 0 | 6.093 | 6.093 | 1.9151 | 45.645 | 1.3567 | 3.3824 | 0 | 0.033193 | 0 | 0.78408 | 0.19745 | 0 | 13.2019 | 20.9393 | -50.4832 | 0 | 0.5984 | 0 | 1.8521 | 0.15646
2025_02_27 Hr 23 | 0 | 0 | 0 | 0.2285 | 0.22529 | 0.23058 | 0.2386 | 0.24017 | 0.24472 | 0 | 0 | 0.0031592 | 0.51 | 0.043278 | 1.6399 | 1.6399 | 13.0119 | 0.86525 | 0.003788 | 0.0058432 | 0.0073552 | 0 | 0 | 0.46675 | 0 | 0.3605 | 0 | 0.074695 | 0.014972 | 1.2796 | 0.55713 | 11.8012 | 2.2791 | 1.4174 | 0.60107 | 0.89806 | 0 | 0 | 0 | 0.72067 | -0.035034 | 0.062055 | 0 | 0 | 0 | -0.37976 | 0 | 0 | 0 | 0 | 0 | 0 | 0 | 0 | 4.5226 | 0 | 0 | 0 | 0 | 0 | 0 | -4.4375 | 0 | 0 | 0 | 0 | 0 | 0 | 0 | 0 | 0 | 0 | 0 | 0 | 0 | -36.7582 | 2.0172 | 0 | 6.1397 | 6.1397 | 1.7149 | 45.8996 | 1.3567 | 3.3824 | 0 | 0.033193 | 0 | 0.78408 | 0.19745 | 0 | 26.954 | 21.117 | -40.7482 | 0 | 0.5984 | 0 | 1.8521 | 0.15464
2025_02_27 Hr 24 | 0 | 0 | 0 | 0.2285 | 0.22529 | 0.23058 | 0.2386 | 0.24017 | 0.24472 | 0 | 0 | 0.0031592 | 1.05 | 0.095873 | 1.6399 | 1.6399 | 13.0119 | 0.86525 | 0.003788 | 0.0058432 | 0.0073552 | 0 | 0 | 0.63948 | 0 | 0.53323 | 0 | 0.074695 | 0.014972 | 1.2796 | 0.55713 | 11.8012 | 2.2791 | 0 | 0.60107 | 0.89806 | 0 | 0 | 0 | 2.0778 | -0.024901 | 0.062055 | 0 | 0 | 0 | -0.40878 | 0 | 0 | 0 | 0 | 0 | 0 | 0 | 0 | 4.5226 | 0 | 0 | 0 | 0 | 0 | 0 | -4.4375 | 0 | 0 | 0 | 0 | 0 | 0 | 0 | 0 | 0 | 0 | 0 | 0 | 0 | -42.7336 | 2.0172 | 0 | 6.1397 | 6.1397 | 1.4363 | 44.4822 | 1.3567 | 3.3824 | 0 | 0.033193 | 0 | 0.78408 | 0.19745 | 0 | 21.5584 | 21.4305 | -46.4072 | 0 | 0.5984 | 0 | 1.8521 | 0.15406
2025_02_28 Hr 01 | 0 | 0 | 0 | 0 | 0 | 0 | 0 | 0 | 0 | 0 | 0 | 0.0031592 | 0.96 | 0.084412 | 1.6399 | 1.6399 | 20.6658 | 1.3742 | 0.003788 | 0.0058432 | 0.0073552 | 0 | 0 | 0.549 | 0 | 0.44275 | 0 | 0.074695 | 0.014972 | 1.2796 | 0 | 18.7463 | 2.2791 | 0 | 0.60107 | 0.89806 | 0 | 0 | 0 | 3.4067 | 0 | 0.062055 | 0 | 0.015074 | 0 | -0.39358 | 0 | 0 | 0 | 0 | 0 | 0 | 0 | 0 | 4.3121 | 0 | 0 | 0 | 0 | 0 | 0 | -4.4375 | 0 | 0 | 0 | 0 | 0 | 0 | 0 | 0 | 0 | 0 | 0 | 0 | 0 | -22.4096 | 2.0172 | 0 | 0 | 0 | 1.6148 | 45.3458 | 1.3567 | 3.3824 | 0 | 0.033193 | 0 | 0.78408 | 0.19745 | 0 | 43.8008 | 21.2973 | -26.249 | 0 | 0.5984 | 0 | 1.8521 | 0.15436
2025_02_28 Hr 02 | 0 | 0 | 0 | 0 | 0 | 0 | 0 | 0 | 0 | 0 | 0 | 0.0031592 | 1.35 | 0.11824 | 1.6399 | 1.6399 | 20.6658 | 1.3742 | 0.003788 | 0.0058432 | 0.0073552 | 0 | 0 | 0.53971 | 0 | 0.43346 | 0 | 0.074695 | 0.014972 | 1.2796 | 0 | 18.7463 | 2.2791 | 0 | 0.60107 | 0.89806 | 0 | 0 | 0 | 3.356 | 0 | 0.062055 | 0 | 0.015014 | 0 | -0.39202 | 0 | 0 | 0 | 0 | 0 | 0 | 0 | 0 | 4.3121 | 0 | 0 | 0 | 0 | 0 | 0 | -4.4375 | 0 | 0 | 0 | 0 | 0 | 0 | 0 | 0 | 0 | 0 | 0 | 0 | 0 | -26.7063 | 2.0172 | 0 | 0 | 0 | 1.754 | 45.3458 | 1.3567 | 3.3824 | 0 | 0.033193 | 0 | 0.78408 | 0.19745 | 0 | 39.9998 | 21.8607 | -30.5627 | 0 | 0.5984 | 0 | 1.8521 | 0.15471
2025_02_28 Hr 03 | 0 | 0 | 0 | 0 | 0 | 0 | 0 | 0 | 0 | 0 | 0 | 0.0031592 | 1.41 | 0.12349 | 1.6399 | 1.6399 | 20.6658 | 1.3742 | 0.003788 | 0.0058432 | 0.0073552 | 0 | 0 | 0.53971 | 0 | 0.43346 | 0 | 0.074695 | 0.014972 | 1.2796 | 0 | 18.7463 | 2.2791 | 0 | 0.60107 | 0.89806 | 0 | 0 | 0 | 3.3366 | 0 | 0.062055 | 0 | 0.015014 | 0 | -0.39202 | 0 | 0 | 0 | 0 | 0 | 0 | 0 | 0 | 3.9709 | 0 | 0 | 0 | 0 | 0 | 0 | -4.4375 | 0 | 0 | 0 | 0 | 0 | 0 | 0 | 0 | 0 | 0 | 0 | 0 | 0 | -32.0028 | 2.0172 | 0 | 0 | 0 | 2.3677 | 45.3458 | 1.3567 | 3.3824 | 0 | 0.033193 | 0 | 0.78408 | 0.19745 | 0 | 35.0218 | 22.1985 | -35.8591 | 0 | 0.5984 | 0 | 1.8521 | 0.15478
2025_02_28 Hr 04 | 0 | 0 | 0 | 0 | 0 | 0 | 0 | 0 | 0 | 0 | 0 | 0.0031592 | 1.38 | 0.12152 | 1.6399 | 1.6399 | 20.6658 | 0.80163 | 0.003788 | 0.0058432 | 0.0073552 | 0 | 0 | 0.55246 | 0 | 0.44621 | 0 | 0.074695 | 0.014972 | 1.2796 | 0 | 18.7463 | 2.2791 | 0 | 0.60107 | 0.89806 | 0 | 0 | 0 | 3.6604 | 0 | 0.062055 | 0 | 0.015096 | 0 | -0.39416 | 0 | 0 | 0 | 0 | 0 | 0 | 0 | 0 | 3.9055 | 0 | 0 | 0 | 0 | 0 | 0 | -4.4375 | 0 | 0 | 0 | 0 | 0 | 0 | 0 | 0 | 0 | 0 | 0 | 0 | 0 | -32.6769 | 2.0172 | 0 | 0 | 0 | 2.5592 | 44.7732 | 1.3567 | 3.3824 | 0 | 0.033193 | 0 | 0.78408 | 0.19745 | 0 | 34.2165 | 22.2928 | -36.5099 | 0 | 0.5984 | 0 | 1.8521 | 0.15485
2025_02_28 Hr 05 | 0 | 0 | 0 | 0 | 0 | 0 | 0 | 0 | 0 | 0 | 0 | 0.0031592 | 1.17 | 0.10097 | 1.6399 | 1.6399 | 20.6658 | 0.57259 | 0.003788 | 0.0058432 | 0.0073552 | 0 | 0 | 0.50538 | 0 | 0.39913 | 0 | 0.074695 | 0.014972 | 1.2796 | 0 | 18.7463 | 2.2791 | 0 | 0.60107 | 0.89806 | 0 | 0 | 0 | 1.3696 | -0.22465 | 0.062055 | 0 | 0.014794 | 0 | -0.38625 | 0 | 0 | 0 | 0 | 0 | 0 | 0 | 0 | 4.1088 | 0 | 0 | 0 | 0 | 0 | 0 | -4.4375 | 0 | 0 | 0 | 0 | 0 | 0 | 0 | 0 | 0 | 0 | 0 | 0 | 0 | -31.1248 | 2.0172 | 0 | 0 | 0 | 2.4287 | 44.5442 | 1.3567 | 3.3824 | 0 | 0.033193 | 0 | 0.78408 | 0.19745 | 0 | 32.7813 | 22.1362 | -35.044 | 0 | 0.5984 | 0 | 1.8521 | 0.15611
2025_02_28 Hr 06 | 0 | 0 | 0 | 0.36297 | 0.35787 | 0.36627 | 0.37902 | 0.38151 | 0.38874 | 0 | 0 | 0.0031592 | 1.44 | 0.17555 | 1.6399 | 1.6399 | 20.6658 | 1.3742 | 0.003788 | 0.0058432 | 0.0073552 | 0 | 0 | 1.4593 | 0 | 1.353 | 0 | 0.074695 | 0.014972 | 1.2796 | 1.0318 | 18.7463 | 2.2791 | 0 | 0.60107 | 0.89806 | 0 | 0 | 0 | 0 | -5.4737 | 0.062055 | 0 | 0.013062 | 0 | -0.5465 | 0 | 0 | 0 | 0 | 0 | 0 | 0 | 0 | 4.45 | 0 | 0 | 0 | 0 | 0 | 0 | -4.4375 | 0 | 0 | 0 | 0 | 0 | 0 | 0 | 0 | 0 | 0 | 0 | 0 | 0 | -54.7361 | 2.0172 | 0 | 0 | 0 | 2.8291 | 48.4644 | 1.3567 | 3.3824 | 0 | 0.033193 | 0 | 0.78408 | 0.19745 | 0 | 9.3073 | 23.2245 | -56.9079 | 0 | 0.5984 | 0 | 1.8521 | 0.15818
2025_02_28 Hr 07 | 0 | 0 | 0 | 0.36297 | 0.35787 | 0.36627 | 0.37902 | 0.38151 | 0.38874 | 0 | 0 | 0.0031592 | 1.62 | 0.19983 | 1.6399 | 1.6399 | 20.507 | 1.1437 | 0.003788 | 0.0058432 | 0.0073552 | 0 | 0 | 0 | 0 | 0 | 0 | 0.074695 | 0.014972 | 1.2796 | 0.88217 | 18.651 | 2.2791 | 0 | 0.59632 | 0.89806 | 0 | 0 | 0 | 0 | -12.7998 | 0.062055 | 0 | 0.013216 | 0 | -0.55298 | 0 | 0 | 0 | 0 | 0 | 0 | 0 | 0 | 4.1741 | 0 | 0 | 0 | 0 | 0 | -5.4625 | 0 | 0 | 0 | 0 | 0 | 0 | 0 | 0 | 0 | 0 | 0 | -2.3937 | 0 | 0 | -58.209 | 2.0172 | 0 | 0 | 0 | 3.8911 | 47.9797 | 1.3567 | 3.3824 | 0 | 0.033193 | 0 | 0.78408 | 0.19745 | 0 | -7.2254 | 24.213 | -66.6182 | 0 | 0.5984 | 0 | 1.8521 | 0.16102
2025_02_28 Hr 08 | 0.15853 | 0 | 0 | 0.36297 | 0.35787 | 0.36627 | 0.37902 | 0.38151 | 0.38874 | 0 | 0 | 0.0031592 | 1.98 | 0.22548 | 1.6399 | 1.6399 | 20.507 | 1.0293 | 0.003788 | 0.0058432 | 0.0073552 | 0 | 0 | 0 | 0 | 0 | 0 | 0.074695 | 0.014972 | 1.2796 | 0.88217 | 18.651 | 2.2791 | 1.6887 | 0.59632 | 0.89806 | 0 | 0 | 0 | 0 | -14.7013 | 0.062055 | 0 | 0.012201 | 0 | -0.51036 | 0 | 0 | 0 | 0 | 0 | 0 | 0 | 0 | 4.3121 | 0 | 0 | 0 | 0 | 0 | -5.4625 | 0 | 0 | 0 | 0 | 0 | 0 | 0 | 0 | 0 | 0 | 0 | -2.3937 | 0 | 0 | -51.3225 | 2.0172 | 0 | 0 | 0 | 3.6125 | 49.554 | 1.3567 | 3.3824 | 0 | 0.033193 | -0.15853 | 0.78408 | 0.19745 | 0 | -0.37755 | 24.6175 | -59.8477 | 0 | 0.5984 | 0 | 1.8521 | 0.162
2025_02_28 Hr 09 | 0.40859 | 0 | 0 | 0.36297 | 0.35787 | 0.36627 | 0.37902 | 0.38151 | 0.38874 | 0 | 0 | 0.0031592 | 1.68 | 0.15765 | 1.6399 | 1.6399 | 20.507 | 1.1437 | 0.003788 | 0.0058432 | 0.0073552 | 0 | 0 | 0 | 0 | 0 | 0 | 0.074695 | 0.014972 | 1.2796 | 0.88217 | 18.651 | 2.2791 | 1.8763 | 0.59632 | 0.89806 | 0 | 0 | 0 | 0 | -8.7714 | 0.062055 | 0 | 0.010054 | 0 | -0.42018 | 0 | 0 | 0 | 0 | 0 | 0 | 0 | 0 | 4.2467 | 0 | 0 | 0 | 0 | 0 | -5.4625 | 0 | 0 | 0 | 0 | 0 | 0 | 0 | 0 | 0 | 0 | 0 | -2.3937 | 0 | 0 | -34.6272 | 2.0172 | 0 | 0 | 0 | 3.5211 | 49.8559 | 1.3567 | 3.3824 | 0 | 0.033193 | -0.40859 | 0.78408 | 0.19745 | 0 | 22.114 | 24.3417 | -43.3122 | 0 | 0.5984 | 0 | 1.8521 | 0.16063
2025_02_28 Hr 10 | 0.61289 | 3.5538e-05 | 0 | 0 | 0 | 0 | 0 | 0 | 0 | 0 | 0 | 0.0031592 | 0.87 | 0.076951 | 1.6399 | 1.6399 | 20.507 | 0.80057 | 0.003788 | 0.0058432 | 0.0073552 | 0 | 0 | 0 | 0 | 0 | 0 | 0.074695 | 0.014972 | 1.2796 | 0 | 18.651 | 2.2791 | 1.3134 | 0.59632 | 0.89806 | 0 | 0 | 0 | 0 | -4.7252 | 0.062055 | 0 | 0.015163 | 0 | -0.39592 | 0 | 0 | 0 | 0 | 0 | 0 | 0 | 0 | 3.9055 | 0 | 0 | 0 | 0 | 0 | -5.4625 | 0 | 0 | 0 | 0 | 0 | 0 | 0 | 0 | 0 | 0 | 0 | -2.3937 | 0 | 0 | -20.7044 | 2.0172 | 0 | 0 | 0 | 3.0685 | 45.8314 | 1.3567 | 3.3824 | 0 | 0.033193 | -0.61289 | 0.78408 | 0.19745 | 0 | 34.3968 | 22.8601 | -29.5695 | 0 | 0.5984 | 0 | 1.8521 | 0.15925
2025_02_28 Hr 11 | 0.79052 | 0.00014193 | 0 | 0 | 0 | 0 | 0 | 0 | 0 | 0 | 0 | 0.0031592 | 0.48 | 0.036861 | 1.6399 | 1.6399 | 20.3676 | 0.45747 | 0.003788 | 0.0058432 | 0.0073552 | 0 | 0 | 0 | 0 | 0 | 0 | 0.074695 | 0.014972 | 1.2796 | 0 | 18.651 | 2.2791 | 0.75051 | 0.59632 | 0.89806 | 0 | 0 | 0 | 1.1165 | -1.6335 | 0.062055 | 0 | 0.013165 | 0 | -0.34347 | 0 | 0 | 0 | 0 | 0 | 0 | 0 | 0 | 3.3538 | 0 | 0 | 0 | 0 | 0 | -5.4625 | 0 | 0 | 0 | 0 | 0 | 0 | 0 | 0 | 0 | 0 | 0 | -2.3937 | 0 | 0 | -16.0577 | 2.0172 | 0 | 0 | 0 | 3.8519 | 44.7859 | 1.3567 | 3.3824 | 0 | 0.033193 | -0.79052 | 0.78408 | 0.19745 | 0 | 42.0591 | 22.8381 | -25.048 | 0 | 0.5984 | 0 | 1.8521 | 0.15791
2025_02_28 Hr 12 | 0.78166 | 0.00018986 | 0 | 0 | 0 | 0 | 0 | 0 | 0 | 0 | 0 | 0.0031592 | 0.27 | 0.019689 | 1.6399 | 1.6399 | 19.7632 | 0.11437 | 0.003788 | 0.0058432 | 0.0073552 | 0 | 0 | 0 | 0 | 0 | 0 | 0.074695 | 0.014972 | 1.2746 | 0 | 18.062 | 2.2791 | 0.18763 | 0.57401 | 0.89806 | 0 | 0 | 0 | 1.0237 | -1.0646 | 0.062055 | 0 | 0.012501 | 0 | -0.32605 | 0 | 0 | 0 | 0 | 0 | 0 | 0 | 0 | 3.0126 | 0 | 0 | 0 | 0 | 0 | -5.4625 | 0 | 0 | 0 | 0 | 0 | 0 | 0 | 0 | 0 | 0 | 0 | -2.3937 | 0 | 0 | -10.4559 | 2.0172 | 0 | 0 | 0 | 3.791 | 42.6817 | 1.3567 | 3.3824 | 0 | 0.033193 | -0.78166 | 0.78408 | 0.19745 | 0 | 45.3977 | 22.1769 | -19.4199 | 0 | 0.5984 | 0 | 1.8521 | 0.15711
2025_02_28 Hr 13 | 0.74875 | 0.00018893 | 0 | 0 | 0 | 0 | 0 | 0 | 0 | 0 | 0 | 0.0031592 | 0.21 | 0.015527 | 1.6399 | 1.6399 | 19.0659 | 0.11437 | 0.003788 | 0.0058432 | 0.0073552 | 0 | 0 | 0 | 0 | 0 | 0 | 0.074695 | 0.014972 | 1.2444 | 0 | 17.878 | 2.2791 | 0.18763 | 0.56704 | 0.89806 | 0 | 0 | 0 | 2.494 | -0.38821 | 0.062055 | 0 | 0.012675 | 0 | -0.33061 | 0 | 0 | 0 | 0 | 0 | 0 | 0 | 0 | 3.2159 | 0 | 0 | 0 | 0 | 0 | -5.4625 | 0 | 0 | 0 | 0 | 0 | 0 | 0 | 0 | 0 | 0 | 0 | -2.3937 | 0 | 0 | -10.6317 | 2.0172 | 0 | 0 | 0 | 3.952 | 41.7702 | 1.3567 | 3.3824 | 0 | 0.033193 | -0.74875 | 0.78408 | 0.19745 | 0 | 46.745 | 22.4364 | -19.5674 | 0 | 0.5984 | 0 | 1.8521 | 0.1564
2025_02_28 Hr 14 | 0.7813 | 0.00018218 | 0 | 0 | 0 | 0 | 0 | 0 | 0 | 0 | 0 | 0.0031592 | 0.15 | 0.0109 | 1.6399 | 1.6399 | 16.0522 | 0.3431 | 0.003788 | 0.0058432 | 0.0073552 | 0 | 0 | 0 | 0 | 0 | 0 | 0.074695 | 0.014972 | 1.2545 | 0 | 17.5835 | 2.2791 | 0.56289 | 0.55588 | 0.89806 | 0 | 0 | 0 | 5.7609 | 0 | 0.062055 | 0 | 0.012457 | 0 | -0.32489 | 0 | 0 | 0 | 0 | 0 | 0 | 0 | 0 | 3.0126 | 0 | 0 | 0 | 0 | 0 | -5.4625 | 0 | 0 | 0 | 0 | 0 | 0 | 0 | 0 | 0 | 0 | 0 | -2.3937 | 0 | 0 | -8.6866 | 2.0172 | 0 | 0 | 0 | 3.1512 | 39.076 | 1.3567 | 3.3824 | 0 | 0.033193 | -0.7813 | 0.78408 | 0.19745 | 0 | 48.5767 | 21.3888 | -17.649 | 0 | 0.5984 | 0 | 1.8521 | 0.15615
2025_02_28 Hr 15 | 0.77904 | 0.00011443 | 0 | 0 | 0 | 0 | 0 | 0 | 0 | 0 | 0 | 0.0031592 | 0.09 | 0.0072001 | 1.6399 | 1.6399 | 15.7655 | 0.45747 | 0.003788 | 0.0058432 | 0.0073552 | 0 | 0 | 0 | 0 | 0 | 0 | 0.074695 | 0.014972 | 1.2043 | 0 | 16.6265 | 2.2791 | 0.75051 | 0.51963 | 0.89806 | 0 | 0 | 0 | 8.0899 | 0 | 0.062055 | 0 | 0.013714 | 0 | -0.3579 | 0 | 0 | 0 | 0 | 0 | 0 | 0 | 0 | 2.9473 | 0 | 0 | 0 | 0 | 0 | -5.4625 | 0 | 0 | 0 | 0 | 0 | 0 | 0 | 0 | 0 | 0 | 0 | -2.3937 | 0 | 0 | -7.3181 | 2.0172 | 0 | 0 | 0 | 2.4983 | 38.0841 | 1.3567 | 3.3824 | 0 | 0.033193 | -0.77904 | 0.78408 | 0.19745 | 0 | 50.4305 | 20.5678 | -16.3113 | 0 | 0.5984 | 0 | 1.8521 | 0.15565
2025_02_28 Hr 16 | 0.36362 | 0.00022323 | 0 | 0 | 0 | 0 | 0 | 0 | 0 | 0 | 0 | 0.0031592 | 0.09 | 0.0072678 | 1.6399 | 1.6399 | 16.8348 | 0.45747 | 0.003788 | 0.0058432 | 0.0073552 | 0 | 0 | 0 | 0 | 0 | 0 | 0.074695 | 0.014972 | 1.1875 | 0 | 16.3463 | 2.2791 | 0.75051 | 0.50902 | 0.89806 | 0 | 0 | 0 | 7.4355 | -0.65687 | 0.062055 | 0 | 0.013843 | 0 | -0.36129 | 0 | 0 | 0 | 0 | 0 | 0 | 0 | 0 | 3.2159 | 0 | 0 | 0 | 0 | 0 | -5.4625 | 0 | 0 | 0 | 0 | 0 | 0 | 0 | 0 | 0 | 0 | 0 | -2.3937 | 0 | 0 | -4.0151 | 2.0172 | 0 | 0 | 0 | 2.0848 | 38.8565 | 1.3567 | 3.3824 | 0 | 0.033193 | -0.36362 | 0.78408 | 0.19745 | 0 | 53.0359 | 19.9971 | -12.5963 | 0 | 0.5984 | 0 | 1.8521 | 0.15563
2025_02_28 Hr 17 | 0.067857 | 5.7674e-05 | 0 | 0.36297 | 0.35787 | 0.36627 | 0.37902 | 0.38151 | 0.38874 | 0 | 0 | 0.0031592 | 0.03 | 0.0038449 | 1.6399 | 1.6399 | 20.5032 | 1.3724 | 0.003788 | 0.0058432 | 0.0073552 | 0 | 0 | 0 | 0 | 0 | 0 | 0.074695 | 0.014972 | 1.2796 | 1.0318 | 18.651 | 2.2791 | 2.2515 | 0.59632 | 0.89806 | 0 | 0 | 0 | 0.99663 | -0.58342 | 0.062055 | 0 | 0 | 0 | -0.57464 | 0 | 0 | 0 | 0 | 0 | 0 | 0 | 0 | 3.7676 | 0 | 0 | 0 | 0 | 0 | -5.4625 | 0 | 0 | 0 | 0 | 0 | 0 | 0 | 0 | 0 | 0 | 0 | -2.3937 | 0 | 0 | -44.5969 | 2.0172 | 0 | 11.3371 | 11.337 | 1.9151 | 68.7311 | 1.3567 | 3.3824 | 0 | 0.033193 | -0.067857 | 0.78408 | 0.19745 | 0 | 36.1563 | 20.1077 | -53.0957 | 0 | 0.5984 | 0 | 1.8521 | 0.15635
2025_02_28 Hr 18 | 0 | 1.0891e-05 | 0 | 0.36297 | 0.35787 | 0.36627 | 0.37902 | 0.38151 | 0.38874 | 0 | 0 | 0.0031592 | 0.09 | 0.012198 | 1.6399 | 1.6399 | 20.507 | 1.3724 | 0.003788 | 0.0058432 | 0.0073552 | 0 | 0 | 0 | 0 | 0 | 0 | 0.074695 | 0.014972 | 1.2796 | 0.88217 | 18.651 | 2.2791 | 2.2515 | 0.59632 | 0.89806 | 0 | 0 | 0 | 0 | -4.5067 | 0.062055 | 0 | 0 | 0 | -0.60779 | 0 | 0 | 0 | 0 | 0 | 0 | 0 | 0 | 3.9055 | 0 | 0 | 0 | 0 | 0 | -5.4625 | 0 | 0 | 0 | 0 | 0 | 0 | 0 | 0 | 0 | 0 | 0 | -2.3937 | 0 | 0 | -47.7674 | 2.0172 | 0 | 9.6788 | 9.6788 | 1.8367 | 69.8175 | 1.3567 | 3.3824 | 0 | 0.033193 | 0 | 0.78408 | 0.19745 | 0 | 29.2482 | 20.169 | -56.2315 | 0 | 0.5984 | 0 | 1.8521 | 0.15759
2025_02_28 Hr 19 | 0 | 0 | 0 | 0.36297 | 0.35787 | 0.36627 | 0.37902 | 0.38151 | 0.38874 | 0 | 0 | 0.0031592 | 0.12 | 0.016319 | 1.6399 | 1.6399 | 20.507 | 1.3724 | 0.003788 | 0.0058432 | 0.0073552 | 0 | 0 | 0 | 0 | 0 | 0 | 0.074695 | 0.014972 | 1.2796 | 0.88217 | 18.651 | 2.2791 | 2.2515 | 0.59632 | 0.89806 | 0 | 0 | 0 | 0 | -9.4271 | 0.062055 | 0 | 0 | 0 | -0.60988 | 0 | 0 | 0 | 0 | 0 | 0 | 0 | 0 | 4.1741 | 0 | 0 | 0 | 0 | 0 | -5.4625 | 0 | 0 | 0 | 0 | 0 | 0 | 0 | 0 | 0 | 0 | 0 | -2.3937 | 0 | 0 | -56.8573 | 2.0172 | 0 | 9.6788 | 9.6788 | 1.8367 | 69.8175 | 1.3567 | 3.3824 | 0 | 0.033193 | 0 | 0.78408 | 0.19745 | 0 | 15.5402 | 20.4732 | -65.3234 | 0 | 0.5984 | 0 | 1.8521 | 0.1591
2025_02_28 Hr 20 | 0 | 0 | 0 | 0.36297 | 0.35787 | 0.36627 | 0.37902 | 0.38151 | 0.38874 | 0 | 0 | 0.0031592 | 0.18 | 0.023959 | 1.6399 | 1.6399 | 20.507 | 1.3724 | 0.003788 | 0.0058432 | 0.0073552 | 0 | 0 | 0 | 0 | 0 | 0 | 0.074695 | 0.014972 | 1.2796 | 0.88217 | 18.651 | 2.2791 | 2.2515 | 0.59632 | 0.89806 | 0 | 0 | 0 | 0 | -7.634 | 0.062055 | 0 | 0 | 0 | -0.59687 | 0 | 0 | 0 | 0 | 0 | 0 | 0 | 0 | 4.2467 | 0 | 0 | 0 | 0 | 0 | -5.4625 | 0 | 0 | 0 | 0 | 0 | 0 | 0 | 0 | 0 | 0 | 0 | -2.3937 | 0 | 0 | -57.1716 | 2.0172 | 0 | 9.6788 | 9.6788 | 1.9281 | 69.8175 | 1.3567 | 3.3824 | 0 | 0.033193 | 0 | 0.78408 | 0.19745 | 0 | 17.263 | 20.7043 | -65.6247 | 0 | 0.5984 | 0 | 1.8521 | 0.15855
2025_02_28 Hr 21 | 0 | 0 | 0 | 0.36297 | 0.35787 | 0.36627 | 0.37902 | 0.38151 | 0.38874 | 0 | 0 | 0.0031592 | 0.15 | 0.019725 | 1.6399 | 1.6399 | 20.507 | 1.3724 | 0.003788 | 0.0058432 | 0.0073552 | 0 | 0 | 0 | 0 | 0 | 0 | 0.074695 | 0.014972 | 1.2796 | 0.88217 | 18.651 | 2.2791 | 2.2515 | 0.59632 | 0.89806 | 0 | 0 | 0 | 0 | -3.2717 | 0.062055 | 0 | 0 | 0 | -0.58964 | 0 | 0 | 0 | 0 | 0 | 0 | 0 | 0 | 3.7676 | 0 | 0 | 0 | 0 | 0 | -5.4625 | 0 | 0 | 0 | 0 | 0 | 0 | 0 | 0 | 0 | 0 | 0 | -2.3937 | 0 | 0 | -56.9263 | 2.0172 | 0 | 9.6788 | 9.6788 | 2.2589 | 69.8175 | 1.3567 | 3.3824 | 0 | 0.033193 | 0 | 0.78408 | 0.19745 | 0 | 21.6941 | 20.5204 | -65.3722 | 0 | 0.5984 | 0 | 1.8521 | 0.15723
2025_02_28 Hr 22 | 0 | 0 | 0 | 0.36297 | 0.35787 | 0.36627 | 0.37902 | 0.38151 | 0.38874 | 0 | 0 | 0.0031592 | 0.15 | 0.018258 | 1.6399 | 1.6399 | 20.507 | 1.3724 | 0.003788 | 0.0058432 | 0.0073552 | 0 | 0 | 0 | 0 | 0 | 0 | 0.074695 | 0.014972 | 1.2796 | 0.88217 | 18.651 | 2.2791 | 2.2515 | 0.59632 | 0.89806 | 0 | 0 | 0 | 0.23689 | -0.9261 | 0.062055 | 0 | 0 | 0 | -0.54564 | 0 | 0 | 0 | 0 | 0 | 0 | 0 | 0 | 2.9473 | 0 | 0 | 0 | 0 | 0 | -5.4625 | 0 | 0 | 0 | 0 | 0 | 0 | 0 | 0 | 0 | 0 | 0 | -2.3937 | 0 | 0 | -52.7759 | 2.0172 | 0 | 9.3166 | 9.3166 | 2.0065 | 69.0931 | 1.3567 | 3.3824 | 0 | 0.033193 | 0 | 0.78408 | 0.19745 | 0 | 26.6717 | 19.4457 | -61.1778 | 0 | 0.5984 | 0 | 1.8521 | 0.1567
2025_02_28 Hr 23 | 0 | 0 | 0 | 0.36297 | 0.35787 | 0.36627 | 0.37902 | 0.38151 | 0.38874 | 0 | 0 | 0.0031592 | 0.18 | 0.023106 | 1.6399 | 1.6399 | 20.6658 | 1.3742 | 0.003788 | 0.0058432 | 0.0073552 | 0 | 0 | 1.6321 | 0 | 1.5259 | 0 | 0.074695 | 0.014972 | 1.2796 | 0.88217 | 18.7463 | 2.2791 | 2.2515 | 0.60107 | 0.89806 | 0 | 0 | 0 | 2.429 | 0 | 0.062055 | 0 | 0 | 0 | -0.57554 | 0 | 0 | 0 | 0 | 0 | 0 | 0 | 0 | 3.2885 | 0 | 0 | 0 | 0 | 0 | 0 | -4.4375 | 0 | 0 | 0 | 0 | 0 | 0 | 0 | 0 | 0 | 0 | 0 | 0 | 0 | -59.4673 | 2.0172 | 0 | 9.395 | 9.395 | 2.0761 | 69.5058 | 1.3567 | 3.3824 | 0 | 0.033193 | 0 | 0.78408 | 0.19745 | 0 | 30.5072 | 19.8948 | -61.3224 | 0 | 0.5984 | 0 | 1.8521 | 0.1554
2025_02_28 Hr 24 | 0 | 0 | 0 | 0.36297 | 0.35787 | 0.36627 | 0.37902 | 0.38151 | 0.38874 | 0 | 0 | 0.0031592 | 0.48 | 0.059529 | 1.6399 | 1.6399 | 20.6658 | 1.3742 | 0.003788 | 0.0058432 | 0.0073552 | 0 | 0 | 1.5157 | 0 | 1.4094 | 0 | 0.074695 | 0.014972 | 1.2796 | 0.88217 | 18.7463 | 2.2791 | 2.2515 | 0.60107 | 0.89806 | 0 | 0 | 0 | 2.906 | -0.048764 | 0.062055 | 0 | 0 | 0 | -0.55598 | 0 | 0 | 0 | 0 | 0 | 0 | 0 | 0 | 3.9709 | 0 | 0 | 0 | 0 | 0 | 0 | -4.4375 | 0 | 0 | 0 | 0 | 0 | 0 | 0 | 0 | 0 | 0 | 0 | 0 | 0 | -65.0874 | 2.0172 | 0 | 9.6819 | 9.6819 | 2.0282 | 70.0798 | 1.3567 | 3.3824 | 0 | 0.033193 | 0 | 0.78408 | 0.19745 | 0 | 26.6462 | 20.865 | -67.1558 | 0 | 0.5984 | 0 | 1.8521 | 0.1547
2025_03_01 Hr 01 | 0 | 0 | 0 | 0 | 0 | 0 | 0 | 0 | 0 | 0 | 0 | 0.0050755 | 0.99 | 0.06067 | 1.6301 | 1.6301 | 9.6202 | 0 | 0.0055943 | 0.006688 | 0.0039511 | 0 | 0 | -0.16474 | 0 | -0.27099 | 0 | 0.072835 | 0.014642 | 1.2615 | 0 | 10.7293 | 2.0585 | 0 | 0.59394 | 0.81115 | 0 | 0 | 0 | 2.3137 | 0 | 0.052206 | 0 | 0.0039396 | 0 | -0.27367 | 0 | 0 | 0 | 0 | 0 | 0 | 0 | 0 | 4.3121 | 0 | 0 | 0 | 0 | 0 | 0 | 0 | 0 | -5.4 | 0 | 0 | 0 | 0 | 0 | 0 | 0 | 0 | 0 | 0 | 0 | -26.9705 | 1.822 | 0 | 4.7209 | 4.7209 | 1.9543 | 34.313 | 1.2254 | 3.0551 | 0 | 0.039387 | 0 | 0.62859 | 0.16139 | 0.33681 | 24.1171 | 20.5703 | -33.0799 | 0 | 0.50591 | 0 | 1.6728 | 0.18119
2025_03_01 Hr 02 | 0 | 0 | 0 | 0 | 0 | 0 | 0 | 0 | 0 | 0 | 0 | 0.0050755 | 0.93 | 0.054799 | 1.6301 | 1.6301 | 9.6202 | 0 | 0.0055943 | 0.006688 | 0.0039511 | 0 | 0 | -0.22795 | 0 | -0.3342 | 0 | 0.072835 | 0.014642 | 1.2615 | 0 | 10.7293 | 2.0585 | 0 | 0.59394 | 0.81115 | 0 | 0 | 0 | 2.344 | 0 | 0.052206 | 0 | 0.0037879 | 0 | -0.26305 | 0 | 0 | 0 | 0 | 0 | 0 | 0 | 0 | 4.2467 | 0 | 0 | 0 | 0 | 0 | 0 | 0 | 0 | -5.4 | 0 | 0 | 0 | 0 | 0 | 0 | 0 | 0 | 0 | 0 | 0 | -25.738 | 1.822 | 0 | 4.7445 | 4.7445 | 2.0152 | 34.3601 | 1.2254 | 3.0551 | 0 | 0.039387 | 0 | 0.62859 | 0.16139 | 0.33681 | 25.2404 | 20.4994 | -31.9632 | 0 | 0.50591 | 0 | 1.6728 | 0.18057
2025_03_01 Hr 03 | 0 | 0 | 0 | 0 | 0 | 0 | 0 | 0 | 0 | 0 | 0 | 0.0050755 | 0.84 | 0.055437 | 1.6249 | 1.6249 | 9.2153 | 0 | 0.0055943 | 0.006688 | 0.0039511 | 0 | 0 | -0.038495 | 0 | -0.14475 | 0 | 0.072835 | 0.014642 | 1.2515 | 0 | 10.5198 | 2.0585 | 0 | 0.58005 | 0.81115 | 0 | 0 | 0 | 2.7257 | 0 | 0.052206 | 0 | 0.0042426 | 0 | -0.29488 | 0 | 0 | 0 | 0 | 0 | 0 | 0 | 0 | 4.5879 | 0 | 0 | 0 | 0 | 0 | 0 | 0 | 0 | -5.4 | 0 | 0 | 0 | 0 | 0 | 0 | 0 | 0 | 0 | 0 | 0 | -28.7243 | 1.822 | 0 | 4.9885 | 4.9885 | 2.0761 | 34.2133 | 1.2254 | 3.0551 | 0 | 0.039387 | 0 | 0.62859 | 0.16139 | 0.33681 | 23.1351 | 20.7986 | -34.6024 | 0 | 0.50591 | 0 | 1.6728 | 0.18091
2025_03_01 Hr 04 | 0 | 0 | 0 | 0 | 0 | 0 | 0 | 0 | 0 | 0 | 0 | 0.0050755 | 0.81 | 0.065081 | 1.6301 | 1.6301 | 9.2153 | 0 | 0.0055943 | 0.006688 | 0.0039511 | 0 | 0 | 0.34589 | 0 | 0.23964 | 0 | 0.072835 | 0.014642 | 1.2598 | 0 | 10.415 | 2.0585 | 0 | 0.57311 | 0.81115 | 0 | 0 | 0 | 2.8564 | 0 | 0.052206 | 0 | 0.0051651 | 0 | -0.35946 | 0 | 0 | 0 | 0 | 0 | 0 | 0 | 0 | 4.5879 | 0 | 0 | 0 | 0 | 0 | 0 | 0 | 0 | -5.4 | 0 | 0 | 0 | 0 | 0 | 0 | 0 | 0 | 0 | 0 | 0 | -30.2563 | 1.822 | 0 | 5.0449 | 5.0448 | 2.2894 | 34.24 | 1.2254 | 3.0551 | 0 | 0.039387 | 0 | 0.62859 | 0.16139 | 0.33681 | 22.651 | 20.9848 | -35.4303 | 0 | 0.50591 | 0 | 1.6728 | 0.18119
2025_03_01 Hr 05 | 0 | 0 | 0 | 0 | 0 | 0 | 0 | 0 | 0 | 0 | 0 | 0.0050755 | 0.9 | 0.055544 | 1.6301 | 1.6301 | 9.6202 | 0 | 0.0055943 | 0.006688 | 0.0039511 | 0 | 0 | -0.15315 | 0 | -0.2594 | 0 | 0.072835 | 0.014642 | 1.2615 | 0 | 10.7293 | 2.0585 | 0 | 0.59394 | 0.81115 | 0 | 0 | 0 | 2.0964 | 0 | 0.052206 | 0 | 0.0039675 | 0 | -0.27562 | 0 | 0 | 0 | 0 | 0 | 0 | 0 | 0 | 4.3121 | 0 | 0 | 0 | 0 | 0 | 0 | 0 | 0 | -5.4 | 0 | 0 | 0 | 0 | 0 | 0 | 0 | 0 | 0 | 0 | 0 | -28.8584 | 1.822 | 0 | 4.5504 | 4.5504 | 2.1675 | 33.972 | 1.2254 | 3.0551 | 0 | 0.039387 | 0 | 0.62859 | 0.16139 | 0.33681 | 21.8119 | 20.6901 | -34.9466 | 0 | 0.50591 | 0 | 1.6728 | 0.18288
2025_03_01 Hr 06 | 0 | 0 | 0 | 0.19592 | 0.19738 | 0.19098 | 0.18461 | 0.17966 | 0.15671 | 0 | 0 | 0.0050755 | 0.99 | 0.073575 | 1.6301 | 1.6301 | 9.6202 | 0 | 0.0055943 | 0.006688 | 0.0039511 | 0 | 0 | 0.18442 | 0 | 0.078174 | 0 | 0.072835 | 0.014642 | 1.2615 | 0 | 10.7293 | 2.0585 | 0 | 0.59394 | 0.81115 | 0 | 0 | 0 | 0.4616 | -0.60761 | 0.052206 | 0 | 0 | 0 | -0.33233 | 0 | 0 | 0 | 0 | 0 | 0 | 0 | 0 | 4.1741 | 0 | 0 | 0 | 0 | 0 | 0 | 0 | 0 | -5.4 | 0 | 0 | 0 | 0 | 0 | 0 | 0 | 0 | 0 | 0 | 0 | -37.266 | 1.822 | 0 | 5.3124 | 5.3124 | 2.1371 | 36.6013 | 1.2254 | 3.0551 | 0 | 0.039387 | 0 | 0.62859 | 0.16139 | 0.33681 | 14.3514 | 20.6319 | -42.7357 | 0 | 0.50591 | 0 | 1.6728 | 0.18506
2025_03_01 Hr 07 | 0 | 0 | 0 | 0.19592 | 0.19738 | 0.19098 | 0.18461 | 0.17966 | 0.15671 | 0 | 0 | 0.0050755 | 0.93 | 0.067612 | 1.6301 | 1.6301 | 9.4858 | 0 | 0.0055943 | 0.006688 | 0.0039511 | 0 | 0 | 0 | 0 | 0 | 0 | 0.072835 | 0.014642 | 1.2615 | 0 | 10.6782 | 2.0585 | 0 | 0.58919 | 0.81115 | 0 | 0 | 0 | 0.2743 | -1.2667 | 0.052206 | 0 | 0 | 0 | -0.32506 | 0 | 0 | 0 | 0 | 0 | 0 | 0 | 0 | 3.9055 | 0 | 0 | 0 | 0 | 0 | 0 | 0 | -6.4 | 0 | 0 | 0 | 0 | 0 | 0 | 0 | 0 | 0 | -2.3937 | 0 | 0 | -32.5892 | 1.822 | 0 | 5.2555 | 5.2555 | 1.976 | 36.3019 | 1.2254 | 3.0551 | 0 | 0.039387 | 0 | 0.62859 | 0.16139 | 0.33681 | 13.7358 | 20.1344 | -41.708 | 0 | 0.50591 | 0 | 1.6728 | 0.18787
2025_03_01 Hr 08 | 0.20415 | 0 | 0 | 0.19592 | 0.19738 | 0.19098 | 0.18461 | 0.17966 | 0.15671 | 0 | 0 | 0.0050755 | 1.08 | 0.15008 | 1.6284 | 1.6284 | 9.4327 | 0 | 0.0055943 | 0.006688 | 0.0039511 | 0 | 0 | 0 | 0 | 0 | 0 | 0.072835 | 0.014642 | 1.2598 | 0 | 10.6361 | 2.0585 | 0 | 0.58643 | 0.81115 | 0 | 0 | 0 | 0.10142 | -3.4301 | 0.052206 | 0 | 0 | 0 | -0.62323 | 0 | 0 | 0 | 0 | 0 | 0 | 0 | 0 | 3.9055 | 0 | 0 | 0 | 0 | 0 | 0 | 0 | -6.4 | 0 | 0 | 0 | 0 | 0 | 0 | 0 | 0 | 0 | -2.3937 | 0 | 0 | -24.3789 | 1.822 | 0 | 5.0934 | 5.0934 | 1.6975 | 35.8774 | 1.2254 | 3.0551 | 0 | 0.039387 | -0.20415 | 0.62859 | 0.16139 | 0.33681 | 18.8405 | 20.2918 | -34.0001 | 0 | 0.50591 | 0 | 1.6728 | 0.19001
2025_03_01 Hr 09 | 0.38636 | 0 | 0 | 0.19592 | 0.19738 | 0.19098 | 0.18461 | 0.17966 | 0.15671 | 0 | 0 | 0.0050755 | 0.66 | 0.037353 | 1.6301 | 1.6301 | 9.4858 | 0 | 0.0055943 | 0.006688 | 0.0039511 | 0 | 0 | 0 | 0 | 0 | 0 | 0.072835 | 0.014642 | 1.2615 | 0 | 10.6782 | 2.0585 | 0 | 0.58919 | 0.81115 | 0 | 0 | 0 | 0 | -1.4031 | 0.052206 | 0 | 0.0060638 | 0 | -0.25258 | 0 | 0 | 0 | 0 | 0 | 0 | 0 | 0 | 3.695 | 0 | 0 | 0 | 0 | 0 | 0 | 0 | -6.4 | 0 | 0 | 0 | 0 | 0 | 0 | 0 | 0 | 0 | -2.3937 | 0 | 0 | -9.0064 | 1.822 | 0 | 0 | 0 | 1.5669 | 25.7909 | 1.2254 | 3.0551 | 0 | 0.039387 | -0.38636 | 0.62859 | 0.16139 | 0.33681 | 25.5513 | 19.6025 | -18.4391 | 0 | 0.50591 | 0 | 1.6728 | 0.18953
2025_03_01 Hr 10 | 0.38643 | 3.2787e-05 | 0 | 0 | 0 | 0 | 0 | 0 | 0 | 0 | 0 | 0.0050755 | 0.42 | 0.030602 | 1.6301 | 1.6301 | 9.4062 | 0 | 0.0055943 | 0.006688 | 0.0039511 | 0 | 0 | 0 | 0 | 0 | 0 | 0.072835 | 0.014642 | 1.2615 | 0 | 10.6572 | 2.0585 | 0 | 0.58781 | 0.81115 | 0 | 0 | 0 | 0.028077 | -2.1551 | 0.052206 | 0 | 0.01249 | 0 | -0.32577 | 0 | 0 | 0 | 0 | 0 | 0 | 0 | 0 | 2.9473 | 0 | 0 | 0 | 0 | 0 | 0 | 0 | -6.4 | 0 | 0 | 0 | 0 | 0 | 0 | 0 | 0 | 0 | -2.3937 | 0 | 0 | -5.2593 | 1.822 | 0 | 0 | 0 | 1.4929 | 24.585 | 1.2254 | 3.0551 | 0 | 0.039387 | -0.38643 | 0.62859 | 0.16139 | 0.33681 | 26.2253 | 18.5326 | -14.7653 | 0 | 0.50591 | 0 | 1.6728 | 0.1894
2025_03_01 Hr 11 | 0.38622 | 0.00018076 | 0 | 0 | 0 | 0 | 0 | 0 | 0 | 0 | 0 | 0.0050755 | 0.27 | 0.012003 | 1.6301 | 1.6301 | 9.4592 | 0 | 0.0055943 | 0.006688 | 0.0039511 | 0 | 0 | 0 | 0 | 0 | 0 | 0.072835 | 0.014642 | 1.2615 | 0 | 10.6782 | 2.0585 | 0 | 0.58919 | 0.81115 | 0 | 0 | 0 | 0 | -1.1613 | 0.052206 | 0 | 0.007621 | 0 | -0.19795 | 0 | 0 | 0 | 0 | 0 | 0 | 0 | 0 | 2.4682 | 0 | 0 | 0 | 0 | 0 | 0 | 0 | -6.4 | 0 | 0 | 0 | 0 | 0 | 0 | 0 | 0 | 0 | -2.3937 | 0 | 0 | -7.2545 | 1.822 | 0 | 0 | 0 | 1.6148 | 24.6591 | 1.2254 | 3.0551 | 0 | 0.039387 | -0.38622 | 0.62859 | 0.16139 | 0.33681 | 24.8738 | 18.0083 | -16.6324 | 0 | 0.50591 | 0 | 1.6728 | 0.18965
2025_03_01 Hr 12 | 0.38636 | 0.00041036 | 0 | 0 | 0 | 0 | 0 | 0 | 0 | 0 | 0 | 0.0050755 | 0.27 | 0.012743 | 1.6301 | 1.6301 | 9.061 | 0 | 0.0055943 | 0.006688 | 0.0039511 | 0 | 0 | 0 | 0 | 0 | 0 | 0.072835 | 0.014642 | 1.2615 | 0 | 10.4676 | 2.0585 | 0 | 0.57541 | 0.81115 | 0 | 0 | 0 | 0.50297 | -0.48581 | 0.052206 | 0 | 0.0080909 | 0 | -0.21029 | 0 | 0 | 0 | 0 | 0 | 0 | 0 | 0 | 2.1197 | 0 | 0 | 0 | 0 | 0 | 0 | 0 | -6.4 | 0 | 0 | 0 | 0 | 0 | 0 | 0 | 0 | 0 | -2.3937 | 0 | 0 | -8.3575 | 1.822 | 0 | 0 | 0 | 1.8977 | 24.0504 | 1.2254 | 3.0551 | 0 | 0.039387 | -0.38636 | 0.62859 | 0.16139 | 0.33681 | 24.2477 | 17.9281 | -17.7479 | 0 | 0.50591 | 0 | 1.6728 | 0.18763
2025_03_01 Hr 13 | 0.38643 | 0.00064222 | 0 | 0 | 0 | 0 | 0 | 0 | 0 | 0 | 0 | 0.0050755 | 0.33 | 0.019029 | 1.5938 | 1.5938 | 8.2646 | 0 | 0.0055943 | 0.006688 | 0.0039511 | 0 | 0 | 0 | 0 | 0 | 0 | 0.072835 | 0.014642 | 1.2146 | 0 | 9.899 | 2.0585 | 0 | 0.53822 | 0.81115 | 0 | 0 | 0 | 2.2035 | -0.26202 | 0.052206 | 0 | 0.0098851 | 0 | -0.25738 | 0 | 0 | 0 | 0 | 0 | 0 | 0 | 0 | 2.1197 | 0 | 0 | 0 | 0 | 0 | 0 | 0 | -6.4 | 0 | 0 | 0 | 0 | 0 | 0 | 0 | 0 | 0 | -2.3937 | 0 | 0 | -10.5782 | 1.822 | 0 | 0 | 0 | 2.1588 | 22.566 | 1.2254 | 3.0551 | 0 | 0.039387 | -0.38643 | 0.62859 | 0.16139 | 0.33681 | 22.7096 | 18.218 | -20.0158 | 0 | 0.50591 | 0 | 1.6728 | 0.18697
2025_03_01 Hr 14 | 0.43162 | 0.00053938 | 0 | 0 | 0 | 0 | 0 | 0 | 0 | 0 | 0 | 0.0050755 | 0.45 | 0.019513 | 1.6301 | 1.6301 | 9.1938 | 0 | 0.0055943 | 0.006688 | 0.0039511 | 0 | 0 | 0 | 0 | 0 | 0 | 0.072835 | 0.014642 | 1.2615 | 0 | 10.6151 | 2.0585 | 0 | 0.58506 | 0.81115 | 0 | 0 | 0 | 0.63507 | -0.020616 | 0.052206 | 0 | 0.0074334 | 0 | -0.19303 | 0 | 0 | 0 | 0 | 0 | 0 | 0 | 0 | 2.1923 | 0 | 0 | 0 | 0 | 0 | 0 | 0 | -6.4 | 0 | 0 | 0 | 0 | 0 | 0 | 0 | 0 | 0 | -2.3937 | 0 | 0 | -10.2096 | 1.822 | 0 | 0 | 0 | 2.4461 | 24.3305 | 1.2254 | 3.0551 | 0 | 0.039387 | -0.43162 | 0.62859 | 0.16139 | 0.33681 | 24.1047 | 18.7878 | -19.628 | 0 | 0.50591 | 0 | 1.6728 | 0.18454
2025_03_01 Hr 15 | 0.47718 | 0.00046041 | 0 | 0 | 0 | 0 | 0 | 0 | 0 | 0 | 0 | 0.0050755 | 1.02 | 0.045657 | 1.6301 | 1.6301 | 8.5301 | 0 | 0.0055943 | 0.006688 | 0.0039511 | 0 | 0 | 0 | 0 | 0 | 0 | 0.072835 | 0.014642 | 1.2615 | 0 | 10.5308 | 2.0585 | 0 | 0.57955 | 0.81115 | 0 | 0 | 0 | 1.6475 | -0.005419 | 0.052206 | 0 | 0.0076735 | 0 | -0.19933 | 0 | 0 | 0 | 0 | 0 | 0 | 0 | 0 | 2.2577 | 0 | 0 | 0 | 0 | 0 | 0 | 0 | -6.4 | 0 | 0 | 0 | 0 | 0 | 0 | 0 | 0 | 0 | -2.3937 | 0 | 0 | -11.8903 | 1.822 | 0 | 0 | 0 | 2.7682 | 23.5826 | 1.2254 | 3.0551 | 0 | 0.039387 | -0.47718 | 0.62859 | 0.16139 | 0.33681 | 23.6749 | 19.8107 | -21.3605 | 0 | 0.50591 | 0 | 1.6728 | 0.18388
2025_03_01 Hr 16 | 0.54394 | 0.00023881 | 0 | 0 | 0 | 0 | 0 | 0 | 0 | 0 | 0 | 0.0050755 | 1.83 | 0.092178 | 1.6301 | 1.6301 | 8.5301 | 0 | 0.0055943 | 0.006688 | 0.0039511 | 0 | 0 | 0 | 0 | 0 | 0 | 0.072835 | 0.014642 | 1.2615 | 0 | 10.0886 | 2.0585 | 0 | 0.55062 | 0.81115 | 0 | 0 | 0 | 2.3272 | 0 | 0.052206 | 0 | 0.0086349 | 0 | -0.22457 | 0 | 0 | 0 | 0 | 0 | 0 | 0 | 0 | 2.0544 | 0 | 0 | 0 | 0 | 0 | 0 | 0 | -6.4 | 0 | 0 | 0 | 0 | 0 | 0 | 0 | 0 | 0 | -2.3937 | 0 | 0 | -13.086 | 1.822 | 0 | 0 | 0 | 2.8987 | 23.1404 | 1.2254 | 3.0551 | 0 | 0.039387 | -0.54394 | 0.62859 | 0.16139 | 0.33681 | 23.4507 | 20.6315 | -22.6482 | 0 | 0.50591 | 0 | 1.6728 | 0.18322
2025_03_01 Hr 17 | 0.34081 | 0.0004466 | 0 | 0 | 0 | 0 | 0 | 0 | 0 | 0 | 0 | 0.0050755 | 2.28 | 0.14206 | 1.6284 | 1.6284 | 8.9283 | 0 | 0.0055943 | 0.006688 | 0.0039511 | 0 | 0 | 0 | 0 | 0 | 0 | 0.072835 | 0.014642 | 1.2565 | 0 | 10.3623 | 2.0585 | 0 | 0.56852 | 0.81115 | 0 | 0 | 0 | 2.0886 | -0.48558 | 0.052206 | 0 | 0.0040054 | 0 | -0.27828 | 0 | 0 | 0 | 0 | 0 | 0 | 0 | 0 | 1.7785 | 0 | 0 | 0 | 0 | 0 | 0 | 0 | -6.4 | 0 | 0 | 0 | 0 | 0 | 0 | 0 | 0 | 0 | -2.3937 | 0 | 0 | -27.0659 | 1.822 | 0 | 6.3025 | 6.3025 | 2.7899 | 33.1818 | 1.2254 | 3.0551 | 0 | 0.039387 | -0.34081 | 0.62859 | 0.16139 | 0.33681 | 18.8706 | 20.5644 | -36.4787 | 0 | 0.50591 | 0 | 1.6728 | 0.18598
2025_03_01 Hr 18 | 0 | 7.2608e-05 | 0 | 0 | 0 | 0 | 0 | 0 | 0 | 0 | 0 | 0.0050755 | 2.55 | 0.1477 | 1.6301 | 1.6301 | 9.4858 | 0 | 0.0055943 | 0.006688 | 0.0039511 | 0 | 0 | 0 | 0 | 0 | 0 | 0.072835 | 0.014642 | 1.2615 | 0 | 10.6782 | 2.0585 | 0 | 0.58919 | 0.81115 | 0 | 0 | 0 | 0.14293 | -0.33981 | 0.052206 | 0 | 0.0037235 | 0 | -0.25855 | 0 | 0 | 0 | 0 | 0 | 0 | 0 | 0 | 1.0236 | 0 | 0 | 0 | 0 | 0 | 0 | 0 | -6.4 | 0 | 0 | 0 | 0 | 0 | 0 | 0 | 0 | 0 | -2.3937 | 0 | 0 | -26.4859 | 1.822 | 0 | 4.4203 | 4.4203 | 2.4591 | 33.5263 | 1.2254 | 3.0551 | 0 | 0.039387 | 0 | 0.62859 | 0.16139 | 0.33681 | 17.2294 | 19.4383 | -35.5382 | 0 | 0.50591 | 0 | 1.6728 | 0.19047
2025_03_01 Hr 19 | 0 | 0 | 0 | 0.19592 | 0.19738 | 0.19098 | 0.18461 | 0.17966 | 0.15671 | 0 | 0 | 0.0050755 | 2.67 | 0.18625 | 1.6301 | 1.6301 | 9.4858 | 0 | 0.0055943 | 0.006688 | 0.0039511 | 0 | 0 | 0 | 0 | 0 | 0 | 0.072835 | 0.014642 | 1.2615 | 0.66509 | 10.6782 | 2.0585 | 0 | 0.58919 | 0.81115 | 0 | 0 | 0 | 0 | -2.5467 | 0.052206 | 0 | 0 | 0 | -0.3118 | 0 | 0 | 0 | 0 | 0 | 0 | 0 | 0 | 0.61705 | 0 | 0 | 0 | 0 | 0 | 0 | 0 | -6.4 | 0 | 0 | 0 | 0 | 0 | 0 | 0 | 0 | 0 | -2.3937 | 0 | 0 | -34.5563 | 1.822 | 0 | 4.9716 | 4.9715 | 2.5462 | 36.2495 | 1.2254 | 3.0551 | 0 | 0.039387 | 0 | 0.62859 | 0.16139 | 0.33681 | 9.3209 | 19.28 | -43.6619 | 0 | 0.50591 | 0 | 1.6728 | 0.19319
2025_03_01 Hr 20 | 0 | 0 | 0 | 0.19592 | 0.19738 | 0.19098 | 0.18461 | 0.17966 | 0.15671 | 0 | 0 | 0.0050755 | 2.7 | 0.20105 | 1.6301 | 1.6301 | 9.4592 | 0 | 0.0055943 | 0.006688 | 0.0039511 | 0 | 0 | 0 | 0 | 0 | 0 | 0.072835 | 0.014642 | 1.2615 | 0.51545 | 10.6572 | 2.0585 | 0 | 0.58781 | 0.81115 | 0 | 0 | 0 | 0 | -3.0287 | 0.052206 | 0 | 0 | 0 | -0.33298 | 0 | 0 | 0 | 0 | 0 | 0 | 0 | 0 | 0.68238 | 0 | 0 | 0 | 0 | 0 | 0 | 0 | -6.4 | 0 | 0 | 0 | 0 | 0 | 0 | 0 | 0 | 0 | -2.3937 | 0 | 0 | -35.2763 | 1.822 | 0 | 5.1336 | 5.1335 | 1.9455 | 36.526 | 1.2254 | 3.0551 | 0 | 0.039387 | 0 | 0.62859 | 0.16139 | 0.33681 | 7.8821 | 18.7878 | -44.4031 | 0 | 0.50591 | 0 | 1.6728 | 0.19294
2025_03_01 Hr 21 | 0 | 0 | 0 | 0.19592 | 0.19738 | 0.19098 | 0.18461 | 0.17966 | 0.15671 | 0 | 0 | 0.0050755 | 2.67 | 0.18947 | 1.6301 | 1.6301 | 9.4858 | 0 | 0.0055943 | 0.006688 | 0.0039511 | 0 | 0 | 0 | 0 | 0 | 0 | 0.072835 | 0.014642 | 1.2615 | 0.51545 | 10.6782 | 2.0585 | 0 | 0.58919 | 0.81115 | 0 | 0 | 0 | 0 | -2.2707 | 0.052206 | 0 | 0 | 0 | -0.31723 | 0 | 0 | 0 | 0 | 0 | 0 | 0 | 0 | 0.68238 | 0 | 0 | 0 | 0 | 0 | 0 | 0 | -6.4 | 0 | 0 | 0 | 0 | 0 | 0 | 0 | 0 | 0 | -2.3937 | 0 | 0 | -33.1868 | 1.822 | 0 | 5.1613 | 5.1613 | 1.1839 | 36.629 | 1.2254 | 3.0551 | 0 | 0.039387 | 0 | 0.62859 | 0.16139 | 0.33681 | 10.0449 | 17.9844 | -42.2978 | 0 | 0.50591 | 0 | 1.6728 | 0.19141
2025_03_01 Hr 22 | 0 | 0 | 0 | 0.19592 | 0.19738 | 0.19098 | 0.18461 | 0.17966 | 0.15671 | 0 | 0 | 0.0050755 | 2.55 | 0.15728 | 1.6301 | 1.6301 | 9.4858 | 0 | 0.0055943 | 0.006688 | 0.0039511 | 0 | 0 | 0 | 0 | 0 | 0 | 0.072835 | 0.014642 | 1.2615 | 0.51545 | 10.6782 | 2.0585 | 0 | 0.58919 | 0.81115 | 0 | 0 | 0 | 0.3878 | -0.35066 | 0.052206 | 0 | 0 | 0 | -0.27545 | 0 | 0 | 0 | 0 | 0 | 0 | 0 | 0 | 0.8929 | 0 | 0 | 0 | 0 | 0 | 0 | 0 | -6.4 | 0 | 0 | 0 | 0 | 0 | 0 | 0 | 0 | 0 | -2.3937 | 0 | 0 | -27.0604 | 1.822 | 0 | 4.6225 | 4.6225 | 0.36125 | 35.5514 | 1.2254 | 3.0551 | 0 | 0.039387 | 0 | 0.62859 | 0.16139 | 0.33681 | 16.6762 | 17.2173 | -36.1296 | 0 | 0.50591 | 0 | 1.6728 | 0.18853
2025_03_01 Hr 23 | 0 | 0 | 0 | 0 | 0 | 0 | 0 | 0 | 0 | 0 | 0 | 0.0050755 | 2.37 | 0.14508 | 1.6301 | 1.6301 | 9.6202 | 0 | 0.0055943 | 0.006688 | 0.0039511 | 0 | 0 | -0.1666 | 0 | -0.27285 | 0 | 0.072835 | 0.014642 | 1.2615 | 0 | 10.7293 | 2.0585 | 0 | 0.59394 | 0.81115 | 0 | 0 | 0 | 0.6895 | -0.038095 | 0.052206 | 0 | 0.0039352 | 0 | -0.27336 | 0 | 0 | 0 | 0 | 0 | 0 | 0 | 0 | 1.8511 | 0 | 0 | 0 | 0 | 0 | 0 | 0 | 0 | -5.4 | 0 | 0 | 0 | 0 | 0 | 0 | 0 | 0 | 0 | 0 | 0 | -27.5404 | 1.822 | 0 | 4.5097 | 4.5097 | 0.74427 | 33.8906 | 1.2254 | 3.0551 | 0 | 0.039387 | 0 | 0.62859 | 0.16139 | 0.33681 | 19.2584 | 18.3696 | -33.6532 | 0 | 0.50591 | 0 | 1.6728 | 0.18705
2025_03_01 Hr 24 | 0 | 0 | 0 | 0 | 0 | 0 | 0 | 0 | 0 | 0 | 0 | 0.0050755 | 2.07 | 0.12009 | 1.6301 | 1.6301 | 9.6202 | 0 | 0.0055943 | 0.006688 | 0.0039511 | 0 | 0 | -0.25223 | 0 | -0.35848 | 0 | 0.072835 | 0.014642 | 1.2615 | 0 | 10.7293 | 2.0585 | 0 | 0.59394 | 0.81115 | 0 | 0 | 0 | 1.4112 | 0 | 0.052206 | 0 | 0.0037297 | 0 | -0.25898 | 0 | 0 | 0 | 0 | 0 | 0 | 0 | 0 | 2.7368 | 0 | 0 | 0 | 0 | 0 | 0 | 0 | 0 | -5.4 | 0 | 0 | 0 | 0 | 0 | 0 | 0 | 0 | 0 | 0 | 0 | -28.8386 | 1.822 | 0 | 4.5097 | 4.5097 | 1.1926 | 33.8906 | 1.2254 | 3.0551 | 0 | 0.039387 | 0 | 0.62859 | 0.16139 | 0.33681 | 19.5696 | 19.3761 | -35.1083 | 0 | 0.50591 | 0 | 1.6728 | 0.18457
2025_03_02 Hr 01 | 0 | 0 | 0 | 0 | 0 | 0 | 0 | 0 | 0 | 0 | 0 | 0.0050755 | 1.86 | 0.11693 | 1.6301 | 1.6301 | 9.6202 | 0 | 0.0055943 | 0.006688 | 0.0039511 | 0 | 0 | -0.12233 | 0 | -0.22859 | 0 | 0.072835 | 0.014642 | 1.2615 | 0 | 10.7293 | 2.0585 | 0 | 0.59394 | 0.81115 | 0 | 0 | 0 | 2.0702 | 0 | 0.052206 | 0 | 0.0040414 | 0 | -0.2808 | 0 | 0 | 0 | 0 | 0 | 0 | 0 | 0 | 3.9055 | 0 | 0 | 0 | 0 | 0 | 0 | 0 | 0 | -5.4 | 0 | 0 | 0 | 0 | 0 | 0 | 0 | 0 | 0 | 0 | 0 | -33.2741 | 1.822 | 0 | 4.7445 | 4.7445 | 1.0315 | 34.3601 | 1.2254 | 3.0551 | 0 | 0.039387 | 0 | 0.62859 | 0.16139 | 0.33681 | 17.2938 | 20.1694 | -39.3058 | 0 | 0.50591 | 0 | 1.6728 | 0.18328
2025_03_02 Hr 02 | 0 | 0 | 0 | 0 | 0 | 0 | 0 | 0 | 0 | 0 | 0 | 0.0050755 | 1.77 | 0.11357 | 1.6301 | 1.6301 | 9.6202 | 0 | 0.0055943 | 0.006688 | 0.0039511 | 0 | 0 | -0.087532 | 0 | -0.19378 | 0 | 0.072835 | 0.014642 | 1.2615 | 0 | 10.7293 | 2.0585 | 0 | 0.59394 | 0.81115 | 0 | 0 | 0 | 2.3892 | 0 | 0.052206 | 0 | 0.0041249 | 0 | -0.28664 | 0 | 0 | 0 | 0 | 0 | 0 | 0 | 0 | 4.5226 | 0 | 0 | 0 | 0 | 0 | 0 | 0 | 0 | -5.4 | 0 | 0 | 0 | 0 | 0 | 0 | 0 | 0 | 0 | 0 | 0 | -33.7566 | 1.822 | 0 | 4.8101 | 4.8101 | 1.1752 | 34.4914 | 1.2254 | 3.0551 | 0 | 0.039387 | 0 | 0.62859 | 0.16139 | 0.33681 | 17.9916 | 20.8355 | -39.7246 | 0 | 0.50591 | 0 | 1.6728 | 0.18213
2025_03_02 Hr 03 | 0 | 0 | 0 | 0.19592 | 0.19738 | 0.19098 | 0.18461 | 0.17966 | 0.15671 | 0 | 0 | 0.0050755 | 1.56 | 0.11366 | 1.6249 | 1.6249 | 9.3503 | 0 | 0.0055943 | 0.006688 | 0.0039511 | 0 | 0 | 0.14524 | 0 | 0.038993 | 0 | 0.072835 | 0.014642 | 1.2565 | 0 | 10.6036 | 2.0585 | 0 | 0.58561 | 0.81115 | 0 | 0 | 0 | 2.2356 | 0 | 0.052206 | 0 | 0 | 0 | -0.32575 | 0 | 0 | 0 | 0 | 0 | 0 | 0 | 0 | 4.8638 | 0 | 0 | 0 | 0 | 0 | 0 | 0 | 0 | -5.4 | 0 | 0 | 0 | 0 | 0 | 0 | 0 | 0 | 0 | 0 | 0 | -40.9389 | 1.822 | 0 | 5.012 | 5.012 | 1.3841 | 35.5894 | 1.2254 | 3.0551 | 0 | 0.039387 | 0 | 0.62859 | 0.16139 | 0.33681 | 12.5129 | 21.1682 | -46.4804 | 0 | 0.50591 | 0 | 1.6728 | 0.18295
2025_03_02 Hr 04 | 0 | 0 | 0 | 0.19592 | 0.19738 | 0.19098 | 0.18461 | 0.17966 | 0.15671 | 0 | 0 | 0.0050755 | 1.41 | 0.11985 | 1.6301 | 1.6301 | 9.2153 | 0 | 0.0055943 | 0.006688 | 0.0039511 | 0 | 0 | 0.47057 | 0 | 0.36432 | 0 | 0.072835 | 0.014642 | 1.2615 | 0 | 10.5826 | 2.0585 | 0 | 0.58422 | 0.81115 | 0 | 0 | 0 | 2.436 | 0 | 0.052206 | 0 | 0 | 0 | -0.38041 | 0 | 0 | 0 | 0 | 0 | 0 | 0 | 0 | 5.205 | 0 | 0 | 0 | 0 | 0 | 0 | 0 | 0 | -5.4 | 0 | 0 | 0 | 0 | 0 | 0 | 0 | 0 | 0 | 0 | 0 | -41.3743 | 1.822 | 0 | 5.0449 | 5.0448 | 1.7149 | 35.5145 | 1.2254 | 3.0551 | 0 | 0.039387 | 0 | 0.62859 | 0.16139 | 0.33681 | 13.326 | 21.6952 | -46.3198 | 0 | 0.50591 | 0 | 1.6728 | 0.1832
2025_03_02 Hr 05 | 0 | 0 | 0 | 0.19592 | 0.19738 | 0.19098 | 0.18461 | 0.17966 | 0.15671 | 0 | 0 | 0.0050755 | 1.05 | 0.070607 | 1.6301 | 1.6301 | 9.6202 | 0 | 0.0055943 | 0.006688 | 0.0039511 | 0 | 0 | -0.0050409 | 0 | -0.11129 | 0 | 0.072835 | 0.014642 | 1.2615 | 0 | 10.7293 | 2.0585 | 0 | 0.59394 | 0.81115 | 0 | 0 | 0 | 1.0841 | -0.026751 | 0.052206 | 0 | 0 | 0 | -0.3005 | 0 | 0 | 0 | 0 | 0 | 0 | 0 | 0 | 5.4082 | 0 | 0 | 0 | 0 | 0 | 0 | 0 | 0 | -5.4 | 0 | 0 | 0 | 0 | 0 | 0 | 0 | 0 | 0 | 0 | 0 | -41.4956 | 1.822 | 0 | 4.8993 | 4.8993 | 1.9847 | 35.775 | 1.2254 | 3.0551 | 0 | 0.039387 | 0 | 0.62859 | 0.16139 | 0.33681 | 11.2912 | 21.7712 | -47.3125 | 0 | 0.50591 | 0 | 1.6728 | 0.18561
2025_03_02 Hr 06 | 0 | 0 | 0 | 0.19592 | 0.19738 | 0.19098 | 0.18461 | 0.17966 | 0.15671 | 0 | 0 | 0.0050755 | 0.99 | 0.072055 | 1.6301 | 1.6301 | 9.6202 | 0 | 0.0055943 | 0.006688 | 0.0039511 | 0 | 0 | 0.14329 | 0 | 0.03704 | 0 | 0.072835 | 0.014642 | 1.2615 | 0 | 10.7293 | 2.0585 | 0 | 0.59394 | 0.81115 | 0 | 0 | 0 | 0.26686 | -0.62803 | 0.052206 | 0 | 0 | 0 | -0.32542 | 0 | 0 | 0 | 0 | 0 | 0 | 0 | 0 | 5.4082 | 0 | 0 | 0 | 0 | 0 | 0 | 0 | 0 | -5.4 | 0 | 0 | 0 | 0 | 0 | 0 | 0 | 0 | 0 | 0 | 0 | -45.5042 | 1.822 | 0 | 5.2233 | 5.2232 | 2.2589 | 36.4229 | 1.2254 | 3.0551 | 0 | 0.039387 | 0 | 0.62859 | 0.16139 | 0.33681 | 7.0012 | 21.9887 | -51.0493 | 0 | 0.50591 | 0 | 1.6728 | 0.18746
2025_03_02 Hr 07 | 0 | 0 | 0 | 0.19592 | 0.19738 | 0.19098 | 0.18461 | 0.17966 | 0.15671 | 0 | 0 | 0.0050755 | 0.9 | 0.060848 | 1.6301 | 1.6301 | 9.4858 | 0 | 0.0055943 | 0.006688 | 0.0039511 | 0 | 0 | 0.0046882 | 0 | -0.10156 | 0 | 0.072835 | 0.014642 | 1.2615 | 0 | 10.6782 | 2.0585 | 0 | 0.58919 | 0.81115 | 0 | 0 | 0 | 0.657 | -0.87267 | 0.052206 | 0 | 0 | 0 | -0.30214 | 0 | 0 | 0 | 0 | 0 | 0 | 0 | 0 | 5.2703 | 0 | 0 | 0 | 0 | 0 | 0 | 0 | 0 | -5.4 | 0 | 0 | 0 | 0 | 0 | 0 | 0 | 0 | 0 | 0 | 0 | -44.6934 | 1.822 | 0 | 4.797 | 4.797 | 2.2894 | 35.385 | 1.2254 | 3.0551 | 0 | 0.039387 | 0 | 0.62859 | 0.16139 | 0.33681 | 6.4545 | 21.7776 | -50.4924 | 0 | 0.50591 | 0 | 1.6728 | 0.18973
2025_03_02 Hr 08 | 0.11355 | 0 | 0 | 0 | 0 | 0 | 0 | 0 | 0 | 0 | 0 | 0.0050755 | 1.02 | 0.13686 | 1.6284 | 1.6284 | 9.4327 | 0 | 0.0055943 | 0.006688 | 0.0039511 | 0 | 0 | 1.7877 | 0 | 1.6815 | 0 | 0.072835 | 0.014642 | 1.2598 | 0 | 10.6361 | 2.0585 | 0 | 0.58643 | 0.81115 | 0 | 0 | 0 | 0.029382 | -2.6539 | 0.052206 | 0 | 0.0086256 | 0 | -0.60169 | 0 | 0 | 0 | 0 | 0 | 0 | 0 | 0 | 5.4082 | 0 | 0 | 0 | 0 | 0 | 0 | 0 | 0 | -5.4 | 0 | 0 | 0 | 0 | 0 | 0 | 0 | 0 | 0 | 0 | 0 | -32.9921 | 1.822 | 0 | 5.0256 | 5.0255 | 2.3982 | 34.6365 | 1.2254 | 3.0551 | 0 | 0.039387 | -0.11355 | 0.62859 | 0.16139 | 0.33681 | 18.7075 | 22.3336 | -35.6381 | 0 | 0.50591 | 0 | 1.6728 | 0.19223
2025_03_02 Hr 09 | 0.38636 | 2.6025e-06 | 0 | 0 | 0 | 0 | 0 | 0 | 0 | 0 | 0 | 0.0050755 | 0.9 | 0.048581 | 1.6301 | 1.6301 | 9.4858 | 0 | 0.0055943 | 0.006688 | 0.0039511 | 0 | 0 | -0.3604 | 0 | -0.46665 | 0 | 0.072835 | 0.014642 | 1.2615 | 0 | 10.6782 | 2.0585 | 0 | 0.58919 | 0.81115 | 0 | 0 | 0 | 0 | -1.7189 | 0.052206 | 0 | 0.0092535 | 0 | -0.2408 | 0 | 0 | 0 | 0 | 0 | 0 | 0 | 0 | 5.0017 | 0 | 0 | 0 | 0 | 0 | 0 | 0 | 0 | -5.4 | 0 | 0 | 0 | 0 | 0 | 0 | 0 | 0 | 0 | 0 | 0 | -16.0651 | 1.822 | 0 | 0 | 0 | 2.2285 | 24.6857 | 1.2254 | 3.0551 | 0 | 0.039387 | -0.38636 | 0.62859 | 0.16139 | 0.33681 | 21.8721 | 21.8246 | -22.9193 | 0 | 0.50591 | 0 | 1.6728 | 0.19214
2025_03_02 Hr 10 | 0.45429 | 0.00026953 | 0 | 0 | 0 | 0 | 0 | 0 | 0 | 0 | 0 | 0.0050755 | 0.66 | 0.057951 | 1.6301 | 1.6301 | 9.4858 | 0 | 0.0055943 | 0.006688 | 0.0039511 | 0 | 0 | 0.54565 | 0 | 0.4394 | 0 | 0.072835 | 0.014642 | 1.2615 | 0 | 10.6782 | 2.0585 | 0 | 0.58919 | 0.81115 | 0 | 0 | 0 | 0 | -2.6329 | 0.052206 | 0 | 0.015052 | 0 | -0.39302 | 0 | 0 | 0 | 0 | 0 | 0 | 0 | 0 | 4.3847 | 0 | 0 | 0 | 0 | 0 | 0 | 0 | 0 | -5.4 | 0 | 0 | 0 | 0 | 0 | 0 | 0 | 0 | 0 | 0 | 0 | -11.8402 | 1.822 | 0 | 0 | 0 | 1.8672 | 24.6857 | 1.2254 | 3.0551 | 0 | 0.039387 | -0.45429 | 0.62859 | 0.16139 | 0.33681 | 25.6335 | 20.6831 | -17.1025 | 0 | 0.50591 | 0 | 1.6728 | 0.19141
2025_03_02 Hr 11 | 0.52222 | 0.00041719 | 0 | 0 | 0 | 0 | 0 | 0 | 0 | 0 | 0 | 0.0050755 | 0.51 | 0.02632 | 1.6301 | 1.6301 | 9.4858 | 0 | 0.0055943 | 0.006688 | 0.0039511 | 0 | 0 | -0.4239 | 0 | -0.53015 | 0 | 0.072835 | 0.014642 | 1.2615 | 0 | 10.6782 | 2.0585 | 0 | 0.58919 | 0.81115 | 0 | 0 | 0 | 0 | -1.1974 | 0.052206 | 0 | 0.0088471 | 0 | -0.23014 | 0 | 0 | 0 | 0 | 0 | 0 | 0 | 0 | 3.695 | 0 | 0 | 0 | 0 | 0 | 0 | 0 | 0 | -5.4 | 0 | 0 | 0 | 0 | 0 | 0 | 0 | 0 | 0 | 0 | 0 | -10.3603 | 1.822 | 0 | 0 | 0 | 2.0979 | 24.6857 | 1.2254 | 3.0551 | 0 | 0.039387 | -0.52222 | 0.62859 | 0.16139 | 0.33681 | 26.1314 | 20.1098 | -17.4667 | 0 | 0.50591 | 0 | 1.6728 | 0.19063
2025_03_02 Hr 12 | 0.52229 | 0.00041789 | 0 | 0 | 0 | 0 | 0 | 0 | 0 | 0 | 0 | 0.0050755 | 0.36 | 0.018536 | 1.6301 | 1.6301 | 9.2203 | 0 | 0.0055943 | 0.006688 | 0.0039511 | 0 | 0 | -0.42706 | 0 | -0.53331 | 0 | 0.072835 | 0.014642 | 1.2615 | 0 | 10.6151 | 2.0585 | 0 | 0.58506 | 0.81115 | 0 | 0 | 0 | 0.29452 | -0.42125 | 0.052206 | 0 | 0.0088268 | 0 | -0.2296 | 0 | 0 | 0 | 0 | 0 | 0 | 0 | 0 | 3.078 | 0 | 0 | 0 | 0 | 0 | 0 | 0 | 0 | -5.4 | 0 | 0 | 0 | 0 | 0 | 0 | 0 | 0 | 0 | 0 | 0 | -8.0659 | 1.822 | 0 | 0 | 0 | 2.2459 | 24.3571 | 1.2254 | 3.0551 | 0 | 0.039387 | -0.52229 | 0.62859 | 0.16139 | 0.33681 | 28.5287 | 19.4765 | -15.1781 | 0 | 0.50591 | 0 | 1.6728 | 0.18826
2025_03_02 Hr 13 | 0.59008 | 0.00036527 | 0 | 0 | 0 | 0 | 0 | 0 | 0 | 0 | 0 | 0.0050755 | 0.33 | 0.019842 | 1.6197 | 1.6197 | 8.5035 | 0 | 0.0055943 | 0.006688 | 0.0039511 | 0 | 0 | -0.19571 | 0 | -0.30196 | 0 | 0.072835 | 0.014642 | 1.2146 | 0 | 9.899 | 2.0585 | 0 | 0.53822 | 0.81115 | 0 | 0 | 0 | 2.2419 | -0.099002 | 0.052206 | 0 | 0.010307 | 0 | -0.26847 | 0 | 0 | 0 | 0 | 0 | 0 | 0 | 0 | 2.9473 | 0 | 0 | 0 | 0 | 0 | 0 | 0 | 0 | -5.4 | 0 | 0 | 0 | 0 | 0 | 0 | 0 | 0 | 0 | 0 | 0 | -6.927 | 1.822 | 0 | 0 | 0 | 2.2067 | 22.8567 | 1.2254 | 3.0551 | 0 | 0.039387 | -0.59008 | 0.62859 | 0.16139 | 0.33681 | 30.6137 | 19.2973 | -13.6832 | 0 | 0.50591 | 0 | 1.6728 | 0.18666
2025_03_02 Hr 14 | 0.56726 | 0.00019913 | 0 | 0 | 0 | 0 | 0 | 0 | 0 | 0 | 0 | 0.0050755 | 0.33 | 0.015972 | 1.6301 | 1.6301 | 9.4592 | 0 | 0.0055943 | 0.006688 | 0.0039511 | 0 | 0 | -0.50982 | 0 | -0.61607 | 0 | 0.072835 | 0.014642 | 1.2615 | 0 | 10.6782 | 2.0585 | 0 | 0.58919 | 0.81115 | 0 | 0 | 0 | 0.26564 | 0 | 0.052206 | 0 | 0.0082971 | 0 | -0.2157 | 0 | 0 | 0 | 0 | 0 | 0 | 0 | 0 | 2.3956 | 0 | 0 | 0 | 0 | 0 | 0 | 0 | 0 | -5.4 | 0 | 0 | 0 | 0 | 0 | 0 | 0 | 0 | 0 | 0 | 0 | -5.3225 | 1.822 | 0 | 0 | 0 | 2.037 | 24.6591 | 1.2254 | 3.0551 | 0 | 0.039387 | -0.56726 | 0.62859 | 0.16139 | 0.33681 | 30.8927 | 18.5993 | -12.6314 | 0 | 0.50591 | 0 | 1.6728 | 0.186
2025_03_02 Hr 15 | 0.59022 | 0.00030173 | 0 | 0 | 0 | 0 | 0 | 0 | 0 | 0 | 0 | 0.0050755 | 0.36 | 0.016771 | 1.6301 | 1.6301 | 9.0876 | 0 | 0.0055943 | 0.006688 | 0.0039511 | 0 | 0 | -0.55838 | 0 | -0.66463 | 0 | 0.072835 | 0.014642 | 1.2615 | 0 | 10.594 | 2.0585 | 0 | 0.58368 | 0.81115 | 0 | 0 | 0 | 1.2881 | 0 | 0.052206 | 0 | 0.0079863 | 0 | -0.20754 | 0 | 0 | 0 | 0 | 0 | 0 | 0 | 0 | 2.1197 | 0 | 0 | 0 | 0 | 0 | 0 | 0 | 0 | -5.4 | 0 | 0 | 0 | 0 | 0 | 0 | 0 | 0 | 0 | 0 | 0 | -4.8744 | 1.822 | 0 | 0 | 0 | 1.8063 | 24.2033 | 1.2254 | 3.0551 | 0 | 0.039387 | -0.59022 | 0.62859 | 0.16139 | 0.33681 | 31.3353 | 18.1392 | -12.2952 | 0 | 0.50591 | 0 | 1.6728 | 0.18412
2025_03_02 Hr 16 | 0.52229 | 0.00015519 | 0 | 0 | 0 | 0 | 0 | 0 | 0 | 0 | 0 | 0.0050755 | 0.3 | 0.01463 | 1.6301 | 1.6301 | 8.5301 | 0 | 0.0055943 | 0.006688 | 0.0039511 | 0 | 0 | -0.49996 | 0 | -0.60621 | 0 | 0.072835 | 0.014642 | 1.2615 | 0 | 10.0886 | 2.0585 | 0 | 0.55062 | 0.81115 | 0 | 0 | 0 | 2.2976 | -0.017827 | 0.052206 | 0 | 0.0083603 | 0 | -0.21736 | 0 | 0 | 0 | 0 | 0 | 0 | 0 | 0 | 2.0544 | 0 | 0 | 0 | 0 | 0 | 0 | 0 | 0 | -5.4 | 0 | 0 | 0 | 0 | 0 | 0 | 0 | 0 | 0 | 0 | 0 | -5.7064 | 1.822 | 0 | 0 | 0 | 1.8672 | 23.1404 | 1.2254 | 3.0551 | 0 | 0.039387 | -0.52229 | 0.62859 | 0.16139 | 0.33681 | 30.44 | 17.9722 | -12.9522 | 0 | 0.50591 | 0 | 1.6728 | 0.18473
2025_03_02 Hr 17 | 0.13571 | 0.00022192 | 0 | 0.19592 | 0.19738 | 0.19098 | 0.18461 | 0.17966 | 0.15671 | 0 | 0 | 0.0050755 | 0.42 | 0.027228 | 1.6301 | 1.6301 | 8.9283 | 0 | 0.0055943 | 0.006688 | 0.0039511 | 0 | 0 | -0.06976 | 0 | -0.17601 | 0 | 0.072835 | 0.014642 | 1.2565 | 0 | 10.3623 | 2.0585 | 0 | 0.56852 | 0.81115 | 0 | 0 | 0 | 2.24 | -0.18097 | 0.052206 | 0 | 0 | 0 | -0.28963 | 0 | 0 | 0 | 0 | 0 | 0 | 0 | 0 | 1.7132 | 0 | 0 | 0 | 0 | 0 | 0 | 0 | 0 | -5.4 | 0 | 0 | 0 | 0 | 0 | 0 | 0 | 0 | 0 | 0 | 0 | -19.0504 | 1.822 | 0 | 6.3441 | 6.3441 | 1.7976 | 34.3737 | 1.2254 | 3.0551 | 0 | 0.039387 | -0.13571 | 0.62859 | 0.16139 | 0.33681 | 28.6384 | 17.3272 | -25.1215 | 0 | 0.50591 | 0 | 1.6728 | 0.18661
2025_03_02 Hr 18 | 0.045117 | 8.0031e-05 | 0 | 0.19592 | 0.19738 | 0.19098 | 0.18461 | 0.17966 | 0.15671 | 0 | 0 | 0.0050755 | 0.63 | 0.039215 | 1.6301 | 1.6301 | 9.4858 | 0 | 0.0055943 | 0.006688 | 0.0039511 | 0 | 0 | -0.13893 | 0 | -0.24518 | 0 | 0.072835 | 0.014642 | 1.2615 | 0.66509 | 10.6782 | 2.0585 | 0 | 0.58919 | 0.81115 | 0 | 0 | 0 | 0.20702 | -0.46419 | 0.052206 | 0 | 0 | 0 | -0.27801 | 0 | 0 | 0 | 0 | 0 | 0 | 0 | 0 | 1.7785 | 0 | 0 | 0 | 0 | 0 | 0 | 0 | 0 | -5.4 | 0 | 0 | 0 | 0 | 0 | 0 | 0 | 0 | 0 | 0 | 0 | -20.4022 | 1.822 | 0 | 4.6211 | 4.6211 | 1.7453 | 35.5486 | 1.2254 | 3.0551 | 0 | 0.039387 | -0.045117 | 0.62859 | 0.16139 | 0.33681 | 26.2784 | 17.4964 | -26.5095 | 0 | 0.50591 | 0 | 1.6728 | 0.19083
2025_03_02 Hr 19 | 0.02274 | 0 | 0 | 0.19592 | 0.19738 | 0.19098 | 0.18461 | 0.17966 | 0.15671 | 0 | 0 | 0.0050755 | 0.9 | 0.060738 | 1.6301 | 1.6301 | 9.4858 | 0 | 0.0055943 | 0.006688 | 0.0039511 | 0 | 0 | 0.0014313 | 0 | -0.10482 | 0 | 0.072835 | 0.014642 | 1.2615 | 0.51545 | 10.6782 | 2.0585 | 0 | 0.58919 | 0.81115 | 0 | 0 | 0 | 0 | -2.1667 | 0.052206 | 0 | 0 | 0 | -0.30159 | 0 | 0 | 0 | 0 | 0 | 0 | 0 | 0 | 1.5753 | 0 | 0 | 0 | 0 | 0 | 0 | 0 | 0 | -5.4 | 0 | 0 | 0 | 0 | 0 | 0 | 0 | 0 | 0 | 0 | 0 | -22.5383 | 1.822 | 0 | 4.7569 | 4.7568 | 1.5669 | 35.8202 | 1.2254 | 3.0551 | 0 | 0.039387 | -0.02274 | 0.62859 | 0.16139 | 0.33681 | 22.6754 | 17.3878 | -28.366 | 0 | 0.50591 | 0 | 1.6728 | 0.19485
2025_03_02 Hr 20 | 0 | 0 | 0 | 0.19592 | 0.19738 | 0.19098 | 0.18461 | 0.17966 | 0.15671 | 0 | 0 | 0.0050755 | 1.47 | 0.10012 | 1.6301 | 1.6301 | 9.4062 | 0 | 0.0055943 | 0.006688 | 0.0039511 | 0 | 0 | 0.01812 | 0 | -0.08813 | 0 | 0.072835 | 0.014642 | 1.2598 | 0.51545 | 10.6572 | 2.0585 | 0 | 0.58781 | 0.81115 | 0 | 0 | 0 | 0.0022266 | -2.2002 | 0.052206 | 0 | 0 | 0 | -0.30439 | 0 | 0 | 0 | 0 | 0 | 0 | 0 | 0 | 1.7132 | 0 | 0 | 0 | 0 | 0 | 0 | 0 | 0 | -5.4 | 0 | 0 | 0 | 0 | 0 | 0 | 0 | 0 | 0 | 0 | 0 | -22.4811 | 1.822 | 0 | 4.9037 | 4.9036 | 1.4537 | 36.0113 | 1.2254 | 3.0551 | 0 | 0.039387 | 0 | 0.62859 | 0.16139 | 0.33681 | 23.555 | 17.9972 | -28.2555 | 0 | 0.50591 | 0 | 1.6728 | 0.19415
2025_03_02 Hr 21 | 0 | 0 | 0 | 0.19592 | 0.19738 | 0.19098 | 0.18461 | 0.17966 | 0.15671 | 0 | 0 | 0.0050755 | 1.53 | 0.10052 | 1.6301 | 1.6301 | 9.4858 | 0 | 0.0055943 | 0.006688 | 0.0039511 | 0 | 0 | -0.046527 | 0 | -0.15278 | 0 | 0.072835 | 0.014642 | 1.2615 | 0.51545 | 10.6782 | 2.0585 | 0 | 0.58919 | 0.81115 | 0 | 0 | 0 | 0.022769 | -1.4765 | 0.052206 | 0 | 0 | 0 | -0.29353 | 0 | 0 | 0 | 0 | 0 | 0 | 0 | 0 | 1.7785 | 0 | 0 | 0 | 0 | 0 | 0 | 0 | 0 | -5.4 | 0 | 0 | 0 | 0 | 0 | 0 | 0 | 0 | 0 | 0 | 0 | -24.7458 | 1.822 | 0 | 4.6627 | 4.6627 | 1.3536 | 35.6317 | 1.2254 | 3.0551 | 0 | 0.039387 | 0 | 0.62859 | 0.16139 | 0.33681 | 21.563 | 18.0236 | -30.6386 | 0 | 0.50591 | 0 | 1.6728 | 0.19366
2025_03_02 Hr 22 | 0 | 0 | 0 | 0 | 0 | 0 | 0 | 0 | 0 | 0 | 0 | 0.0050755 | 1.56 | 0.086196 | 1.6301 | 1.6301 | 9.4858 | 0 | 0.0055943 | 0.006688 | 0.0039511 | 0 | 0 | -0.32623 | 0 | -0.43248 | 0 | 0.072835 | 0.014642 | 1.2615 | 0 | 10.6782 | 2.0585 | 0 | 0.58919 | 0.81115 | 0 | 0 | 0 | 0.43881 | 0 | 0.052206 | 0 | 0.0035521 | 0 | -0.24654 | 0 | 0 | 0 | 0 | 0 | 0 | 0 | 0 | 1.8511 | 0 | 0 | 0 | 0 | 0 | 0 | 0 | 0 | -5.4 | 0 | 0 | 0 | 0 | 0 | 0 | 0 | 0 | 0 | 0 | 0 | -21.3597 | 1.822 | 0 | 4.3801 | 4.3801 | 1.4668 | 33.4459 | 1.2254 | 3.0551 | 0 | 0.039387 | 0 | 0.62859 | 0.16139 | 0.33681 | 24.3415 | 18.2217 | -27.765 | 0 | 0.50591 | 0 | 1.6728 | 0.1903
2025_03_02 Hr 23 | 0 | 0 | 0 | 0 | 0 | 0 | 0 | 0 | 0 | 0 | 0 | 0.0050755 | 1.59 | 0.0944 | 1.6301 | 1.6301 | 9.6202 | 0 | 0.0055943 | 0.006688 | 0.0039511 | 0 | 0 | -0.21596 | 0 | -0.32221 | 0 | 0.072835 | 0.014642 | 1.2615 | 0 | 10.7293 | 2.0585 | 0 | 0.59394 | 0.81115 | 0 | 0 | 0 | 0.87305 | 0 | 0.052206 | 0 | 0.0038167 | 0 | -0.26507 | 0 | 0 | 0 | 0 | 0 | 0 | 0 | 0 | 1.7785 | 0 | 0 | 0 | 0 | 0 | 0 | 0 | 0 | -5.4 | 0 | 0 | 0 | 0 | 0 | 0 | 0 | 0 | 0 | 0 | 0 | -22.6422 | 1.822 | 0 | 4.5097 | 4.5097 | 1.6844 | 33.8906 | 1.2254 | 3.0551 | 0 | 0.039387 | 0 | 0.62859 | 0.16139 | 0.33681 | 24.3254 | 18.4072 | -28.8455 | 0 | 0.50591 | 0 | 1.6728 | 0.18779
2025_03_02 Hr 24 | 0 | 0 | 0 | 0 | 0 | 0 | 0 | 0 | 0 | 0 | 0 | 0.0050755 | 1.59 | 0.096469 | 1.6301 | 1.6301 | 9.6202 | 0 | 0.0055943 | 0.006688 | 0.0039511 | 0 | 0 | -0.1811 | 0 | -0.28735 | 0 | 0.072835 | 0.014642 | 1.2615 | 0 | 10.7293 | 2.0585 | 0 | 0.59394 | 0.81115 | 0 | 0 | 0 | 1.4706 | 0 | 0.052206 | 0 | 0.0039004 | 0 | -0.27092 | 0 | 0 | 0 | 0 | 0 | 0 | 0 | 0 | 0.95824 | 0 | 0 | 0 | 0 | 0 | 0 | 0 | 0 | -5.4 | 0 | 0 | 0 | 0 | 0 | 0 | 0 | 0 | 0 | 0 | 0 | -25.6012 | 1.822 | 0 | 4.5097 | 4.5097 | 1.6844 | 33.8906 | 1.2254 | 3.0551 | 0 | 0.039387 | 0 | 0.62859 | 0.16139 | 0.33681 | 21.208 | 17.5873 | -31.7406 | 0 | 0.50591 | 0 | 1.6728 | 0.18611
2025_03_03 Hr 01 | 0 | 0 | 0 | 0 | 0 | 0 | 0 | 0 | 0 | 0 | 0 | 0.0050755 | 1.53 | 0.090968 | 1.6301 | 1.6301 | 9.6202 | 0 | 0.0055943 | 0.006688 | 0.0039511 | 0 | 0 | -0.21367 | 0 | -0.31992 | 0 | 0.072835 | 0.014642 | 1.2615 | 0 | 10.7293 | 2.0585 | 0 | 0.59394 | 0.81115 | 0 | 0 | 0 | 2.8386 | 0 | 0.052206 | 0 | 0.0038222 | 0 | -0.26545 | 0 | 0 | 0 | 0 | 0 | 0 | 0 | 0 | 1.5753 | 0 | 0 | 0 | 0 | 0 | 0 | 0 | 0 | -5.4 | 0 | 0 | 0 | 0 | 0 | 0 | 0 | 0 | 0 | 0 | 0 | -26.578 | 1.822 | 0 | 4.5097 | 4.5097 | 1.7366 | 33.8906 | 1.2254 | 3.0551 | 0 | 0.039387 | 0 | 0.62859 | 0.16139 | 0.33681 | 22.1415 | 18.1894 | -32.7771 | 0 | 0.50591 | 0 | 1.6728 | 0.18444
2025_03_03 Hr 02 | 0 | 0 | 0 | 0 | 0 | 0 | 0 | 0 | 0 | 0 | 0 | 0.0050755 | 1.59 | 0.094535 | 1.6301 | 1.6301 | 9.6202 | 0 | 0.0055943 | 0.006688 | 0.0039511 | 0 | 0 | -0.21369 | 0 | -0.31994 | 0 | 0.072835 | 0.014642 | 1.2615 | 0 | 10.7293 | 2.0585 | 0 | 0.59394 | 0.81115 | 0 | 0 | 0 | 2.9462 | 0 | 0.052206 | 0 | 0.0038222 | 0 | -0.26545 | 0 | 0 | 0 | 0 | 0 | 0 | 0 | 0 | 2.2577 | 0 | 0 | 0 | 0 | 0 | 0 | 0 | 0 | -5.4 | 0 | 0 | 0 | 0 | 0 | 0 | 0 | 0 | 0 | 0 | 0 | -26.9533 | 1.822 | 0 | 4.5097 | 4.5097 | 1.6061 | 33.8906 | 1.2254 | 3.0551 | 0 | 0.039387 | 0 | 0.62859 | 0.16139 | 0.33681 | 22.489 | 18.8045 | -33.1524 | 0 | 0.50591 | 0 | 1.6728 | 0.18416
2025_03_03 Hr 03 | 0 | 0 | 0 | 0 | 0 | 0 | 0 | 0 | 0 | 0 | 0 | 0.0050755 | 1.68 | 0.10074 | 1.6301 | 1.6301 | 9.6202 | 0 | 0.0055943 | 0.006688 | 0.0039511 | 0 | 0 | -0.2001 | 0 | -0.30635 | 0 | 0.072835 | 0.014642 | 1.2615 | 0 | 10.7293 | 2.0585 | 0 | 0.59394 | 0.81115 | 0 | 0 | 0 | 2.5342 | 0 | 0.052206 | 0 | 0.0038548 | 0 | -0.26773 | 0 | 0 | 0 | 0 | 0 | 0 | 0 | 0 | 1.9165 | 0 | 0 | 0 | 0 | 0 | 0 | 0 | 0 | -5.4 | 0 | 0 | 0 | 0 | 0 | 0 | 0 | 0 | 0 | 0 | 0 | -29.1991 | 1.822 | 0 | 4.5097 | 4.5097 | 1.5756 | 33.8906 | 1.2254 | 3.0551 | 0 | 0.039387 | 0 | 0.62859 | 0.16139 | 0.33681 | 19.5816 | 18.5301 | -35.3733 | 0 | 0.50591 | 0 | 1.6728 | 0.18522
2025_03_03 Hr 04 | 0 | 0 | 0 | 0 | 0 | 0 | 0 | 0 | 0 | 0 | 0 | 0.0050755 | 0 | 0 | 1.6301 | 1.6301 | 9.6202 | 0 | 0.0055943 | 0.006688 | 0.0039511 | 0 | 0 | -0.31106 | 0 | -0.41731 | 0 | 0.072835 | 0.014642 | 1.2615 | 0 | 10.7293 | 2.0585 | 0 | 0.59394 | 0.81115 | 0 | 0 | 0 | 1.9413 | 0 | 0.052206 | 0 | 0.0035885 | 0 | -0.24909 | 0 | 0 | 0 | 0 | 0 | 0 | 0 | 0 | 2.4682 | 0 | 0 | 0 | 0 | 0 | 0 | 0 | 0 | -5.4 | 0 | 0 | 0 | 0 | 0 | 0 | 0 | 0 | 0 | 0 | 0 | -23.7545 | 1.822 | 0 | 4.5097 | 4.5097 | 1.3144 | 33.8906 | 1.2254 | 3.0551 | 0 | 0.039387 | 0 | 0.62859 | 0.16139 | 0.33681 | 22.7411 | 17.0411 | -30.132 | 0 | 0.50591 | 0 | 1.6728 | 0.18644
2025_03_03 Hr 05 | 0 | 0 | 0 | 0.19592 | 0.19738 | 0.19098 | 0.18461 | 0.17966 | 0.15671 | 0 | 0 | 0.0050755 | 0 | 0 | 1.6301 | 1.6301 | 9.6202 | 0 | 0.0055943 | 0.006688 | 0.0039511 | 0 | 0 | -0.13202 | 0 | -0.23827 | 0 | 0.072835 | 0.014642 | 1.2615 | 0.66509 | 10.7293 | 2.0585 | 0 | 0.59394 | 0.81115 | 0 | 0 | 0 | 0.83664 | -0.19879 | 0.052206 | 0 | 0 | 0 | -0.27917 | 0 | 0 | 0 | 0 | 0 | 0 | 0 | 0 | 2.8094 | 0 | 0 | 0 | 0 | 0 | 0 | 0 | 0 | -5.4 | 0 | 0 | 0 | 0 | 0 | 0 | 0 | 0 | 0 | 0 | 0 | -27.3129 | 1.822 | 0 | 4.721 | 4.7209 | 1.1752 | 35.9338 | 1.2254 | 3.0551 | 0 | 0.039387 | 0 | 0.62859 | 0.16139 | 0.33681 | 20.4551 | 17.2459 | -33.3624 | 0 | 0.50591 | 0 | 1.6728 | 0.18925
2025_03_03 Hr 06 | 0 | 0 | 0 | 0.19592 | 0.19738 | 0.19098 | 0.18461 | 0.17966 | 0.15671 | 0 | 0 | 0.0050755 | 0 | 0 | 1.6301 | 1.6301 | 9.6202 | 0 | 0.0055943 | 0.006688 | 0.0039511 | 0 | 0 | 0.033302 | 0 | -0.072948 | 0 | 0.072835 | 0.014642 | 1.2615 | 0.51545 | 10.7293 | 2.0585 | 0 | 0.59394 | 0.81115 | 0 | 0 | 0 | 0 | -2.3599 | 0.052206 | 0 | 0 | 0 | -0.30694 | 0 | 0 | 0 | 0 | 0 | 0 | 0 | 0 | 3.0126 | 0 | 0 | 0 | 0 | 0 | 0 | 0 | 0 | -5.4 | 0 | 0 | 0 | 0 | 0 | 0 | 0 | 0 | 0 | 0 | 0 | -29.7994 | 1.822 | 0 | 5.0121 | 5.012 | 1.3144 | 36.516 | 1.2254 | 3.0551 | 0 | 0.039387 | 0 | 0.62859 | 0.16139 | 0.33681 | 16.2042 | 17.5941 | -35.546 | 0 | 0.50591 | 0 | 1.6728 | 0.19496
2025_03_03 Hr 07 | 0 | 0 | 0 | 0.19592 | 0.19738 | 0.19098 | 0.18461 | 0.17966 | 0.15671 | 0 | 0 | 0.0050755 | 0 | 0 | 1.6301 | 1.6301 | 9.4858 | 0 | 0.0055943 | 0.006688 | 0.0039511 | 0 | 0 | 0 | 0 | 0 | 0 | 0.072835 | 0.014642 | 1.2615 | 0.51545 | 10.6782 | 2.0585 | 0 | 0.58919 | 0.81115 | 0 | 0 | 0 | 0 | -4.9727 | 0.052206 | 0 | 0 | 0 | -0.31769 | 0 | 0 | 0 | 0 | 0 | 0 | 0 | 0 | 3.0126 | 0 | 0 | 0 | 0 | 0 | 0 | 0 | -6.4 | 0 | 0 | 0 | 0 | 0 | 0 | 0 | 0 | 0 | -2.3937 | 0 | 0 | -26.2411 | 1.822 | 0 | 5.2956 | 5.2956 | 1.4537 | 36.8976 | 1.2254 | 3.0551 | 0 | 0.039387 | 0 | 0.62859 | 0.16139 | 0.33681 | 14.3066 | 17.7342 | -35.3525 | 0 | 0.50591 | 0 | 1.6728 | 0.20048
2025_03_03 Hr 08 | 0.36922 | 0 | 0 | 0.19592 | 0.19738 | 0.19098 | 0.18461 | 0.17966 | 0.15671 | 0 | 0 | 0.0050755 | 0 | 0 | 1.6301 | 1.6301 | 9.4858 | 0 | 0.0055943 | 0.006688 | 0.0039511 | 0 | 0 | 0 | 0 | 0 | 0 | 0.072835 | 0.014642 | 1.2615 | 0.51545 | 10.6782 | 2.0585 | 0 | 0.58919 | 0.81115 | 0 | 0 | 0 | 0 | -6.0818 | 0.052206 | 0 | 0 | 0 | -0.32632 | 0 | 0 | 0 | 0 | 0 | 0 | 0 | 0 | 2.9473 | 0 | 0 | 0 | 0 | 0 | 0 | 0 | -6.4 | 0 | 0 | 0 | 0 | 0 | 0 | 0 | 0 | 0 | -2.3937 | 0 | 0 | -18.9803 | 1.822 | 0 | 5.2956 | 5.2956 | 1.3231 | 36.8976 | 1.2254 | 3.0551 | 0 | 0.039387 | -0.36922 | 0.62859 | 0.16139 | 0.33681 | 20.2557 | 17.9093 | -28.4696 | 0 | 0.50591 | 0 | 1.6728 | 0.20236
2025_03_03 Hr 09 | 0.64682 | 8.3078e-07 | 0 | 0 | 0 | 0 | 0 | 0 | 0 | 0 | 0 | 0.0050755 | 0 | 0 | 1.6301 | 1.6301 | 9.4858 | 0 | 0.0055943 | 0.006688 | 0.0039511 | 0 | 0 | 0 | 0 | 0 | 0 | 0.072835 | 0.014642 | 1.2615 | 0 | 10.6782 | 2.0585 | 0 | 0.58919 | 0.81115 | 0 | 0 | 0 | 0 | -1.756 | 0.052206 | 0 | 0.0033231 | 0 | -0.23052 | 0 | 0 | 0 | 0 | 0 | 0 | 0 | 0 | 3.0126 | 0 | 0 | 0 | 0 | 0 | 0 | 0 | -6.4 | 0 | 0 | 0 | 0 | 0 | 0 | 0 | 0 | 0 | -2.3937 | 0 | 0 | -8.2617 | 1.822 | 0 | 4.3801 | 4.3801 | 1.2317 | 33.4459 | 1.2254 | 3.0551 | 0 | 0.039387 | -0.64682 | 0.62859 | 0.16139 | 0.33681 | 31.9145 | 18.1573 | -17.9328 | 0 | 0.50591 | 0 | 1.6728 | 0.19877
2025_03_03 Hr 10 | 0.77149 | 3.9661e-05 | 0 | 0 | 0 | 0 | 0 | 0 | 0 | 0 | 0 | 0.0050755 | 0 | 0 | 1.6301 | 1.6301 | 9.4858 | 0 | 0.0055943 | 0.006688 | 0.0039511 | 0 | 0 | 0 | 0 | 0 | 0 | 0.072835 | 0.014642 | 1.2615 | 0 | 10.6782 | 2.0585 | 0 | 0.58919 | 0.81115 | 0 | 0 | 0 | 0 | -0.65289 | 0.052206 | 0 | 0.0036056 | 0 | -0.25029 | 0 | 0 | 0 | 0 | 0 | 0 | 0 | 0 | 3.5644 | 0 | 0 | 0 | 0 | 0 | 0 | 0 | -6.4 | 0 | 0 | 0 | 0 | 0 | 0 | 0 | 0 | 0 | -2.3937 | 0 | 0 | -9.3428 | 1.822 | 0 | 4.3801 | 4.3801 | 1.5843 | 33.4459 | 1.2254 | 3.0551 | 0 | 0.039387 | -0.77149 | 0.62859 | 0.16139 | 0.33681 | 32.8176 | 19.1829 | -19.1583 | 0 | 0.50591 | 0 | 1.6728 | 0.19538
2025_03_03 Hr 11 | 0.74264 | 7.7833e-05 | 0 | 0 | 0 | 0 | 0 | 0 | 0 | 0 | 0 | 0.0050755 | 2.04 | 0.11356 | 1.6301 | 1.6301 | 9.4858 | 0 | 0.0055943 | 0.006688 | 0.0039511 | 0 | 0 | 0 | 0 | 0 | 0 | 0.072835 | 0.014642 | 1.2615 | 0 | 10.6782 | 2.0585 | 0 | 0.58919 | 0.81115 | 0 | 0 | 0 | 0.078047 | -0.10021 | 0.052206 | 0 | 0.0035786 | 0 | -0.2484 | 0 | 0 | 0 | 0 | 0 | 0 | 0 | 0 | 2.5335 | 0 | 0 | 0 | 0 | 0 | 0 | 0 | -6.4 | 0 | 0 | 0 | 0 | 0 | 0 | 0 | 0 | 0 | -2.3937 | 0 | 0 | -15.5767 | 1.822 | 0 | 4.3801 | 4.3801 | 1.9673 | 33.4459 | 1.2254 | 3.0551 | 0 | 0.039387 | -0.74264 | 0.62859 | 0.16139 | 0.33681 | 28.7205 | 20.6582 | -25.3615 | 0 | 0.50591 | 0 | 1.6728 | 0.19379
2025_03_03 Hr 12 | 0.70356 | 0.00010114 | 0 | 0 | 0 | 0 | 0 | 0 | 0 | 0 | 0 | 0.0050755 | 2.28 | 0.12698 | 1.6301 | 1.6301 | 9.4858 | 0 | 0.0055943 | 0.006688 | 0.0039511 | 0 | 0 | 0 | 0 | 0 | 0 | 0.072835 | 0.014642 | 1.2615 | 0 | 10.6782 | 2.0585 | 0 | 0.58919 | 0.81115 | 0 | 0 | 0 | 0.80414 | -0.056703 | 0.052206 | 0 | 0.0035804 | 0 | -0.24852 | 0 | 0 | 0 | 0 | 0 | 0 | 0 | 0 | 2.3956 | 0 | 0 | 0 | 0 | 0 | 0 | 0 | -6.4 | 0 | 0 | 0 | 0 | 0 | 0 | 0 | 0 | 0 | -2.3937 | 0 | 0 | -14.1726 | 1.822 | 0 | 4.4203 | 4.4203 | 2.0152 | 33.5263 | 1.2254 | 3.0551 | 0 | 0.039387 | -0.70356 | 0.62859 | 0.16139 | 0.33681 | 31.1349 | 20.7797 | -23.9184 | 0 | 0.50591 | 0 | 1.6728 | 0.19094
2025_03_03 Hr 13 | 0.72637 | 0.0001386 | 0 | 0 | 0 | 0 | 0 | 0 | 0 | 0 | 0 | 0.0050755 | 2.4 | 0.13353 | 1.6301 | 1.6301 | 9.4858 | 0 | 0.0055943 | 0.006688 | 0.0039511 | 0 | 0 | 0 | 0 | 0 | 0 | 0.072835 | 0.014642 | 1.2615 | 0 | 10.6782 | 2.0585 | 0 | 0.58919 | 0.81115 | 0 | 0 | 0 | 1.455 | 0 | 0.052206 | 0 | 0.0035767 | 0 | -0.24827 | 0 | 0 | 0 | 0 | 0 | 0 | 0 | 0 | 2.9473 | 0 | 0 | 0 | 0 | 0 | 0 | 0 | -6.4 | 0 | 0 | 0 | 0 | 0 | 0 | 0 | 0 | 0 | -2.3937 | 0 | 0 | -15.9599 | 1.822 | 0 | 4.3801 | 4.3801 | 2.2894 | 33.4459 | 1.2254 | 3.0551 | 0 | 0.039387 | -0.72637 | 0.62859 | 0.16139 | 0.33681 | 30.926 | 21.7534 | -25.7283 | 0 | 0.50591 | 0 | 1.6728 | 0.18935
2025_03_03 Hr 14 | 0.81014 | 0.00011163 | 0 | 0 | 0 | 0 | 0 | 0 | 0 | 0 | 0 | 0.0050755 | 2.37 | 0.13065 | 1.6301 | 1.6301 | 9.4858 | 0 | 0.0055943 | 0.006688 | 0.0039511 | 0 | 0 | 0 | 0 | 0 | 0 | 0.072835 | 0.014642 | 1.2615 | 0 | 10.6782 | 2.0585 | 0 | 0.58919 | 0.81115 | 0 | 0 | 0 | 2.1359 | 0 | 0.052206 | 0 | 0.0035438 | 0 | -0.24596 | 0 | 0 | 0 | 0 | 0 | 0 | 0 | 0 | 3.0126 | 0 | 0 | 0 | 0 | 0 | 0 | 0 | -6.4 | 0 | 0 | 0 | 0 | 0 | 0 | 0 | 0 | 0 | -2.3937 | 0 | 0 | -16.2651 | 1.822 | 0 | 4.4203 | 4.4203 | 2.4983 | 33.5263 | 1.2254 | 3.0551 | 0 | 0.039387 | -0.81014 | 0.62859 | 0.16139 | 0.33681 | 31.6235 | 22.0763 | -26.115 | 0 | 0.50591 | 0 | 1.6728 | 0.18715
2025_03_03 Hr 15 | 0.79953 | 0.0001011 | 0 | 0.19592 | 0.19738 | 0.19098 | 0.18461 | 0.17966 | 0.15671 | 0 | 0 | 0.0050755 | 2.46 | 0.13942 | 1.6301 | 1.6301 | 9.4592 | 0 | 0.0055943 | 0.006688 | 0.0039511 | 0 | 0 | 0 | 0 | 0 | 0 | 0.072835 | 0.014642 | 1.2615 | 0 | 10.6782 | 2.0585 | 0 | 0.58919 | 0.81115 | 0 | 0 | 0 | 2.6254 | 0 | 0.052206 | 0 | 0 | 0 | -0.25294 | 0 | 0 | 0 | 0 | 0 | 0 | 0 | 0 | 3.1506 | 0 | 0 | 0 | 0 | 0 | 0 | 0 | -6.4 | 0 | 0 | 0 | 0 | 0 | 0 | 0 | 0 | 0 | -2.3937 | 0 | 0 | -17.9035 | 1.822 | 0 | 4.5948 | 4.5948 | 2.5375 | 34.954 | 1.2254 | 3.0551 | 0 | 0.039387 | -0.79953 | 0.62859 | 0.16139 | 0.33681 | 32.1684 | 22.3388 | -27.7497 | 0 | 0.50591 | 0 | 1.6728 | 0.18438
2025_03_03 Hr 16 | 0.7603 | 0.00014036 | 0 | 0.19592 | 0.19738 | 0.19098 | 0.18461 | 0.17966 | 0.15671 | 0 | 0 | 0.0050755 | 2.4 | 0.13789 | 1.6301 | 1.6301 | 9.0876 | 0 | 0.0055943 | 0.006688 | 0.0039511 | 0 | 0 | 0 | 0 | 0 | 0 | 0.072835 | 0.014642 | 1.2615 | 0 | 10.4676 | 2.0585 | 0 | 0.57541 | 0.81115 | 0 | 0 | 0 | 3.5259 | 0 | 0.052206 | 0 | 0 | 0 | -0.25645 | 0 | 0 | 0 | 0 | 0 | 0 | 0 | 0 | 3.078 | 0 | 0 | 0 | 0 | 0 | 0 | 0 | -6.4 | 0 | 0 | 0 | 0 | 0 | 0 | 0 | 0 | 0 | -2.3937 | 0 | 0 | -17.1411 | 1.822 | 0 | 4.5948 | 4.5948 | 2.4156 | 34.3717 | 1.2254 | 3.0551 | 0 | 0.039387 | -0.7603 | 0.62859 | 0.16139 | 0.33681 | 32.9752 | 22.0292 | -26.9516 | 0 | 0.50591 | 0 | 1.6728 | 0.18369
2025_03_03 Hr 17 | 0.43155 | 3.705e-05 | 0 | 0.19592 | 0.19738 | 0.19098 | 0.18461 | 0.17966 | 0.15671 | 0 | 0 | 0.0050755 | 2.43 | 0.14364 | 1.6301 | 1.6301 | 8.7425 | 0 | 0.0055943 | 0.006688 | 0.0039511 | 0 | 0 | 0 | 0 | 0 | 0 | 0.072835 | 0.014642 | 1.2615 | 0 | 10.5729 | 2.0585 | 0 | 0.5823 | 0.81115 | 0 | 0 | 0 | 2.8939 | -0.01166 | 0.052206 | 0 | 0 | 0 | -0.2639 | 0 | 0 | 0 | 0 | 0 | 0 | 0 | 0 | 1.9165 | 0 | 0 | 0 | 0 | 0 | 0 | 0 | -6.4 | 0 | 0 | 0 | 0 | 0 | 0 | 0 | 0 | 0 | -2.3937 | 0 | 0 | -16.6654 | 1.822 | 0 | 4.6364 | 4.6364 | 2.3155 | 34.2151 | 1.2254 | 3.0551 | 0 | 0.039387 | -0.43155 | 0.62859 | 0.16139 | 0.33681 | 31.4261 | 20.4834 | -26.1546 | 0 | 0.50591 | 0 | 1.6728 | 0.18573
2025_03_03 Hr 18 | 0 | 6.4121e-06 | 0 | 0.19592 | 0.19738 | 0.19098 | 0.18461 | 0.17966 | 0.15671 | 0 | 0 | 0.0050755 | 2.4 | 0.15959 | 1.6301 | 1.6301 | 9.4858 | 0 | 0.0055943 | 0.006688 | 0.0039511 | 0 | 0 | 0 | 0 | 0 | 0 | 0.072835 | 0.014642 | 1.2615 | 0.66509 | 10.6782 | 2.0585 | 0 | 0.58919 | 0.81115 | 0 | 0 | 0 | 0.79658 | -0.38105 | 0.052206 | 0 | 0 | 0 | -0.29713 | 0 | 0 | 0 | 0 | 0 | 0 | 0 | 0 | 1.2994 | 0 | 0 | 0 | 0 | 0 | 0 | 0 | -6.4 | 0 | 0 | 0 | 0 | 0 | 0 | 0 | 0 | 0 | -2.3937 | 0 | 0 | -19.8812 | 1.822 | 0 | 4.7306 | 4.7305 | 2.5462 | 35.7675 | 1.2254 | 3.0551 | 0 | 0.039387 | 0 | 0.62859 | 0.16139 | 0.33681 | 26.8739 | 19.6629 | -28.9721 | 0 | 0.50591 | 0 | 1.6728 | 0.19041
2025_03_03 Hr 19 | 0 | 0 | 0 | 0.19592 | 0.19738 | 0.19098 | 0.18461 | 0.17966 | 0.15671 | 0 | 0 | 0.0050755 | 2.49 | 0.16366 | 1.6301 | 1.6301 | 9.4858 | 0 | 0.0055943 | 0.006688 | 0.0039511 | 0 | 0 | 0 | 0 | 0 | 0 | 0.072835 | 0.014642 | 1.2615 | 0.51545 | 10.6782 | 2.0585 | 0 | 0.58919 | 0.81115 | 0 | 0 | 0 | 0.80071 | -1.6076 | 0.052206 | 0 | 0 | 0 | -0.29367 | 0 | 0 | 0 | 0 | 0 | 0 | 0 | 0 | 1.9165 | 0 | 0 | 0 | 0 | 0 | 0 | 0 | -6.4 | 0 | 0 | 0 | 0 | 0 | 0 | 0 | 0 | 0 | -2.3937 | 0 | 0 | -23.6657 | 1.822 | 0 | 4.6364 | 4.6364 | 2.8378 | 35.5791 | 1.2254 | 3.0551 | 0 | 0.039387 | 0 | 0.62859 | 0.16139 | 0.33681 | 22.6885 | 20.6693 | -32.7531 | 0 | 0.50591 | 0 | 1.6728 | 0.19409
2025_03_03 Hr 20 | 0 | 0 | 0 | 0.19592 | 0.19738 | 0.19098 | 0.18461 | 0.17966 | 0.15671 | 0 | 0 | 0.0050755 | 2.55 | 0.17321 | 1.6301 | 1.6301 | 9.4858 | 0 | 0.0055943 | 0.006688 | 0.0039511 | 0 | 0 | 0 | 0 | 0 | 0 | 0.072835 | 0.014642 | 1.2615 | 0.51545 | 10.6782 | 2.0585 | 0 | 0.58919 | 0.81115 | 0 | 0 | 0 | 0.13345 | -0.73182 | 0.052206 | 0 | 0 | 0 | -0.30356 | 0 | 0 | 0 | 0 | 0 | 0 | 0 | 0 | 2.1923 | 0 | 0 | 0 | 0 | 0 | 0 | 0 | -6.4 | 0 | 0 | 0 | 0 | 0 | 0 | 0 | 0 | 0 | -2.3937 | 0 | 0 | -25.9301 | 1.822 | 0 | 4.635 | 4.6349 | 2.9814 | 35.5763 | 1.2254 | 3.0551 | 0 | 0.039387 | 0 | 0.62859 | 0.16139 | 0.33681 | 21.1086 | 21.158 | -35.0274 | 0 | 0.50591 | 0 | 1.6728 | 0.19372
2025_03_03 Hr 21 | 0 | 0 | 0 | 0.19592 | 0.19738 | 0.19098 | 0.18461 | 0.17966 | 0.15671 | 0 | 0 | 0.0050755 | 2.52 | 0.17569 | 1.6301 | 1.6301 | 9.4858 | 0 | 0.0055943 | 0.006688 | 0.0039511 | 0 | 0 | 0 | 0 | 0 | 0 | 0.072835 | 0.014642 | 1.2615 | 0.51545 | 10.6782 | 2.0585 | 0 | 0.58919 | 0.81115 | 0 | 0 | 0 | 0.22345 | -0.80122 | 0.052206 | 0 | 0 | 0 | -0.31164 | 0 | 0 | 0 | 0 | 0 | 0 | 0 | 0 | 1.9165 | 0 | 0 | 0 | 0 | 0 | 0 | 0 | -6.4 | 0 | 0 | 0 | 0 | 0 | 0 | 0 | 0 | 0 | -2.3937 | 0 | 0 | -24.212 | 1.822 | 0 | 4.9854 | 4.9853 | 1.5364 | 36.2772 | 1.2254 | 3.0551 | 0 | 0.039387 | 0 | 0.62859 | 0.16139 | 0.33681 | 21.79 | 19.4079 | -33.3173 | 0 | 0.50591 | 0 | 1.6728 | 0.19196
2025_03_03 Hr 22 | 0 | 0 | 0 | 0.19592 | 0.19738 | 0.19098 | 0.18461 | 0.17966 | 0.15671 | 0 | 0 | 0.0050755 | 2.49 | 0.16652 | 1.6301 | 1.6301 | 9.4858 | 0 | 0.0055943 | 0.006688 | 0.0039511 | 0 | 0 | 0 | 0 | 0 | 0 | 0.072835 | 0.014642 | 1.2615 | 0.51545 | 10.6782 | 2.0585 | 0 | 0.58919 | 0.81115 | 0 | 0 | 0 | 1.4153 | -0.21434 | 0.052206 | 0 | 0 | 0 | -0.29884 | 0 | 0 | 0 | 0 | 0 | 0 | 0 | 0 | 2.1923 | 0 | 0 | 0 | 0 | 0 | 0 | 0 | -6.4 | 0 | 0 | 0 | 0 | 0 | 0 | 0 | 0 | 0 | -2.3937 | 0 | 0 | -24.195 | 1.822 | 0 | 4.7028 | 4.7028 | 1.1229 | 35.7121 | 1.2254 | 3.0551 | 0 | 0.039387 | 0 | 0.62859 | 0.16139 | 0.33681 | 22.8534 | 19.228 | -33.2876 | 0 | 0.50591 | 0 | 1.6728 | 0.18886
2025_03_03 Hr 23 | 0 | 0 | 0 | 0.19592 | 0.19738 | 0.19098 | 0.18461 | 0.17966 | 0.15671 | 0 | 0 | 0.0050755 | 2.43 | 0.1544 | 1.6301 | 1.6301 | 9.6202 | 0 | 0.0055943 | 0.006688 | 0.0039511 | 0 | 0 | -0.10433 | 0 | -0.21058 | 0 | 0.072835 | 0.014642 | 1.2615 | 0.51545 | 10.7293 | 2.0585 | 0 | 0.59394 | 0.81115 | 0 | 0 | 0 | 2.2253 | 0 | 0.052206 | 0 | 0 | 0 | -0.28382 | 0 | 0 | 0 | 0 | 0 | 0 | 0 | 0 | 2.1923 | 0 | 0 | 0 | 0 | 0 | 0 | 0 | 0 | -5.4 | 0 | 0 | 0 | 0 | 0 | 0 | 0 | 0 | 0 | 0 | 0 | -24.2233 | 1.822 | 0 | 4.721 | 4.7209 | 1.0228 | 35.9338 | 1.2254 | 3.0551 | 0 | 0.039387 | 0 | 0.62859 | 0.16139 | 0.33681 | 26.9939 | 19.0569 | -30.222 | 0 | 0.50591 | 0 | 1.6728 | 0.18527
2025_03_03 Hr 24 | 0 | 0 | 0 | 0.19592 | 0.19738 | 0.19098 | 0.18461 | 0.17966 | 0.15671 | 0 | 0 | 0.0050755 | 2.34 | 0.14419 | 1.6301 | 1.6301 | 9.6202 | 0 | 0.0055943 | 0.006688 | 0.0039511 | 0 | 0 | -0.15567 | 0 | -0.26192 | 0 | 0.072835 | 0.014642 | 1.2615 | 0.51545 | 10.7293 | 2.0585 | 0 | 0.59394 | 0.81115 | 0 | 0 | 0 | 3.6033 | 0 | 0.052206 | 0 | 0 | 0 | -0.2752 | 0 | 0 | 0 | 0 | 0 | 0 | 0 | 0 | 2.1197 | 0 | 0 | 0 | 0 | 0 | 0 | 0 | 0 | -5.4 | 0 | 0 | 0 | 0 | 0 | 0 | 0 | 0 | 0 | 0 | 0 | -26.26 | 1.822 | 0 | 4.5097 | 4.5097 | 0.99236 | 35.5113 | 1.2254 | 3.0551 | 0 | 0.039387 | 0 | 0.62859 | 0.16139 | 0.33681 | 25.6129 | 18.8511 | -32.3528 | 0 | 0.50591 | 0 | 1.6728 | 0.18269
2025_03_04 Hr 01 | 0 | 0 | 0 | 0.12259 | 0.1235 | 0.1195 | 0.11551 | 0.11241 | 0.098057 | 0 | 0 | 0.0050755 | 2.28 | 0.12916 | 1.6301 | 1.6301 | 6.0212 | 0 | 0.0055943 | 0.006688 | 0.0039511 | 0 | 0 | -0.28881 | 0 | -0.39506 | 0 | 0.072835 | 0.014642 | 1.2615 | 0.32433 | 6.7133 | 2.0585 | 0 | 0.59394 | 0.81115 | 0 | 0 | 0 | 1.2153 | 0 | 0.052206 | 0 | 0 | 0 | -0.25283 | 0 | 0 | 0 | 0 | 0 | 0 | 0 | 0 | 2.2577 | 0 | 0 | 0 | 0 | 0 | 0 | 0 | 0 | -5.4 | 0 | 0 | 0 | 0 | 0 | 0 | 0 | 0 | 0 | 0 | 0 | -25.3179 | 1.822 | 0 | 3.4561 | 3.4561 | 0.7138 | 25.1843 | 1.2254 | 3.0551 | 0 | 0.039387 | 0 | 0.62859 | 0.16139 | 0.33681 | 13.3786 | 18.6336 | -31.6546 | 0 | 0.50591 | 0 | 1.6728 | 0.18093
2025_03_04 Hr 02 | 0 | 0 | 0 | 0.12259 | 0.1235 | 0.1195 | 0.11551 | 0.11241 | 0.098057 | 0 | 0 | 0.0050755 | 2.25 | 0.12246 | 1.6301 | 1.6301 | 6.0212 | 0 | 0.0055943 | 0.006688 | 0.0039511 | 0 | 0 | -0.34844 | 0 | -0.45469 | 0 | 0.072835 | 0.014642 | 1.2615 | 0.32433 | 6.7133 | 2.0585 | 0 | 0.59394 | 0.81115 | 0 | 0 | 0 | 1.0135 | 0 | 0.052206 | 0 | 0 | 0 | -0.24281 | 0 | 0 | 0 | 0 | 0 | 0 | 0 | 0 | 2.6715 | 0 | 0 | 0 | 0 | 0 | 0 | 0 | 0 | -5.4 | 0 | 0 | 0 | 0 | 0 | 0 | 0 | 0 | 0 | 0 | 0 | -24.2801 | 1.822 | 0 | 3.4914 | 3.4914 | 0.70075 | 25.2548 | 1.2254 | 3.0551 | 0 | 0.039387 | 0 | 0.62859 | 0.16139 | 0.33681 | 14.5399 | 18.9977 | -30.7261 | 0 | 0.50591 | 0 | 1.6728 | 0.18097
2025_03_04 Hr 03 | 0 | 0 | 0 | 0.12259 | 0.1235 | 0.1195 | 0.11551 | 0.11241 | 0.098057 | 0 | 0 | 0.0050755 | 2.22 | 0.12459 | 1.6301 | 1.6301 | 6.0212 | 0 | 0.0055943 | 0.006688 | 0.0039511 | 0 | 0 | -0.30304 | 0 | -0.40929 | 0 | 0.072835 | 0.014642 | 1.2615 | 0.32433 | 6.7133 | 2.0585 | 0 | 0.59394 | 0.81115 | 0 | 0 | 0 | 1.4268 | 0 | 0.052206 | 0 | 0 | 0 | -0.25044 | 0 | 0 | 0 | 0 | 0 | 0 | 0 | 0 | 3.1506 | 0 | 0 | 0 | 0 | 0 | 0 | 0 | 0 | -5.4 | 0 | 0 | 0 | 0 | 0 | 0 | 0 | 0 | 0 | 0 | 0 | -26.2491 | 1.822 | 0 | 3.4914 | 3.4914 | 0.82261 | 25.2548 | 1.2254 | 3.0551 | 0 | 0.039387 | 0 | 0.62859 | 0.16139 | 0.33681 | 13.6395 | 19.5698 | -32.6119 | 0 | 0.50591 | 0 | 1.6728 | 0.17992
2025_03_04 Hr 04 | 0 | 0 | 0 | 0.12259 | 0.1235 | 0.1195 | 0.11551 | 0.11241 | 0.098057 | 0 | 0 | 0.0050755 | 2.16 | 0.12109 | 1.6301 | 1.6301 | 6.0212 | 0 | 0.0055943 | 0.006688 | 0.0039511 | 0 | 0 | -0.3046 | 0 | -0.41085 | 0 | 0.072835 | 0.014642 | 1.2615 | 0.32433 | 6.7133 | 2.0585 | 0 | 0.59394 | 0.81115 | 0 | 0 | 0 | 0.70929 | 0 | 0.052206 | 0 | 0 | 0 | -0.25018 | 0 | 0 | 0 | 0 | 0 | 0 | 0 | 0 | 3.4264 | 0 | 0 | 0 | 0 | 0 | 0 | 0 | 0 | -5.4 | 0 | 0 | 0 | 0 | 0 | 0 | 0 | 0 | 0 | 0 | 0 | -25.9195 | 1.822 | 0 | 3.4914 | 3.4914 | 0.56147 | 25.2548 | 1.2254 | 3.0551 | 0 | 0.039387 | 0 | 0.62859 | 0.16139 | 0.33681 | 13.2021 | 19.523 | -32.2851 | 0 | 0.50591 | 0 | 1.6728 | 0.18199
2025_03_04 Hr 05 | 0 | 0 | 0 | 0.12259 | 0.1235 | 0.1195 | 0.11551 | 0.11241 | 0.098057 | 0 | 0 | 0.0050755 | 2.1 | 0.13336 | 1.6301 | 1.6301 | 6.0212 | 0 | 0.0055943 | 0.006688 | 0.0039511 | 0 | 0 | -0.10527 | 0 | -0.21152 | 0 | 0.072835 | 0.014642 | 1.2615 | 0.32433 | 6.7133 | 2.0585 | 0 | 0.59394 | 0.81115 | 0 | 0 | 0 | 0.65415 | -0.011238 | 0.052206 | 0 | 0 | 0 | -0.28366 | 0 | 0 | 0 | 0 | 0 | 0 | 0 | 0 | 3.695 | 0 | 0 | 0 | 0 | 0 | 0 | 0 | 0 | -5.4 | 0 | 0 | 0 | 0 | 0 | 0 | 0 | 0 | 0 | 0 | 0 | -26.7452 | 1.822 | 0 | 3.4914 | 3.4914 | 0.55276 | 25.2548 | 1.2254 | 3.0551 | 0 | 0.039387 | 0 | 0.62859 | 0.16139 | 0.33681 | 12.8878 | 19.7357 | -32.7457 | 0 | 0.50591 | 0 | 1.6728 | 0.18248
2025_03_04 Hr 06 | 0 | 0 | 0 | 0.12259 | 0.1235 | 0.1195 | 0.11551 | 0.11241 | 0.098057 | 0 | 0 | 0.0050755 | 2.07 | 0.15882 | 1.6301 | 1.6301 | 6.0212 | 0 | 0.0055943 | 0.006688 | 0.0039511 | 0 | 0 | 0.24888 | 0 | 0.14263 | 0 | 0.072835 | 0.014642 | 1.2615 | 0.32433 | 6.7133 | 2.0585 | 0 | 0.59394 | 0.81115 | 0 | 0 | 0 | 0.20043 | -2.2652 | 0.052206 | 0 | 0 | 0 | -0.34316 | 0 | 0 | 0 | 0 | 0 | 0 | 0 | 0 | 4.0435 | 0 | 0 | 0 | 0 | 0 | 0 | 0 | 0 | -5.4 | 0 | 0 | 0 | 0 | 0 | 0 | 0 | 0 | 0 | 0 | 0 | -31.2837 | 1.822 | 0 | 3.4914 | 3.4914 | 0.88355 | 25.2548 | 1.2254 | 3.0551 | 0 | 0.039387 | 0 | 0.62859 | 0.16139 | 0.33681 | 6.9707 | 20.416 | -36.6353 | 0 | 0.50591 | 0 | 1.6728 | 0.18808
2025_03_04 Hr 07 | 0 | 0 | 0 | 0.12259 | 0.1235 | 0.1195 | 0.11551 | 0.11241 | 0.098057 | 0 | 0 | 0.0050755 | 1.95 | 0.15364 | 1.6301 | 1.6301 | 5.9371 | 0 | 0.0055943 | 0.006688 | 0.0039511 | 0 | 0 | 0 | 0 | 0 | 0 | 0.072835 | 0.014642 | 1.2615 | 0.32433 | 6.6814 | 2.0585 | 0 | 0.58919 | 0.81115 | 0 | 0 | 0 | 0 | -4.6825 | 0.052206 | 0 | 0 | 0 | -0.35245 | 0 | 0 | 0 | 0 | 0 | 0 | 0 | 0 | 4.2467 | 0 | 0 | 0 | 0 | 0 | 0 | 0 | -6.4 | 0 | 0 | 0 | 0 | 0 | 0 | 0 | 0 | 0 | -2.3937 | 0 | 0 | -27.6405 | 1.822 | 0 | 3.4478 | 3.4478 | 1.0751 | 25.0515 | 1.2254 | 3.0551 | 0 | 0.039387 | 0 | 0.62859 | 0.16139 | 0.33681 | 4.27 | 20.6877 | -36.7867 | 0 | 0.50591 | 0 | 1.6728 | 0.19494
2025_03_04 Hr 08 | 0.44339 | 0 | 0 | 0.12259 | 0.1235 | 0.1195 | 0.11551 | 0.11241 | 0.098057 | 0 | 0 | 0.0050755 | 2.07 | 0.16429 | 1.6301 | 1.6301 | 5.9371 | 0 | 0.0055943 | 0.006688 | 0.0039511 | 0 | 0 | 0 | 0 | 0 | 0 | 0.072835 | 0.014642 | 1.2615 | 0.32433 | 6.6814 | 2.0585 | 0 | 0.58919 | 0.81115 | 0 | 0 | 0 | 0 | -5.8164 | 0.052206 | 0 | 0 | 0 | -0.35506 | 0 | 0 | 0 | 0 | 0 | 0 | 0 | 0 | 4.1741 | 0 | 0 | 0 | 0 | 0 | 0 | 0 | -6.4 | 0 | 0 | 0 | 0 | 0 | 0 | 0 | 0 | 0 | -2.3937 | 0 | 0 | -24.5737 | 1.822 | 0 | 3.4478 | 3.4478 | 1.1447 | 25.0515 | 1.2254 | 3.0551 | 0 | 0.039387 | -0.44339 | 0.62859 | 0.16139 | 0.33681 | 6.3294 | 21.2602 | -34.1659 | 0 | 0.50591 | 0 | 1.6728 | 0.1964
2025_03_04 Hr 09 | 0.7093 | 0 | 0 | 0.12259 | 0.1235 | 0.1195 | 0.11551 | 0.11241 | 0.098057 | 0 | 0 | 0.0050755 | 2.22 | 0.16917 | 1.6301 | 1.6301 | 5.9371 | 0 | 0.0055943 | 0.006688 | 0.0039511 | 0 | 0 | 0 | 0 | 0 | 0 | 0.072835 | 0.014642 | 1.2615 | 0.32433 | 6.6814 | 2.0585 | 0 | 0.58919 | 0.81115 | 0 | 0 | 0 | 0 | -3.9576 | 0.052206 | 0 | 0 | 0 | -0.34081 | 0 | 0 | 0 | 0 | 0 | 0 | 0 | 0 | 3.9055 | 0 | 0 | 0 | 0 | 0 | 0 | 0 | -6.4 | 0 | 0 | 0 | 0 | 0 | 0 | 0 | 0 | 0 | -2.3937 | 0 | 0 | -22.3764 | 1.822 | 0 | 3.4478 | 3.4478 | 0.77039 | 25.0515 | 1.2254 | 3.0551 | 0 | 0.039387 | -0.7093 | 0.62859 | 0.16139 | 0.33681 | 9.9085 | 21.0348 | -32.2202 | 0 | 0.50591 | 0 | 1.6728 | 0.19307
2025_03_04 Hr 10 | 0.80367 | 3.0495e-05 | 0 | 0.12259 | 0.1235 | 0.1195 | 0.11551 | 0.11241 | 0.098057 | 0 | 0 | 0.0050755 | 2.34 | 0.13875 | 1.6301 | 1.6301 | 5.9371 | 0 | 0.0055943 | 0.006688 | 0.0039511 | 0 | 0 | 0 | 0 | 0 | 0 | 0.072835 | 0.014642 | 1.2615 | 0.32433 | 6.6814 | 2.0585 | 0 | 0.58919 | 0.81115 | 0 | 0 | 0 | 0 | -2.3084 | 0.052206 | 0 | 0 | 0 | -0.26473 | 0 | 0 | 0 | 0 | 0 | 0 | 0 | 0 | 3.7676 | 0 | 0 | 0 | 0 | 0 | 0 | 0 | -6.4 | 0 | 0 | 0 | 0 | 0 | 0 | 0 | 0 | 0 | -2.3937 | 0 | 0 | -19.9649 | 1.822 | 0 | 3.4478 | 3.4478 | 0.67028 | 25.0515 | 1.2254 | 3.0551 | 0 | 0.039387 | -0.80367 | 0.62859 | 0.16139 | 0.33681 | 13.8953 | 20.9792 | -29.8271 | 0 | 0.50591 | 0 | 1.6728 | 0.19152
2025_03_04 Hr 11 | 0.75659 | 2.4663e-05 | 0 | 0.12259 | 0.1235 | 0.1195 | 0.11551 | 0.11241 | 0.098057 | 0 | 0 | 0.0050755 | 2.43 | 0.13318 | 1.6301 | 1.6301 | 5.9371 | 0 | 0.0055943 | 0.006688 | 0.0039511 | 0 | 0 | 0 | 0 | 0 | 0 | 0.072835 | 0.014642 | 1.2615 | 0.32433 | 6.6814 | 2.0585 | 0 | 0.58919 | 0.81115 | 0 | 0 | 0 | 0 | -1.6281 | 0.052206 | 0 | 0 | 0 | -0.24453 | 0 | 0 | 0 | 0 | 0 | 0 | 0 | 0 | 4.1741 | 0 | 0 | 0 | 0 | 0 | 0 | 0 | -6.4 | 0 | 0 | 0 | 0 | 0 | 0 | 0 | 0 | 0 | -2.3937 | 0 | 0 | -22.1357 | 1.822 | 0 | 3.4478 | 3.4478 | 0.65287 | 25.0515 | 1.2254 | 3.0551 | 0 | 0.039387 | -0.75659 | 0.62859 | 0.16139 | 0.33681 | 12.8969 | 21.4041 | -31.9306 | 0 | 0.50591 | 0 | 1.6728 | 0.18994
2025_03_04 Hr 12 | 0.70356 | 2.5441e-05 | 0 | 0.12259 | 0.1235 | 0.1195 | 0.11551 | 0.11241 | 0.098057 | 0 | 0 | 0.0050755 | 2.7 | 0.13787 | 1.6301 | 1.6301 | 5.9371 | 0 | 0.0055943 | 0.006688 | 0.0039511 | 0 | 0 | 0 | 0 | 0 | 0 | 0.072835 | 0.014642 | 1.2615 | 0.32433 | 6.6814 | 2.0585 | 0 | 0.58919 | 0.81115 | 0 | 0 | 0 | 0 | -1.1781 | 0.052206 | 0 | 0 | 0 | -0.22769 | 0 | 0 | 0 | 0 | 0 | 0 | 0 | 0 | 3.5644 | 0 | 0 | 0 | 0 | 0 | 0 | 0 | -6.4 | 0 | 0 | 0 | 0 | 0 | 0 | 0 | 0 | 0 | -2.3937 | 0 | 0 | -21.1442 | 1.822 | 0 | 3.4478 | 3.4478 | 0.33949 | 25.0515 | 1.2254 | 3.0551 | 0 | 0.039387 | -0.70356 | 0.62859 | 0.16139 | 0.33681 | 13.7059 | 20.7017 | -30.8692 | 0 | 0.50591 | 0 | 1.6728 | 0.18903
2025_03_04 Hr 13 | 0.74875 | 1.467e-05 | 0 | 0.12259 | 0.1235 | 0.1195 | 0.11551 | 0.11241 | 0.098057 | 0 | 0 | 0.0050755 | 2.73 | 0.13115 | 1.6301 | 1.6301 | 5.9371 | 0 | 0.0055943 | 0.006688 | 0.0039511 | 0 | 0 | 0 | 0 | 0 | 0 | 0.072835 | 0.014642 | 1.2615 | 0.32433 | 6.6814 | 2.0585 | 0 | 0.58919 | 0.81115 | 0 | 0 | 0 | 0 | -0.61602 | 0.052206 | 0 | 0 | 0 | -0.21408 | 0 | 0 | 0 | 0 | 0 | 0 | 0 | 0 | 3.7676 | 0 | 0 | 0 | 0 | 0 | 0 | 0 | -6.4 | 0 | 0 | 0 | 0 | 0 | 0 | 0 | 0 | 0 | -2.3937 | 0 | 0 | -20.8204 | 1.822 | 0 | 3.4478 | 3.4478 | 0.22198 | 25.0515 | 1.2254 | 3.0551 | 0 | 0.039387 | -0.74875 | 0.62859 | 0.16139 | 0.33681 | 14.7127 | 20.8542 | -30.577 | 0 | 0.50591 | 0 | 1.6728 | 0.18732
2025_03_04 Hr 14 | 0.59022 | 1.0758e-05 | 0 | 0.12259 | 0.1235 | 0.1195 | 0.11551 | 0.11241 | 0.098057 | 0 | 0 | 0.0050755 | 2.7 | 0.1291 | 1.6301 | 1.6301 | 5.9371 | 0 | 0.0055943 | 0.006688 | 0.0039511 | 0 | 0 | 0 | 0 | 0 | 0 | 0.072835 | 0.014642 | 1.2615 | 0.32433 | 6.6814 | 2.0585 | 0 | 0.58919 | 0.81115 | 0 | 0 | 0 | 0.03155 | -0.24351 | 0.052206 | 0 | 0 | 0 | -0.21307 | 0 | 0 | 0 | 0 | 0 | 0 | 0 | 0 | 4.5226 | 0 | 0 | 0 | 0 | 0 | 0 | 0 | -6.4 | 0 | 0 | 0 | 0 | 0 | 0 | 0 | 0 | 0 | -2.3937 | 0 | 0 | -21.8034 | 1.822 | 0 | 3.4478 | 3.4478 | 0.43089 | 25.0515 | 1.2254 | 3.0551 | 0 | 0.039387 | -0.59022 | 0.62859 | 0.16139 | 0.33681 | 15.0651 | 21.626 | -31.4005 | 0 | 0.50591 | 0 | 1.6728 | 0.18591
2025_03_04 Hr 15 | 0.49941 | 3.9733e-05 | 0 | 0.12259 | 0.1235 | 0.1195 | 0.11551 | 0.11241 | 0.098057 | 0 | 0 | 0.0050755 | 2.73 | 0.12979 | 1.6301 | 1.6301 | 5.9371 | 0 | 0.0055943 | 0.006688 | 0.0039511 | 0 | 0 | 0 | 0 | 0 | 0 | 0.072835 | 0.014642 | 1.2615 | 0.32433 | 6.6814 | 2.0585 | 0 | 0.58919 | 0.81115 | 0 | 0 | 0 | 0.53824 | -0.025035 | 0.052206 | 0 | 0 | 0 | -0.21184 | 0 | 0 | 0 | 0 | 0 | 0 | 0 | 0 | 4.5226 | 0 | 0 | 0 | 0 | 0 | 0 | 0 | -6.4 | 0 | 0 | 0 | 0 | 0 | 0 | 0 | 0 | 0 | -2.3937 | 0 | 0 | -22.9049 | 1.822 | 0 | 3.1202 | 3.1202 | 0.87484 | 24.3964 | 1.2254 | 3.0551 | 0 | 0.039387 | -0.49941 | 0.62859 | 0.16139 | 0.33681 | 14.5094 | 22.0097 | -32.41 | 0 | 0.50591 | 0 | 1.6728 | 0.18566
2025_03_04 Hr 16 | 0.52229 | 3.9994e-05 | 0 | 0.12259 | 0.1235 | 0.1195 | 0.11551 | 0.11241 | 0.098057 | 0 | 0 | 0.0050755 | 2.7 | 0.12677 | 1.6301 | 1.6301 | 5.9205 | 0 | 0.0055943 | 0.006688 | 0.0039511 | 0 | 0 | 0 | 0 | 0 | 0 | 0.072835 | 0.014642 | 1.2598 | 0.32433 | 6.6814 | 2.0585 | 0 | 0.58919 | 0.81115 | 0 | 0 | 0 | 0.66471 | -0.0507 | 0.052206 | 0 | 0 | 0 | -0.20919 | 0 | 0 | 0 | 0 | 0 | 0 | 0 | 0 | 4.3121 | 0 | 0 | 0 | 0 | 0 | 0 | 0 | -6.4 | 0 | 0 | 0 | 0 | 0 | 0 | 0 | 0 | 0 | -2.3937 | 0 | 0 | -23.7188 | 1.822 | 0 | 3.0942 | 3.0942 | 0.95319 | 24.3261 | 1.2254 | 3.0551 | 0 | 0.039387 | -0.52229 | 0.62859 | 0.16139 | 0.33681 | 13.563 | 21.8669 | -33.244 | 0 | 0.50591 | 0 | 1.6728 | 0.18521
2025_03_04 Hr 17 | 0.20408 | 0.00010874 | 0 | 0.12259 | 0.1235 | 0.1195 | 0.11551 | 0.11241 | 0.098057 | 0 | 0 | 0.0050755 | 2.64 | 0.15807 | 1.6301 | 1.6301 | 5.9371 | 0 | 0.0055943 | 0.006688 | 0.0039511 | 0 | 0 | 0 | 0 | 0 | 0 | 0.072835 | 0.014642 | 1.2615 | 0.32433 | 6.6814 | 2.0585 | 0 | 0.58919 | 0.81115 | 0 | 0 | 0 | 0.35764 | -1.0269 | 0.052206 | 0 | 0 | 0 | -0.26734 | 0 | 0 | 0 | 0 | 0 | 0 | 0 | 0 | 3.9709 | 0 | 0 | 0 | 0 | 0 | 0 | 0 | -6.4 | 0 | 0 | 0 | 0 | 0 | 0 | 0 | 0 | 0 | -2.3937 | 0 | 0 | -28.4656 | 1.822 | 0 | 3.1696 | 3.1696 | 0.66157 | 24.4952 | 1.2254 | 3.0551 | 0 | 0.039387 | -0.20408 | 0.62859 | 0.16139 | 0.33681 | 6.985 | 20.8899 | -37.7307 | 0 | 0.50591 | 0 | 1.6728 | 0.18785
2025_03_04 Hr 18 | 0.067929 | 2.6592e-05 | 0 | 0.12259 | 0.1235 | 0.1195 | 0.11551 | 0.11241 | 0.098057 | 0 | 0 | 0.0050755 | 2.73 | 0.17373 | 1.6301 | 1.6301 | 5.9371 | 0 | 0.0055943 | 0.006688 | 0.0039511 | 0 | 0 | 0 | 0 | 0 | 0 | 0.072835 | 0.014642 | 1.2615 | 0.32433 | 6.6814 | 2.0585 | 0 | 0.58919 | 0.81115 | 0 | 0 | 0 | 0 | -1.7565 | 0.052206 | 0 | 0 | 0 | -0.28428 | 0 | 0 | 0 | 0 | 0 | 0 | 0 | 0 | 4.2467 | 0 | 0 | 0 | 0 | 0 | 0 | 0 | -6.4 | 0 | 0 | 0 | 0 | 0 | 0 | 0 | 0 | 0 | -2.3937 | 0 | 0 | -28.5019 | 1.822 | 0 | 3.3464 | 3.3464 | 0.94448 | 24.8487 | 1.2254 | 3.0551 | 0 | 0.039387 | -0.067929 | 0.62859 | 0.16139 | 0.33681 | 6.8653 | 21.4209 | -37.6478 | 0 | 0.50591 | 0 | 1.6728 | 0.19065
2025_03_04 Hr 19 | 0.02274 | 0 | 0 | 0.12259 | 0.1235 | 0.1195 | 0.11551 | 0.11241 | 0.098057 | 0 | 0 | 0.0050755 | 2.58 | 0.17751 | 1.6301 | 1.6301 | 5.9371 | 0 | 0.0055943 | 0.006688 | 0.0039511 | 0 | 0 | 0 | 0 | 0 | 0 | 0.072835 | 0.014642 | 1.2615 | 0.32433 | 6.6814 | 2.0585 | 0 | 0.58919 | 0.81115 | 0 | 0 | 0 | 0 | -3.3455 | 0.052206 | 0 | 0 | 0 | -0.30751 | 0 | 0 | 0 | 0 | 0 | 0 | 0 | 0 | 4.5226 | 0 | 0 | 0 | 0 | 0 | 0 | 0 | -6.4 | 0 | 0 | 0 | 0 | 0 | 0 | 0 | 0 | 0 | -2.3937 | 0 | 0 | -27.8212 | 1.822 | 0 | 3.4478 | 3.4478 | 0.98366 | 25.0515 | 1.2254 | 3.0551 | 0 | 0.039387 | -0.02274 | 0.62859 | 0.16139 | 0.33681 | 6.3075 | 21.5468 | -36.9453 | 0 | 0.50591 | 0 | 1.6728 | 0.19296
2025_03_04 Hr 20 | 0 | 0 | 0 | 0.12259 | 0.1235 | 0.1195 | 0.11551 | 0.11241 | 0.098057 | 0 | 0 | 0.0050755 | 2.55 | 0.18543 | 1.6301 | 1.6301 | 5.9371 | 0 | 0.0055943 | 0.006688 | 0.0039511 | 0 | 0 | 0 | 0 | 0 | 0 | 0.072835 | 0.014642 | 1.2615 | 0.32433 | 6.6814 | 2.0585 | 0 | 0.58919 | 0.81115 | 0 | 0 | 0 | 0 | -2.674 | 0.052206 | 0 | 0 | 0 | -0.32513 | 0 | 0 | 0 | 0 | 0 | 0 | 0 | 0 | 3.1506 | 0 | 0 | 0 | 0 | 0 | 0 | 0 | -6.4 | 0 | 0 | 0 | 0 | 0 | 0 | 0 | 0 | 0 | -2.3937 | 0 | 0 | -25.7319 | 1.822 | 0 | 3.4478 | 3.4478 | 0.70075 | 25.0515 | 1.2254 | 3.0551 | 0 | 0.039387 | 0 | 0.62859 | 0.16139 | 0.33681 | 7.3721 | 19.8454 | -34.8508 | 0 | 0.50591 | 0 | 1.6728 | 0.1913
2025_03_04 Hr 21 | 0 | 0 | 0 | 0.12259 | 0.1235 | 0.1195 | 0.11551 | 0.11241 | 0.098057 | 0 | 0 | 0.0050755 | 2.64 | 0.19276 | 1.6301 | 1.6301 | 5.9371 | 0 | 0.0055943 | 0.006688 | 0.0039511 | 0 | 0 | 0 | 0 | 0 | 0 | 0.072835 | 0.014642 | 1.2615 | 0.32433 | 6.6814 | 2.0585 | 0 | 0.58919 | 0.81115 | 0 | 0 | 0 | 0 | -2.1484 | 0.052206 | 0 | 0 | 0 | -0.32648 | 0 | 0 | 0 | 0 | 0 | 0 | 0 | 0 | 2.3956 | 0 | 0 | 0 | 0 | 0 | 0 | 0 | -6.4 | 0 | 0 | 0 | 0 | 0 | 0 | 0 | 0 | 0 | -2.3937 | 0 | 0 | -26.5687 | 1.822 | 0 | 3.4478 | 3.4478 | 1.0533 | 25.0515 | 1.2254 | 3.0551 | 0 | 0.039387 | 0 | 0.62859 | 0.16139 | 0.33681 | 6.7531 | 19.5389 | -35.6889 | 0 | 0.50591 | 0 | 1.6728 | 0.18988
2025_03_04 Hr 22 | 0 | 0 | 0 | 0.12259 | 0.1235 | 0.1195 | 0.11551 | 0.11241 | 0.098057 | 0 | 0 | 0.0050755 | 2.52 | 0.17376 | 1.6301 | 1.6301 | 5.9371 | 0 | 0.0055943 | 0.006688 | 0.0039511 | 0 | 0 | 0 | 0 | 0 | 0 | 0.072835 | 0.014642 | 1.2615 | 0.32433 | 6.6814 | 2.0585 | 0 | 0.58919 | 0.81115 | 0 | 0 | 0 | 0.11762 | -0.63564 | 0.052206 | 0 | 0 | 0 | -0.30818 | 0 | 0 | 0 | 0 | 0 | 0 | 0 | 0 | 2.1197 | 0 | 0 | 0 | 0 | 0 | 0 | 0 | -6.4 | 0 | 0 | 0 | 0 | 0 | 0 | 0 | 0 | 0 | -2.3937 | 0 | 0 | -27.6156 | 1.822 | 0 | 3.4478 | 3.4478 | 1.3928 | 25.0515 | 1.2254 | 3.0551 | 0 | 0.039387 | 0 | 0.62859 | 0.16139 | 0.33681 | 7.276 | 19.46 | -36.7175 | 0 | 0.50591 | 0 | 1.6728 | 0.18639
2025_03_04 Hr 23 | 0 | 0 | 0 | 0.12259 | 0.1235 | 0.1195 | 0.11551 | 0.11241 | 0.098057 | 0 | 0 | 0.0050755 | 2.49 | 0.15748 | 1.6301 | 1.6301 | 6.0212 | 0 | 0.0055943 | 0.006688 | 0.0039511 | 0 | 0 | -0.11221 | 0 | -0.21846 | 0 | 0.072835 | 0.014642 | 1.2615 | 0.32433 | 6.7133 | 2.0585 | 0 | 0.59394 | 0.81115 | 0 | 0 | 0 | 0.66104 | -0.013183 | 0.052206 | 0 | 0 | 0 | -0.2825 | 0 | 0 | 0 | 0 | 0 | 0 | 0 | 0 | 1.1615 | 0 | 0 | 0 | 0 | 0 | 0 | 0 | 0 | -5.4 | 0 | 0 | 0 | 0 | 0 | 0 | 0 | 0 | 0 | 0 | 0 | -23.3933 | 1.822 | 0 | 3.4914 | 3.4914 | 0.93143 | 25.2548 | 1.2254 | 3.0551 | 0 | 0.039387 | 0 | 0.62859 | 0.16139 | 0.33681 | 14.4909 | 17.9947 | -29.4065 | 0 | 0.50591 | 0 | 1.6728 | 0.18225
2025_03_04 Hr 24 | 0 | 0 | 0 | 0.12259 | 0.1235 | 0.1195 | 0.11551 | 0.11241 | 0.098057 | 0 | 0 | 0.0050755 | 2.49 | 0.15093 | 1.6301 | 1.6301 | 6.0212 | 0 | 0.0055943 | 0.006688 | 0.0039511 | 0 | 0 | -0.18269 | 0 | -0.28894 | 0 | 0.072835 | 0.014642 | 1.2615 | 0.32433 | 6.7133 | 2.0585 | 0 | 0.59394 | 0.81115 | 0 | 0 | 0 | 2.322 | 0 | 0.052206 | 0 | 0 | 0 | -0.27066 | 0 | 0 | 0 | 0 | 0 | 0 | 0 | 0 | 1.4374 | 0 | 0 | 0 | 0 | 0 | 0 | 0 | 0 | -5.4 | 0 | 0 | 0 | 0 | 0 | 0 | 0 | 0 | 0 | 0 | 0 | -22.8708 | 1.822 | 0 | 3.4914 | 3.4914 | 0.88355 | 25.2548 | 1.2254 | 3.0551 | 0 | 0.039387 | 0 | 0.62859 | 0.16139 | 0.33681 | 16.7753 | 18.2116 | -29.0131 | 0 | 0.50591 | 0 | 1.6728 | 0.1777
2025_03_05 Hr 01 | 0 | 0 | 0 | 0.14393 | 0.14501 | 0.14031 | 0.13563 | 0.13199 | 0.11513 | 0 | 0 | 0.0050755 | 2.37 | 0.12979 | 1.6301 | 1.6301 | 7.069 | 0 | 0.0055943 | 0.006688 | 0.0039511 | 0 | 0 | -0.33942 | 0 | -0.44567 | 0 | 0.072835 | 0.014642 | 1.2615 | 0.37998 | 7.8825 | 2.0585 | 0 | 0.59394 | 0.81115 | 0 | 0 | 0 | 1.4437 | 0 | 0.052206 | 0 | 0 | 0 | -0.24433 | 0 | 0 | 0 | 0 | 0 | 0 | 0 | 0 | 1.7132 | 0 | 0 | 0 | 0 | 0 | 0 | 0 | 0 | -5.4 | 0 | 0 | 0 | 0 | 0 | 0 | 0 | 0 | 0 | 0 | 0 | -22.5663 | 1.822 | 0 | 4.0994 | 4.0994 | 1.1055 | 28.8641 | 1.2254 | 3.0551 | 0 | 0.039387 | 0 | 0.62859 | 0.16139 | 0.33681 | 19.8787 | 18.5666 | -28.9957 | 0 | 0.50591 | 0 | 1.6728 | 0.17605
2025_03_05 Hr 02 | 0 | 0 | 0 | 0.14393 | 0.14501 | 0.14031 | 0.13563 | 0.13199 | 0.11513 | 0 | 0 | 0.0050755 | 2.37 | 0.13014 | 1.6301 | 1.6301 | 7.069 | 0 | 0.0055943 | 0.006688 | 0.0039511 | 0 | 0 | -0.33546 | 0 | -0.44171 | 0 | 0.072835 | 0.014642 | 1.2615 | 0.37998 | 7.8825 | 2.0585 | 0 | 0.59394 | 0.81115 | 0 | 0 | 0 | 1.3458 | 0 | 0.052206 | 0 | 0 | 0 | -0.24499 | 0 | 0 | 0 | 0 | 0 | 0 | 0 | 0 | 1.51 | 0 | 0 | 0 | 0 | 0 | 0 | 0 | 0 | -5.4 | 0 | 0 | 0 | 0 | 0 | 0 | 0 | 0 | 0 | 0 | 0 | -23.9555 | 1.822 | 0 | 4.0994 | 4.0994 | 1.2622 | 28.8641 | 1.2254 | 3.0551 | 0 | 0.039387 | 0 | 0.62859 | 0.16139 | 0.33681 | 18.3529 | 18.5207 | -30.3776 | 0 | 0.50591 | 0 | 1.6728 | 0.17629
2025_03_05 Hr 03 | 0 | 0 | 0 | 0.14393 | 0.14501 | 0.14031 | 0.13563 | 0.13199 | 0.11513 | 0 | 0 | 0.0050755 | 2.34 | 0.12819 | 1.6301 | 1.6301 | 7.069 | 0 | 0.0055943 | 0.006688 | 0.0039511 | 0 | 0 | -0.3389 | 0 | -0.44515 | 0 | 0.072835 | 0.014642 | 1.2615 | 0.37998 | 7.8825 | 2.0585 | 0 | 0.59394 | 0.81115 | 0 | 0 | 0 | 1.431 | 0 | 0.052206 | 0 | 0 | 0 | -0.24442 | 0 | 0 | 0 | 0 | 0 | 0 | 0 | 0 | 1.0236 | 0 | 0 | 0 | 0 | 0 | 0 | 0 | 0 | -5.4 | 0 | 0 | 0 | 0 | 0 | 0 | 0 | 0 | 0 | 0 | 0 | -23.0854 | 1.822 | 0 | 4.0994 | 4.0994 | 1.4363 | 28.8641 | 1.2254 | 3.0551 | 0 | 0.039387 | 0 | 0.62859 | 0.16139 | 0.33681 | 18.9576 | 18.1763 | -29.5139 | 0 | 0.50591 | 0 | 1.6728 | 0.17621
2025_03_05 Hr 04 | 0 | 0 | 0 | 0.14393 | 0.14501 | 0.14031 | 0.13563 | 0.13199 | 0.11513 | 0 | 0 | 0.0050755 | 2.31 | 0.12626 | 1.6301 | 1.6301 | 7.069 | 0 | 0.0055943 | 0.006688 | 0.0039511 | 0 | 0 | -0.34223 | 0 | -0.44848 | 0 | 0.072835 | 0.014642 | 1.2615 | 0.37998 | 7.8825 | 2.0585 | 0 | 0.59394 | 0.81115 | 0 | 0 | 0 | 1.5244 | 0 | 0.052206 | 0 | 0 | 0 | -0.24386 | 0 | 0 | 0 | 0 | 0 | 0 | 0 | 0 | 1.7132 | 0 | 0 | 0 | 0 | 0 | 0 | 0 | 0 | -5.4 | 0 | 0 | 0 | 0 | 0 | 0 | 0 | 0 | 0 | 0 | 0 | -23.4958 | 1.822 | 0 | 4.0994 | 4.0994 | 1.8541 | 28.8641 | 1.2254 | 3.0551 | 0 | 0.039387 | 0 | 0.62859 | 0.16139 | 0.33681 | 19.7096 | 19.2515 | -29.9304 | 0 | 0.50591 | 0 | 1.6728 | 0.17581
2025_03_05 Hr 05 | 0 | 0 | 0 | 0.14393 | 0.14501 | 0.14031 | 0.13563 | 0.13199 | 0.11513 | 0 | 0 | 0.0050755 | 2.34 | 0.1348 | 1.6301 | 1.6301 | 7.069 | 0 | 0.0055943 | 0.006688 | 0.0039511 | 0 | 0 | -0.26321 | 0 | -0.36946 | 0 | 0.072835 | 0.014642 | 1.2615 | 0.37998 | 7.8825 | 2.0585 | 0 | 0.59394 | 0.81115 | 0 | 0 | 0 | 1.2213 | -0.035994 | 0.052206 | 0 | 0 | 0 | -0.25713 | 0 | 0 | 0 | 0 | 0 | 0 | 0 | 0 | 1.2341 | 0 | 0 | 0 | 0 | 0 | 0 | 0 | 0 | -5.4 | 0 | 0 | 0 | 0 | 0 | 0 | 0 | 0 | 0 | 0 | 0 | -22.2394 | 1.822 | 0 | 3.9925 | 3.9925 | 1.5669 | 28.6502 | 1.2254 | 3.0551 | 0 | 0.039387 | 0 | 0.62859 | 0.16139 | 0.33681 | 19.8315 | 18.5252 | -28.5292 | 0 | 0.50591 | 0 | 1.6728 | 0.17738
2025_03_05 Hr 06 | 0 | 0 | 0 | 0.14393 | 0.14501 | 0.14031 | 0.13563 | 0.13199 | 0.11513 | 0 | 0 | 0.0050755 | 2.22 | 0.17635 | 1.6301 | 1.6301 | 7.069 | 0 | 0.0055943 | 0.006688 | 0.0039511 | 0 | 0 | 0.32156 | 0 | 0.21531 | 0 | 0.072835 | 0.014642 | 1.2615 | 0.37998 | 7.8825 | 2.0585 | 0 | 0.59394 | 0.81115 | 0 | 0 | 0 | 0.29131 | -1.9216 | 0.052206 | 0 | 0 | 0 | -0.35537 | 0 | 0 | 0 | 0 | 0 | 0 | 0 | 0 | 1.8511 | 0 | 0 | 0 | 0 | 0 | 0 | 0 | 0 | -5.4 | 0 | 0 | 0 | 0 | 0 | 0 | 0 | 0 | 0 | 0 | 0 | -25.8572 | 1.822 | 0 | 4.0994 | 4.0994 | 0.84438 | 28.8641 | 1.2254 | 3.0551 | 0 | 0.039387 | 0 | 0.62859 | 0.16139 | 0.33681 | 14.505 | 18.347 | -31.0757 | 0 | 0.50591 | 0 | 1.6728 | 0.18308
2025_03_05 Hr 07 | 0 | 0 | 0 | 0.14393 | 0.14501 | 0.14031 | 0.13563 | 0.13199 | 0.11513 | 0 | 0 | 0.0050755 | 1.86 | 0.14406 | 1.6301 | 1.6301 | 6.9702 | 0 | 0.0055943 | 0.006688 | 0.0039511 | 0 | 0 | 0 | 0 | 0 | 0 | 0.072835 | 0.014642 | 1.2615 | 0.37998 | 7.845 | 2.0585 | 0 | 0.58919 | 0.81115 | 0 | 0 | 0 | 0 | -4.0562 | 0.052206 | 0 | 0 | 0 | -0.34644 | 0 | 0 | 0 | 0 | 0 | 0 | 0 | 0 | 2.4682 | 0 | 0 | 0 | 0 | 0 | 0 | 0 | -6.4 | 0 | 0 | 0 | 0 | 0 | 0 | 0 | 0 | 0 | -2.3937 | 0 | 0 | -21.0988 | 1.822 | 0 | 4.0482 | 4.0482 | 1.062 | 28.6254 | 1.2254 | 3.0551 | 0 | 0.039387 | 0 | 0.62859 | 0.16139 | 0.33681 | 13.1218 | 18.7916 | -30.239 | 0 | 0.50591 | 0 | 1.6728 | 0.19006
2025_03_05 Hr 08 | 0.29576 | 0 | 0 | 0.14393 | 0.14501 | 0.14031 | 0.13563 | 0.13199 | 0.11513 | 0 | 0 | 0.0050755 | 1.98 | 0.15884 | 1.6301 | 1.6301 | 6.9702 | 0 | 0.0055943 | 0.006688 | 0.0039511 | 0 | 0 | 0 | 0 | 0 | 0 | 0.072835 | 0.014642 | 1.2615 | 0.37998 | 7.845 | 2.0585 | 0 | 0.58919 | 0.81115 | 0 | 0 | 0 | 0 | -5.0828 | 0.052206 | 0 | 0 | 0 | -0.3589 | 0 | 0 | 0 | 0 | 0 | 0 | 0 | 0 | 2.8094 | 0 | 0 | 0 | 0 | 0 | 0 | 0 | -6.4 | 0 | 0 | 0 | 0 | 0 | 0 | 0 | 0 | 0 | -2.3937 | 0 | 0 | -15.9966 | 1.822 | 0 | 4.0482 | 4.0482 | 1.062 | 28.6254 | 1.2254 | 3.0551 | 0 | 0.039387 | -0.29576 | 0.62859 | 0.16139 | 0.33681 | 17.662 | 19.5645 | -25.4451 | 0 | 0.50591 | 0 | 1.6728 | 0.19115
2025_03_05 Hr 09 | 0.61863 | 9.0246e-06 | 0 | 0.14393 | 0.14501 | 0.14031 | 0.13563 | 0.13199 | 0.11513 | 0 | 0 | 0.0050755 | 1.98 | 0.13898 | 1.6301 | 1.6301 | 6.9702 | 0 | 0.0055943 | 0.006688 | 0.0039511 | 0 | 0 | 0 | 0 | 0 | 0 | 0.072835 | 0.014642 | 1.2615 | 0.37998 | 7.845 | 2.0585 | 0 | 0.58919 | 0.81115 | 0 | 0 | 0 | 0 | -3.6182 | 0.052206 | 0 | 0 | 0 | -0.31376 | 0 | 0 | 0 | 0 | 0 | 0 | 0 | 0 | 2.8094 | 0 | 0 | 0 | 0 | 0 | 0 | 0 | -6.4 | 0 | 0 | 0 | 0 | 0 | 0 | 0 | 0 | 0 | -2.3937 | 0 | 0 | -16.1151 | 1.822 | 0 | 4.0482 | 4.0482 | 0.63981 | 28.6254 | 1.2254 | 3.0551 | 0 | 0.039387 | -0.61863 | 0.62859 | 0.16139 | 0.33681 | 18.6096 | 19.4437 | -25.8413 | 0 | 0.50591 | 0 | 1.6728 | 0.18962
2025_03_05 Hr 10 | 0.54489 | 7.3346e-05 | 0 | 0.14393 | 0.14501 | 0.14031 | 0.13563 | 0.13199 | 0.11513 | 0 | 0 | 0.0050755 | 1.5 | 0.081496 | 1.6301 | 1.6301 | 6.9702 | 0 | 0.0055943 | 0.006688 | 0.0039511 | 0 | 0 | 0 | 0 | 0 | 0 | 0.072835 | 0.014642 | 1.2615 | 0.37998 | 7.845 | 2.0585 | 0 | 0.58919 | 0.81115 | 0 | 0 | 0 | 0 | -2.5056 | 0.052206 | 0 | 0 | 0 | -0.24239 | 0 | 0 | 0 | 0 | 0 | 0 | 0 | 0 | 2.3956 | 0 | 0 | 0 | 0 | 0 | 0 | 0 | -6.4 | 0 | 0 | 0 | 0 | 0 | 0 | 0 | 0 | 0 | -2.3937 | 0 | 0 | -13.1329 | 1.822 | 0 | 4.0187 | 4.0187 | 0.50053 | 28.5664 | 1.2254 | 3.0551 | 0 | 0.039387 | -0.54489 | 0.62859 | 0.16139 | 0.33681 | 21.6257 | 18.2789 | -22.7139 | 0 | 0.50591 | 0 | 1.6728 | 0.18897
2025_03_05 Hr 11 | 0.45429 | 0.00014036 | 0 | 0.14393 | 0.14501 | 0.14031 | 0.13563 | 0.13199 | 0.11513 | 0 | 0 | 0.0050755 | 1.17 | 0.057404 | 1.6301 | 1.6301 | 6.9702 | 0 | 0.0055943 | 0.006688 | 0.0039511 | 0 | 0 | 0 | 0 | 0 | 0 | 0.072835 | 0.014642 | 1.2615 | 0.37998 | 7.845 | 2.0585 | 0 | 0.58919 | 0.81115 | 0 | 0 | 0 | 0.64212 | -1.0788 | 0.052206 | 0 | 0 | 0 | -0.21868 | 0 | 0 | 0 | 0 | 0 | 0 | 0 | 0 | 3.1506 | 0 | 0 | 0 | 0 | 0 | 0 | 0 | -6.4 | 0 | 0 | 0 | 0 | 0 | 0 | 0 | 0 | 0 | -2.3937 | 0 | 0 | -12.223 | 1.822 | 0 | 3.5639 | 3.5639 | 0.39172 | 27.6567 | 1.2254 | 3.0551 | 0 | 0.039387 | -0.45429 | 0.62859 | 0.16139 | 0.33681 | 24.0076 | 18.4773 | -21.6897 | 0 | 0.50591 | 0 | 1.6728 | 0.18583
2025_03_05 Hr 12 | 0.56734 | 0.00029126 | 0 | 0.14393 | 0.14501 | 0.14031 | 0.13563 | 0.13199 | 0.11513 | 0 | 0 | 0.0050755 | 1.08 | 0.056568 | 1.6301 | 1.6301 | 6.9702 | 0 | 0.0055943 | 0.006688 | 0.0039511 | 0 | 0 | 0 | 0 | 0 | 0 | 0.072835 | 0.014642 | 1.2615 | 0.37998 | 7.845 | 2.0585 | 0 | 0.58919 | 0.81115 | 0 | 0 | 0 | 0.15579 | -0.44577 | 0.052206 | 0 | 0 | 0 | -0.2336 | 0 | 0 | 0 | 0 | 0 | 0 | 0 | 0 | 3.3538 | 0 | 0 | 0 | 0 | 0 | 0 | 0 | -6.4 | 0 | 0 | 0 | 0 | 0 | 0 | 0 | 0 | 0 | -2.3937 | 0 | 0 | -16.316 | 1.822 | 0 | 3.742 | 3.742 | 1.0228 | 28.0129 | 1.2254 | 3.0551 | 0 | 0.039387 | -0.56734 | 0.62859 | 0.16139 | 0.33681 | 21.1448 | 19.3326 | -25.9107 | 0 | 0.50591 | 0 | 1.6728 | 0.18446
2025_03_05 Hr 13 | 0.4771 | 0.00052856 | 0 | 0.14393 | 0.14501 | 0.14031 | 0.13563 | 0.13199 | 0.11513 | 0 | 0 | 0.0050755 | 1.23 | 0.064932 | 1.6301 | 1.6301 | 6.9702 | 0 | 0.0055943 | 0.006688 | 0.0039511 | 0 | 0 | 0 | 0 | 0 | 0 | 0.072835 | 0.014642 | 1.2615 | 0.37998 | 7.845 | 2.0585 | 0 | 0.58919 | 0.81115 | 0 | 0 | 0 | 0.06134 | -0.70241 | 0.052206 | 0 | 0 | 0 | -0.23546 | 0 | 0 | 0 | 0 | 0 | 0 | 0 | 0 | 2.4682 | 0 | 0 | 0 | 0 | 0 | 0 | 0 | -6.4 | 0 | 0 | 0 | 0 | 0 | 0 | 0 | 0 | 0 | -2.3937 | 0 | 0 | -20.0958 | 1.822 | 0 | 3.8213 | 3.8213 | 1.284 | 28.1716 | 1.2254 | 3.0551 | 0 | 0.039387 | -0.4771 | 0.62859 | 0.16139 | 0.33681 | 16.7055 | 18.777 | -29.6021 | 0 | 0.50591 | 0 | 1.6728 | 0.18498
2025_03_05 Hr 14 | 0.40874 | 0.0005701 | 0 | 0.14393 | 0.14501 | 0.14031 | 0.13563 | 0.13199 | 0.11513 | 0 | 0 | 0.0050755 | 1.26 | 0.06701 | 1.6301 | 1.6301 | 6.9702 | 0 | 0.0055943 | 0.006688 | 0.0039511 | 0 | 0 | 0 | 0 | 0 | 0 | 0.072835 | 0.014642 | 1.2615 | 0.37998 | 7.845 | 2.0585 | 0 | 0.58919 | 0.81115 | 0 | 0 | 0 | 0.22311 | -0.090484 | 0.052206 | 0 | 0 | 0 | -0.23722 | 0 | 0 | 0 | 0 | 0 | 0 | 0 | 0 | 3.0126 | 0 | 0 | 0 | 0 | 0 | 0 | 0 | -6.4 | 0 | 0 | 0 | 0 | 0 | 0 | 0 | 0 | 0 | -2.3937 | 0 | 0 | -17.1441 | 1.822 | 0 | 3.8417 | 3.8417 | 1.5843 | 28.2124 | 1.2254 | 3.0551 | 0 | 0.039387 | -0.40874 | 0.62859 | 0.16139 | 0.33681 | 21.3442 | 19.5831 | -26.5838 | 0 | 0.50591 | 0 | 1.6728 | 0.18249
2025_03_05 Hr 15 | 0.27215 | 0.00046585 | 0 | 0.14393 | 0.14501 | 0.14031 | 0.13563 | 0.13199 | 0.11513 | 0 | 0 | 0.0050755 | 0.69 | 0.038463 | 1.6301 | 1.6301 | 6.9702 | 0 | 0.0055943 | 0.006688 | 0.0039511 | 0 | 0 | 0 | 0 | 0 | 0 | 0.072835 | 0.014642 | 1.2615 | 0.37998 | 7.845 | 2.0585 | 0 | 0.58919 | 0.81115 | 0 | 0 | 0 | 0.56454 | -0.12882 | 0.052206 | 0 | 0 | 0 | -0.24874 | 0 | 0 | 0 | 0 | 0 | 0 | 0 | 0 | 3.4264 | 0 | 0 | 0 | 0 | 0 | 0 | 0 | -6.4 | 0 | 0 | 0 | 0 | 0 | 0 | 0 | 0 | 0 | -2.3937 | 0 | 0 | -21.2332 | 1.822 | 0 | 3.6636 | 3.6636 | 1.8063 | 27.8562 | 1.2254 | 3.0551 | 0 | 0.039387 | -0.27215 | 0.62859 | 0.16139 | 0.33681 | 17.2279 | 19.4838 | -30.5478 | 0 | 0.50591 | 0 | 1.6728 | 0.18273
2025_03_05 Hr 16 | 0.11341 | 0.00019 | 0 | 0.14393 | 0.14501 | 0.14031 | 0.13563 | 0.13199 | 0.11513 | 0 | 0 | 0.0050755 | 0.78 | 0.043293 | 1.6301 | 1.6301 | 6.9507 | 0 | 0.0055943 | 0.006688 | 0.0039511 | 0 | 0 | 0 | 0 | 0 | 0 | 0.072835 | 0.014642 | 1.2615 | 0.37998 | 7.845 | 2.0585 | 0 | 0.58919 | 0.81115 | 0 | 0 | 0 | 0.49381 | -0.13493 | 0.052206 | 0 | 0 | 0 | -0.24767 | 0 | 0 | 0 | 0 | 0 | 0 | 0 | 0 | 2.5335 | 0 | 0 | 0 | 0 | 0 | 0 | 0 | -6.4 | 0 | 0 | 0 | 0 | 0 | 0 | 0 | 0 | 0 | -2.3937 | 0 | 0 | -21.2155 | 1.822 | 0 | 3.6331 | 3.6331 | 1.7236 | 27.7756 | 1.2254 | 3.0551 | 0 | 0.039387 | -0.11341 | 0.62859 | 0.16139 | 0.33681 | 16.208 | 18.4439 | -30.3704 | 0 | 0.50591 | 0 | 1.6728 | 0.18261
2025_03_05 Hr 17 | 0.1586 | 8.7988e-05 | 0 | 0.14393 | 0.14501 | 0.14031 | 0.13563 | 0.13199 | 0.11513 | 0 | 0 | 0.0050755 | 0.51 | 0.029085 | 1.6301 | 1.6301 | 6.9702 | 0 | 0.0055943 | 0.006688 | 0.0039511 | 0 | 0 | 0 | 0 | 0 | 0 | 0.072835 | 0.014642 | 1.2615 | 0.37998 | 7.845 | 2.0585 | 0 | 0.58919 | 0.81115 | 0 | 0 | 0 | 0.4836 | -0.80343 | 0.052206 | 0 | 0 | 0 | -0.25453 | 0 | 0 | 0 | 0 | 0 | 0 | 0 | 0 | 2.4682 | 0 | 0 | 0 | 0 | 0 | 0 | 0 | -6.4 | 0 | 0 | 0 | 0 | 0 | 0 | 0 | 0 | 0 | -2.3937 | 0 | 0 | -17.3626 | 1.822 | 0 | 3.5446 | 3.5446 | 1.0446 | 27.6181 | 1.2254 | 3.0551 | 0 | 0.039387 | -0.1586 | 0.62859 | 0.16139 | 0.33681 | 18.1909 | 17.4621 | -26.5695 | 0 | 0.50591 | 0 | 1.6728 | 0.18426
2025_03_05 Hr 18 | 0.022813 | 1.2173e-05 | 0 | 0.14393 | 0.14501 | 0.14031 | 0.13563 | 0.13199 | 0.11513 | 0 | 0 | 0.0050755 | 0.54 | 0.034083 | 1.6301 | 1.6301 | 6.9702 | 0 | 0.0055943 | 0.006688 | 0.0039511 | 0 | 0 | 0 | 0 | 0 | 0 | 0.072835 | 0.014642 | 1.2615 | 0.37998 | 7.845 | 2.0585 | 0 | 0.58919 | 0.81115 | 0 | 0 | 0 | 0 | -2.1619 | 0.052206 | 0 | 0 | 0 | -0.28193 | 0 | 0 | 0 | 0 | 0 | 0 | 0 | 0 | 2.1923 | 0 | 0 | 0 | 0 | 0 | 0 | 0 | -6.4 | 0 | 0 | 0 | 0 | 0 | 0 | 0 | 0 | 0 | -2.3937 | 0 | 0 | -19.4653 | 1.822 | 0 | 3.7216 | 3.7216 | 1.6365 | 27.9721 | 1.2254 | 3.0551 | 0 | 0.039387 | -0.022813 | 0.62859 | 0.16139 | 0.33681 | 14.9278 | 17.6815 | -28.5638 | 0 | 0.50591 | 0 | 1.6728 | 0.18837
2025_03_05 Hr 19 | 0 | 0 | 0 | 0.14393 | 0.14501 | 0.14031 | 0.13563 | 0.13199 | 0.11513 | 0 | 0 | 0.0050755 | 0.78 | 0.052605 | 1.6301 | 1.6301 | 6.9702 | 0 | 0.0055943 | 0.006688 | 0.0039511 | 0 | 0 | 0 | 0 | 0 | 0 | 0.072835 | 0.014642 | 1.2615 | 0.37998 | 7.845 | 2.0585 | 0 | 0.58919 | 0.81115 | 0 | 0 | 0 | 0 | -3.6319 | 0.052206 | 0 | 0 | 0 | -0.30139 | 0 | 0 | 0 | 0 | 0 | 0 | 0 | 0 | 2.5335 | 0 | 0 | 0 | 0 | 0 | 0 | 0 | -6.4 | 0 | 0 | 0 | 0 | 0 | 0 | 0 | 0 | 0 | -2.3937 | 0 | 0 | -21.4158 | 1.822 | 0 | 4.0482 | 4.0482 | 1.9673 | 28.6254 | 1.2254 | 3.0551 | 0 | 0.039387 | 0 | 0.62859 | 0.16139 | 0.33681 | 13.0736 | 18.591 | -30.5109 | 0 | 0.50591 | 0 | 1.6728 | 0.19023
2025_03_05 Hr 20 | 0 | 0 | 0 | 0.14393 | 0.14501 | 0.14031 | 0.13563 | 0.13199 | 0.11513 | 0 | 0 | 0.0050755 | 1.08 | 0.070126 | 1.6301 | 1.6301 | 6.9702 | 0 | 0.0055943 | 0.006688 | 0.0039511 | 0 | 0 | 0 | 0 | 0 | 0 | 0.072835 | 0.014642 | 1.2615 | 0.37998 | 7.845 | 2.0585 | 0 | 0.58919 | 0.81115 | 0 | 0 | 0 | 0 | -3.5702 | 0.052206 | 0 | 0 | 0 | -0.29009 | 0 | 0 | 0 | 0 | 0 | 0 | 0 | 0 | 2.7368 | 0 | 0 | 0 | 0 | 0 | 0 | 0 | -6.4 | 0 | 0 | 0 | 0 | 0 | 0 | 0 | 0 | 0 | -2.3937 | 0 | 0 | -22.1194 | 1.822 | 0 | 4.0482 | 4.0482 | 2.0544 | 28.6254 | 1.2254 | 3.0551 | 0 | 0.039387 | 0 | 0.62859 | 0.16139 | 0.33681 | 13.0509 | 19.1989 | -31.2032 | 0 | 0.50591 | 0 | 1.6728 | 0.19031
2025_03_05 Hr 21 | 0 | 0 | 0 | 0.14393 | 0.14501 | 0.14031 | 0.13563 | 0.13199 | 0.11513 | 0 | 0 | 0.0050755 | 1.05 | 0.064433 | 1.6301 | 1.6301 | 6.9702 | 0 | 0.0055943 | 0.006688 | 0.0039511 | 0 | 0 | 0 | 0 | 0 | 0 | 0.072835 | 0.014642 | 1.2615 | 0.37998 | 7.845 | 2.0585 | 0 | 0.58919 | 0.81115 | 0 | 0 | 0 | 0 | -2.3895 | 0.052206 | 0 | 0 | 0 | -0.27404 | 0 | 0 | 0 | 0 | 0 | 0 | 0 | 0 | 2.6715 | 0 | 0 | 0 | 0 | 0 | 0 | 0 | -6.4 | 0 | 0 | 0 | 0 | 0 | 0 | 0 | 0 | 0 | -2.3937 | 0 | 0 | -22.1559 | 1.822 | 0 | 4.0482 | 4.0482 | 2.0152 | 28.6254 | 1.2254 | 3.0551 | 0 | 0.039387 | 0 | 0.62859 | 0.16139 | 0.33681 | 14.0682 | 19.056 | -31.2237 | 0 | 0.50591 | 0 | 1.6728 | 0.1876
2025_03_05 Hr 22 | 0 | 0 | 0 | 0.14393 | 0.14501 | 0.14031 | 0.13563 | 0.13199 | 0.11513 | 0 | 0 | 0.0050755 | 0.72 | 0.044456 | 1.6301 | 1.6301 | 6.9702 | 0 | 0.0055943 | 0.006688 | 0.0039511 | 0 | 0 | 0 | 0 | 0 | 0 | 0.072835 | 0.014642 | 1.2615 | 0.37998 | 7.845 | 2.0585 | 0 | 0.58919 | 0.81115 | 0 | 0 | 0 | 0.15375 | -0.53263 | 0.052206 | 0 | 0 | 0 | -0.27575 | 0 | 0 | 0 | 0 | 0 | 0 | 0 | 0 | 2.2577 | 0 | 0 | 0 | 0 | 0 | 0 | 0 | -6.4 | 0 | 0 | 0 | 0 | 0 | 0 | 0 | 0 | 0 | -2.3937 | 0 | 0 | -17.7892 | 1.822 | 0 | 4.0482 | 4.0482 | 1.2317 | 28.6254 | 1.2254 | 3.0551 | 0 | 0.039387 | 0 | 0.62859 | 0.16139 | 0.33681 | 18.8916 | 17.5037 | -26.8587 | 0 | 0.50591 | 0 | 1.6728 | 0.18252
2025_03_05 Hr 23 | 0 | 0 | 0 | 0.14393 | 0.14501 | 0.14031 | 0.13563 | 0.13199 | 0.11513 | 0 | 0 | 0.0050755 | 0.54 | 0.033519 | 1.6301 | 1.6301 | 7.069 | 0 | 0.0055943 | 0.006688 | 0.0039511 | 0 | 0 | -0.14362 | 0 | -0.24987 | 0 | 0.072835 | 0.014642 | 1.2615 | 0.37998 | 7.8825 | 2.0585 | 0 | 0.59394 | 0.81115 | 0 | 0 | 0 | 1.2561 | 0 | 0.052206 | 0 | 0 | 0 | -0.27722 | 0 | 0 | 0 | 0 | 0 | 0 | 0 | 0 | 2.4682 | 0 | 0 | 0 | 0 | 0 | 0 | 0 | 0 | -5.4 | 0 | 0 | 0 | 0 | 0 | 0 | 0 | 0 | 0 | 0 | 0 | -18.7633 | 1.822 | 0 | 4.0994 | 4.0994 | 1.1534 | 28.8641 | 1.2254 | 3.0551 | 0 | 0.039387 | 0 | 0.62859 | 0.16139 | 0.33681 | 22.7304 | 17.4442 | -24.834 | 0 | 0.50591 | 0 | 1.6728 | 0.17705
2025_03_05 Hr 24 | 0 | 0 | 0 | 0.14393 | 0.14501 | 0.14031 | 0.13563 | 0.13199 | 0.11513 | 0 | 0 | 0.0050755 | 0.36 | 0.021479 | 1.6301 | 1.6301 | 7.069 | 0 | 0.0055943 | 0.006688 | 0.0039511 | 0 | 0 | -0.2081 | 0 | -0.31435 | 0 | 0.072835 | 0.014642 | 1.2615 | 0.37998 | 7.8825 | 2.0585 | 0 | 0.59394 | 0.81115 | 0 | 0 | 0 | 2.072 | 0 | 0.052206 | 0 | 0 | 0 | -0.26639 | 0 | 0 | 0 | 0 | 0 | 0 | 0 | 0 | 2.5335 | 0 | 0 | 0 | 0 | 0 | 0 | 0 | 0 | -5.4 | 0 | 0 | 0 | 0 | 0 | 0 | 0 | 0 | 0 | 0 | 0 | -19.901 | 1.822 | 0 | 4.0994 | 4.0994 | 1.1839 | 28.8641 | 1.2254 | 3.0551 | 0 | 0.039387 | 0 | 0.62859 | 0.16139 | 0.33681 | 22.1919 | 17.3458 | -26.0898 | 0 | 0.50591 | 0 | 1.6728 | 0.17483
2025_03_06 Hr 01 | 0 | 0 | 0 | 0 | 0 | 0 | 0 | 0 | 0 | 0 | 0 | 0.0050755 | 0.27 | 0.015594 | 1.6301 | 1.6301 | 9.5139 | 0 | 0.0055943 | 0.006688 | 0.0039511 | 0 | 0 | -0.25921 | 0 | -0.36546 | 0 | 0.072835 | 0.014642 | 1.2615 | 0 | 10.6107 | 2.0585 | 0 | 0.59394 | 0.81115 | 0 | 0 | 0 | 3.961 | 0 | 0.052206 | 0 | 0.0037129 | 0 | -0.2578 | 0 | 0 | 0 | 0 | 0 | 0 | 0 | 0 | 2.7368 | 0 | 0 | 0 | 0 | 0 | 0 | 0 | 0 | -5.4 | 0 | 0 | 0 | 0 | 0 | 0 | 0 | 0 | 0 | 0 | 0 | -18.7424 | 1.822 | 0 | 4.4599 | 4.4599 | 0.67028 | 33.566 | 1.2254 | 3.0551 | 0 | 0.039387 | 0 | 0.62859 | 0.16139 | 0.33681 | 29.4403 | 16.9382 | -25.0249 | 0 | 0.50591 | 0 | 1.6728 | 0.17342
2025_03_06 Hr 02 | 0 | 0 | 0 | 0 | 0 | 0 | 0 | 0 | 0 | 0 | 0 | 0.0050755 | 0.33 | 0.019486 | 1.6301 | 1.6301 | 9.5139 | 0 | 0.0055943 | 0.006688 | 0.0039511 | 0 | 0 | -0.2246 | 0 | -0.33085 | 0 | 0.072835 | 0.014642 | 1.2615 | 0 | 10.6107 | 2.0585 | 0 | 0.59394 | 0.81115 | 0 | 0 | 0 | 3.7124 | 0 | 0.052206 | 0 | 0.003796 | 0 | -0.26362 | 0 | 0 | 0 | 0 | 0 | 0 | 0 | 0 | 2.7368 | 0 | 0 | 0 | 0 | 0 | 0 | 0 | 0 | -5.4 | 0 | 0 | 0 | 0 | 0 | 0 | 0 | 0 | 0 | 0 | 0 | -21.067 | 1.822 | 0 | 4.4599 | 4.4599 | 0.86179 | 33.566 | 1.2254 | 3.0551 | 0 | 0.039387 | 0 | 0.62859 | 0.16139 | 0.33681 | 27.1867 | 17.1944 | -27.2861 | 0 | 0.50591 | 0 | 1.6728 | 0.17426
2025_03_06 Hr 03 | 0 | 0 | 0 | 0 | 0 | 0 | 0 | 0 | 0 | 0 | 0 | 0.0050755 | 0.54 | 0.030673 | 1.6301 | 1.6301 | 9.5139 | 0 | 0.0055943 | 0.006688 | 0.0039511 | 0 | 0 | -0.28479 | 0 | -0.39104 | 0 | 0.072835 | 0.014642 | 1.2615 | 0 | 10.6107 | 2.0585 | 0 | 0.59394 | 0.81115 | 0 | 0 | 0 | 3.4708 | 0 | 0.052206 | 0 | 0.0036515 | 0 | -0.25351 | 0 | 0 | 0 | 0 | 0 | 0 | 0 | 0 | 2.8094 | 0 | 0 | 0 | 0 | 0 | 0 | 0 | 0 | -5.4 | 0 | 0 | 0 | 0 | 0 | 0 | 0 | 0 | 0 | 0 | 0 | -23.0291 | 1.822 | 0 | 4.4599 | 4.4599 | 1.6365 | 33.566 | 1.2254 | 3.0551 | 0 | 0.039387 | 0 | 0.62859 | 0.16139 | 0.33681 | 25.9417 | 18.2633 | -29.3584 | 0 | 0.50591 | 0 | 1.6728 | 0.17467
2025_03_06 Hr 04 | 0 | 0 | 0 | 0 | 0 | 0 | 0 | 0 | 0 | 0 | 0 | 0.0050755 | 0.72 | 0.042025 | 1.6301 | 1.6301 | 9.5139 | 0 | 0.0055943 | 0.006688 | 0.0039511 | 0 | 0 | -0.24283 | 0 | -0.34908 | 0 | 0.072835 | 0.014642 | 1.2615 | 0 | 10.6107 | 2.0585 | 0 | 0.59394 | 0.81115 | 0 | 0 | 0 | 3.5971 | 0 | 0.052206 | 0 | 0.0037522 | 0 | -0.26055 | 0 | 0 | 0 | 0 | 0 | 0 | 0 | 0 | 2.7368 | 0 | 0 | 0 | 0 | 0 | 0 | 0 | 0 | -5.4 | 0 | 0 | 0 | 0 | 0 | 0 | 0 | 0 | 0 | 0 | 0 | -22.8915 | 1.822 | 0 | 4.4599 | 4.4599 | 1.5843 | 33.566 | 1.2254 | 3.0551 | 0 | 0.039387 | 0 | 0.62859 | 0.16139 | 0.33681 | 26.3488 | 18.3297 | -29.144 | 0 | 0.50591 | 0 | 1.6728 | 0.17454
2025_03_06 Hr 05 | 0 | 0 | 0 | 0.19375 | 0.1952 | 0.18887 | 0.18257 | 0.17767 | 0.15498 | 0 | 0 | 0.0050755 | 0.51 | 0.038404 | 1.6301 | 1.6301 | 9.5139 | 0 | 0.0055943 | 0.006688 | 0.0039511 | 0 | 0 | 0.21078 | 0 | 0.10453 | 0 | 0.072835 | 0.014642 | 1.2615 | 0.65945 | 10.6107 | 2.0585 | 0 | 0.59394 | 0.81115 | 0 | 0 | 0 | 1.7079 | 0 | 0.052206 | 0 | 0 | 0 | -0.33676 | 0 | 0 | 0 | 0 | 0 | 0 | 0 | 0 | 2.9473 | 0 | 0 | 0 | 0 | 0 | 0 | 0 | 0 | -5.4 | 0 | 0 | 0 | 0 | 0 | 0 | 0 | 0 | 0 | 0 | 0 | -31.5942 | 1.822 | 0 | 5.2213 | 5.2212 | 1.6844 | 36.6916 | 1.2254 | 3.0551 | 0 | 0.039387 | 0 | 0.62859 | 0.16139 | 0.33681 | 19.8127 | 18.4288 | -37.0156 | 0 | 0.50591 | 0 | 1.6728 | 0.17666
2025_03_06 Hr 06 | 0 | 0 | 0 | 0.19375 | 0.1952 | 0.18887 | 0.18257 | 0.17767 | 0.15498 | 0 | 0 | 0.0050755 | 0.36 | 0.028607 | 1.6301 | 1.6301 | 9.5139 | 0 | 0.0055943 | 0.006688 | 0.0039511 | 0 | 0 | 0.32223 | 0 | 0.21598 | 0 | 0.072835 | 0.014642 | 1.2615 | 0.50981 | 10.6107 | 2.0585 | 0 | 0.59394 | 0.81115 | 0 | 0 | 0 | 0 | -1.9238 | 0.052206 | 0 | 0 | 0 | -0.35548 | 0 | 0 | 0 | 0 | 0 | 0 | 0 | 0 | 2.7368 | 0 | 0 | 0 | 0 | 0 | 0 | 0 | 0 | -5.4 | 0 | 0 | 0 | 0 | 0 | 0 | 0 | 0 | 0 | 0 | 0 | -32.8624 | 1.822 | 0 | 5.5183 | 5.5183 | 2.1588 | 37.2856 | 1.2254 | 3.0551 | 0 | 0.039387 | 0 | 0.62859 | 0.16139 | 0.33681 | 15.8214 | 18.5393 | -38.0797 | 0 | 0.50591 | 0 | 1.6728 | 0.18301
2025_03_06 Hr 07 | 0 | 0 | 0 | 0.19375 | 0.1952 | 0.18887 | 0.18257 | 0.17767 | 0.15498 | 0 | 0 | 0.0050755 | 0.21 | 0.017699 | 1.6301 | 1.6301 | 9.381 | 0 | 0.0055943 | 0.006688 | 0.0039511 | 0 | 0 | 0 | 0 | 0 | 0 | 0.072835 | 0.014642 | 1.2615 | 0.50981 | 10.5602 | 2.0585 | 0 | 0.58919 | 0.81115 | 0 | 0 | 0 | 0 | -4.8437 | 0.052206 | 0 | 0 | 0 | -0.37717 | 0 | 0 | 0 | 0 | 0 | 0 | 0 | 0 | 2.9473 | 0 | 0 | 0 | 0 | 0 | 0 | 0 | -6.4 | 0 | 0 | 0 | 0 | 0 | 0 | 0 | 0 | 0 | -2.3937 | 0 | 0 | -29.1449 | 1.822 | 0 | 5.4493 | 5.4493 | 2.0979 | 36.9644 | 1.2254 | 3.0551 | 0 | 0.039387 | 0 | 0.62859 | 0.16139 | 0.33681 | 12.3346 | 18.5297 | -38.3158 | 0 | 0.50591 | 0 | 1.6728 | 0.18952
2025_03_06 Hr 08 | 0.022813 | 0 | 0 | 0.19375 | 0.1952 | 0.18887 | 0.18257 | 0.17767 | 0.15498 | 0 | 0 | 0.0050755 | 0.27 | 0.020721 | 1.6301 | 1.6301 | 9.381 | 0 | 0.0055943 | 0.006688 | 0.0039511 | 0 | 0 | 0 | 0 | 0 | 0 | 0.072835 | 0.014642 | 1.2615 | 0.50981 | 10.5602 | 2.0585 | 0 | 0.58919 | 0.81115 | 0 | 0 | 0 | 0 | -5.1771 | 0.052206 | 0 | 0 | 0 | -0.34324 | 0 | 0 | 0 | 0 | 0 | 0 | 0 | 0 | 3.1506 | 0 | 0 | 0 | 0 | 0 | 0 | 0 | -6.4 | 0 | 0 | 0 | 0 | 0 | 0 | 0 | 0 | 0 | -2.3937 | 0 | 0 | -24.4385 | 1.822 | 0 | 5.3302 | 5.3302 | 2.037 | 36.7261 | 1.2254 | 3.0551 | 0 | 0.039387 | -0.022813 | 0.62859 | 0.16139 | 0.33681 | 16.7106 | 18.76 | -33.5984 | 0 | 0.50591 | 0 | 1.6728 | 0.1916
2025_03_06 Hr 09 | 0.045117 | 1.167e-06 | 0 | 0.19375 | 0.1952 | 0.18887 | 0.18257 | 0.17767 | 0.15498 | 0 | 0 | 0.0050755 | 0.24 | 0.017427 | 1.6301 | 1.6301 | 9.381 | 0 | 0.0055943 | 0.006688 | 0.0039511 | 0 | 0 | 0 | 0 | 0 | 0 | 0.072835 | 0.014642 | 1.2615 | 0.50981 | 10.5602 | 2.0585 | 0 | 0.58919 | 0.81115 | 0 | 0 | 0 | 0 | -3.1303 | 0.052206 | 0 | 0 | 0 | -0.32465 | 0 | 0 | 0 | 0 | 0 | 0 | 0 | 0 | 2.5335 | 0 | 0 | 0 | 0 | 0 | 0 | 0 | -6.4 | 0 | 0 | 0 | 0 | 0 | 0 | 0 | 0 | 0 | -2.3937 | 0 | 0 | -21.4758 | 1.822 | 0 | 5.1439 | 5.1439 | 1.828 | 36.3535 | 1.2254 | 3.0551 | 0 | 0.039387 | -0.045117 | 0.62859 | 0.16139 | 0.33681 | 20.5038 | 17.92 | -30.6393 | 0 | 0.50591 | 0 | 1.6728 | 0.18853
2025_03_06 Hr 10 | 0.13579 | 1.7021e-05 | 0 | 0.19375 | 0.1952 | 0.18887 | 0.18257 | 0.17767 | 0.15498 | 0 | 0 | 0.0050755 | 0.24 | 0.012709 | 1.6301 | 1.6301 | 9.381 | 0 | 0.0055943 | 0.006688 | 0.0039511 | 0 | 0 | 0 | 0 | 0 | 0 | 0.072835 | 0.014642 | 1.2615 | 0 | 10.5602 | 2.0585 | 0 | 0.58919 | 0.81115 | 0 | 0 | 0 | 0.24079 | -0.24339 | 0.052206 | 0 | 0 | 0 | -0.2362 | 0 | 0 | 0 | 0 | 0 | 0 | 0 | 0 | 2.1197 | 0 | 0 | 0 | 0 | 0 | 0 | 0 | -6.4 | 0 | 0 | 0 | 0 | 0 | 0 | 0 | 0 | 0 | -2.3937 | 0 | 0 | -13.4692 | 1.822 | 0 | 4.3317 | 4.3317 | 1.7236 | 34.2193 | 1.2254 | 3.0551 | 0 | 0.039387 | -0.13579 | 0.62859 | 0.16139 | 0.33681 | 29.0665 | 17.4848 | -22.635 | 0 | 0.50591 | 0 | 1.6728 | 0.18569
2025_03_06 Hr 11 | 0.20401 | 3.8226e-05 | 0 | 0.19375 | 0.1952 | 0.18887 | 0.18257 | 0.17767 | 0.15498 | 0 | 0 | 0.0050755 | 0.27 | 0.016055 | 1.6301 | 1.6301 | 9.381 | 0 | 0.0055943 | 0.006688 | 0.0039511 | 0 | 0 | 0 | 0 | 0 | 0 | 0.072835 | 0.014642 | 1.2615 | 0 | 10.5602 | 2.0585 | 0 | 0.58919 | 0.81115 | 0 | 0 | 0 | 1.4465 | 0 | 0.052206 | 0 | 0 | 0 | -0.26548 | 0 | 0 | 0 | 0 | 0 | 0 | 0 | 0 | 1.8511 | 0 | 0 | 0 | 0 | 0 | 0 | 0 | -6.4 | 0 | 0 | 0 | 0 | 0 | 0 | 0 | 0 | 0 | -2.3937 | 0 | 0 | -15.7995 | 1.822 | 0 | 4.3317 | 4.3317 | 2.568 | 34.2193 | 1.2254 | 3.0551 | 0 | 0.039387 | -0.20401 | 0.62859 | 0.16139 | 0.33681 | 28.7612 | 18.1583 | -25.0628 | 0 | 0.50591 | 0 | 1.6728 | 0.18177
2025_03_06 Hr 12 | 0.24919 | 4.6857e-05 | 0 | 0.19375 | 0.1952 | 0.18887 | 0.18257 | 0.17767 | 0.15498 | 0 | 0 | 0.0050755 | 0.27 | 0.015744 | 1.6301 | 1.6301 | 9.381 | 0 | 0.0055943 | 0.006688 | 0.0039511 | 0 | 0 | 0 | 0 | 0 | 0 | 0.072835 | 0.014642 | 1.2615 | 0 | 10.5602 | 2.0585 | 0 | 0.58919 | 0.81115 | 0 | 0 | 0 | 1.8857 | 0 | 0.052206 | 0 | 0 | 0 | -0.2603 | 0 | 0 | 0 | 0 | 0 | 0 | 0 | 0 | 1.7132 | 0 | 0 | 0 | 0 | 0 | 0 | 0 | -6.4 | 0 | 0 | 0 | 0 | 0 | 0 | 0 | 0 | 0 | -2.3937 | 0 | 0 | -17.8125 | 1.822 | 0 | 4.3714 | 4.3714 | 2.5375 | 34.2987 | 1.2254 | 3.0551 | 0 | 0.039387 | -0.24919 | 0.62859 | 0.16139 | 0.33681 | 27.102 | 18.0334 | -27.1158 | 0 | 0.50591 | 0 | 1.6728 | 0.18039
2025_03_06 Hr 13 | 0.68082 | 3.9517e-05 | 0 | 0 | 0 | 0 | 0 | 0 | 0 | 0 | 0 | 0.0050755 | 0.3 | 0.016036 | 1.6301 | 1.6301 | 9.381 | 0 | 0.0055943 | 0.006688 | 0.0039511 | 0 | 0 | 0 | 0 | 0 | 0 | 0.072835 | 0.014642 | 1.2615 | 0 | 10.5602 | 2.0585 | 0 | 0.58919 | 0.81115 | 0 | 0 | 0 | 1.5429 | 0 | 0.052206 | 0 | 0.0034363 | 0 | -0.23844 | 0 | 0 | 0 | 0 | 0 | 0 | 0 | 0 | 1.8511 | 0 | 0 | 0 | 0 | 0 | 0 | 0 | -6.4 | 0 | 0 | 0 | 0 | 0 | 0 | 0 | 0 | 0 | -2.3937 | 0 | 0 | -18.0851 | 1.822 | 0 | 4.3317 | 4.3317 | 2.2285 | 33.1262 | 1.2254 | 3.0551 | 0 | 0.039387 | -0.68082 | 0.62859 | 0.16139 | 0.33681 | 25.196 | 18.325 | -27.7981 | 0 | 0.50591 | 0 | 1.6728 | 0.18119
2025_03_06 Hr 14 | 0.34095 | 2.3062e-05 | 0 | 0 | 0 | 0 | 0 | 0 | 0 | 0 | 0 | 0.0050755 | 0.3 | 0.01435 | 1.6301 | 1.6301 | 9.381 | 0 | 0.0055943 | 0.006688 | 0.0039511 | 0 | 0 | 0 | 0 | 0 | 0 | 0.072835 | 0.014642 | 1.2615 | 0 | 10.5602 | 2.0585 | 0 | 0.58919 | 0.81115 | 0 | 0 | 0 | 1.5072 | 0 | 0.052206 | 0 | 0.003075 | 0 | -0.21315 | 0 | 0 | 0 | 0 | 0 | 0 | 0 | 0 | 2.1197 | 0 | 0 | 0 | 0 | 0 | 0 | 0 | -6.4 | 0 | 0 | 0 | 0 | 0 | 0 | 0 | 0 | 0 | -2.3937 | 0 | 0 | -16.3143 | 1.822 | 0 | 4.3317 | 4.3317 | 1.828 | 33.1262 | 1.2254 | 3.0551 | 0 | 0.039387 | -0.34095 | 0.62859 | 0.16139 | 0.33681 | 26.8224 | 17.8512 | -25.6621 | 0 | 0.50591 | 0 | 1.6728 | 0.18074
2025_03_06 Hr 15 | 0.20422 | 1.2791e-05 | 0 | 0 | 0 | 0 | 0 | 0 | 0 | 0 | 0 | 0.0050755 | 0.39 | 0.0194 | 1.6301 | 1.6301 | 9.1184 | 0 | 0.0055943 | 0.006688 | 0.0039511 | 0 | 0 | 0 | 0 | 0 | 0 | 0.072835 | 0.014642 | 1.2615 | 0 | 10.4352 | 2.0585 | 0 | 0.58092 | 0.81115 | 0 | 0 | 0 | 1.6163 | 0 | 0.052206 | 0 | 0.0031978 | 0 | -0.22175 | 0 | 0 | 0 | 0 | 0 | 0 | 0 | 0 | 1.8511 | 0 | 0 | 0 | 0 | 0 | 0 | 0 | -6.4 | 0 | 0 | 0 | 0 | 0 | 0 | 0 | 0 | 0 | -2.3937 | 0 | 0 | -17.6244 | 1.822 | 0 | 4.518 | 4.518 | 1.6452 | 33.1113 | 1.2254 | 3.0551 | 0 | 0.039387 | -0.20422 | 0.62859 | 0.16139 | 0.33681 | 25.2336 | 17.3501 | -26.8442 | 0 | 0.50591 | 0 | 1.6728 | 0.18109
2025_03_06 Hr 16 | 0.090597 | 1.2438e-05 | 0 | 0 | 0 | 0 | 0 | 0 | 0 | 0 | 0 | 0.0050755 | 0.45 | 0.023218 | 1.6301 | 1.6301 | 8.1996 | 0 | 0.0055943 | 0.006688 | 0.0039511 | 0 | 0 | 0 | 0 | 0 | 0 | 0.072835 | 0.014642 | 1.2598 | 0 | 9.8104 | 2.0585 | 0 | 0.53959 | 0.81115 | 0 | 0 | 0 | 3.2844 | -0.10181 | 0.052206 | 0 | 0.0033169 | 0 | -0.23008 | 0 | 0 | 0 | 0 | 0 | 0 | 0 | 0 | 1.7132 | 0 | 0 | 0 | 0 | 0 | 0 | 0 | -6.4 | 0 | 0 | 0 | 0 | 0 | 0 | 0 | 0 | 0 | -2.3937 | 0 | 0 | -17.5532 | 1.822 | 0 | 4.492 | 4.492 | 1.2927 | 31.5139 | 1.2254 | 3.0551 | 0 | 0.039387 | -0.090597 | 0.62859 | 0.16139 | 0.33681 | 24.7975 | 16.7686 | -26.6676 | 0 | 0.50591 | 0 | 1.6728 | 0.18113
2025_03_06 Hr 17 | 0.068002 | 2.6727e-05 | 0 | 0 | 0 | 0 | 0 | 0 | 0 | 0 | 0 | 0.0050755 | 0.39 | 0.022364 | 1.6301 | 1.6301 | 8.4358 | 0 | 0.0055943 | 0.006688 | 0.0039511 | 0 | 0 | 0 | 0 | 0 | 0 | 0.072835 | 0.014642 | 1.2615 | 0 | 10.2894 | 2.0585 | 0 | 0.57128 | 0.81115 | 0 | 0 | 0 | 1.8324 | -0.5448 | 0.052206 | 0 | 0.0036864 | 0 | -0.25595 | 0 | 0 | 0 | 0 | 0 | 0 | 0 | 0 | 1.2341 | 0 | 0 | 0 | 0 | 0 | 0 | 0 | -6.4 | 0 | 0 | 0 | 0 | 0 | 0 | 0 | 0 | 0 | -2.3937 | 0 | 0 | -17.1785 | 1.822 | 0 | 4.5851 | 4.5851 | 0.99236 | 32.4172 | 1.2254 | 3.0551 | 0 | 0.039387 | -0.068002 | 0.62859 | 0.16139 | 0.33681 | 23.3484 | 15.9398 | -26.2962 | 0 | 0.50591 | 0 | 1.6728 | 0.18358
2025_03_06 Hr 18 | 0.022813 | 6.9197e-05 | 0 | 0.19375 | 0.1952 | 0.18887 | 0.18257 | 0.17767 | 0.15498 | 0 | 0 | 0.0050755 | 0.27 | 0.015925 | 1.6301 | 1.6301 | 9.2235 | 0 | 0.0055943 | 0.006688 | 0.0039511 | 0 | 0 | 0 | 0 | 0 | 0 | 0.072835 | 0.014642 | 1.2615 | 0 | 10.5602 | 2.0585 | 0 | 0.58919 | 0.81115 | 0 | 0 | 0 | 0.13458 | -0.48391 | 0.052206 | 0 | 0 | 0 | -0.26331 | 0 | 0 | 0 | 0 | 0 | 0 | 0 | 0 | 1.2341 | 0 | 0 | 0 | 0 | 0 | 0 | 0 | -6.4 | 0 | 0 | 0 | 0 | 0 | 0 | 0 | 0 | 0 | -2.3937 | 0 | 0 | -16.6187 | 1.822 | 0 | 4.5851 | 4.5851 | 0.73121 | 34.5686 | 1.2254 | 3.0551 | 0 | 0.039387 | -0.022813 | 0.62859 | 0.16139 | 0.33681 | 24.0482 | 15.5276 | -25.6986 | 0 | 0.50591 | 0 | 1.6728 | 0.18614
2025_03_06 Hr 19 | 0 | 9.4569e-07 | 0 | 0.19375 | 0.1952 | 0.18887 | 0.18257 | 0.17767 | 0.15498 | 0 | 0 | 0.0050755 | 0.27 | 0.015888 | 1.6301 | 1.6301 | 9.381 | 0 | 0.0055943 | 0.006688 | 0.0039511 | 0 | 0 | 0 | 0 | 0 | 0 | 0.072835 | 0.014642 | 1.2615 | 0 | 10.5602 | 2.0585 | 0 | 0.58919 | 0.81115 | 0 | 0 | 0 | 0 | -1.2166 | 0.052206 | 0 | 0 | 0 | -0.26269 | 0 | 0 | 0 | 0 | 0 | 0 | 0 | 0 | 1.2994 | 0 | 0 | 0 | 0 | 0 | 0 | 0 | -6.4 | 0 | 0 | 0 | 0 | 0 | 0 | 0 | 0 | 0 | -2.3937 | 0 | 0 | -16.7359 | 1.822 | 0 | 4.3317 | 4.3317 | 1.0011 | 34.2193 | 1.2254 | 3.0551 | 0 | 0.039387 | 0 | 0.62859 | 0.16139 | 0.33681 | 23.0529 | 15.8427 | -25.7924 | 0 | 0.50591 | 0 | 1.6728 | 0.18896
2025_03_06 Hr 20 | 0 | 0 | 0 | 0.19375 | 0.1952 | 0.18887 | 0.18257 | 0.17767 | 0.15498 | 0 | 0 | 0.0050755 | 0.3 | 0.017404 | 1.6301 | 1.6301 | 9.381 | 0 | 0.0055943 | 0.006688 | 0.0039511 | 0 | 0 | 0 | 0 | 0 | 0 | 0.072835 | 0.014642 | 1.2615 | 0 | 10.5602 | 2.0585 | 0 | 0.58919 | 0.81115 | 0 | 0 | 0 | 0 | -1.03 | 0.052206 | 0 | 0 | 0 | -0.25895 | 0 | 0 | 0 | 0 | 0 | 0 | 0 | 0 | 0.95824 | 0 | 0 | 0 | 0 | 0 | 0 | 0 | -6.4 | 0 | 0 | 0 | 0 | 0 | 0 | 0 | 0 | 0 | -2.3937 | 0 | 0 | -16.3306 | 1.822 | 0 | 4.3317 | 4.3317 | 1.0838 | 34.2193 | 1.2254 | 3.0551 | 0 | 0.039387 | 0 | 0.62859 | 0.16139 | 0.33681 | 23.4213 | 15.6153 | -25.3834 | 0 | 0.50591 | 0 | 1.6728 | 0.18863
2025_03_06 Hr 21 | 0 | 0 | 0 | 0.19375 | 0.1952 | 0.18887 | 0.18257 | 0.17767 | 0.15498 | 0 | 0 | 0.0050755 | 0.57 | 0.030752 | 1.6301 | 1.6301 | 9.381 | 0 | 0.0055943 | 0.006688 | 0.0039511 | 0 | 0 | 0 | 0 | 0 | 0 | 0.072835 | 0.014642 | 1.2615 | 0 | 10.5602 | 2.0585 | 0 | 0.58919 | 0.81115 | 0 | 0 | 0 | 0 | -0.71804 | 0.052206 | 0 | 0 | 0 | -0.24068 | 0 | 0 | 0 | 0 | 0 | 0 | 0 | 0 | 0.61705 | 0 | 0 | 0 | 0 | 0 | 0 | 0 | -6.4 | 0 | 0 | 0 | 0 | 0 | 0 | 0 | 0 | 0 | -2.3937 | 0 | 0 | -18.0081 | 1.822 | 0 | 4.3317 | 4.3317 | 1.4842 | 34.2193 | 1.2254 | 3.0551 | 0 | 0.039387 | 0 | 0.62859 | 0.16139 | 0.33681 | 22.4157 | 15.9571 | -27.0426 | 0 | 0.50591 | 0 | 1.6728 | 0.18779
2025_03_06 Hr 22 | 0 | 0 | 0 | 0 | 0 | 0 | 0 | 0 | 0 | 0 | 0 | 0.0050755 | 0.87 | 0.044963 | 1.6301 | 1.6301 | 9.381 | 0 | 0.0055943 | 0.006688 | 0.0039511 | 0 | 0 | 0 | 0 | 0 | 0 | 0.072835 | 0.014642 | 1.2615 | 0 | 10.5602 | 2.0585 | 0 | 0.58919 | 0.81115 | 0 | 0 | 0 | 0.67477 | 0 | 0.052206 | 0 | 0.0033224 | 0 | -0.23047 | 0 | 0 | 0 | 0 | 0 | 0 | 0 | 0 | 0.065334 | 0 | 0 | 0 | 0 | 0 | 0 | 0 | -6.4 | 0 | 0 | 0 | 0 | 0 | 0 | 0 | 0 | 0 | -2.3937 | 0 | 0 | -17.221 | 1.822 | 0 | 4.3317 | 4.3317 | 1.8454 | 33.1262 | 1.2254 | 3.0551 | 0 | 0.039387 | 0 | 0.62859 | 0.16139 | 0.33681 | 23.6324 | 16.0767 | -26.2452 | 0 | 0.50591 | 0 | 1.6728 | 0.18361
2025_03_06 Hr 23 | 0 | 0 | 0 | 0 | 0 | 0 | 0 | 0 | 0 | 0 | 0 | 0.0050755 | 1.41 | 0.065651 | 1.6301 | 1.6301 | 9.5139 | 0 | 0.0055943 | 0.006688 | 0.0039511 | 0 | 0 | -0.55908 | 0 | -0.66533 | 0 | 0.072835 | 0.014642 | 1.2615 | 0 | 10.6107 | 2.0585 | 0 | 0.59394 | 0.81115 | 0 | 0 | 0 | 0.085575 | -0.3801 | 0.052206 | 0 | 0.0079819 | 0 | -0.20742 | 0 | 0 | 0 | 0 | 0 | 0 | 0 | 0 | 0 | 0 | 0 | 0 | 0 | 0 | 0 | 0 | 0 | -5.4 | 0 | 0 | 0 | 0 | 0 | 0 | 0 | 0 | 0 | 0 | 0 | -10.4115 | 1.822 | 0 | 0 | 0 | 2.1762 | 24.6462 | 1.2254 | 3.0551 | 0 | 0.039387 | 0 | 0.62859 | 0.16139 | 0.33681 | 24.0136 | 16.9052 | -17.2433 | 0 | 0.50591 | 0 | 1.6728 | 0.18124
2025_03_06 Hr 24 | 0 | 0 | 0 | 0 | 0 | 0 | 0 | 0 | 0 | 0 | 0 | 0.0050755 | 1.68 | 0.07699 | 1.6301 | 1.6301 | 9.5139 | 0 | 0.0055943 | 0.006688 | 0.0039511 | 0 | 0 | -0.57873 | 0 | -0.68498 | 0 | 0.072835 | 0.014642 | 1.2615 | 0 | 10.6107 | 2.0585 | 0 | 0.59394 | 0.81115 | 0 | 0 | 0 | 0.51246 | 0 | 0.052206 | 0 | 0.0078561 | 0 | -0.20412 | 0 | 0 | 0 | 0 | 0 | 0 | 0 | 0 | 0 | 0 | 0 | 0 | 0 | 0 | 0 | 0 | 0 | -5.4 | 0 | 0 | 0 | 0 | 0 | 0 | 0 | 0 | 0 | 0 | 0 | -12.2704 | 1.822 | 0 | 0 | 0 | 1.8977 | 24.6462 | 1.2254 | 3.0551 | 0 | 0.039387 | 0 | 0.62859 | 0.16139 | 0.33681 | 22.9255 | 16.9051 | -19.1383 | 0 | 0.50591 | 0 | 1.6728 | 0.17835
2025_03_07 Hr 01 | 0 | 0 | 0 | 0 | 0 | 0 | 0 | 0 | 0 | 0 | 0 | 0.0050755 | 1.83 | 0.081795 | 1.6301 | 1.6301 | 9.438 | 0 | 0.0055943 | 0.006688 | 0.0039511 | 0 | 0 | -0.60902 | 0 | -0.71527 | 0 | 0.072835 | 0.014642 | 1.2615 | 0 | 10.526 | 2.0585 | 0 | 0.59394 | 0.81115 | 0 | 0 | 0 | 1.2916 | 0 | 0.052206 | 0 | 0.0076623 | 0 | -0.19903 | 0 | 0 | 0 | 0 | 0 | 0 | 0 | 0 | 0.065334 | 0 | 0 | 0 | 0 | 0 | 0 | 0 | 0 | -5.4 | 0 | 0 | 0 | 0 | 0 | 0 | 0 | 0 | 0 | 0 | 0 | -12.1936 | 1.822 | 0 | 0 | 0 | 1.8977 | 24.4856 | 1.2254 | 3.0551 | 0 | 0.039387 | 0 | 0.62859 | 0.16139 | 0.33681 | 23.7834 | 17.1232 | -19.1169 | 0 | 0.50591 | 0 | 1.6728 | 0.1763
2025_03_07 Hr 02 | 0 | 0 | 0 | 0 | 0 | 0 | 0 | 0 | 0 | 0 | 0 | 0.0050755 | 2.19 | 0.10188 | 1.6301 | 1.6301 | 9.438 | 0 | 0.0055943 | 0.006688 | 0.0039511 | 0 | 0 | -0.56021 | 0 | -0.66646 | 0 | 0.072835 | 0.014642 | 1.2615 | 0 | 10.526 | 2.0585 | 0 | 0.59394 | 0.81115 | 0 | 0 | 0 | 1.5835 | 0 | 0.052206 | 0 | 0.0079747 | 0 | -0.20724 | 0 | 0 | 0 | 0 | 0 | 0 | 0 | 0 | 0.34119 | 0 | 0 | 0 | 0 | 0 | 0 | 0 | 0 | -5.4 | 0 | 0 | 0 | 0 | 0 | 0 | 0 | 0 | 0 | 0 | 0 | -13.5254 | 1.822 | 0 | 0 | 0 | 2.1371 | 24.4856 | 1.2254 | 3.0551 | 0 | 0.039387 | 0 | 0.62859 | 0.16139 | 0.33681 | 23.7275 | 18.0177 | -20.3593 | 0 | 0.50591 | 0 | 1.6728 | 0.17554
2025_03_07 Hr 03 | 0 | 0 | 0 | 0 | 0 | 0 | 0 | 0 | 0 | 0 | 0 | 0.0050755 | 2.31 | 0.10975 | 1.6301 | 1.6301 | 9.438 | 0 | 0.0055943 | 0.006688 | 0.0039511 | 0 | 0 | -0.5336 | 0 | -0.63985 | 0 | 0.072835 | 0.014642 | 1.2615 | 0 | 10.526 | 2.0585 | 0 | 0.59394 | 0.81115 | 0 | 0 | 0 | 1.7534 | 0 | 0.052206 | 0 | 0.0081449 | 0 | -0.2117 | 0 | 0 | 0 | 0 | 0 | 0 | 0 | 0 | 0.68238 | 0 | 0 | 0 | 0 | 0 | 0 | 0 | 0 | -5.4 | 0 | 0 | 0 | 0 | 0 | 0 | 0 | 0 | 0 | 0 | 0 | -14.8048 | 1.822 | 0 | 0 | 0 | 1.8977 | 24.4856 | 1.2254 | 3.0551 | 0 | 0.039387 | 0 | 0.62859 | 0.16139 | 0.33681 | 22.8961 | 18.247 | -21.5899 | 0 | 0.50591 | 0 | 1.6728 | 0.17511
2025_03_07 Hr 04 | 0 | 0 | 0 | 0 | 0 | 0 | 0 | 0 | 0 | 0 | 0 | 0.0050755 | 2.49 | 0.12116 | 1.6301 | 1.6301 | 9.438 | 0 | 0.0055943 | 0.006688 | 0.0039511 | 0 | 0 | -0.5029 | 0 | -0.60915 | 0 | 0.072835 | 0.014642 | 1.2615 | 0 | 10.526 | 2.0585 | 0 | 0.59394 | 0.81115 | 0 | 0 | 0 | 1.3006 | 0 | 0.052206 | 0 | 0.0083415 | 0 | -0.21686 | 0 | 0 | 0 | 0 | 0 | 0 | 0 | 0 | 1.1615 | 0 | 0 | 0 | 0 | 0 | 0 | 0 | 0 | -5.4 | 0 | 0 | 0 | 0 | 0 | 0 | 0 | 0 | 0 | 0 | 0 | -16.9201 | 1.822 | 0 | 0 | 0 | 1.7671 | 24.4856 | 1.2254 | 3.0551 | 0 | 0.039387 | 0 | 0.62859 | 0.16139 | 0.33681 | 20.9258 | 18.7885 | -23.649 | 0 | 0.50591 | 0 | 1.6728 | 0.1767
2025_03_07 Hr 05 | 0 | 0 | 0 | 0 | 0 | 0 | 0 | 0 | 0 | 0 | 0 | 0.0050755 | 2.46 | 0.11292 | 1.6301 | 1.6301 | 9.438 | 0 | 0.0055943 | 0.006688 | 0.0039511 | 0 | 0 | -0.57667 | 0 | -0.68292 | 0 | 0.072835 | 0.014642 | 1.2615 | 0 | 10.526 | 2.0585 | 0 | 0.59394 | 0.81115 | 0 | 0 | 0 | 0.65696 | 0 | 0.052206 | 0 | 0.0078693 | 0 | -0.20447 | 0 | 0 | 0 | 0 | 0 | 0 | 0 | 0 | 1.2994 | 0 | 0 | 0 | 0 | 0 | 0 | 0 | 0 | -5.4 | 0 | 0 | 0 | 0 | 0 | 0 | 0 | 0 | 0 | 0 | 0 | -14.5769 | 1.822 | 0 | 0 | 0 | 1.6452 | 24.4856 | 1.2254 | 3.0551 | 0 | 0.039387 | 0 | 0.62859 | 0.16139 | 0.33681 | 22.4701 | 18.7685 | -21.4409 | 0 | 0.50591 | 0 | 1.6728 | 0.17886
2025_03_07 Hr 06 | 0 | 0 | 0 | 0 | 0 | 0 | 0 | 0 | 0 | 0 | 0 | 0.0050755 | 2.43 | 0.13052 | 1.6301 | 1.6301 | 9.438 | 0 | 0.0055943 | 0.006688 | 0.0039511 | 0 | 0 | -0.36752 | 0 | -0.47377 | 0 | 0.072835 | 0.014642 | 1.2615 | 0 | 10.526 | 2.0585 | 0 | 0.59394 | 0.81115 | 0 | 0 | 0 | 0 | -0.89148 | 0.052206 | 0 | 0.0092079 | 0 | -0.23961 | 0 | 0 | 0 | 0 | 0 | 0 | 0 | 0 | 1.7785 | 0 | 0 | 0 | 0 | 0 | 0 | 0 | 0 | -5.4 | 0 | 0 | 0 | 0 | 0 | 0 | 0 | 0 | 0 | 0 | 0 | -15.686 | 1.822 | 0 | 0 | 0 | 1.6235 | 24.4856 | 1.2254 | 3.0551 | 0 | 0.039387 | 0 | 0.62859 | 0.16139 | 0.33681 | 20.6454 | 19.2181 | -22.1669 | 0 | 0.50591 | 0 | 1.6728 | 0.18354
2025_03_07 Hr 07 | 0 | 0 | 0 | 0 | 0 | 0 | 0 | 0 | 0 | 0 | 0 | 0.0050755 | 2.64 | 0.13867 | 1.6301 | 1.6301 | 9.3061 | 0 | 0.0055943 | 0.006688 | 0.0039511 | 0 | 0 | 0 | 0 | 0 | 0 | 0.072835 | 0.014642 | 1.2615 | 0 | 10.4759 | 2.0585 | 0 | 0.58919 | 0.81115 | 0 | 0 | 0 | 0 | -2.3241 | 0.052206 | 0 | 0.0090045 | 0 | -0.23427 | 0 | 0 | 0 | 0 | 0 | 0 | 0 | 0 | 1.9165 | 0 | 0 | 0 | 0 | 0 | 0 | 0 | -6.4 | 0 | 0 | 0 | 0 | 0 | 0 | 0 | 0 | 0 | -2.3937 | 0 | 0 | -11.3277 | 1.822 | 0 | 0 | 0 | 1.6235 | 24.3036 | 1.2254 | 3.0551 | 0 | 0.039387 | 0 | 0.62859 | 0.16139 | 0.33681 | 21.1985 | 19.5747 | -20.3557 | 0 | 0.50591 | 0 | 1.6728 | 0.18877
2025_03_07 Hr 08 | 0.29576 | 0 | 0 | 0 | 0 | 0 | 0 | 0 | 0 | 0 | 0 | 0.0050755 | 2.7 | 0.1371 | 1.6301 | 1.6301 | 9.3061 | 0 | 0.0055943 | 0.006688 | 0.0039511 | 0 | 0 | 0 | 0 | 0 | 0 | 0.072835 | 0.014642 | 1.2615 | 0 | 10.4759 | 2.0585 | 0 | 0.58919 | 0.81115 | 0 | 0 | 0 | 0 | -3.1672 | 0.052206 | 0 | 0.0087047 | 0 | -0.2264 | 0 | 0 | 0 | 0 | 0 | 0 | 0 | 0 | 1.9165 | 0 | 0 | 0 | 0 | 0 | 0 | 0 | -6.4 | 0 | 0 | 0 | 0 | 0 | 0 | 0 | 0 | 0 | -2.3937 | 0 | 0 | -7.9444 | 1.822 | 0 | 0 | 0 | 1.5669 | 24.3036 | 1.2254 | 3.0551 | 0 | 0.039387 | -0.29576 | 0.62859 | 0.16139 | 0.33681 | 23.7515 | 19.8754 | -17.2603 | 0 | 0.50591 | 0 | 1.6728 | 0.19185
2025_03_07 Hr 09 | 0.45429 | 0 | 0 | 0 | 0 | 0 | 0 | 0 | 0 | 0 | 0 | 0.0050755 | 2.67 | 0.12724 | 1.6301 | 1.6301 | 9.3061 | 0 | 0.0055943 | 0.006688 | 0.0039511 | 0 | 0 | 0 | 0 | 0 | 0 | 0.072835 | 0.014642 | 1.2615 | 0 | 10.4759 | 2.0585 | 0 | 0.58919 | 0.81115 | 0 | 0 | 0 | 0 | -2.7959 | 0.052206 | 0 | 0.0081696 | 0 | -0.21235 | 0 | 0 | 0 | 0 | 0 | 0 | 0 | 0 | 1.7785 | 0 | 0 | 0 | 0 | 0 | 0 | 0 | -6.4 | 0 | 0 | 0 | 0 | 0 | 0 | 0 | 0 | 0 | -2.3937 | 0 | 0 | -4.4267 | 1.822 | 0 | 0 | 0 | 1.2753 | 24.3036 | 1.2254 | 3.0551 | 0 | 0.039387 | -0.45429 | 0.62859 | 0.16139 | 0.33681 | 27.1842 | 19.5636 | -13.8871 | 0 | 0.50591 | 0 | 1.6728 | 0.19089
2025_03_07 Hr 10 | 0.43162 | 1.1764e-05 | 0 | 0 | 0 | 0 | 0 | 0 | 0 | 0 | 0 | 0.0050755 | 2.46 | 0.12004 | 1.6301 | 1.6301 | 9.3061 | 0 | 0.0055943 | 0.006688 | 0.0039511 | 0 | 0 | 0 | 0 | 0 | 0 | 0.072835 | 0.014642 | 1.2615 | 0 | 10.4759 | 2.0585 | 0 | 0.58919 | 0.81115 | 0 | 0 | 0 | 0 | -1.8173 | 0.052206 | 0 | 0.0083653 | 0 | -0.21749 | 0 | 0 | 0 | 0 | 0 | 0 | 0 | 0 | 1.4374 | 0 | 0 | 0 | 0 | 0 | 0 | 0 | -6.4 | 0 | 0 | 0 | 0 | 0 | 0 | 0 | 0 | 0 | -2.3937 | 0 | 0.27503 | 0 | 1.822 | 0 | 0 | 0 | 0.77039 | 24.3036 | 1.2254 | 3.0551 | 0 | 0.039387 | -0.43162 | 0.62859 | 0.16139 | 0.33681 | 31.7927 | 18.7492 | -9.4429 | 0 | 0.50591 | 0 | 1.6728 | 0.18747
2025_03_07 Hr 11 | 0.56734 | 4.969e-05 | 0 | 0 | 0 | 0 | 0 | 0 | 0 | 0 | 0 | 0.0050755 | 2.28 | 0.096567 | 1.6301 | 1.6301 | 9.3061 | 0 | 0.0055943 | 0.006688 | 0.0039511 | 0 | 0 | 0 | 0 | 0 | 0 | 0.072835 | 0.014642 | 1.2615 | 0 | 10.4759 | 2.0585 | 0 | 0.58919 | 0.81115 | 0 | 0 | 0 | 0 | -1.1319 | 0.052206 | 0 | 0.0072607 | 0 | -0.18849 | 0 | 0 | 0 | 0 | 0 | 0 | 0 | 0 | 1.51 | 0 | 0 | 0 | 0 | 0 | 0 | 0 | -6.4 | 0 | 0 | 0 | 0 | 0 | 0 | 0 | 0 | 0 | -2.3937 | 0 | 1.6043 | 0 | 1.822 | 0 | 0 | 0 | 1.2448 | 24.3036 | 1.2254 | 3.0551 | 0 | 0.039387 | -0.56734 | 0.62859 | 0.16139 | 0.33681 | 34.1785 | 20.5563 | -9.5496 | 0 | 0.50591 | 0 | 1.6728 | 0.18595
2025_03_07 Hr 12 | 0.5451 | 8.0268e-05 | 0 | 0 | 0 | 0 | 0 | 0 | 0 | 0 | 0 | 0.0050755 | 2.19 | 0.082862 | 1.6301 | 1.6301 | 6.8159 | 0 | 0.0055943 | 0.006688 | 0.0039511 | 0 | 0 | 0 | 0 | 0 | 0 | 0.072835 | 0.014642 | 1.2615 | 0 | 10.2486 | 2.0585 | 0 | 0.57403 | 0.81115 | 0 | 0 | 0 | 2.4076 | -0.27496 | 0.052206 | 0 | 0.0064863 | 0 | -0.16816 | 0 | 0 | 0 | 0 | 0 | 0 | 0 | 0 | 1.9165 | 0 | 0 | 0 | 0 | 0 | 0 | 0 | -6.4 | 0 | 0 | 0 | 0 | 0 | 0 | 0 | 0 | 0 | -2.3937 | 0 | 0.18914 | 0 | 1.822 | 0 | 0 | 0 | 1.7845 | 21.5862 | 1.2254 | 3.0551 | 0 | 0.039387 | -0.5451 | 0.62859 | 0.16139 | 0.33681 | 34.1562 | 19.9443 | -9.507 | 0 | 0.50591 | 0 | 1.6728 | 0.18396
2025_03_07 Hr 13 | 0.54503 | 0.0001036 | 0 | 0 | 0 | 0 | 0 | 0 | 0 | 0 | 0 | 0.0050755 | 2.04 | 0.079702 | 1.6301 | 1.6301 | 6.5329 | 0 | 0.0055943 | 0.006688 | 0.0039511 | 0 | 0 | 0 | 0 | 0 | 0 | 0.072835 | 0.014642 | 1.2615 | 0 | 10.4552 | 2.0585 | 0 | 0.58781 | 0.81115 | 0 | 0 | 0 | 2.8534 | 0 | 0.052206 | 0 | 0.0066977 | 0 | -0.17371 | 0 | 0 | 0 | 0 | 0 | 0 | 0 | 0 | 2.1923 | 0 | 0 | 0 | 0 | 0 | 0 | 0 | -6.4 | 0 | 0 | 0 | 0 | 0 | 0 | 0 | 0 | 0 | -2.3937 | 0 | 1.441 | 0 | 1.822 | 0 | 0 | 0 | 1.7062 | 21.5098 | 1.2254 | 3.0551 | 0 | 0.039387 | -0.54503 | 0.62859 | 0.16139 | 0.33681 | 36.1031 | 21.2525 | -9.5125 | 0 | 0.50591 | 0 | 1.6728 | 0.18224
2025_03_07 Hr 14 | 0.56726 | 0.00015411 | 0 | 0 | 0 | 0 | 0 | 0 | 0 | 0 | 0 | 0.0050755 | 1.44 | 0.058263 | 1.6301 | 1.6301 | 7.9457 | 0 | 0.0055943 | 0.006688 | 0.0039511 | 0 | 0 | 0 | 0 | 0 | 0 | 0.072835 | 0.014642 | 1.2615 | 0 | 10.4759 | 2.0585 | 0 | 0.58919 | 0.81115 | 0 | 0 | 0 | 1.546 | -0.024743 | 0.052206 | 0 | 0.0069361 | 0 | -0.17997 | 0 | 0 | 0 | 0 | 0 | 0 | 0 | 0 | 2.0544 | 0 | 0 | 0 | 0 | 0 | 0 | 0 | -6.4 | 0 | 0 | 0 | 0 | 0 | 0 | 0 | 0 | 0 | -2.3937 | 0 | 1.4661 | 0 | 1.822 | 0 | 0 | 0 | 2.0152 | 22.9433 | 1.2254 | 3.0551 | 0 | 0.039387 | -0.56726 | 0.62859 | 0.16139 | 0.33681 | 35.7739 | 20.8503 | -9.541 | 0 | 0.50591 | 0 | 1.6728 | 0.18164
2025_03_07 Hr 15 | 0.74584 | 0.00017858 | 0 | 0 | 0 | 0 | 0 | 0 | 0 | 0 | 0 | 0.0050755 | 1.2 | 0.054423 | 1.6301 | 1.6301 | 8.8894 | 0 | 0.0055943 | 0.006688 | 0.0039511 | 0 | 0 | 0 | 0 | 0 | 0 | 0.072835 | 0.014642 | 1.2615 | 0 | 10.2693 | 2.0585 | 0 | 0.57541 | 0.81115 | 0 | 0 | 0 | 0.81392 | 0 | 0.052206 | 0 | 0.0077747 | 0 | -0.20199 | 0 | 0 | 0 | 0 | 0 | 0 | 0 | 0 | 2.1923 | 0 | 0 | 0 | 0 | 0 | 0 | 0 | -6.4 | 0 | 0 | 0 | 0 | 0 | 0 | 0 | 0 | 0 | -2.3937 | 0 | 0.26441 | 0 | 1.822 | 0 | 0 | 0 | 2.1284 | 23.6803 | 1.2254 | 3.0551 | 0 | 0.039387 | -0.74584 | 0.62859 | 0.16139 | 0.33681 | 34.573 | 19.8204 | -9.7416 | 0 | 0.50591 | 0 | 1.6728 | 0.18128
2025_03_07 Hr 16 | 0.77388 | 0.00016554 | 0 | 0 | 0 | 0 | 0 | 0 | 0 | 0 | 0 | 0.0050755 | 0.84 | 0.033024 | 1.6301 | 1.6301 | 6.7152 | 0 | 0.0055943 | 0.006688 | 0.0039511 | 0 | 0 | 0 | 0 | 0 | 0 | 0.072835 | 0.014642 | 1.2012 | 0 | 8.5689 | 2.0585 | 0 | 0.46203 | 0.81115 | 0 | 0 | 0 | 4.8533 | 0 | 0.052206 | 0 | 0.0067396 | 0 | -0.17481 | 0 | 0 | 0 | 0 | 0 | 0 | 0 | 0 | 2.0544 | 0 | 0 | 0 | 0 | 0 | 0 | 0 | -6.4 | 0 | 0 | 0 | 0 | 0 | 0 | 0 | 0 | 0 | -2.3937 | 0 | 0.0066437 | 0 | 1.822 | 0 | 0 | 0 | 1.9455 | 19.7455 | 1.2254 | 3.0551 | 0 | 0.039387 | -0.77388 | 0.62859 | 0.16139 | 0.33681 | 33.6311 | 18.7748 | -9.7424 | 0 | 0.50591 | 0 | 1.6728 | 0.18099
2025_03_07 Hr 17 | 0.52164 | 0.00011243 | 0 | 0 | 0 | 0 | 0 | 0 | 0 | 0 | 0 | 0.0050755 | 0.63 | 0.023952 | 1.6301 | 1.6301 | 6.3766 | 0 | 0.0055943 | 0.006688 | 0.0039511 | 0 | 0 | 0 | 0 | 0 | 0 | 0.072835 | 0.014642 | 1.1694 | 0 | 8.259 | 2.0585 | 0 | 0.44136 | 0.81115 | 0 | 0 | 0 | 2.1059 | -0.05372 | 0.052206 | 0 | 0.0065175 | 0 | -0.16898 | 0 | 0 | 0 | 0 | 0 | 0 | 0 | 0 | 2.2577 | 0 | 0 | 0 | 0 | 0 | 0 | 0 | -6.4 | 0 | 0 | 0 | 0 | 0 | 0 | 0 | 0 | 0 | -2.3937 | 0 | 2.9652 | 0 | 1.822 | 0 | 0 | 0 | 1.7453 | 19.0651 | 1.2254 | 3.0551 | 0 | 0.039387 | -0.52164 | 0.62859 | 0.16139 | 0.33681 | 32.8799 | 21.2469 | -9.4844 | 0 | 0.50591 | 0 | 1.6728 | 0.1835
2025_03_07 Hr 18 | 0.022813 | 2.3914e-05 | 0 | 0 | 0 | 0 | 0 | 0 | 0 | 0 | 0 | 0.0050755 | 0.66 | 0.02806 | 1.6301 | 1.6301 | 6.9236 | 0 | 0.0055943 | 0.006688 | 0.0039511 | 0 | 0 | 0 | 0 | 0 | 0 | 0.072835 | 0.014642 | 1.2263 | 0 | 9.1823 | 2.0585 | 0 | 0.50293 | 0.81115 | 0 | 0 | 0 | 3.3064 | 0 | 0.052206 | 0 | 0.0072882 | 0 | -0.18921 | 0 | 0 | 0 | 0 | 0 | 0 | 0 | 0 | 2.2577 | 0 | 0 | 0 | 0 | 0 | 0 | 0 | -6.4 | 0 | 0 | 0 | 0 | 0 | 0 | 0 | 0 | 0 | -2.3937 | 0 | 0.25589 | 0 | 1.822 | 0 | 0 | 0 | 1.7149 | 20.5924 | 1.2254 | 3.0551 | 0 | 0.039387 | -0.022813 | 0.62859 | 0.16139 | 0.33681 | 32.9988 | 18.1058 | -9.0058 | 0 | 0.50591 | 0 | 1.6728 | 0.18542
2025_03_07 Hr 19 | 0 | 0 | 0 | 0 | 0 | 0 | 0 | 0 | 0 | 0 | 0 | 0.0050755 | 0.69 | 0.031438 | 1.6301 | 1.6301 | 7.9719 | 0 | 0.0055943 | 0.006688 | 0.0039511 | 0 | 0 | 0 | 0 | 0 | 0 | 0.072835 | 0.014642 | 1.2615 | 0 | 10.4759 | 2.0585 | 0 | 0.58919 | 0.81115 | 0 | 0 | 0 | 0.57811 | -0.86837 | 0.052206 | 0 | 0.0078107 | 0 | -0.20293 | 0 | 0 | 0 | 0 | 0 | 0 | 0 | 0 | 2.1197 | 0 | 0 | 0 | 0 | 0 | 0 | 0 | -6.4 | 0 | 0 | 0 | 0 | 0 | 0 | 0 | 0 | 0 | -2.3937 | 0 | 0 | -1.3026 | 1.822 | 0 | 0 | 0 | 1.7671 | 22.9694 | 1.2254 | 3.0551 | 0 | 0.039387 | 0 | 0.62859 | 0.16139 | 0.33681 | 30.2436 | 17.8638 | -10.2993 | 0 | 0.50591 | 0 | 1.6728 | 0.18822
2025_03_07 Hr 20 | 0 | 0 | 0 | 0 | 0 | 0 | 0 | 0 | 0 | 0 | 0 | 0.0050755 | 0.72 | 0.035539 | 1.6301 | 1.6301 | 9.3061 | 0 | 0.0055943 | 0.006688 | 0.0039511 | 0 | 0 | 0 | 0 | 0 | 0 | 0.072835 | 0.014642 | 1.2615 | 0 | 10.4759 | 2.0585 | 0 | 0.58919 | 0.81115 | 0 | 0 | 0 | 0 | -1.536 | 0.052206 | 0 | 0.0084617 | 0 | -0.22002 | 0 | 0 | 0 | 0 | 0 | 0 | 0 | 0 | 2.5335 | 0 | 0 | 0 | 0 | 0 | 0 | 0 | -6.4 | 0 | 0 | 0 | 0 | 0 | 0 | 0 | 0 | 0 | -2.3937 | 0 | 0 | -2.9209 | 1.822 | 0 | 0 | 0 | 1.8454 | 24.3036 | 1.2254 | 3.0551 | 0 | 0.039387 | 0 | 0.62859 | 0.16139 | 0.33681 | 29.2215 | 18.3886 | -11.9347 | 0 | 0.50591 | 0 | 1.6728 | 0.18674
2025_03_07 Hr 21 | 0 | 0 | 0 | 0 | 0 | 0 | 0 | 0 | 0 | 0 | 0 | 0.0050755 | 0.6 | 0.026851 | 1.6301 | 1.6301 | 9.3061 | 0 | 0.0055943 | 0.006688 | 0.0039511 | 0 | 0 | 0 | 0 | 0 | 0 | 0.072835 | 0.014642 | 1.2615 | 0 | 10.4759 | 2.0585 | 0 | 0.58919 | 0.81115 | 0 | 0 | 0 | 0 | -0.98213 | 0.052206 | 0 | 0.0076716 | 0 | -0.19928 | 0 | 0 | 0 | 0 | 0 | 0 | 0 | 0 | 2.3956 | 0 | 0 | 0 | 0 | 0 | 0 | 0 | -6.4 | 0 | 0 | 0 | 0 | 0 | 0 | 0 | 0 | 0 | -2.3937 | 0 | 0 | -3.5301 | 1.822 | 0 | 0 | 0 | 2.037 | 24.3036 | 1.2254 | 3.0551 | 0 | 0.039387 | 0 | 0.62859 | 0.16139 | 0.33681 | 29.1102 | 18.3119 | -12.5232 | 0 | 0.50591 | 0 | 1.6728 | 0.18518
2025_03_07 Hr 22 | 0 | 0 | 0 | 0 | 0 | 0 | 0 | 0 | 0 | 0 | 0 | 0.0050755 | 1.02 | 0.042938 | 1.6301 | 1.6301 | 9.0196 | 0 | 0.0055943 | 0.006688 | 0.0039511 | 0 | 0 | 0 | 0 | 0 | 0 | 0.072835 | 0.014642 | 1.2615 | 0 | 10.4552 | 2.0585 | 0 | 0.58781 | 0.81115 | 0 | 0 | 0 | 0.077306 | -0.32208 | 0.052206 | 0 | 0.0072164 | 0 | -0.18733 | 0 | 0 | 0 | 0 | 0 | 0 | 0 | 0 | 2.5335 | 0 | 0 | 0 | 0 | 0 | 0 | 0 | -6.4 | 0 | 0 | 0 | 0 | 0 | 0 | 0 | 0 | 0 | -2.3937 | 0 | 0 | -5.862 | 1.822 | 0 | 0 | 0 | 1.4058 | 23.9965 | 1.2254 | 3.0551 | 0 | 0.039387 | 0 | 0.62859 | 0.16139 | 0.33681 | 27.161 | 18.2523 | -14.843 | 0 | 0.50591 | 0 | 1.6728 | 0.18406
2025_03_07 Hr 23 | 0 | 0 | 0 | 0 | 0 | 0 | 0 | 0 | 0 | 0 | 0 | 0.0050755 | 0.81 | 0.035698 | 1.6301 | 1.6301 | 9.438 | 0 | 0.0055943 | 0.006688 | 0.0039511 | 0 | 0 | -0.62577 | 0 | -0.73202 | 0 | 0.072835 | 0.014642 | 1.2615 | 0 | 10.526 | 2.0585 | 0 | 0.59394 | 0.81115 | 0 | 0 | 0 | 0.24912 | -0.038119 | 0.052206 | 0 | 0.0075551 | 0 | -0.19622 | 0 | 0 | 0 | 0 | 0 | 0 | 0 | 0 | 2.5335 | 0 | 0 | 0 | 0 | 0 | 0 | 0 | 0 | -5.4 | 0 | 0 | 0 | 0 | 0 | 0 | 0 | 0 | 0 | 0 | 0 | -5.6218 | 1.822 | 0 | 0 | 0 | 0.82261 | 24.4856 | 1.2254 | 3.0551 | 0 | 0.039387 | 0 | 0.62859 | 0.16139 | 0.33681 | 29.5749 | 17.4542 | -12.5759 | 0 | 0.50591 | 0 | 1.6728 | 0.18026
2025_03_07 Hr 24 | 0 | 0 | 0 | 0 | 0 | 0 | 0 | 0 | 0 | 0 | 0 | 0.0050755 | 0.75 | 0.030393 | 1.6301 | 1.6301 | 9.1731 | 0 | 0.0055943 | 0.006688 | 0.0039511 | 0 | 0 | -0.72079 | 0 | -0.82704 | 0 | 0.072835 | 0.014642 | 1.2615 | 0 | 10.526 | 2.0585 | 0 | 0.59394 | 0.81115 | 0 | 0 | 0 | 0 | -2.0444 | 0.052206 | 0 | 0.0069469 | 0 | -0.18026 | 0 | 0 | 0 | 0 | 0 | 0 | 0 | 0 | 2.5335 | 0 | 0 | 0 | 0 | 0 | 0 | 0 | 0 | -5.4 | 0 | 0 | 0 | 0 | 0 | 0 | 0 | 0 | 0 | 0 | 0 | -2.0052 | 1.822 | 0 | 0 | 0 | 0.69204 | 24.2208 | 1.2254 | 3.0551 | 0 | 0.039387 | 0 | 0.62859 | 0.16139 | 0.33681 | 30.2991 | 17.256 | -9.1333 | 0 | 0.50591 | 0 | 1.6728 | 0.17802
2025_03_08 Hr 01 | 0 | 0 | 0 | 0 | 0 | 0 | 0 | 0 | 0 | 0 | 0 | 0.0050755 | 0.9 | 0.033559 | 1.6301 | 1.6301 | 6.0364 | 0 | 0.0055943 | 0.006688 | 0.0039511 | 0 | 0 | -0.80746 | 0 | -0.91371 | 0 | 0.072835 | 0.014642 | 1.2615 | 0 | 6.7303 | 2.0585 | 0 | 0.59394 | 0.81115 | 0 | 0 | 0 | 0 | -0.56926 | 0.052206 | 0 | 0.0063923 | 0 | -0.1657 | 0 | 0 | 0 | 0 | 0 | 0 | 0 | 0 | 2.4682 | 0 | 0 | 0 | 0 | 0 | 0 | 0 | 0 | -5.4 | 0 | 0 | 0 | 0 | 0 | 0 | 0 | 0 | 0 | 0 | 0 | -5.654 | 1.822 | 0 | 0 | 0 | 0.49183 | 17.2883 | 1.2254 | 3.0551 | 0 | 0.039387 | 0 | 0.62859 | 0.16139 | 0.33681 | 20.9202 | 17.142 | -12.9408 | 0 | 0.50591 | 0 | 1.6728 | 0.1763
2025_03_08 Hr 02 | 0 | 0 | 0 | 0 | 0 | 0 | 0 | 0 | 0 | 0 | 0 | 0.0050755 | 1.17 | 0.044614 | 1.6301 | 1.6301 | 6.0364 | 0 | 0.0055943 | 0.006688 | 0.0039511 | 0 | 0 | -0.78487 | 0 | -0.89112 | 0 | 0.072835 | 0.014642 | 1.2615 | 0 | 6.7303 | 2.0585 | 0 | 0.59394 | 0.81115 | 0 | 0 | 0 | 0.10688 | -0.042728 | 0.052206 | 0 | 0.0065368 | 0 | -0.16949 | 0 | 0 | 0 | 0 | 0 | 0 | 0 | 0 | 2.6715 | 0 | 0 | 0 | 0 | 0 | 0 | 0 | 0 | -5.4 | 0 | 0 | 0 | 0 | 0 | 0 | 0 | 0 | 0 | 0 | 0 | -6.2013 | 1.822 | 0 | 0 | 0 | 0.40043 | 17.2883 | 1.2254 | 3.0551 | 0 | 0.039387 | 0 | 0.62859 | 0.16139 | 0.33681 | 21.4393 | 17.5336 | -13.4468 | 0 | 0.50591 | 0 | 1.6728 | 0.17507
2025_03_08 Hr 03 | 0 | 0 | 0 | 0 | 0 | 0 | 0 | 0 | 0 | 0 | 0 | 0.0050755 | 1.29 | 0.055712 | 1.6249 | 1.6249 | 5.7823 | 0 | 0.0055943 | 0.006688 | 0.0039511 | 0 | 0 | -0.64944 | 0 | -0.75569 | 0 | 0.072835 | 0.014642 | 1.2364 | 0 | 6.5988 | 2.0585 | 0 | 0.58005 | 0.81115 | 0 | 0 | 0 | 1.2816 | 0 | 0.052206 | 0 | 0.0074036 | 0 | -0.19224 | 0 | 0 | 0 | 0 | 0 | 0 | 0 | 0 | 2.0544 | 0 | 0 | 0 | 0 | 0 | 0 | 0 | 0 | -5.4 | 0 | 0 | 0 | 0 | 0 | 0 | 0 | 0 | 0 | 0 | 0 | -7.2999 | 1.822 | 0 | 0 | 0 | 0.5397 | 16.8673 | 1.2254 | 3.0551 | 0 | 0.039387 | 0 | 0.62859 | 0.16139 | 0.33681 | 21.0241 | 17.1725 | -14.2973 | 0 | 0.50591 | 0 | 1.6728 | 0.17447
2025_03_08 Hr 04 | 0 | 0 | 0 | 0 | 0 | 0 | 0 | 0 | 0 | 0 | 0 | 0.0050755 | 1.26 | 0.063265 | 1.6284 | 1.6284 | 5.7823 | 0 | 0.0055943 | 0.006688 | 0.0039511 | 0 | 0 | -0.46133 | 0 | -0.56758 | 0 | 0.072835 | 0.014642 | 1.2364 | 0 | 6.5331 | 2.0585 | 0 | 0.57311 | 0.81115 | 0 | 0 | 0 | 1.1094 | 0 | 0.052206 | 0 | 0.0086075 | 0 | -0.22385 | 0 | 0 | 0 | 0 | 0 | 0 | 0 | 0 | 2.5335 | 0 | 0 | 0 | 0 | 0 | 0 | 0 | 0 | -5.4 | 0 | 0 | 0 | 0 | 0 | 0 | 0 | 0 | 0 | 0 | 0 | -8.1435 | 1.822 | 0 | 0 | 0 | 0.60064 | 16.8085 | 1.2254 | 3.0551 | 0 | 0.039387 | 0 | 0.62859 | 0.16139 | 0.33681 | 20.8059 | 17.6842 | -14.7963 | 0 | 0.50591 | 0 | 1.6728 | 0.17559
2025_03_08 Hr 05 | 0 | 0 | 0 | 0 | 0 | 0 | 0 | 0 | 0 | 0 | 0 | 0.0050755 | 0.93 | 0.039334 | 1.6301 | 1.6301 | 6.0364 | 0 | 0.0055943 | 0.006688 | 0.0039511 | 0 | 0 | -0.67335 | 0 | -0.7796 | 0 | 0.072835 | 0.014642 | 1.2615 | 0 | 6.7303 | 2.0585 | 0 | 0.59394 | 0.81115 | 0 | 0 | 0 | 0.67236 | -0.1796 | 0.052206 | 0 | 0.0072505 | 0 | -0.18823 | 0 | 0 | 0 | 0 | 0 | 0 | 0 | 0 | 2.5335 | 0 | 0 | 0 | 0 | 0 | 0 | 0 | 0 | -5.4 | 0 | 0 | 0 | 0 | 0 | 0 | 0 | 0 | 0 | 0 | 0 | -7.8573 | 1.822 | 0 | 0 | 0 | 0.75298 | 17.2883 | 1.2254 | 3.0551 | 0 | 0.039387 | 0 | 0.62859 | 0.16139 | 0.33681 | 20.3859 | 17.5034 | -14.8985 | 0 | 0.50591 | 0 | 1.6728 | 0.17547
2025_03_08 Hr 06 | 0 | 0 | 0 | 0 | 0 | 0 | 0 | 0 | 0 | 0 | 0 | 0.0050755 | 0.6 | 0.026594 | 1.6301 | 1.6301 | 6.0364 | 0 | 0.0055943 | 0.006688 | 0.0039511 | 0 | 0 | -0.619 | 0 | -0.72525 | 0 | 0.072835 | 0.014642 | 1.2615 | 0 | 6.7303 | 2.0585 | 0 | 0.59394 | 0.81115 | 0 | 0 | 0 | 0.20182 | -0.054413 | 0.052206 | 0 | 0.0028494 | 0 | -0.19736 | 0 | 0 | 0 | 0 | 0 | 0 | 0 | 0 | 3.0126 | 0 | 0 | 0 | 0 | 0 | 0 | 0 | 0 | -5.4 | 0 | 0 | 0 | 0 | 0 | 0 | 0 | 0 | 0 | 0 | 0 | -14.8242 | 1.822 | 0 | 4.5459 | 4.5459 | 0.88355 | 23.6585 | 1.2254 | 3.0551 | 0 | 0.039387 | 0 | 0.62859 | 0.16139 | 0.33681 | 19.8127 | 17.7726 | -21.7658 | 0 | 0.50591 | 0 | 1.6728 | 0.17777
2025_03_08 Hr 07 | 0 | 0 | 0 | 0.12289 | 0.12381 | 0.1198 | 0.1158 | 0.1127 | 0.098305 | 0 | 0 | 0.0050755 | 0.33 | 0.014856 | 1.6301 | 1.6301 | 5.952 | 0 | 0.0055943 | 0.006688 | 0.0039511 | 0 | 0 | 0 | 0 | 0 | 0 | 0.072835 | 0.014642 | 1.2615 | 0 | 6.6982 | 2.0585 | 0 | 0.58919 | 0.81115 | 0 | 0 | 0 | 0.15619 | -0.61406 | 0.052206 | 0 | 0 | 0 | -0.20048 | 0 | 0 | 0 | 0 | 0 | 0 | 0 | 0 | 3.1506 | 0 | 0 | 0 | 0 | 0 | 0 | 0 | -6.4 | 0 | 0 | 0 | 0 | 0 | 0 | 0 | 0 | 0 | -2.3937 | 0 | 0 | -16.3933 | 1.822 | 0 | 3.1872 | 3.1872 | 1.1839 | 24.2396 | 1.2254 | 3.0551 | 0 | 0.039387 | 0 | 0.62859 | 0.16139 | 0.33681 | 16.3216 | 17.9274 | -25.3875 | 0 | 0.50591 | 0 | 1.6728 | 0.18076
2025_03_08 Hr 08 | 0.045117 | 0 | 0 | 0.12289 | 0.12381 | 0.1198 | 0.1158 | 0.1127 | 0.098305 | 0 | 0 | 0.0050755 | 0.21 | 0.021585 | 1.6284 | 1.6284 | 5.9354 | 0 | 0.0055943 | 0.006688 | 0.0039511 | 0 | 0 | 0 | 0 | 0 | 0 | 0.072835 | 0.014642 | 1.2582 | 0 | 6.685 | 2.0585 | 0 | 0.58781 | 0.81115 | 0 | 0 | 0 | 0.014893 | -2.7484 | 0.052206 | 0 | 0 | 0 | -0.46043 | 0 | 0 | 0 | 0 | 0 | 0 | 0 | 0 | 2.6715 | 0 | 0 | 0 | 0 | 0 | 0 | 0 | -6.4 | 0 | 0 | 0 | 0 | 0 | 0 | 0 | 0 | 0 | -2.3937 | 0 | 0 | -14.4997 | 1.822 | 0 | 3.2202 | 3.2202 | 1.3231 | 24.2689 | 1.2254 | 3.0551 | 0 | 0.039387 | -0.045117 | 0.62859 | 0.16139 | 0.33681 | 15.2567 | 17.5203 | -23.799 | 0 | 0.50591 | 0 | 1.6728 | 0.18302
2025_03_08 Hr 09 | 0.38636 | 2.9185e-06 | 0 | 0.12289 | 0.12381 | 0.1198 | 0.1158 | 0.1127 | 0.098305 | 0 | 0 | 0.0050755 | 0.15 | 0.0068097 | 1.6301 | 1.6301 | 5.952 | 0 | 0.0055943 | 0.006688 | 0.0039511 | 0 | 0 | 0 | 0 | 0 | 0 | 0.072835 | 0.014642 | 1.2615 | 0 | 6.6982 | 2.0585 | 0 | 0.58919 | 0.81115 | 0 | 0 | 0 | 0.03701 | -1.6456 | 0.052206 | 0 | 0 | 0 | -0.20219 | 0 | 0 | 0 | 0 | 0 | 0 | 0 | 0 | 2.7368 | 0 | 0 | 0 | 0 | 0 | 0 | 0 | -6.4 | 0 | 0 | 0 | 0 | 0 | 0 | 0 | 0 | 0 | -2.3937 | 0 | 0 | -14.5306 | 1.822 | 0 | 3.2037 | 3.2037 | 1.0446 | 24.2726 | 1.2254 | 3.0551 | 0 | 0.039387 | -0.38636 | 0.62859 | 0.16139 | 0.33681 | 16.3274 | 17.5763 | -23.9129 | 0 | 0.50591 | 0 | 1.6728 | 0.18446
2025_03_08 Hr 10 | 0.59015 | 0.00023 | 0 | 0.12289 | 0.12381 | 0.1198 | 0.1158 | 0.1127 | 0.098305 | 0 | 0 | 0.0050755 | 0.09 | 0.0064401 | 1.6301 | 1.6301 | 5.952 | 0 | 0.0055943 | 0.006688 | 0.0039511 | 0 | 0 | 0 | 0 | 0 | 0 | 0.072835 | 0.014642 | 1.2615 | 0 | 6.6982 | 2.0585 | 0 | 0.58919 | 0.81115 | 0 | 0 | 0 | 0 | -3.1005 | 0.052206 | 0 | 0 | 0 | -0.3199 | 0 | 0 | 0 | 0 | 0 | 0 | 0 | 0 | 2.7368 | 0 | 0 | 0 | 0 | 0 | 0 | 0 | -6.4 | 0 | 0 | 0 | 0 | 0 | 0 | 0 | 0 | 0 | -2.3937 | 0 | 0 | -13.346 | 1.822 | 0 | 3.3053 | 3.3053 | 0.82261 | 24.4759 | 1.2254 | 3.0551 | 0 | 0.039387 | -0.59015 | 0.62859 | 0.16139 | 0.33681 | 15.8235 | 17.4979 | -23.0498 | 0 | 0.50591 | 0 | 1.6728 | 0.18434
2025_03_08 Hr 11 | 0.56734 | 0.00035041 | 0 | 0 | 0 | 0 | 0 | 0 | 0 | 0 | 0 | 0.0050755 | 0.03 | 0.0012851 | 1.6301 | 1.6301 | 5.952 | 0 | 0.0055943 | 0.006688 | 0.0039511 | 0 | 0 | 0 | 0 | 0 | 0 | 0.072835 | 0.014642 | 1.2615 | 0 | 6.6982 | 2.0585 | 0 | 0.58919 | 0.81115 | 0 | 0 | 0 | 0.045243 | -0.63166 | 0.052206 | 0 | 0.0027537 | 0 | -0.19066 | 0 | 0 | 0 | 0 | 0 | 0 | 0 | 0 | 2.7368 | 0 | 0 | 0 | 0 | 0 | 0 | 0 | -6.4 | 0 | 0 | 0 | 0 | 0 | 0 | 0 | 0 | 0 | -2.3937 | 0 | 0 | -12.1578 | 1.822 | 0 | 2.983 | 2.9829 | 1.062 | 23.1379 | 1.2254 | 3.0551 | 0 | 0.039387 | -0.56734 | 0.62859 | 0.16139 | 0.33681 | 18.4896 | 17.6477 | -21.7095 | 0 | 0.50591 | 0 | 1.6728 | 0.18259
2025_03_08 Hr 12 | 0.59 | 0.00024532 | 0 | 0 | 0 | 0 | 0 | 0 | 0 | 0 | 0 | 0.0050755 | 0.03 | 0.0012212 | 1.6301 | 1.6301 | 5.952 | 0 | 0.0055943 | 0.006688 | 0.0039511 | 0 | 0 | 0 | 0 | 0 | 0 | 0.072835 | 0.014642 | 1.2598 | 0 | 6.6982 | 2.0585 | 0 | 0.58919 | 0.81115 | 0 | 0 | 0 | 0.48742 | -0.10138 | 0.052206 | 0 | 0.0026168 | 0 | -0.18107 | 0 | 0 | 0 | 0 | 0 | 0 | 0 | 0 | 2.8094 | 0 | 0 | 0 | 0 | 0 | 0 | 0 | -6.4 | 0 | 0 | 0 | 0 | 0 | 0 | 0 | 0 | 0 | -2.3937 | 0 | 0 | -10.8552 | 1.822 | 0 | 2.8483 | 2.8483 | 1.4233 | 22.8669 | 1.2254 | 3.0551 | 0 | 0.039387 | -0.59 | 0.62859 | 0.16139 | 0.33681 | 20.9345 | 18.1015 | -20.42 | 0 | 0.50591 | 0 | 1.6728 | 0.18009
2025_03_08 Hr 13 | 0.54503 | 0.00039364 | 0 | 0 | 0 | 0 | 0 | 0 | 0 | 0 | 0 | 0.0050755 | 0.03 | 0.0014965 | 1.5818 | 1.5818 | 5.4856 | 0 | 0.0055943 | 0.006688 | 0.0039511 | 0 | 0 | 0 | 0 | 0 | 0 | 0.072835 | 0.014642 | 1.2146 | 0 | 6.3283 | 2.0585 | 0 | 0.55062 | 0.81115 | 0 | 0 | 0 | 1.9455 | -0.20036 | 0.052206 | 0 | 0.0032068 | 0 | -0.22238 | 0 | 0 | 0 | 0 | 0 | 0 | 0 | 0 | 2.5335 | 0 | 0 | 0 | 0 | 0 | 0 | 0 | -6.4 | 0 | 0 | 0 | 0 | 0 | 0 | 0 | 0 | 0 | -2.3937 | 0 | 0 | -11.2098 | 1.822 | 0 | 2.9083 | 2.9083 | 1.2143 | 22.0087 | 1.2254 | 3.0551 | 0 | 0.039387 | -0.54503 | 0.62859 | 0.16139 | 0.33681 | 20.5149 | 17.5321 | -20.771 | 0 | 0.50591 | 0 | 1.6728 | 0.17857
2025_03_08 Hr 14 | 0.49941 | 0.0002784 | 0 | 0 | 0 | 0 | 0 | 0 | 0 | 0 | 0 | 0.0050755 | 0.09 | 0.003584 | 1.6301 | 1.6301 | 5.952 | 0 | 0.0055943 | 0.006688 | 0.0039511 | 0 | 0 | 0 | 0 | 0 | 0 | 0.072835 | 0.014642 | 1.2615 | 0 | 6.6982 | 2.0585 | 0 | 0.58919 | 0.81115 | 0 | 0 | 0 | 1.271 | 0 | 0.052206 | 0 | 0.00256 | 0 | -0.1771 | 0 | 0 | 0 | 0 | 0 | 0 | 0 | 0 | 2.7368 | 0 | 0 | 0 | 0 | 0 | 0 | 0 | -6.4 | 0 | 0 | 0 | 0 | 0 | 0 | 0 | 0 | 0 | -2.3937 | 0 | 0 | -9.7411 | 1.822 | 0 | 2.8484 | 2.8483 | 0.91402 | 22.8686 | 1.2254 | 3.0551 | 0 | 0.039387 | -0.49941 | 0.62859 | 0.16139 | 0.33681 | 22.4162 | 17.4879 | -19.2114 | 0 | 0.50591 | 0 | 1.6728 | 0.17655
2025_03_08 Hr 15 | 0.45436 | 0.00015242 | 0 | 0 | 0 | 0 | 0 | 0 | 0 | 0 | 0 | 0.0050755 | 0.15 | 0.0061055 | 1.6301 | 1.6301 | 5.952 | 0 | 0.0055943 | 0.006688 | 0.0039511 | 0 | 0 | 0 | 0 | 0 | 0 | 0.072835 | 0.014642 | 1.2615 | 0 | 6.6982 | 2.0585 | 0 | 0.58919 | 0.81115 | 0 | 0 | 0 | 1.1554 | 0 | 0.052206 | 0 | 0.0026167 | 0 | -0.18107 | 0 | 0 | 0 | 0 | 0 | 0 | 0 | 0 | 2.3956 | 0 | 0 | 0 | 0 | 0 | 0 | 0 | -6.4 | 0 | 0 | 0 | 0 | 0 | 0 | 0 | 0 | 0 | -2.3937 | 0 | 0 | -10.1708 | 1.822 | 0 | 2.95 | 2.95 | 0.43089 | 23.0719 | 1.2254 | 3.0551 | 0 | 0.039387 | -0.45436 | 0.62859 | 0.16139 | 0.33681 | 21.3079 | 16.6806 | -19.6 | 0 | 0.50591 | 0 | 1.6728 | 0.17619
2025_03_08 Hr 16 | 0.34088 | 0.00015865 | 0 | 0 | 0 | 0 | 0 | 0 | 0 | 0 | 0 | 0.0050755 | 0.24 | 0.010125 | 1.6301 | 1.6301 | 5.952 | 0 | 0.0055943 | 0.006688 | 0.0039511 | 0 | 0 | 0 | 0 | 0 | 0 | 0.072835 | 0.014642 | 1.2448 | 0 | 6.6982 | 2.0585 | 0 | 0.58919 | 0.81115 | 0 | 0 | 0 | 1.1772 | 0 | 0.052206 | 0 | 0.0027119 | 0 | -0.18773 | 0 | 0 | 0 | 0 | 0 | 0 | 0 | 0 | 2.1197 | 0 | 0 | 0 | 0 | 0 | 0 | 0 | -6.4 | 0 | 0 | 0 | 0 | 0 | 0 | 0 | 0 | 0 | -2.3937 | 0 | 0 | -9.7279 | 1.822 | 0 | 3.0264 | 3.0264 | 0.4396 | 23.2081 | 1.2254 | 3.0551 | 0 | 0.039387 | -0.34088 | 0.62859 | 0.16139 | 0.33681 | 21.7283 | 16.3932 | -19.0503 | 0 | 0.50591 | 0 | 1.6728 | 0.17543
2025_03_08 Hr 17 | 0.24927 | 0.00014953 | 0 | 0 | 0 | 0 | 0 | 0 | 0 | 0 | 0 | 0.0050755 | 0.48 | 0.022109 | 1.6249 | 1.6249 | 5.7022 | 0 | 0.0055943 | 0.006688 | 0.0039511 | 0 | 0 | 0 | 0 | 0 | 0 | 0.072835 | 0.014642 | 1.2264 | 0 | 6.5661 | 2.0585 | 0 | 0.57541 | 0.81115 | 0 | 0 | 0 | 1.4778 | -0.10263 | 0.052206 | 0 | 0.002961 | 0 | -0.20517 | 0 | 0 | 0 | 0 | 0 | 0 | 0 | 0 | 2.8094 | 0 | 0 | 0 | 0 | 0 | 0 | 0 | -6.4 | 0 | 0 | 0 | 0 | 0 | 0 | 0 | 0 | 0 | -2.3937 | 0 | 0 | -12.0627 | 1.822 | 0 | 3.0264 | 3.0264 | 1.2143 | 22.7974 | 1.2254 | 3.0551 | 0 | 0.039387 | -0.24927 | 0.62859 | 0.16139 | 0.33681 | 20.8672 | 18.0056 | -21.3108 | 0 | 0.50591 | 0 | 1.6728 | 0.17679
2025_03_08 Hr 18 | 0.090597 | 2.0695e-05 | 0 | 0.12289 | 0.12381 | 0.1198 | 0.1158 | 0.1127 | 0.098305 | 0 | 0 | 0.0050755 | 1.05 | 0.052002 | 1.6301 | 1.6301 | 5.952 | 0 | 0.0055943 | 0.006688 | 0.0039511 | 0 | 0 | 0 | 0 | 0 | 0 | 0.072835 | 0.014642 | 1.2615 | 0.47478 | 6.6982 | 2.0585 | 0 | 0.58919 | 0.81115 | 0 | 0 | 0 | 0.03584 | -0.53671 | 0.052206 | 0 | 0 | 0 | -0.22077 | 0 | 0 | 0 | 0 | 0 | 0 | 0 | 0 | 3.078 | 0 | 0 | 0 | 0 | 0 | 0 | 0 | -6.4 | 0 | 0 | 0 | 0 | 0 | 0 | 0 | 0 | 0 | -2.3937 | 0 | 0 | -16.4158 | 1.822 | 0 | 3.3548 | 3.3548 | 1.3536 | 24.9 | 1.2254 | 3.0551 | 0 | 0.039387 | -0.090597 | 0.62859 | 0.16139 | 0.33681 | 17.7492 | 18.8709 | -25.5209 | 0 | 0.50591 | 0 | 1.6728 | 0.17941
2025_03_08 Hr 19 | 0 | 0 | 0 | 0.12289 | 0.12381 | 0.1198 | 0.1158 | 0.1127 | 0.098305 | 0 | 0 | 0.0050755 | 1.26 | 0.062535 | 1.6301 | 1.6301 | 5.952 | 0 | 0.0055943 | 0.006688 | 0.0039511 | 0 | 0 | 0 | 0 | 0 | 0 | 0.072835 | 0.014642 | 1.2615 | 0.32514 | 6.6982 | 2.0585 | 0 | 0.58919 | 0.81115 | 0 | 0 | 0 | 0 | -1.8879 | 0.052206 | 0 | 0 | 0 | -0.22124 | 0 | 0 | 0 | 0 | 0 | 0 | 0 | 0 | 3.4264 | 0 | 0 | 0 | 0 | 0 | 0 | 0 | -6.4 | 0 | 0 | 0 | 0 | 0 | 0 | 0 | 0 | 0 | -2.3937 | 0 | 0 | -17.9054 | 1.822 | 0 | 3.4565 | 3.4565 | 0.97495 | 25.1033 | 1.2254 | 3.0551 | 0 | 0.039387 | 0 | 0.62859 | 0.16139 | 0.33681 | 15.2695 | 18.9745 | -26.9204 | 0 | 0.50591 | 0 | 1.6728 | 0.18322
2025_03_08 Hr 20 | 0 | 0 | 0 | 0.12289 | 0.12381 | 0.1198 | 0.1158 | 0.1127 | 0.098305 | 0 | 0 | 0.0050755 | 1.17 | 0.060436 | 1.6301 | 1.6301 | 5.9354 | 0 | 0.0055943 | 0.006688 | 0.0039511 | 0 | 0 | 0 | 0 | 0 | 0 | 0.072835 | 0.014642 | 1.2598 | 0.32514 | 6.685 | 2.0585 | 0 | 0.58781 | 0.81115 | 0 | 0 | 0 | 0.015525 | -1.7235 | 0.052206 | 0 | 0 | 0 | -0.23035 | 0 | 0 | 0 | 0 | 0 | 0 | 0 | 0 | 3.5644 | 0 | 0 | 0 | 0 | 0 | 0 | 0 | -6.4 | 0 | 0 | 0 | 0 | 0 | 0 | 0 | 0 | 0 | -2.3937 | 0 | 0 | -18.6897 | 1.822 | 0 | 3.2463 | 3.2462 | 0.63981 | 24.6514 | 1.2254 | 3.0551 | 0 | 0.039387 | 0 | 0.62859 | 0.16139 | 0.33681 | 13.9139 | 18.6843 | -27.7138 | 0 | 0.50591 | 0 | 1.6728 | 0.18374
2025_03_08 Hr 21 | 0 | 0 | 0 | 0.12289 | 0.12381 | 0.1198 | 0.1158 | 0.1127 | 0.098305 | 0 | 0 | 0.0050755 | 1.08 | 0.054046 | 1.6301 | 1.6301 | 5.952 | 0 | 0.0055943 | 0.006688 | 0.0039511 | 0 | 0 | 0 | 0 | 0 | 0 | 0.072835 | 0.014642 | 1.2615 | 0.32514 | 6.6982 | 2.0585 | 0 | 0.58919 | 0.81115 | 0 | 0 | 0 | 0 | -1.6097 | 0.052206 | 0 | 0 | 0 | -0.22309 | 0 | 0 | 0 | 0 | 0 | 0 | 0 | 0 | 3.4264 | 0 | 0 | 0 | 0 | 0 | 0 | 0 | -6.4 | 0 | 0 | 0 | 0 | 0 | 0 | 0 | 0 | 0 | -2.3937 | 0 | 0 | -18.6414 | 1.822 | 0 | 3.4565 | 3.4565 | 0.531 | 25.1033 | 1.2254 | 3.0551 | 0 | 0.039387 | 0 | 0.62859 | 0.16139 | 0.33681 | 14.1764 | 18.3411 | -27.6583 | 0 | 0.50591 | 0 | 1.6728 | 0.18231
2025_03_08 Hr 22 | 0 | 0 | 0 | 0.12289 | 0.12381 | 0.1198 | 0.1158 | 0.1127 | 0.098305 | 0 | 0 | 0.0050755 | 1.14 | 0.058441 | 1.6301 | 1.6301 | 5.952 | 0 | 0.0055943 | 0.006688 | 0.0039511 | 0 | 0 | 0 | 0 | 0 | 0 | 0.072835 | 0.014642 | 1.2615 | 0.32514 | 6.6982 | 2.0585 | 0 | 0.58919 | 0.81115 | 0 | 0 | 0 | 0 | -1.1719 | 0.052206 | 0 | 0 | 0 | -0.22859 | 0 | 0 | 0 | 0 | 0 | 0 | 0 | 0 | 3.1506 | 0 | 0 | 0 | 0 | 0 | 0 | 0 | -6.4 | 0 | 0 | 0 | 0 | 0 | 0 | 0 | 0 | 0 | -2.3937 | 0 | 0 | -21.5685 | 1.822 | 0 | 3.4565 | 3.4565 | 0.88355 | 25.1033 | 1.2254 | 3.0551 | 0 | 0.039387 | 0 | 0.62859 | 0.16139 | 0.33681 | 11.8214 | 18.4808 | -30.5909 | 0 | 0.50591 | 0 | 1.6728 | 0.18092
2025_03_08 Hr 23 | 0 | 0 | 0 | 0.12289 | 0.12381 | 0.1198 | 0.1158 | 0.1127 | 0.098305 | 0 | 0 | 0.0050755 | 0.99 | 0.051441 | 1.6301 | 1.6301 | 6.0364 | 0 | 0.0055943 | 0.006688 | 0.0039511 | 0 | 0 | -0.41446 | 0 | -0.52071 | 0 | 0.072835 | 0.014642 | 1.2615 | 0.32514 | 6.7303 | 2.0585 | 0 | 0.59394 | 0.81115 | 0 | 0 | 0 | 0 | -0.56345 | 0.052206 | 0 | 0 | 0 | -0.23172 | 0 | 0 | 0 | 0 | 0 | 0 | 0 | 0 | 2.7368 | 0 | 0 | 0 | 0 | 0 | 0 | 0 | 0 | -5.4 | 0 | 0 | 0 | 0 | 0 | 0 | 0 | 0 | 0 | 0 | 0 | -22.0207 | 1.822 | 0 | 3.5002 | 3.5002 | 1.5756 | 25.3071 | 1.2254 | 3.0551 | 0 | 0.039387 | 0 | 0.62859 | 0.16139 | 0.33681 | 14.7596 | 18.6035 | -28.5876 | 0 | 0.50591 | 0 | 1.6728 | 0.17762
2025_03_08 Hr 24 | 0 | 0 | 0 | 0.12289 | 0.12381 | 0.1198 | 0.1158 | 0.1127 | 0.098305 | 0 | 0 | 0.0050755 | 0.84 | 0.043535 | 1.6301 | 1.6301 | 6.0364 | 0 | 0.0055943 | 0.006688 | 0.0039511 | 0 | 0 | -0.41802 | 0 | -0.52427 | 0 | 0.072835 | 0.014642 | 1.2615 | 0.32514 | 6.7303 | 2.0585 | 0 | 0.59394 | 0.81115 | 0 | 0 | 0 | 0.09096 | -0.41272 | 0.052206 | 0 | 0 | 0 | -0.23112 | 0 | 0 | 0 | 0 | 0 | 0 | 0 | 0 | 2.0544 | 0 | 0 | 0 | 0 | 0 | 0 | 0 | 0 | -5.4 | 0 | 0 | 0 | 0 | 0 | 0 | 0 | 0 | 0 | 0 | 0 | -24.07 | 1.822 | 0 | 3.5002 | 3.5002 | 2.0848 | 25.3071 | 1.2254 | 3.0551 | 0 | 0.039387 | 0 | 0.62859 | 0.16139 | 0.33681 | 12.6136 | 18.2717 | -30.6435 | 0 | 0.50591 | 0 | 1.6728 | 0.17686
2025_03_09 Hr 01 | 0 | 0 | 0 | 0.12289 | 0.12381 | 0.1198 | 0.1158 | 0.1127 | 0.098305 | 0 | 0 | 0.0050755 | 0.48 | 0.024684 | 1.6301 | 1.6301 | 6.0364 | 0 | 0.0055943 | 0.006688 | 0.0039511 | 0 | 0 | -0.42881 | 0 | -0.53506 | 0 | 0.072835 | 0.014642 | 1.2615 | 0.32514 | 6.7303 | 2.0585 | 0 | 0.59394 | 0.81115 | 0 | 0 | 0 | 0.56975 | 0 | 0.052206 | 0 | 0 | 0 | -0.22931 | 0 | 0 | 0 | 0 | 0 | 0 | 0 | 0 | 2.0544 | 0 | 0 | 0 | 0 | 0 | 0 | 0 | 0 | -5.4 | 0 | 0 | 0 | 0 | 0 | 0 | 0 | 0 | 0 | 0 | 0 | -23.877 | 1.822 | 0 | 3.5002 | 3.5002 | 2.0544 | 25.3071 | 1.2254 | 3.0551 | 0 | 0.039387 | 0 | 0.62859 | 0.16139 | 0.33681 | 13.2675 | 17.8608 | -30.4702 | 0 | 0.50591 | 0 | 1.6728 | 0.17531
2025_03_09 Hr 02 | 0 | 0 | 0 | 0.12289 | 0.12381 | 0.1198 | 0.1158 | 0.1127 | 0.098305 | 0 | 0 | 0.0050755 | 0.66 | 0.033944 | 1.6301 | 1.6301 | 6.0364 | 0 | 0.0055943 | 0.006688 | 0.0039511 | 0 | 0 | -0.42865 | 0 | -0.5349 | 0 | 0.072835 | 0.014642 | 1.2615 | 0.32514 | 6.7303 | 2.0585 | 0 | 0.59394 | 0.81115 | 0 | 0 | 0 | 0.78707 | 0 | 0.052206 | 0 | 0 | 0 | -0.22934 | 0 | 0 | 0 | 0 | 0 | 0 | 0 | 0 | 2.2577 | 0 | 0 | 0 | 0 | 0 | 0 | 0 | 0 | -5.4 | 0 | 0 | 0 | 0 | 0 | 0 | 0 | 0 | 0 | 0 | 0 | -24.6377 | 1.822 | 0 | 3.3834 | 3.3834 | 1.9368 | 25.0735 | 1.2254 | 3.0551 | 0 | 0.039387 | 0 | 0.62859 | 0.16139 | 0.33681 | 12.766 | 18.136 | -31.2305 | 0 | 0.50591 | 0 | 1.6728 | 0.17547
2025_03_09 Hr 03 | 0 | 0 | 0 | 0 | 0 | 0 | 0 | 0 | 0 | 0 | 0 | 0.0050755 | 0.75 | 0.039044 | 1.6249 | 1.6249 | 5.9348 | 0 | 0.0055943 | 0.006688 | 0.0039511 | 0 | 0 | -0.41181 | 0 | -0.51806 | 0 | 0.072835 | 0.014642 | 1.2515 | 0.32514 | 6.6514 | 2.0585 | 0 | 0.58561 | 0.81115 | 0 | 0 | 0 | 0.82851 | -0.0088187 | 0.052206 | 0 | 0.0033467 | 0 | -0.23217 | 0 | 0 | 0 | 0 | 0 | 0 | 0 | 0 | 2.1923 | 0 | 0 | 0 | 0 | 0 | 0 | 0 | 0 | -5.4 | 0 | 0 | 0 | 0 | 0 | 0 | 0 | 0 | 0 | 0 | 0 | -74.5211 | 1.822 | 0 | 3.297 | 3.297 | 1.754 | 24.0066 | 1.2254 | 3.0551 | 0 | 0.039387 | 0 | 0.62859 | 0.16139 | 0.33681 | -38.2815 | 17.9754 | -81.0831 | 0 | 0.50591 | 0 | 1.6728 | 0.17624
2025_03_09 Hr 04 | 0 | 0 | 0 | 0 | 0 | 0 | 0 | 0 | 0 | 0 | 0 | 0.0050755 | 0.96 | 0.058893 | 1.6301 | 1.6301 | 5.9178 | 0 | 0.0055943 | 0.006688 | 0.0039511 | 0 | 0 | -0.16302 | 0 | -0.26927 | 0 | 0.072835 | 0.014642 | 1.2364 | 0.32514 | 6.6777 | 2.0585 | 0 | 0.58839 | 0.81115 | 0 | 0 | 0 | 0.70213 | -0.11897 | 0.052206 | 0 | 0.0039437 | 0 | -0.27396 | 0 | 0 | 0 | 0 | 0 | 0 | 0 | 0 | 1.9165 | 0 | 0 | 0 | 0 | 0 | 0 | 0 | 0 | -5.4 | 0 | 0 | 0 | 0 | 0 | 0 | 0 | 0 | 0 | 0 | 0 | -23.7889 | 1.822 | 0 | 3.2558 | 3.2558 | 1.6539 | 23.9288 | 1.2254 | 3.0551 | 0 | 0.039387 | 0 | 0.62859 | 0.16139 | 0.33681 | 12.4497 | 17.8328 | -29.8951 | 0 | 0.50591 | 0 | 1.6728 | 0.17701
2025_03_09 Hr 05 | 0 | 0 | 0 | 0 | 0 | 0 | 0 | 0 | 0 | 0 | 0 | 0.0050755 | 1.2 | 0.058958 | 1.6301 | 1.6301 | 6.0364 | 0 | 0.0055943 | 0.006688 | 0.0039511 | 0 | 0 | -0.49023 | 0 | -0.59648 | 0 | 0.072835 | 0.014642 | 1.2615 | 0.32514 | 6.7303 | 2.0585 | 0 | 0.59394 | 0.81115 | 0 | 0 | 0 | 0.0078822 | -0.45092 | 0.052206 | 0 | 0.0031585 | 0 | -0.21899 | 0 | 0 | 0 | 0 | 0 | 0 | 0 | 0 | 2.2577 | 0 | 0 | 0 | 0 | 0 | 0 | 0 | 0 | -5.4 | 0 | 0 | 0 | 0 | 0 | 0 | 0 | 0 | 0 | 0 | 0 | -23.3289 | 1.822 | 0 | 3.5002 | 3.5002 | 1.6757 | 24.6138 | 1.2254 | 3.0551 | 0 | 0.039387 | 0 | 0.62859 | 0.16139 | 0.33681 | 12.5792 | 18.443 | -30.0346 | 0 | 0.50591 | 0 | 1.6728 | 0.17859
2025_03_09 Hr 06 | 0 | 0 | 0 | 0 | 0 | 0 | 0 | 0 | 0 | 0 | 0 | 0.0050755 | 1.47 | 0.07352 | 1.6301 | 1.6301 | 6.0364 | 0 | 0.0055943 | 0.006688 | 0.0039511 | 0 | 0 | -0.4666 | 0 | -0.57285 | 0 | 0.072835 | 0.014642 | 1.2615 | 0.32514 | 6.7303 | 2.0585 | 0 | 0.59394 | 0.81115 | 0 | 0 | 0 | 0.16202 | -0.91957 | 0.052206 | 0 | 0.0032152 | 0 | -0.22296 | 0 | 0 | 0 | 0 | 0 | 0 | 0 | 0 | 2.7368 | 0 | 0 | 0 | 0 | 0 | 0 | 0 | 0 | -5.4 | 0 | 0 | 0 | 0 | 0 | 0 | 0 | 0 | 0 | 0 | 0 | -24.6996 | 1.822 | 0 | 3.5002 | 3.5002 | 1.9064 | 24.6138 | 1.2254 | 3.0551 | 0 | 0.039387 | 0 | 0.62859 | 0.16139 | 0.33681 | 11.9326 | 19.4384 | -31.362 | 0 | 0.50591 | 0 | 1.6728 | 0.17962
2025_03_09 Hr 07 | 0.02274 | 0 | 0 | 0.12289 | 0.12381 | 0.1198 | 0.1158 | 0.1127 | 0.098305 | 0 | 0 | 0.0050755 | 1.59 | 0.074974 | 1.6301 | 1.6301 | 5.952 | 0 | 0.0055943 | 0.006688 | 0.0039511 | 0 | 0 | -0.54321 | 0 | -0.64946 | 0 | 0.072835 | 0.014642 | 1.2615 | 0.32514 | 6.6982 | 2.0585 | 0 | 0.58919 | 0.81115 | 0 | 0 | 0 | 0 | -1.0849 | 0.052206 | 0 | 0 | 0 | -0.21009 | 0 | 0 | 0 | 0 | 0 | 0 | 0 | 0 | 2.4682 | 0 | 0 | 0 | 0 | 0 | 0 | 0 | 0 | -5.4 | 0 | 0 | 0 | 0 | 0 | 0 | 0 | 0 | 0 | 0 | 0 | -27.9168 | 1.822 | 0 | 3.2966 | 3.2966 | 1.9064 | 24.7837 | 1.2254 | 3.0551 | 0 | 0.039387 | -0.02274 | 0.62859 | 0.16139 | 0.33681 | 8.2691 | 19.3127 | -34.7423 | 0 | 0.50591 | 0 | 1.6728 | 0.1831
2025_03_09 Hr 08 | 0.31647 | 0 | 0 | 0.12289 | 0.12381 | 0.1198 | 0.1158 | 0.1127 | 0.098305 | 0 | 0 | 0.0050755 | 1.68 | 0.17745 | 1.6284 | 1.6284 | 5.9354 | 0 | 0.0055943 | 0.006688 | 0.0039511 | 0 | 0 | 1.023 | 0 | 0.91678 | 0 | 0.072835 | 0.014642 | 1.2582 | 0.32514 | 6.685 | 2.0585 | 0 | 0.58781 | 0.81115 | 0 | 0 | 0 | 0 | -4.0035 | 0.052206 | 0 | 0 | 0 | -0.47322 | 0 | 0 | 0 | 0 | 0 | 0 | 0 | 0 | 2.3956 | 0 | 0 | 0 | 0 | 0 | 0 | 0 | 0 | -5.4 | 0 | 0 | 0 | 0 | 0 | 0 | 0 | 0 | 0 | 0 | 0 | -26.7557 | 1.822 | 0 | 3.2202 | 3.2202 | 1.7758 | 24.5941 | 1.2254 | 3.0551 | 0 | 0.039387 | -0.31647 | 0.62859 | 0.16139 | 0.33681 | 9.1824 | 19.5975 | -31.0056 | 0 | 0.50591 | 0 | 1.6728 | 0.18622
2025_03_09 Hr 09 | 0.66084 | 5.2289e-06 | 0 | 0.12289 | 0.12381 | 0.1198 | 0.1158 | 0.1127 | 0.098305 | 0 | 0 | 0.0050755 | 1.56 | 0.072507 | 1.6301 | 1.6301 | 5.952 | 0 | 0.0055943 | 0.006688 | 0.0039511 | 0 | 0 | -0.56127 | 0 | -0.66752 | 0 | 0.072835 | 0.014642 | 1.2615 | 0.32514 | 6.6982 | 2.0585 | 0 | 0.58919 | 0.81115 | 0 | 0 | 0 | 0 | -2.0382 | 0.052206 | 0 | 0 | 0 | -0.20706 | 0 | 0 | 0 | 0 | 0 | 0 | 0 | 0 | 2.1197 | 0 | 0 | 0 | 0 | 0 | 0 | 0 | 0 | -5.4 | 0 | 0 | 0 | 0 | 0 | 0 | 0 | 0 | 0 | 0 | 0 | -24.1156 | 1.822 | 0 | 3.2298 | 3.2298 | 1.6061 | 24.6499 | 1.2254 | 3.0551 | 0 | 0.039387 | -0.66084 | 0.62859 | 0.16139 | 0.33681 | 10.2725 | 19.2731 | -31.6123 | 0 | 0.50591 | 0 | 1.6728 | 0.18662
2025_03_09 Hr 10 | 0.81384 | 8.4361e-05 | 0 | 0.12289 | 0.12381 | 0.1198 | 0.1158 | 0.1127 | 0.098305 | 0 | 0 | 0.0050755 | 1.2 | 0.085121 | 1.6301 | 1.6301 | 5.952 | 0 | 0.0055943 | 0.006688 | 0.0039511 | 0 | 0 | 0.093769 | 0 | -0.012481 | 0 | 0.072835 | 0.014642 | 1.2615 | 0.32514 | 6.6982 | 2.0585 | 0 | 0.58919 | 0.81115 | 0 | 0 | 0 | 0 | -3.1521 | 0.052206 | 0 | 0 | 0 | -0.3171 | 0 | 0 | 0 | 0 | 0 | 0 | 0 | 0 | 1.9165 | 0 | 0 | 0 | 0 | 0 | 0 | 0 | 0 | -5.4 | 0 | 0 | 0 | 0 | 0 | 0 | 0 | 0 | 0 | 0 | 0 | -19.5331 | 1.822 | 0 | 3.3053 | 3.3053 | 1.1055 | 24.801 | 1.2254 | 3.0551 | 0 | 0.039387 | -0.81384 | 0.62859 | 0.16139 | 0.33681 | 14.0403 | 18.3742 | -25.9827 | 0 | 0.50591 | 0 | 1.6728 | 0.18579
2025_03_09 Hr 11 | 0.7239 | 7.9819e-05 | 0 | 0.12289 | 0.12381 | 0.1198 | 0.1158 | 0.1127 | 0.098305 | 0 | 0 | 0.0050755 | 1.02 | 0.043298 | 1.6301 | 1.6301 | 5.952 | 0 | 0.0055943 | 0.006688 | 0.0039511 | 0 | 0 | -0.66922 | 0 | -0.77547 | 0 | 0.072835 | 0.014642 | 1.2615 | 0.32514 | 6.6982 | 2.0585 | 0 | 0.58919 | 0.81115 | 0 | 0 | 0 | 0.00023361 | -0.62577 | 0.052206 | 0 | 0 | 0 | -0.18892 | 0 | 0 | 0 | 0 | 0 | 0 | 0 | 0 | 1.9165 | 0 | 0 | 0 | 0 | 0 | 0 | 0 | 0 | -5.4 | 0 | 0 | 0 | 0 | 0 | 0 | 0 | 0 | 0 | 0 | 0 | -19.0693 | 1.822 | 0 | 2.9326 | 2.9326 | 0.81391 | 24.0556 | 1.2254 | 3.0551 | 0 | 0.039387 | -0.7239 | 0.62859 | 0.16139 | 0.33681 | 14.3725 | 17.7692 | -26.8268 | 0 | 0.50591 | 0 | 1.6728 | 0.18421
2025_03_09 Hr 12 | 0.72652 | 0.00039803 | 0 | 0.12289 | 0.12381 | 0.1198 | 0.1158 | 0.1127 | 0.098305 | 0 | 0 | 0.0050755 | 0.96 | 0.048032 | 1.6301 | 1.6301 | 5.952 | 0 | 0.0055943 | 0.006688 | 0.0039511 | 0 | 0 | -0.46607 | 0 | -0.57232 | 0 | 0.072835 | 0.014642 | 1.2615 | 0.32514 | 6.6982 | 2.0585 | 0 | 0.58919 | 0.81115 | 0 | 0 | 0 | 0.063486 | -0.84691 | 0.052206 | 0 | 0 | 0 | -0.22305 | 0 | 0 | 0 | 0 | 0 | 0 | 0 | 0 | 2.1923 | 0 | 0 | 0 | 0 | 0 | 0 | 0 | 0 | -5.4 | 0 | 0 | 0 | 0 | 0 | 0 | 0 | 0 | 0 | 0 | 0 | -22.5096 | 1.822 | 0 | 3.195 | 3.195 | 0.76168 | 24.5804 | 1.2254 | 3.0551 | 0 | 0.039387 | -0.72652 | 0.62859 | 0.16139 | 0.33681 | 11.838 | 17.9387 | -29.8976 | 0 | 0.50591 | 0 | 1.6728 | 0.18239
2025_03_09 Hr 13 | 0.79125 | 0.00056081 | 0 | 0.12289 | 0.12381 | 0.1198 | 0.1158 | 0.1127 | 0.098305 | 0 | 0 | 0.0050755 | 1.05 | 0.059001 | 1.6197 | 1.6197 | 5.4856 | 0 | 0.0055943 | 0.006688 | 0.0039511 | 0 | 0 | -0.30111 | 0 | -0.40736 | 0 | 0.072835 | 0.014642 | 1.2146 | 0.32514 | 6.3283 | 2.0585 | 0 | 0.55062 | 0.81115 | 0 | 0 | 0 | 1.5105 | -0.43224 | 0.052206 | 0 | 0 | 0 | -0.25076 | 0 | 0 | 0 | 0 | 0 | 0 | 0 | 0 | 2.5335 | 0 | 0 | 0 | 0 | 0 | 0 | 0 | 0 | -5.4 | 0 | 0 | 0 | 0 | 0 | 0 | 0 | 0 | 0 | 0 | 0 | -22.6126 | 1.822 | 0 | 3.0012 | 3.0012 | 0.60064 | 23.289 | 1.2254 | 3.0551 | 0 | 0.039387 | -0.79125 | 0.62859 | 0.16139 | 0.33681 | 12.8485 | 18.2443 | -29.7631 | 0 | 0.50591 | 0 | 1.6728 | 0.18061
2025_03_09 Hr 14 | 0.79219 | 0.00027721 | 0 | 0.12289 | 0.12381 | 0.1198 | 0.1158 | 0.1127 | 0.098305 | 0 | 0 | 0.0050755 | 0.87 | 0.039699 | 1.6301 | 1.6301 | 5.952 | 0 | 0.0055943 | 0.006688 | 0.0039511 | 0 | 0 | -0.584 | 0 | -0.69025 | 0 | 0.072835 | 0.014642 | 1.2615 | 0.32514 | 6.6982 | 2.0585 | 0 | 0.58919 | 0.81115 | 0 | 0 | 0 | 0.51132 | -0.05146 | 0.052206 | 0 | 0 | 0 | -0.20324 | 0 | 0 | 0 | 0 | 0 | 0 | 0 | 0 | 2.1923 | 0 | 0 | 0 | 0 | 0 | 0 | 0 | 0 | -5.4 | 0 | 0 | 0 | 0 | 0 | 0 | 0 | 0 | 0 | 0 | 0 | -19.8122 | 1.822 | 0 | 3.2714 | 3.2714 | 0.82261 | 24.7333 | 1.2254 | 3.0551 | 0 | 0.039387 | -0.79219 | 0.62859 | 0.16139 | 0.33681 | 15.6737 | 17.9625 | -27.4819 | 0 | 0.50591 | 0 | 1.6728 | 0.17804
2025_03_09 Hr 15 | 0.78304 | 0.00010697 | 0 | 0.12289 | 0.12381 | 0.1198 | 0.1158 | 0.1127 | 0.098305 | 0 | 0 | 0.0050755 | 0.87 | 0.040779 | 1.6301 | 1.6301 | 5.952 | 0 | 0.0055943 | 0.006688 | 0.0039511 | 0 | 0 | -0.55074 | 0 | -0.65699 | 0 | 0.072835 | 0.014642 | 1.2615 | 0.32514 | 6.6982 | 2.0585 | 0 | 0.58919 | 0.81115 | 0 | 0 | 0 | 0.86026 | -0.021669 | 0.052206 | 0 | 0 | 0 | -0.20883 | 0 | 0 | 0 | 0 | 0 | 0 | 0 | 0 | 2.0544 | 0 | 0 | 0 | 0 | 0 | 0 | 0 | 0 | -5.4 | 0 | 0 | 0 | 0 | 0 | 0 | 0 | 0 | 0 | 0 | 0 | -20.6788 | 1.822 | 0 | 3.195 | 3.195 | 0.81391 | 24.5803 | 1.2254 | 3.0551 | 0 | 0.039387 | -0.78304 | 0.62859 | 0.16139 | 0.33681 | 14.9471 | 17.8065 | -28.2784 | 0 | 0.50591 | 0 | 1.6728 | 0.17697
2025_03_09 Hr 16 | 0.77388 | 6.1642e-05 | 0 | 0.12289 | 0.12381 | 0.1198 | 0.1158 | 0.1127 | 0.098305 | 0 | 0 | 0.0050755 | 0.84 | 0.030979 | 1.6301 | 1.6301 | 5.7855 | 0 | 0.0055943 | 0.006688 | 0.0039511 | 0 | 0 | -0.8184 | 0 | -0.92465 | 0 | 0.072835 | 0.014642 | 1.2147 | 0.32514 | 6.5661 | 2.0585 | 0 | 0.57541 | 0.81115 | 0 | 0 | 0 | 1.739 | 0 | 0.052206 | 0 | 0 | 0 | -0.16386 | 0 | 0 | 0 | 0 | 0 | 0 | 0 | 0 | 1.9165 | 0 | 0 | 0 | 0 | 0 | 0 | 0 | 0 | -5.4 | 0 | 0 | 0 | 0 | 0 | 0 | 0 | 0 | 0 | 0 | 0 | -14.4185 | 1.822 | 0 | 2.9413 | 2.9413 | 0.84438 | 23.7274 | 1.2254 | 3.0551 | 0 | 0.039387 | -0.77388 | 0.62859 | 0.16139 | 0.33681 | 20.6026 | 17.6355 | -22.4993 | 0 | 0.50591 | 0 | 1.6728 | 0.17618
2025_03_09 Hr 17 | 0.63977 | 5.2486e-05 | 0 | 0.12289 | 0.12381 | 0.1198 | 0.1158 | 0.1127 | 0.098305 | 0 | 0 | 0.0050755 | 1.02 | 0.077468 | 1.6301 | 1.6301 | 5.9021 | 0 | 0.0055943 | 0.006688 | 0.0039511 | 0 | 0 | 0.22809 | 0 | 0.12184 | 0 | 0.072835 | 0.014642 | 1.2565 | 0.32514 | 6.6586 | 2.0585 | 0 | 0.58506 | 0.81115 | 0 | 0 | 0 | 1.3934 | 0 | 0.052206 | 0 | 0 | 0 | -0.33967 | 0 | 0 | 0 | 0 | 0 | 0 | 0 | 0 | 1.4374 | 0 | 0 | 0 | 0 | 0 | 0 | 0 | 0 | -5.4 | 0 | 0 | 0 | 0 | 0 | 0 | 0 | 0 | 0 | 0 | 0 | -30.5732 | 1.822 | 0 | 3.2957 | 3.2957 | 1.1621 | 24.6872 | 1.2254 | 3.0551 | 0 | 0.039387 | -0.63977 | 0.62859 | 0.16139 | 0.33681 | 7.0542 | 17.5763 | -36.6028 | 0 | 0.50591 | 0 | 1.6728 | 0.17638
2025_03_09 Hr 18 | 0.27215 | 3.5901e-06 | 0 | 0.12289 | 0.12381 | 0.1198 | 0.1158 | 0.1127 | 0.098305 | 0 | 0 | 0.0050755 | 0.99 | 0.073716 | 1.6301 | 1.6301 | 5.952 | 0 | 0.0055943 | 0.006688 | 0.0039511 | 0 | 0 | 0.18823 | 0 | 0.08198 | 0 | 0.072835 | 0.014642 | 1.2615 | 0.32514 | 6.6982 | 2.0585 | 0 | 0.58919 | 0.81115 | 0 | 0 | 0 | 0.25654 | -0.40041 | 0.052206 | 0 | 0 | 0 | -0.33297 | 0 | 0 | 0 | 0 | 0 | 0 | 0 | 0 | 1.2341 | 0 | 0 | 0 | 0 | 0 | 0 | 0 | 0 | -5.4 | 0 | 0 | 0 | 0 | 0 | 0 | 0 | 0 | 0 | 0 | 0 | -29.501 | 1.822 | 0 | 3.4565 | 3.4565 | 1.3754 | 25.1033 | 1.2254 | 3.0551 | 0 | 0.039387 | -0.27215 | 0.62859 | 0.16139 | 0.33681 | 6.9146 | 17.1911 | -35.236 | 0 | 0.50591 | 0 | 1.6728 | 0.17848
2025_03_09 Hr 19 | 0.02274 | 0 | 0 | 0.12289 | 0.12381 | 0.1198 | 0.1158 | 0.1127 | 0.098305 | 0 | 0 | 0.0050755 | 0.87 | 0.062541 | 1.6301 | 1.6301 | 5.952 | 0 | 0.0055943 | 0.006688 | 0.0039511 | 0 | 0 | 0.11927 | 0 | 0.013022 | 0 | 0.072835 | 0.014642 | 1.2615 | 0.32514 | 6.6982 | 2.0585 | 0 | 0.58919 | 0.81115 | 0 | 0 | 0 | 0 | -1.2709 | 0.052206 | 0 | 0 | 0 | -0.32139 | 0 | 0 | 0 | 0 | 0 | 0 | 0 | 0 | 1.4374 | 0 | 0 | 0 | 0 | 0 | 0 | 0 | 0 | -5.4 | 0 | 0 | 0 | 0 | 0 | 0 | 0 | 0 | 0 | 0 | 0 | -28.9374 | 1.822 | 0 | 3.4565 | 3.4565 | 1.7366 | 25.1033 | 1.2254 | 3.0551 | 0 | 0.039387 | -0.02274 | 0.62859 | 0.16139 | 0.33681 | 6.6608 | 17.3776 | -34.5492 | 0 | 0.50591 | 0 | 1.6728 | 0.18098
2025_03_09 Hr 20 | 0 | 0 | 0 | 0.12289 | 0.12381 | 0.1198 | 0.1158 | 0.1127 | 0.098305 | 0 | 0 | 0.0050755 | 0.57 | 0.035226 | 1.6301 | 1.6301 | 5.9354 | 0 | 0.0055943 | 0.006688 | 0.0039511 | 0 | 0 | -0.15092 | 0 | -0.25717 | 0 | 0.072835 | 0.014642 | 1.2598 | 0.32514 | 6.6982 | 2.0585 | 0 | 0.58919 | 0.81115 | 0 | 0 | 0 | 0.11205 | -2.756 | 0.052206 | 0 | 0 | 0 | -0.276 | 0 | 0 | 0 | 0 | 0 | 0 | 0 | 0 | 1.2994 | 0 | 0 | 0 | 0 | 0 | 0 | 0 | 0 | -5.4 | 0 | 0 | 0 | 0 | 0 | 0 | 0 | 0 | 0 | 0 | 0 | -26.2831 | 1.822 | 0 | 3.3548 | 3.3548 | 1.6148 | 24.8817 | 1.2254 | 3.0551 | 0 | 0.039387 | 0 | 0.62859 | 0.16139 | 0.33681 | 6.6424 | 16.7719 | -32.3672 | 0 | 0.50591 | 0 | 1.6728 | 0.18511
2025_03_09 Hr 21 | 0 | 0 | 0 | 0.12289 | 0.12381 | 0.1198 | 0.1158 | 0.1127 | 0.098305 | 0 | 0 | 0.0050755 | 0.6 | 0.029428 | 1.6301 | 1.6301 | 5.952 | 0 | 0.0055943 | 0.006688 | 0.0039511 | 0 | 0 | -0.4925 | 0 | -0.59875 | 0 | 0.072835 | 0.014642 | 1.2615 | 0.32514 | 6.6982 | 2.0585 | 0 | 0.58919 | 0.81115 | 0 | 0 | 0 | 0 | -2.0792 | 0.052206 | 0 | 0 | 0 | -0.21861 | 0 | 0 | 0 | 0 | 0 | 0 | 0 | 0 | 1.4374 | 0 | 0 | 0 | 0 | 0 | 0 | 0 | 0 | -5.4 | 0 | 0 | 0 | 0 | 0 | 0 | 0 | 0 | 0 | 0 | 0 | -21.6145 | 1.822 | 0 | 3.4565 | 3.4565 | 1.4058 | 25.1033 | 1.2254 | 3.0551 | 0 | 0.039387 | 0 | 0.62859 | 0.16139 | 0.33681 | 11.4243 | 16.7246 | -28.3244 | 0 | 0.50591 | 0 | 1.6728 | 0.18464
2025_03_09 Hr 22 | 0 | 0 | 0 | 0.12289 | 0.12381 | 0.1198 | 0.1158 | 0.1127 | 0.098305 | 0 | 0 | 0.0050755 | 0.63 | 0.027964 | 1.6301 | 1.6301 | 5.952 | 0 | 0.0055943 | 0.006688 | 0.0039511 | 0 | 0 | -0.6173 | 0 | -0.72355 | 0 | 0.072835 | 0.014642 | 1.2615 | 0.32514 | 6.6982 | 2.0585 | 0 | 0.58919 | 0.81115 | 0 | 0 | 0 | 0.11927 | -0.67911 | 0.052206 | 0 | 0 | 0 | -0.19764 | 0 | 0 | 0 | 0 | 0 | 0 | 0 | 0 | 1.4374 | 0 | 0 | 0 | 0 | 0 | 0 | 0 | 0 | -5.4 | 0 | 0 | 0 | 0 | 0 | 0 | 0 | 0 | 0 | 0 | 0 | -19.3819 | 1.822 | 0 | 3.2037 | 3.2037 | 0.97495 | 24.5977 | 1.2254 | 3.0551 | 0 | 0.039387 | 0 | 0.62859 | 0.16139 | 0.33681 | 14.0368 | 16.3194 | -26.3205 | 0 | 0.50591 | 0 | 1.6728 | 0.18181
2025_03_09 Hr 23 | 0 | 0 | 0 | 0.12289 | 0.12381 | 0.1198 | 0.1158 | 0.1127 | 0.098305 | 0 | 0 | 0.0050755 | 1.14 | 0.057804 | 1.6301 | 1.6301 | 6.0364 | 0 | 0.0055943 | 0.006688 | 0.0039511 | 0 | 0 | -0.44808 | 0 | -0.55433 | 0 | 0.072835 | 0.014642 | 1.2615 | 0.32514 | 6.7303 | 2.0585 | 0 | 0.59394 | 0.81115 | 0 | 0 | 0 | 0.031086 | -0.26171 | 0.052206 | 0 | 0 | 0 | -0.22607 | 0 | 0 | 0 | 0 | 0 | 0 | 0 | 0 | 2.5335 | 0 | 0 | 0 | 0 | 0 | 0 | 0 | 0 | -5.4 | 0 | 0 | 0 | 0 | 0 | 0 | 0 | 0 | 0 | 0 | 0 | -22.2554 | 1.822 | 0 | 3.5002 | 3.5002 | 0.69204 | 25.3071 | 1.2254 | 3.0551 | 0 | 0.039387 | 0 | 0.62859 | 0.16139 | 0.33681 | 13.8657 | 17.6731 | -28.8839 | 0 | 0.50591 | 0 | 1.6728 | 0.17769
2025_03_09 Hr 24 | 0 | 0 | 0 | 0 | 0 | 0 | 0 | 0 | 0 | 0 | 0 | 0.0050755 | 1.92 | 0.092378 | 1.6301 | 1.6301 | 6.0364 | 0 | 0.0055943 | 0.006688 | 0.0039511 | 0 | 0 | -0.5175 | 0 | -0.62375 | 0 | 0.072835 | 0.014642 | 1.2615 | 0.32514 | 6.7303 | 2.0585 | 0 | 0.59394 | 0.81115 | 0 | 0 | 0 | 0.49228 | 0 | 0.052206 | 0 | 0.003093 | 0 | -0.21441 | 0 | 0 | 0 | 0 | 0 | 0 | 0 | 0 | 2.6715 | 0 | 0 | 0 | 0 | 0 | 0 | 0 | 0 | -5.4 | 0 | 0 | 0 | 0 | 0 | 0 | 0 | 0 | 0 | 0 | 0 | -23.7773 | 1.822 | 0 | 3.5002 | 3.5002 | 0.57017 | 24.6138 | 1.2254 | 3.0551 | 0 | 0.039387 | 0 | 0.62859 | 0.16139 | 0.33681 | 13.0745 | 18.5014 | -30.5329 | 0 | 0.50591 | 0 | 1.6728 | 0.17532
2025_03_10 Hr 01 | 0 | 0 | 0 | 0 | 0 | 0 | 0 | 0 | 0 | 0 | 0 | 0.0050755 | 2.13 | 0.096247 | 1.6301 | 1.6301 | 6.0364 | 0 | 0.0055943 | 0.006688 | 0.0039511 | 0 | 0 | -0.5959 | 0 | -0.70215 | 0 | 0.072835 | 0.014642 | 1.2615 | 0.32514 | 6.7303 | 2.0585 | 0 | 0.59394 | 0.81115 | 0 | 0 | 0 | 1.5099 | 0 | 0.052206 | 0 | 0.0029049 | 0 | -0.20124 | 0 | 0 | 0 | 0 | 0 | 0 | 0 | 0 | 2.1923 | 0 | 0 | 0 | 0 | 0 | 0 | 0 | 0 | -5.4 | 0 | 0 | 0 | 0 | 0 | 0 | 0 | 0 | 0 | 0 | 0 | -22.2493 | 1.822 | 0 | 3.5002 | 3.5002 | 0.57017 | 24.6138 | 1.2254 | 3.0551 | 0 | 0.039387 | 0 | 0.62859 | 0.16139 | 0.33681 | 15.2098 | 18.2346 | -29.1485 | 0 | 0.50591 | 0 | 1.6728 | 0.17378
2025_03_10 Hr 02 | 0 | 0 | 0 | 0 | 0 | 0 | 0 | 0 | 0 | 0 | 0 | 0.0050755 | 2.04 | 0.089145 | 1.6301 | 1.6301 | 6.0364 | 0 | 0.0055943 | 0.006688 | 0.0039511 | 0 | 0 | -0.63575 | 0 | -0.742 | 0 | 0.072835 | 0.014642 | 1.2615 | 0.32514 | 6.7303 | 2.0585 | 0 | 0.59394 | 0.81115 | 0 | 0 | 0 | 1.6175 | 0 | 0.052206 | 0 | 0.0028092 | 0 | -0.19454 | 0 | 0 | 0 | 0 | 0 | 0 | 0 | 0 | 2.4682 | 0 | 0 | 0 | 0 | 0 | 0 | 0 | 0 | -5.4 | 0 | 0 | 0 | 0 | 0 | 0 | 0 | 0 | 0 | 0 | 0 | -22.3346 | 1.822 | 0 | 3.5002 | 3.5002 | 1.0838 | 24.6138 | 1.2254 | 3.0551 | 0 | 0.039387 | 0 | 0.62859 | 0.16139 | 0.33681 | 15.8508 | 18.9263 | -29.3069 | 0 | 0.50591 | 0 | 1.6728 | 0.17318
2025_03_10 Hr 03 | 0 | 0 | 0 | 0 | 0 | 0 | 0 | 0 | 0 | 0 | 0 | 0.0050755 | 2.04 | 0.091614 | 1.6301 | 1.6301 | 6.0364 | 0 | 0.0055943 | 0.006688 | 0.0039511 | 0 | 0 | -0.60333 | 0 | -0.70958 | 0 | 0.072835 | 0.014642 | 1.2615 | 0.32514 | 6.7303 | 2.0585 | 0 | 0.59394 | 0.81115 | 0 | 0 | 0 | 1.0389 | 0 | 0.052206 | 0 | 0.002887 | 0 | -0.19999 | 0 | 0 | 0 | 0 | 0 | 0 | 0 | 0 | 2.1923 | 0 | 0 | 0 | 0 | 0 | 0 | 0 | 0 | -5.4 | 0 | 0 | 0 | 0 | 0 | 0 | 0 | 0 | 0 | 0 | 0 | -25.9837 | 1.822 | 0 | 3.5002 | 3.5002 | 1.667 | 24.6138 | 1.2254 | 3.0551 | 0 | 0.039387 | 0 | 0.62859 | 0.16139 | 0.33681 | 11.9946 | 19.2385 | -32.8966 | 0 | 0.50591 | 0 | 1.6728 | 0.17546
2025_03_10 Hr 04 | 0 | 0 | 0 | 0 | 0 | 0 | 0 | 0 | 0 | 0 | 0 | 0.0050755 | 1.77 | 0.082742 | 1.6301 | 1.6301 | 6.0364 | 0 | 0.0055943 | 0.006688 | 0.0039511 | 0 | 0 | -0.5541 | 0 | -0.66035 | 0 | 0.072835 | 0.014642 | 1.2615 | 0.32514 | 6.7303 | 2.0585 | 0 | 0.59394 | 0.81115 | 0 | 0 | 0 | 0.68381 | 0 | 0.052206 | 0 | 0.0030052 | 0 | -0.20826 | 0 | 0 | 0 | 0 | 0 | 0 | 0 | 0 | 2.3956 | 0 | 0 | 0 | 0 | 0 | 0 | 0 | 0 | -5.4 | 0 | 0 | 0 | 0 | 0 | 0 | 0 | 0 | 0 | 0 | 0 | -28.9571 | 1.822 | 0 | 3.5002 | 3.5002 | 2.0457 | 24.6138 | 1.2254 | 3.0551 | 0 | 0.039387 | 0 | 0.62859 | 0.16139 | 0.33681 | 9.0606 | 19.5427 | -35.7798 | 0 | 0.50591 | 0 | 1.6728 | 0.17668
2025_03_10 Hr 05 | 0 | 0 | 0 | 0.12289 | 0.12381 | 0.1198 | 0.1158 | 0.1127 | 0.098305 | 0 | 0 | 0.0050755 | 1.41 | 0.073424 | 1.6301 | 1.6301 | 6.0364 | 0 | 0.0055943 | 0.006688 | 0.0039511 | 0 | 0 | -0.41142 | 0 | -0.51767 | 0 | 0.072835 | 0.014642 | 1.2615 | 0.32514 | 6.7303 | 2.0585 | 0 | 0.59394 | 0.81115 | 0 | 0 | 0 | 0.061545 | -0.18259 | 0.052206 | 0 | 0 | 0 | -0.23223 | 0 | 0 | 0 | 0 | 0 | 0 | 0 | 0 | 2.1197 | 0 | 0 | 0 | 0 | 0 | 0 | 0 | 0 | -5.4 | 0 | 0 | 0 | 0 | 0 | 0 | 0 | 0 | 0 | 0 | 0 | -33.8248 | 1.822 | 0 | 3.5002 | 3.5002 | 2.0761 | 25.3071 | 1.2254 | 3.0551 | 0 | 0.039387 | 0 | 0.62859 | 0.16139 | 0.33681 | 3.7306 | 18.9307 | -40.3861 | 0 | 0.50591 | 0 | 1.6728 | 0.17932
2025_03_10 Hr 06 | 0 | 0 | 0 | 0.12289 | 0.12381 | 0.1198 | 0.1158 | 0.1127 | 0.098305 | 0 | 0 | 0.0050755 | 1.11 | 0.065427 | 1.6301 | 1.6301 | 6.0364 | 0 | 0.0055943 | 0.006688 | 0.0039511 | 0 | 0 | -0.22742 | 0 | -0.33367 | 0 | 0.072835 | 0.014642 | 1.2615 | 0.32514 | 6.7303 | 2.0585 | 0 | 0.59394 | 0.81115 | 0 | 0 | 0 | 0 | -1.7601 | 0.052206 | 0 | 0 | 0 | -0.26314 | 0 | 0 | 0 | 0 | 0 | 0 | 0 | 0 | 3.4264 | 0 | 0 | 0 | 0 | 0 | 0 | 0 | 0 | -5.4 | 0 | 0 | 0 | 0 | 0 | 0 | 0 | 0 | 0 | 0 | 0 | -36.9122 | 1.822 | 0 | 3.5002 | 3.5002 | 1.6365 | 25.3071 | 1.2254 | 3.0551 | 0 | 0.039387 | 0 | 0.62859 | 0.16139 | 0.33681 | -0.095466 | 19.494 | -43.1365 | 0 | 0.50591 | 0 | 1.6728 | 0.18356
2025_03_10 Hr 07 | 0 | 0 | 0 | 0.12289 | 0.12381 | 0.1198 | 0.1158 | 0.1127 | 0.098305 | 0 | 0 | 0.0050755 | 1.02 | 0.063411 | 1.6301 | 1.6301 | 5.952 | 0 | 0.0055943 | 0.006688 | 0.0039511 | 0 | 0 | 0 | 0 | 0 | 0 | 0.072835 | 0.014642 | 1.2615 | 0.32514 | 6.6982 | 2.0585 | 0 | 0.58919 | 0.81115 | 0 | 0 | 0 | 0 | -4.7176 | 0.052206 | 0 | 0 | 0 | -0.27766 | 0 | 0 | 0 | 0 | 0 | 0 | 0 | 0 | 3.2885 | 0 | 0 | 0 | 0 | 0 | 0 | 0 | -6.4 | 0 | 0 | 0 | 0 | 0 | 0 | 0 | 0 | 0 | -2.3937 | 0 | 0 | -40.5618 | 1.822 | 0 | 3.4565 | 3.4565 | 1.4363 | 25.1033 | 1.2254 | 3.0551 | 0 | 0.039387 | 0 | 0.62859 | 0.16139 | 0.33681 | -10.1797 | 19.0678 | -49.6332 | 0 | 0.50591 | 0 | 1.6728 | 0.19222
2025_03_10 Hr 08 | 0.022813 | 0 | 0 | 0.12289 | 0.12381 | 0.1198 | 0.1158 | 0.1127 | 0.098305 | 0 | 0 | 0.0050755 | 1.59 | 0.099323 | 1.6301 | 1.6301 | 5.952 | 0 | 0.0055943 | 0.006688 | 0.0039511 | 0 | 0 | 0 | 0 | 0 | 0 | 0.072835 | 0.014642 | 1.2615 | 0.32514 | 6.6982 | 2.0585 | 0 | 0.58919 | 0.81115 | 0 | 0 | 0 | 0 | -5.5824 | 0.052206 | 0 | 0 | 0 | -0.279 | 0 | 0 | 0 | 0 | 0 | 0 | 0 | 0 | 3.1506 | 0 | 0 | 0 | 0 | 0 | 0 | 0 | -6.4 | 0 | 0 | 0 | 0 | 0 | 0 | 0 | 0 | 0 | -2.3937 | 0 | 0 | -36.0658 | 1.822 | 0 | 3.4565 | 3.4565 | 0.87484 | 25.1033 | 1.2254 | 3.0551 | 0 | 0.039387 | -0.022813 | 0.62859 | 0.16139 | 0.33681 | -6.6412 | 18.9994 | -45.1614 | 0 | 0.50591 | 0 | 1.6728 | 0.1945
2025_03_10 Hr 09 | 0.22653 | 3.1519e-06 | 0 | 0.12289 | 0.12381 | 0.1198 | 0.1158 | 0.1127 | 0.098305 | 0 | 0 | 0.0050755 | 1.2 | 0.078447 | 1.6301 | 1.6301 | 5.952 | 0 | 0.0055943 | 0.006688 | 0.0039511 | 0 | 0 | 0 | 0 | 0 | 0 | 0.072835 | 0.014642 | 1.2615 | 0.32514 | 6.6982 | 2.0585 | 0 | 0.58919 | 0.81115 | 0 | 0 | 0 | 0 | -5.6363 | 0.052206 | 0 | 0 | 0 | -0.29208 | 0 | 0 | 0 | 0 | 0 | 0 | 0 | 0 | 3.3538 | 0 | 0 | 0 | 0 | 0 | 0 | 0 | -6.4 | 0 | 0 | 0 | 0 | 0 | 0 | 0 | 0 | 0 | -2.3937 | 0 | 0 | -34.7846 | 1.822 | 0 | 3.4565 | 3.4565 | 0.99236 | 25.1033 | 1.2254 | 3.0551 | 0 | 0.039387 | -0.22653 | 0.62859 | 0.16139 | 0.33681 | -5.5176 | 19.1123 | -44.097 | 0 | 0.50591 | 0 | 1.6728 | 0.19379
2025_03_10 Hr 10 | 0.318 | 3.5785e-05 | 0 | 0 | 0 | 0 | 0 | 0 | 0 | 0 | 0 | 0.0050755 | 0.63 | 0.023776 | 1.6301 | 1.6301 | 5.952 | 0 | 0.0055943 | 0.006688 | 0.0039511 | 0 | 0 | 0 | 0 | 0 | 0 | 0.072835 | 0.014642 | 1.2615 | 0 | 6.6982 | 2.0585 | 0 | 0.58919 | 0.81115 | 0 | 0 | 0 | 0 | -1.5936 | 0.052206 | 0 | 0.0024261 | 0 | -0.16773 | 0 | 0 | 0 | 0 | 0 | 0 | 0 | 0 | 3.0126 | 0 | 0 | 0 | 0 | 0 | 0 | 0 | -6.4 | 0 | 0 | 0 | 0 | 0 | 0 | 0 | 0 | 0 | -2.3937 | 0 | 0 | -17.7932 | 1.822 | 0 | 2.7475 | 2.7475 | 1.9368 | 22.667 | 1.2254 | 3.0551 | 0 | 0.039387 | -0.318 | 0.62859 | 0.16139 | 0.33681 | 13.1813 | 19.1805 | -27.0727 | 0 | 0.50591 | 0 | 1.6728 | 0.1919
2025_03_10 Hr 11 | 0.36362 | 6.9144e-05 | 0 | 0 | 0 | 0 | 0 | 0 | 0 | 0 | 0 | 0.0050755 | 0.42 | 0.015851 | 1.6301 | 1.6301 | 5.952 | 0 | 0.0055943 | 0.006688 | 0.0039511 | 0 | 0 | 0 | 0 | 0 | 0 | 0.072835 | 0.014642 | 1.2615 | 0 | 6.6982 | 2.0585 | 0 | 0.58919 | 0.81115 | 0 | 0 | 0 | 0 | -0.73497 | 0.052206 | 0 | 0.0024261 | 0 | -0.16773 | 0 | 0 | 0 | 0 | 0 | 0 | 0 | 0 | 2.8094 | 0 | 0 | 0 | 0 | 0 | 0 | 0 | -6.4 | 0 | 0 | 0 | 0 | 0 | 0 | 0 | 0 | 0 | -2.3937 | 0 | 0 | -14.7022 | 1.822 | 0 | 2.7475 | 2.7475 | 1.6844 | 22.667 | 1.2254 | 3.0551 | 0 | 0.039387 | -0.36362 | 0.62859 | 0.16139 | 0.33681 | 16.4537 | 18.5489 | -24.0273 | 0 | 0.50591 | 0 | 1.6728 | 0.18824
2025_03_10 Hr 12 | 0.52229 | 0.00011386 | 0 | 0 | 0 | 0 | 0 | 0 | 0 | 0 | 0 | 0.0050755 | 0.24 | 0.0092915 | 1.6301 | 1.6301 | 5.952 | 0 | 0.0055943 | 0.006688 | 0.0039511 | 0 | 0 | 0 | 0 | 0 | 0 | 0.072835 | 0.014642 | 1.2615 | 0 | 6.6982 | 2.0585 | 0 | 0.58919 | 0.81115 | 0 | 0 | 0 | 0.0048653 | -0.088609 | 0.052206 | 0 | 0.0024888 | 0 | -0.17212 | 0 | 0 | 0 | 0 | 0 | 0 | 0 | 0 | 3.078 | 0 | 0 | 0 | 0 | 0 | 0 | 0 | -6.4 | 0 | 0 | 0 | 0 | 0 | 0 | 0 | 0 | 0 | -2.3937 | 0 | 0 | -11.4008 | 1.822 | 0 | 2.7727 | 2.7727 | 1.1142 | 22.7174 | 1.2254 | 3.0551 | 0 | 0.039387 | -0.52229 | 0.62859 | 0.16139 | 0.33681 | 19.9614 | 18.2167 | -20.8889 | 0 | 0.50591 | 0 | 1.6728 | 0.18546
2025_03_10 Hr 13 | 0.56734 | 0.00033674 | 0 | 0 | 0 | 0 | 0 | 0 | 0 | 0 | 0 | 0.0050755 | 0.24 | 0.0086108 | 1.6301 | 1.6301 | 5.952 | 0 | 0.0055943 | 0.006688 | 0.0039511 | 0 | 0 | 0 | 0 | 0 | 0 | 0.072835 | 0.014642 | 1.2615 | 0 | 6.6982 | 2.0585 | 0 | 0.58919 | 0.81115 | 0 | 0 | 0 | 0.34115 | 0 | 0.052206 | 0 | 0.0023065 | 0 | -0.15935 | 0 | 0 | 0 | 0 | 0 | 0 | 0 | 0 | 2.9473 | 0 | 0 | 0 | 0 | 0 | 0 | 0 | -6.4 | 0 | 0 | 0 | 0 | 0 | 0 | 0 | 0 | 0 | -2.3937 | 0 | 0 | -10.9162 | 1.822 | 0 | 2.7475 | 2.7475 | 1.223 | 22.667 | 1.2254 | 3.0551 | 0 | 0.039387 | -0.56734 | 0.62859 | 0.16139 | 0.33681 | 20.8093 | 18.2378 | -20.4366 | 0 | 0.50591 | 0 | 1.6728 | 0.18385
2025_03_10 Hr 14 | 0.61289 | 0.00051028 | 0 | 0 | 0 | 0 | 0 | 0 | 0 | 0 | 0 | 0.0050755 | 0.27 | 0.010991 | 1.6301 | 1.6301 | 5.952 | 0 | 0.0055943 | 0.006688 | 0.0039511 | 0 | 0 | 0 | 0 | 0 | 0 | 0.072835 | 0.014642 | 1.2615 | 0 | 6.6982 | 2.0585 | 0 | 0.58919 | 0.81115 | 0 | 0 | 0 | 0.78673 | -0.036605 | 0.052206 | 0 | 0.0026168 | 0 | -0.18108 | 0 | 0 | 0 | 0 | 0 | 0 | 0 | 0 | 2.7368 | 0 | 0 | 0 | 0 | 0 | 0 | 0 | -6.4 | 0 | 0 | 0 | 0 | 0 | 0 | 0 | 0 | 0 | -2.3937 | 0 | 0 | -10.6891 | 1.822 | 0 | 2.8822 | 2.8822 | 1.0228 | 22.9363 | 1.2254 | 3.0551 | 0 | 0.039387 | -0.61289 | 0.62859 | 0.16139 | 0.33681 | 21.3123 | 17.9026 | -20.2768 | 0 | 0.50591 | 0 | 1.6728 | 0.18132
2025_03_10 Hr 15 | 0.43141 | 0.00049682 | 0 | 0.12289 | 0.12381 | 0.1198 | 0.1158 | 0.1127 | 0.098305 | 0 | 0 | 0.0050755 | 0.27 | 0.011402 | 1.6301 | 1.6301 | 5.952 | 0 | 0.0055943 | 0.006688 | 0.0039511 | 0 | 0 | 0 | 0 | 0 | 0 | 0.072835 | 0.014642 | 1.2615 | 0 | 6.6982 | 2.0585 | 0 | 0.58919 | 0.81115 | 0 | 0 | 0 | 1.0164 | 0 | 0.052206 | 0 | 0 | 0 | -0.18794 | 0 | 0 | 0 | 0 | 0 | 0 | 0 | 0 | 2.8094 | 0 | 0 | 0 | 0 | 0 | 0 | 0 | -6.4 | 0 | 0 | 0 | 0 | 0 | 0 | 0 | 0 | 0 | -2.3937 | 0 | 0 | -12.6932 | 1.822 | 0 | 2.9074 | 2.9074 | 0.75298 | 23.6801 | 1.2254 | 3.0551 | 0 | 0.039387 | -0.43141 | 0.62859 | 0.16139 | 0.33681 | 20.1134 | 17.5232 | -22.1063 | 0 | 0.50591 | 0 | 1.6728 | 0.18022
2025_03_10 Hr 16 | 0.34088 | 0.00041328 | 0 | 0.12289 | 0.12381 | 0.1198 | 0.1158 | 0.1127 | 0.098305 | 0 | 0 | 0.0050755 | 0.24 | 0.0097653 | 1.6301 | 1.6301 | 5.7855 | 0 | 0.0055943 | 0.006688 | 0.0039511 | 0 | 0 | 0 | 0 | 0 | 0 | 0.072835 | 0.014642 | 1.2364 | 0 | 6.685 | 2.0585 | 0 | 0.58781 | 0.81115 | 0 | 0 | 0 | 1.5403 | 0 | 0.052206 | 0 | 0 | 0 | -0.181 | 0 | 0 | 0 | 0 | 0 | 0 | 0 | 0 | 3.078 | 0 | 0 | 0 | 0 | 0 | 0 | 0 | -6.4 | 0 | 0 | 0 | 0 | 0 | 0 | 0 | 0 | 0 | -2.3937 | 0 | 0 | -11.0645 | 1.822 | 0 | 2.9413 | 2.9413 | 0.70075 | 23.5429 | 1.2254 | 3.0551 | 0 | 0.039387 | -0.34088 | 0.62859 | 0.16139 | 0.33681 | 22.3174 | 17.6143 | -20.3801 | 0 | 0.50591 | 0 | 1.6728 | 0.17857
2025_03_10 Hr 17 | 0.11348 | 0.00015348 | 0 | 0.12289 | 0.12381 | 0.1198 | 0.1158 | 0.1127 | 0.098305 | 0 | 0 | 0.0050755 | 0.21 | 0.0088349 | 1.6301 | 1.6301 | 5.9021 | 0 | 0.0055943 | 0.006688 | 0.0039511 | 0 | 0 | 0 | 0 | 0 | 0 | 0.072835 | 0.014642 | 1.2398 | 0 | 6.6982 | 2.0585 | 0 | 0.58919 | 0.81115 | 0 | 0 | 0 | 1.286 | 0 | 0.052206 | 0 | 0 | 0 | -0.18722 | 0 | 0 | 0 | 0 | 0 | 0 | 0 | 0 | 3.6297 | 0 | 0 | 0 | 0 | 0 | 0 | 0 | -6.4 | 0 | 0 | 0 | 0 | 0 | 0 | 0 | 0 | 0 | -2.3937 | 0 | 0 | -11.5908 | 1.822 | 0 | 2.9413 | 2.9413 | 0.85308 | 23.6761 | 1.2254 | 3.0551 | 0 | 0.039387 | -0.11348 | 0.62859 | 0.16139 | 0.33681 | 22.3385 | 18.0616 | -20.6852 | 0 | 0.50591 | 0 | 1.6728 | 0.179
2025_03_10 Hr 18 | 0.090597 | 2.1111e-05 | 0 | 0.12289 | 0.12381 | 0.1198 | 0.1158 | 0.1127 | 0.098305 | 0 | 0 | 0.0050755 | 0.18 | 0.0076272 | 1.6301 | 1.6301 | 5.952 | 0 | 0.0055943 | 0.006688 | 0.0039511 | 0 | 0 | 0 | 0 | 0 | 0 | 0.072835 | 0.014642 | 1.2565 | 0 | 6.6982 | 2.0585 | 0 | 0.58919 | 0.81115 | 0 | 0 | 0 | 0.97754 | 0 | 0.052206 | 0 | 0 | 0 | -0.18858 | 0 | 0 | 0 | 0 | 0 | 0 | 0 | 0 | 3.7676 | 0 | 0 | 0 | 0 | 0 | 0 | 0 | -6.4 | 0 | 0 | 0 | 0 | 0 | 0 | 0 | 0 | 0 | -2.3937 | 0 | 0 | -12.1136 | 1.822 | 0 | 2.9674 | 2.9674 | 1.062 | 23.795 | 1.2254 | 3.0551 | 0 | 0.039387 | -0.090597 | 0.62859 | 0.16139 | 0.33681 | 21.9417 | 18.3556 | -21.1865 | 0 | 0.50591 | 0 | 1.6728 | 0.18046
2025_03_10 Hr 19 | 0 | 6.809e-07 | 0 | 0.12289 | 0.12381 | 0.1198 | 0.1158 | 0.1127 | 0.098305 | 0 | 0 | 0.0050755 | 0.15 | 0.0063551 | 1.6301 | 1.6301 | 5.952 | 0 | 0.0055943 | 0.006688 | 0.0039511 | 0 | 0 | 0 | 0 | 0 | 0 | 0.072835 | 0.014642 | 1.2615 | 0 | 6.6982 | 2.0585 | 0 | 0.58919 | 0.81115 | 0 | 0 | 0 | 0.70253 | -0.052311 | 0.052206 | 0 | 0 | 0 | -0.18855 | 0 | 0 | 0 | 0 | 0 | 0 | 0 | 0 | 3.6297 | 0 | 0 | 0 | 0 | 0 | 0 | 0 | -6.4 | 0 | 0 | 0 | 0 | 0 | 0 | 0 | 0 | 0 | -2.3937 | 0 | 0 | -12.9851 | 1.822 | 0 | 2.9248 | 2.9248 | 1.5364 | 23.7148 | 1.2254 | 3.0551 | 0 | 0.039387 | 0 | 0.62859 | 0.16139 | 0.33681 | 20.9689 | 18.5713 | -21.9674 | 0 | 0.50591 | 0 | 1.6728 | 0.18157
2025_03_10 Hr 20 | 0 | 0 | 0 | 0 | 0 | 0 | 0 | 0 | 0 | 0 | 0 | 0.0050755 | 0.18 | 0.0063154 | 1.6301 | 1.6301 | 5.952 | 0 | 0.0055943 | 0.006688 | 0.0039511 | 0 | 0 | 0 | 0 | 0 | 0 | 0.072835 | 0.014642 | 1.2615 | 0 | 6.6982 | 2.0585 | 0 | 0.58919 | 0.81115 | 0 | 0 | 0 | 0.55505 | 0 | 0.052206 | 0 | 0.0022555 | 0 | -0.15579 | 0 | 0 | 0 | 0 | 0 | 0 | 0 | 0 | 3.3538 | 0 | 0 | 0 | 0 | 0 | 0 | 0 | -6.4 | 0 | 0 | 0 | 0 | 0 | 0 | 0 | 0 | 0 | -2.3937 | 0 | 0 | -11.889 | 1.822 | 0 | 2.7475 | 2.7475 | 1.9455 | 22.667 | 1.2254 | 3.0551 | 0 | 0.039387 | 0 | 0.62859 | 0.16139 | 0.33681 | 21.1194 | 18.7358 | -20.8386 | 0 | 0.50591 | 0 | 1.6728 | 0.18283
2025_03_10 Hr 21 | 0 | 0 | 0 | 0 | 0 | 0 | 0 | 0 | 0 | 0 | 0 | 0.0050755 | 0.21 | 0.0075692 | 1.6301 | 1.6301 | 5.952 | 0 | 0.0055943 | 0.006688 | 0.0039511 | 0 | 0 | 0 | 0 | 0 | 0 | 0.072835 | 0.014642 | 1.2615 | 0 | 6.6982 | 2.0585 | 0 | 0.58919 | 0.81115 | 0 | 0 | 0 | 0.54437 | 0 | 0.052206 | 0 | 0.0023171 | 0 | -0.1601 | 0 | 0 | 0 | 0 | 0 | 0 | 0 | 0 | 3.4264 | 0 | 0 | 0 | 0 | 0 | 0 | 0 | -6.4 | 0 | 0 | 0 | 0 | 0 | 0 | 0 | 0 | 0 | -2.3937 | 0 | 0 | -13.2316 | 1.822 | 0 | 2.7475 | 2.7475 | 1.7149 | 22.667 | 1.2254 | 3.0551 | 0 | 0.039387 | 0 | 0.62859 | 0.16139 | 0.33681 | 19.6352 | 18.6093 | -22.1854 | 0 | 0.50591 | 0 | 1.6728 | 0.1831
2025_03_10 Hr 22 | 0 | 0 | 0 | 0 | 0 | 0 | 0 | 0 | 0 | 0 | 0 | 0.0050755 | 0.57 | 0.020976 | 1.6301 | 1.6301 | 5.952 | 0 | 0.0055943 | 0.006688 | 0.0039511 | 0 | 0 | 0 | 0 | 0 | 0 | 0.072835 | 0.014642 | 1.2615 | 0 | 6.6982 | 2.0585 | 0 | 0.58919 | 0.81115 | 0 | 0 | 0 | 0.98545 | 0 | 0.052206 | 0 | 0.0023657 | 0 | -0.1635 | 0 | 0 | 0 | 0 | 0 | 0 | 0 | 0 | 4.2467 | 0 | 0 | 0 | 0 | 0 | 0 | 0 | -6.4 | 0 | 0 | 0 | 0 | 0 | 0 | 0 | 0 | 0 | -2.3937 | 0 | 0 | -15.35 | 1.822 | 0 | 2.7727 | 2.7727 | 1.445 | 22.7174 | 1.2254 | 3.0551 | 0 | 0.039387 | 0 | 0.62859 | 0.16139 | 0.33681 | 18.9265 | 19.5309 | -24.3072 | 0 | 0.50591 | 0 | 1.6728 | 0.18081
2025_03_10 Hr 23 | 0 | 0 | 0 | 0 | 0 | 0 | 0 | 0 | 0 | 0 | 0 | 0.0050755 | 0.75 | 0.029069 | 1.6301 | 1.6301 | 6.0364 | 0 | 0.0055943 | 0.006688 | 0.0039511 | 0 | 0 | -0.76806 | 0 | -0.87431 | 0 | 0.072835 | 0.014642 | 1.2615 | 0 | 6.7303 | 2.0585 | 0 | 0.59394 | 0.81115 | 0 | 0 | 0 | 1.8714 | 0 | 0.052206 | 0 | 0.0024917 | 0 | -0.17232 | 0 | 0 | 0 | 0 | 0 | 0 | 0 | 0 | 4.0435 | 0 | 0 | 0 | 0 | 0 | 0 | 0 | 0 | -5.4 | 0 | 0 | 0 | 0 | 0 | 0 | 0 | 0 | 0 | 0 | 0 | -15.2567 | 1.822 | 0 | 2.8288 | 2.8288 | 1.2143 | 22.946 | 1.2254 | 3.0551 | 0 | 0.039387 | 0 | 0.62859 | 0.16139 | 0.33681 | 21.6313 | 19.2853 | -22.4714 | 0 | 0.50591 | 0 | 1.6728 | 0.17633
2025_03_10 Hr 24 | 0 | 0 | 0 | 0 | 0 | 0 | 0 | 0 | 0 | 0 | 0 | 0.0050755 | 1.23 | 0.053996 | 1.6301 | 1.6301 | 6.0364 | 0 | 0.0055943 | 0.006688 | 0.0039511 | 0 | 0 | -0.63038 | 0 | -0.73663 | 0 | 0.072835 | 0.014642 | 1.2615 | 0 | 6.7303 | 2.0585 | 0 | 0.59394 | 0.81115 | 0 | 0 | 0 | 2.1003 | 0 | 0.052206 | 0 | 0.0028221 | 0 | -0.19545 | 0 | 0 | 0 | 0 | 0 | 0 | 0 | 0 | 3.1506 | 0 | 0 | 0 | 0 | 0 | 0 | 0 | 0 | -5.4 | 0 | 0 | 0 | 0 | 0 | 0 | 0 | 0 | 0 | 0 | 0 | -18.8347 | 1.822 | 0 | 3.2764 | 3.2764 | 1.2622 | 23.8411 | 1.2254 | 3.0551 | 0 | 0.039387 | 0 | 0.62859 | 0.16139 | 0.33681 | 19.0863 | 18.9421 | -25.7971 | 0 | 0.50591 | 0 | 1.6728 | 0.17322
2025_03_11 Hr 01 | 0 | 0 | 0 | 0 | 0 | 0 | 0 | 0 | 0 | 0 | 0 | 0.0050755 | 1.38 | 0.058564 | 1.6301 | 1.6301 | 8.1776 | 0 | 0.0055943 | 0.006688 | 0.0039511 | 0 | 0 | -0.66952 | 0 | -0.77577 | 0 | 0.072835 | 0.014642 | 1.2615 | 0 | 9.1195 | 2.0585 | 0 | 0.59394 | 0.81115 | 0 | 0 | 0 | 2.0821 | 0 | 0.052206 | 0 | 0.0072751 | 0 | -0.18887 | 0 | 0 | 0 | 0 | 0 | 0 | 0 | 0 | 3.4264 | 0 | 0 | 0 | 0 | 0 | 0 | 0 | 0 | -5.4 | 0 | 0 | 0 | 0 | 0 | 0 | 0 | 0 | 0 | 0 | 0 | -11.5553 | 1.822 | 0 | 0 | 0 | 1.1926 | 21.8188 | 1.2254 | 3.0551 | 0 | 0.039387 | 0 | 0.62859 | 0.16139 | 0.33681 | 24.6114 | 19.3 | -18.5894 | 0 | 0.50591 | 0 | 1.6728 | 0.17037
2025_03_11 Hr 02 | 0 | 0 | 0 | 0 | 0 | 0 | 0 | 0 | 0 | 0 | 0 | 0.0050755 | 1.68 | 0.069067 | 1.6301 | 1.6301 | 8.1776 | 0 | 0.0055943 | 0.006688 | 0.0039511 | 0 | 0 | -0.70506 | 0 | -0.81131 | 0 | 0.072835 | 0.014642 | 1.2615 | 0 | 9.1195 | 2.0585 | 0 | 0.59394 | 0.81115 | 0 | 0 | 0 | 2.0428 | 0 | 0.052206 | 0 | 0.0070476 | 0 | -0.1829 | 0 | 0 | 0 | 0 | 0 | 0 | 0 | 0 | 3.5644 | 0 | 0 | 0 | 0 | 0 | 0 | 0 | 0 | -5.4 | 0 | 0 | 0 | 0 | 0 | 0 | 0 | 0 | 0 | 0 | 0 | -11.6206 | 1.822 | 0 | 0 | 0 | 1.1926 | 21.8188 | 1.2254 | 3.0551 | 0 | 0.039387 | 0 | 0.62859 | 0.16139 | 0.33681 | 24.89 | 19.7483 | -18.7199 | 0 | 0.50591 | 0 | 1.6728 | 0.17021
2025_03_11 Hr 03 | 0 | 0 | 0 | 0 | 0 | 0 | 0 | 0 | 0 | 0 | 0 | 0.0050755 | 1.8 | 0.074556 | 1.6301 | 1.6301 | 8.1776 | 0 | 0.0055943 | 0.006688 | 0.0039511 | 0 | 0 | -0.69679 | 0 | -0.80304 | 0 | 0.072835 | 0.014642 | 1.2615 | 0 | 9.1195 | 2.0585 | 0 | 0.59394 | 0.81115 | 0 | 0 | 0 | 2.3842 | 0 | 0.052206 | 0 | 0.0071005 | 0 | -0.18429 | 0 | 0 | 0 | 0 | 0 | 0 | 0 | 0 | 3.3538 | 0 | 0 | 0 | 0 | 0 | 0 | 0 | 0 | -5.4 | 0 | 0 | 0 | 0 | 0 | 0 | 0 | 0 | 0 | 0 | 0 | -12.5791 | 1.822 | 0 | 0 | 0 | 1.4233 | 21.8188 | 1.2254 | 3.0551 | 0 | 0.039387 | 0 | 0.62859 | 0.16139 | 0.33681 | 24.4326 | 19.8929 | -19.6632 | 0 | 0.50591 | 0 | 1.6728 | 0.16916
2025_03_11 Hr 04 | 0 | 0 | 0 | 0 | 0 | 0 | 0 | 0 | 0 | 0 | 0 | 0.0050755 | 2.16 | 0.095716 | 1.6301 | 1.6301 | 8.1776 | 0 | 0.0055943 | 0.006688 | 0.0039511 | 0 | 0 | -0.61929 | 0 | -0.72554 | 0 | 0.072835 | 0.014642 | 1.2615 | 0 | 9.1195 | 2.0585 | 0 | 0.59394 | 0.81115 | 0 | 0 | 0 | 2.5068 | 0 | 0.052206 | 0 | 0.0075965 | 0 | -0.19731 | 0 | 0 | 0 | 0 | 0 | 0 | 0 | 0 | 3.4264 | 0 | 0 | 0 | 0 | 0 | 0 | 0 | 0 | -5.4 | 0 | 0 | 0 | 0 | 0 | 0 | 0 | 0 | 0 | 0 | 0 | -13.5249 | 1.822 | 0 | 0 | 0 | 1.5538 | 21.8188 | 1.2254 | 3.0551 | 0 | 0.039387 | 0 | 0.62859 | 0.16139 | 0.33681 | 24.3358 | 20.4773 | -20.467 | 0 | 0.50591 | 0 | 1.6728 | 0.16924
2025_03_11 Hr 05 | 0 | 0 | 0 | 0 | 0 | 0 | 0 | 0 | 0 | 0 | 0 | 0.0050755 | 1.53 | 0.068836 | 1.6301 | 1.6301 | 8.1776 | 0 | 0.0055943 | 0.006688 | 0.0039511 | 0 | 0 | -0.60115 | 0 | -0.7074 | 0 | 0.072835 | 0.014642 | 1.2615 | 0 | 9.1195 | 2.0585 | 0 | 0.59394 | 0.81115 | 0 | 0 | 0 | 2.1456 | 0 | 0.052206 | 0 | 0.0077127 | 0 | -0.20036 | 0 | 0 | 0 | 0 | 0 | 0 | 0 | 0 | 3.7676 | 0 | 0 | 0 | 0 | 0 | 0 | 0 | 0 | -5.4 | 0 | 0 | 0 | 0 | 0 | 0 | 0 | 0 | 0 | 0 | 0 | -11.7201 | 1.822 | 0 | 0 | 0 | 1.6365 | 21.8188 | 1.2254 | 3.0551 | 0 | 0.039387 | 0 | 0.62859 | 0.16139 | 0.33681 | 25.581 | 20.2457 | -18.629 | 0 | 0.50591 | 0 | 1.6728 | 0.17061
2025_03_11 Hr 06 | 0 | 0 | 0 | 0 | 0 | 0 | 0 | 0 | 0 | 0 | 0 | 0.0050755 | 2.25 | 0.10457 | 1.6301 | 1.6301 | 8.1776 | 0 | 0.0055943 | 0.006688 | 0.0039511 | 0 | 0 | -0.56131 | 0 | -0.66756 | 0 | 0.072835 | 0.014642 | 1.2615 | 0 | 9.1195 | 2.0585 | 0 | 0.59394 | 0.81115 | 0 | 0 | 0 | 0.57155 | -0.29249 | 0.052206 | 0 | 0.0079676 | 0 | -0.20705 | 0 | 0 | 0 | 0 | 0 | 0 | 0 | 0 | 4.2467 | 0 | 0 | 0 | 0 | 0 | 0 | 0 | 0 | -5.4 | 0 | 0 | 0 | 0 | 0 | 0 | 0 | 0 | 0 | 0 | 0 | -12.6137 | 1.822 | 0 | 0 | 0 | 1.5234 | 21.8188 | 1.2254 | 3.0551 | 0 | 0.039387 | 0 | 0.62859 | 0.16139 | 0.33681 | 24.0216 | 21.3734 | -19.4497 | 0 | 0.50591 | 0 | 1.6728 | 0.17668
2025_03_11 Hr 07 | 0 | 0 | 0 | 0.16652 | 0.16777 | 0.16233 | 0.15691 | 0.1527 | 0.1332 | 0 | 0 | 0.0050755 | 2.13 | 0.10994 | 1.6301 | 1.6301 | 8.0633 | 0 | 0.0055943 | 0.006688 | 0.0039511 | 0 | 0 | 0 | 0 | 0 | 0 | 0.072835 | 0.014642 | 1.2615 | 0 | 9.0761 | 2.0585 | 0 | 0.58919 | 0.81115 | 0 | 0 | 0 | 0 | -0.98338 | 0.052206 | 0 | 0.0055301 | 0 | -0.23016 | 0 | 0 | 0 | 0 | 0 | 0 | 0 | 0 | 5.205 | 0 | 0 | 0 | 0 | 0 | 0 | 0 | -6.4 | 0 | 0 | 0 | 0 | 0 | 0 | 0 | 0 | 0 | -2.3937 | 0 | 0 | -11.0702 | 1.822 | 0 | 0 | 0 | 1.3536 | 22.6005 | 1.2254 | 3.0551 | 0 | 0.039387 | 0 | 0.62859 | 0.16139 | 0.33681 | 23.5708 | 22.0477 | -20.0941 | 0 | 0.50591 | 0 | 1.6728 | 0.18184
2025_03_11 Hr 08 | 0.045117 | 0 | 0 | 0.16652 | 0.16777 | 0.16233 | 0.15691 | 0.1527 | 0.1332 | 0 | 0 | 0.0050755 | 2.22 | 0.1219 | 1.6301 | 1.6301 | 8.0633 | 0 | 0.0055943 | 0.006688 | 0.0039511 | 0 | 0 | 0 | 0 | 0 | 0 | 0.072835 | 0.014642 | 1.2615 | 0 | 9.0761 | 2.0585 | 0 | 0.58919 | 0.81115 | 0 | 0 | 0 | 0 | -2.2957 | 0.052206 | 0 | 0.0058832 | 0 | -0.24499 | 0 | 0 | 0 | 0 | 0 | 0 | 0 | 0 | 5.822 | 0 | 0 | 0 | 0 | 0 | 0 | 0 | -6.4 | 0 | 0 | 0 | 0 | 0 | 0 | 0 | 0 | 0 | -2.3937 | 0 | 0 | -9.4714 | 1.822 | 0 | 0 | 0 | 1.0011 | 22.6005 | 1.2254 | 3.0551 | 0 | 0.039387 | -0.045117 | 0.62859 | 0.16139 | 0.33681 | 24.2124 | 22.4628 | -18.5553 | 0 | 0.50591 | 0 | 1.6728 | 0.1854
2025_03_11 Hr 09 | 0.318 | 9.6346e-06 | 0 | 0.16652 | 0.16777 | 0.16233 | 0.15691 | 0.1527 | 0.1332 | 0 | 0 | 0.0050755 | 2.01 | 0.10954 | 1.6301 | 1.6301 | 8.0633 | 0 | 0.0055943 | 0.006688 | 0.0039511 | 0 | 0 | 0 | 0 | 0 | 0 | 0.072835 | 0.014642 | 1.2615 | 0 | 9.0761 | 2.0585 | 0 | 0.58919 | 0.81115 | 0 | 0 | 0 | 0 | -1.4737 | 0.052206 | 0 | 0 | 0 | -0.24315 | 0 | 0 | 0 | 0 | 0 | 0 | 0 | 0 | 5.822 | 0 | 0 | 0 | 0 | 0 | 0 | 0 | -6.4 | 0 | 0 | 0 | 0 | 0 | 0 | 0 | 0 | 0 | -2.3937 | 0 | 0 | -21.4504 | 1.822 | 0 | 5.4883 | 5.4882 | 0.82261 | 30.5714 | 1.2254 | 3.0551 | 0 | 0.039387 | -0.318 | 0.62859 | 0.16139 | 0.33681 | 20.6279 | 22.3355 | -30.8053 | 0 | 0.50591 | 0 | 1.6728 | 0.18595
2025_03_11 Hr 10 | 0.45429 | 0.00023941 | 0 | 0.16652 | 0.16777 | 0.16233 | 0.15691 | 0.1527 | 0.1332 | 0 | 0 | 0.0050755 | 1.65 | 0.087783 | 1.6301 | 1.6301 | 8.0633 | 0 | 0.0055943 | 0.006688 | 0.0039511 | 0 | 0 | 0 | 0 | 0 | 0 | 0.072835 | 0.014642 | 1.2615 | 0 | 9.0761 | 2.0585 | 0 | 0.58919 | 0.81115 | 0 | 0 | 0 | 0 | -0.62869 | 0.052206 | 0 | 0 | 0 | -0.23731 | 0 | 0 | 0 | 0 | 0 | 0 | 0 | 0 | 5.4082 | 0 | 0 | 0 | 0 | 0 | 0 | 0 | -6.4 | 0 | 0 | 0 | 0 | 0 | 0 | 0 | 0 | 0 | -2.3937 | 0 | 0 | -18.7301 | 1.822 | 0 | 3.7229 | 3.7229 | 0.55276 | 30.0464 | 1.2254 | 3.0551 | 0 | 0.039387 | -0.45429 | 0.62859 | 0.16139 | 0.33681 | 22.6081 | 21.4058 | -28.2154 | 0 | 0.50591 | 0 | 1.6728 | 0.18517
2025_03_11 Hr 11 | 0.52222 | 0.00036354 | 0 | 0 | 0 | 0 | 0 | 0 | 0 | 0 | 0 | 0.0050755 | 2.07 | 0.10157 | 1.6301 | 1.6301 | 8.0633 | 0 | 0.0055943 | 0.006688 | 0.0039511 | 0 | 0 | 0 | 0 | 0 | 0 | 0.072835 | 0.014642 | 1.2615 | 0 | 9.0761 | 2.0585 | 0 | 0.58919 | 0.81115 | 0 | 0 | 0 | 0.047797 | -0.21456 | 0.052206 | 0 | 0.0031544 | 0 | -0.21871 | 0 | 0 | 0 | 0 | 0 | 0 | 0 | 0 | 4.5879 | 0 | 0 | 0 | 0 | 0 | 0 | 0 | -6.4 | 0 | 0 | 0 | 0 | 0 | 0 | 0 | 0 | 0 | -2.3937 | 0 | 0 | -17.4116 | 1.822 | 0 | 3.7229 | 3.7229 | 0.55276 | 29.107 | 1.2254 | 3.0551 | 0 | 0.039387 | -0.52222 | 0.62859 | 0.16139 | 0.33681 | 23.0799 | 21.086 | -26.9463 | 0 | 0.50591 | 0 | 1.6728 | 0.18388
2025_03_11 Hr 12 | 0.56734 | 0.00051541 | 0 | 0 | 0 | 0 | 0 | 0 | 0 | 0 | 0 | 0.0050755 | 2.1 | 0.091753 | 1.6301 | 1.6301 | 8.0633 | 0 | 0.0055943 | 0.006688 | 0.0039511 | 0 | 0 | 0 | 0 | 0 | 0 | 0.072835 | 0.014642 | 1.2615 | 0 | 9.0761 | 2.0585 | 0 | 0.58919 | 0.81115 | 0 | 0 | 0 | 0.18927 | -0.26604 | 0.052206 | 0 | 0.0028088 | 0 | -0.19451 | 0 | 0 | 0 | 0 | 0 | 0 | 0 | 0 | 3.3538 | 0 | 0 | 0 | 0 | 0 | 0 | 0 | -6.4 | 0 | 0 | 0 | 0 | 0 | 0 | 0 | 0 | 0 | -2.3937 | 0 | 0 | -15.7134 | 1.822 | 0 | 3.7571 | 3.7571 | 0.50053 | 29.1752 | 1.2254 | 3.0551 | 0 | 0.039387 | -0.56734 | 0.62859 | 0.16139 | 0.33681 | 23.6943 | 19.8648 | -25.269 | 0 | 0.50591 | 0 | 1.6728 | 0.18349
2025_03_11 Hr 13 | 0.61296 | 0.00056161 | 0 | 0 | 0 | 0 | 0 | 0 | 0 | 0 | 0 | 0.0050755 | 2.1 | 0.089931 | 1.6301 | 1.6301 | 8.0633 | 0 | 0.0055943 | 0.006688 | 0.0039511 | 0 | 0 | 0 | 0 | 0 | 0 | 0.072835 | 0.014642 | 1.2615 | 0 | 9.0761 | 2.0585 | 0 | 0.58919 | 0.81115 | 0 | 0 | 0 | 0.1814 | -0.10294 | 0.052206 | 0 | 0.002753 | 0 | -0.19061 | 0 | 0 | 0 | 0 | 0 | 0 | 0 | 0 | 2.6715 | 0 | 0 | 0 | 0 | 0 | 0 | 0 | -6.4 | 0 | 0 | 0 | 0 | 0 | 0 | 0 | 0 | 0 | -2.3937 | 0 | 0 | -16.1148 | 1.822 | 0 | 3.7229 | 3.7229 | 0.57017 | 29.107 | 1.2254 | 3.0551 | 0 | 0.039387 | -0.61296 | 0.62859 | 0.16139 | 0.33681 | 22.7686 | 19.2953 | -25.7121 | 0 | 0.50591 | 0 | 1.6728 | 0.18294
2025_03_11 Hr 14 | 0.65815 | 0.00058374 | 0 | 0 | 0 | 0 | 0 | 0 | 0 | 0 | 0 | 0.0050755 | 2.19 | 0.094583 | 1.6301 | 1.6301 | 8.0633 | 0 | 0.0055943 | 0.006688 | 0.0039511 | 0 | 0 | 0 | 0 | 0 | 0 | 0.072835 | 0.014642 | 1.2615 | 0 | 9.0761 | 2.0585 | 0 | 0.58919 | 0.81115 | 0 | 0 | 0 | 0.62294 | -0.11039 | 0.052206 | 0 | 0.0027764 | 0 | -0.19225 | 0 | 0 | 0 | 0 | 0 | 0 | 0 | 0 | 2.5335 | 0 | 0 | 0 | 0 | 0 | 0 | 0 | -6.4 | 0 | 0 | 0 | 0 | 0 | 0 | 0 | 0 | 0 | -2.3937 | 0 | 0 | -16.8663 | 1.822 | 0 | 3.7229 | 3.7229 | 0.55276 | 29.107 | 1.2254 | 3.0551 | 0 | 0.039387 | -0.65815 | 0.62859 | 0.16139 | 0.33681 | 22.3874 | 19.2784 | -26.5105 | 0 | 0.50591 | 0 | 1.6728 | 0.18145
2025_03_11 Hr 15 | 0.65801 | 0.00044365 | 0 | 0 | 0 | 0 | 0 | 0 | 0 | 0 | 0 | 0.0050755 | 2.34 | 0.10503 | 1.6301 | 1.6301 | 7.9279 | 0 | 0.0055943 | 0.006688 | 0.0039511 | 0 | 0 | 0 | 0 | 0 | 0 | 0.072835 | 0.014642 | 1.2615 | 0 | 9.0582 | 2.0585 | 0 | 0.58781 | 0.81115 | 0 | 0 | 0 | 0.34777 | -0.11039 | 0.052206 | 0 | 0.0028856 | 0 | -0.19989 | 0 | 0 | 0 | 0 | 0 | 0 | 0 | 0 | 2.4682 | 0 | 0 | 0 | 0 | 0 | 0 | 0 | -6.4 | 0 | 0 | 0 | 0 | 0 | 0 | 0 | 0 | 0 | -2.3937 | 0 | 0 | -19.88 | 1.822 | 0 | 3.8831 | 3.883 | 0.48312 | 29.2739 | 1.2254 | 3.0551 | 0 | 0.039387 | -0.65801 | 0.62859 | 0.16139 | 0.33681 | 19.2827 | 19.303 | -29.5316 | 0 | 0.50591 | 0 | 1.6728 | 0.18231
2025_03_11 Hr 16 | 0.77388 | 0.00010962 | 0 | 0 | 0 | 0 | 0 | 0 | 0 | 0 | 0 | 0.0050755 | 2.25 | 0.11367 | 1.6301 | 1.6301 | 7.7248 | 0 | 0.0055943 | 0.006688 | 0.0039511 | 0 | 0 | 0 | 0 | 0 | 0 | 0.072835 | 0.014642 | 1.2598 | 0 | 8.8971 | 2.0585 | 0 | 0.57541 | 0.81115 | 0 | 0 | 0 | 0.75247 | -0.068109 | 0.052206 | 0 | 0.0032479 | 0 | -0.22525 | 0 | 0 | 0 | 0 | 0 | 0 | 0 | 0 | 2.0544 | 0 | 0 | 0 | 0 | 0 | 0 | 0 | -6.4 | 0 | 0 | 0 | 0 | 0 | 0 | 0 | 0 | 0 | -2.3937 | 0 | 0 | -20.4459 | 1.822 | 0 | 3.9408 | 3.9407 | 0.26985 | 29.0234 | 1.2254 | 3.0551 | 0 | 0.039387 | -0.77388 | 0.62859 | 0.16139 | 0.33681 | 18.1664 | 18.6975 | -30.2388 | 0 | 0.50591 | 0 | 1.6728 | 0.182
2025_03_11 Hr 17 | 0.70784 | 5.7694e-05 | 0 | 0.16652 | 0.16777 | 0.16233 | 0.15691 | 0.1527 | 0.1332 | 0 | 0 | 0.0050755 | 1.71 | 0.091621 | 1.6301 | 1.6301 | 7.9505 | 0 | 0.0055943 | 0.006688 | 0.0039511 | 0 | 0 | 0 | 0 | 0 | 0 | 0.072835 | 0.014642 | 1.2615 | 0 | 9.0761 | 2.0585 | 0 | 0.58919 | 0.81115 | 0 | 0 | 0 | 0.23747 | -0.55099 | 0.052206 | 0 | 0 | 0 | -0.23901 | 0 | 0 | 0 | 0 | 0 | 0 | 0 | 0 | 1.9165 | 0 | 0 | 0 | 0 | 0 | 0 | 0 | -6.4 | 0 | 0 | 0 | 0 | 0 | 0 | 0 | 0 | 0 | -2.3937 | 0 | 0 | -20.1082 | 1.822 | 0 | 3.9408 | 3.9407 | 0.17845 | 30.3692 | 1.2254 | 3.0551 | 0 | 0.039387 | -0.70784 | 0.62859 | 0.16139 | 0.33681 | 18.0614 | 17.8546 | -29.8488 | 0 | 0.50591 | 0 | 1.6728 | 0.18286
2025_03_11 Hr 18 | 0.4232 | 3.0516e-05 | 0 | 0.16652 | 0.16777 | 0.16233 | 0.15691 | 0.1527 | 0.1332 | 0 | 0 | 0.0050755 | 0.87 | 0.050059 | 1.6301 | 1.6301 | 8.0633 | 0 | 0.0055943 | 0.006688 | 0.0039511 | 0 | 0 | 0 | 0 | 0 | 0 | 0.072835 | 0.014642 | 1.2615 | 0 | 9.0761 | 2.0585 | 0 | 0.58919 | 0.81115 | 0 | 0 | 0 | 0.14994 | -1.1526 | 0.052206 | 0 | 0 | 0 | -0.25682 | 0 | 0 | 0 | 0 | 0 | 0 | 0 | 0 | 1.5753 | 0 | 0 | 0 | 0 | 0 | 0 | 0 | -6.4 | 0 | 0 | 0 | 0 | 0 | 0 | 0 | 0 | 0 | -2.3937 | 0 | 0 | -17.7745 | 1.822 | 0 | 4.0208 | 4.0208 | 0.12187 | 30.6421 | 1.2254 | 3.0551 | 0 | 0.039387 | -0.4232 | 0.62859 | 0.16139 | 0.33681 | 18.6836 | 16.2924 | -27.2483 | 0 | 0.50591 | 0 | 1.6728 | 0.1847
2025_03_11 Hr 19 | 0.045117 | 8.6289e-07 | 0 | 0.16652 | 0.16777 | 0.16233 | 0.15691 | 0.1527 | 0.1332 | 0 | 0 | 0.0050755 | 2.22 | 0.11919 | 1.6301 | 1.6301 | 8.0633 | 0 | 0.0055943 | 0.006688 | 0.0039511 | 0 | 0 | 0 | 0 | 0 | 0 | 0.072835 | 0.014642 | 1.2615 | 0 | 9.0761 | 2.0585 | 0 | 0.58919 | 0.81115 | 0 | 0 | 0 | 0 | -0.84278 | 0.052206 | 0 | 0 | 0 | -0.23951 | 0 | 0 | 0 | 0 | 0 | 0 | 0 | 0 | 1.8511 | 0 | 0 | 0 | 0 | 0 | 0 | 0 | -6.4 | 0 | 0 | 0 | 0 | 0 | 0 | 0 | 0 | 0 | -2.3937 | 0 | 0 | -18.9349 | 1.822 | 0 | 3.7571 | 3.7571 | 0.13928 | 30.1147 | 1.2254 | 3.0551 | 0 | 0.039387 | -0.045117 | 0.62859 | 0.16139 | 0.33681 | 18.8861 | 17.6275 | -28.0133 | 0 | 0.50591 | 0 | 1.6728 | 0.18545
2025_03_11 Hr 20 | 0 | 0 | 0 | 0.16652 | 0.16777 | 0.16233 | 0.15691 | 0.1527 | 0.1332 | 0 | 0 | 0.0050755 | 2.49 | 0.12112 | 1.6301 | 1.6301 | 8.0633 | 0 | 0.0055943 | 0.006688 | 0.0039511 | 0 | 0 | 0 | 0 | 0 | 0 | 0.072835 | 0.014642 | 1.2615 | 0 | 9.0761 | 2.0585 | 0 | 0.58919 | 0.81115 | 0 | 0 | 0 | 0 | -0.97611 | 0.052206 | 0 | 0 | 0 | -0.2168 | 0 | 0 | 0 | 0 | 0 | 0 | 0 | 0 | 2.2577 | 0 | 0 | 0 | 0 | 0 | 0 | 0 | -6.4 | 0 | 0 | 0 | 0 | 0 | 0 | 0 | 0 | 0 | -2.3937 | 0 | 0 | -18.5022 | 1.822 | 0 | 3.7229 | 3.7229 | 0.5223 | 30.0464 | 1.2254 | 3.0551 | 0 | 0.039387 | 0 | 0.62859 | 0.16139 | 0.33681 | 20.2025 | 18.6449 | -27.5127 | 0 | 0.50591 | 0 | 1.6728 | 0.18654
2025_03_11 Hr 21 | 0 | 0 | 0 | 0.16652 | 0.16777 | 0.16233 | 0.15691 | 0.1527 | 0.1332 | 0 | 0 | 0.0050755 | 2.55 | 0.12548 | 1.6301 | 1.6301 | 8.0633 | 0 | 0.0055943 | 0.006688 | 0.0039511 | 0 | 0 | 0 | 0 | 0 | 0 | 0.072835 | 0.014642 | 1.2615 | 0 | 9.0761 | 2.0585 | 0 | 0.58919 | 0.81115 | 0 | 0 | 0 | 0 | -0.77501 | 0.052206 | 0 | 0 | 0 | -0.21933 | 0 | 0 | 0 | 0 | 0 | 0 | 0 | 0 | 2.7368 | 0 | 0 | 0 | 0 | 0 | 0 | 0 | -6.4 | 0 | 0 | 0 | 0 | 0 | 0 | 0 | 0 | 0 | -2.3937 | 0 | 0 | -20.4185 | 1.822 | 0 | 3.7229 | 3.7229 | 0.65287 | 30.0464 | 1.2254 | 3.0551 | 0 | 0.039387 | 0 | 0.62859 | 0.16139 | 0.33681 | 19.158 | 19.3182 | -29.4316 | 0 | 0.50591 | 0 | 1.6728 | 0.18572
2025_03_11 Hr 22 | 0 | 0 | 0 | 0.16652 | 0.16777 | 0.16233 | 0.15691 | 0.1527 | 0.1332 | 0 | 0 | 0.0050755 | 2.49 | 0.1319 | 1.6301 | 1.6301 | 8.0633 | 0 | 0.0055943 | 0.006688 | 0.0039511 | 0 | 0 | 0 | 0 | 0 | 0 | 0.072835 | 0.014642 | 1.2615 | 0 | 9.0761 | 2.0585 | 0 | 0.58919 | 0.81115 | 0 | 0 | 0 | 0.44003 | -0.35232 | 0.052206 | 0 | 0 | 0 | -0.23628 | 0 | 0 | 0 | 0 | 0 | 0 | 0 | 0 | 3.1506 | 0 | 0 | 0 | 0 | 0 | 0 | 0 | -6.4 | 0 | 0 | 0 | 0 | 0 | 0 | 0 | 0 | 0 | -2.3937 | 0 | 0 | -24.9734 | 1.822 | 0 | 3.8254 | 3.8253 | 1.0011 | 30.2512 | 1.2254 | 3.0551 | 0 | 0.039387 | 0 | 0.62859 | 0.16139 | 0.33681 | 16.3587 | 20.0232 | -34.0034 | 0 | 0.50591 | 0 | 1.6728 | 0.18235
2025_03_11 Hr 23 | 0 | 0 | 0 | 0 | 0 | 0 | 0 | 0 | 0 | 0 | 0 | 0.0050755 | 2.46 | 0.13779 | 1.6301 | 1.6301 | 8.1776 | 0 | 0.0055943 | 0.006688 | 0.0039511 | 0 | 0 | -0.30596 | 0 | -0.41221 | 0 | 0.072835 | 0.014642 | 1.2615 | 0 | 9.1195 | 2.0585 | 0 | 0.59394 | 0.81115 | 0 | 0 | 0 | 1.0466 | -0.24587 | 0.052206 | 0 | 0.0036007 | 0 | -0.24995 | 0 | 0 | 0 | 0 | 0 | 0 | 0 | 0 | 3.078 | 0 | 0 | 0 | 0 | 0 | 0 | 0 | 0 | -5.4 | 0 | 0 | 0 | 0 | 0 | 0 | 0 | 0 | 0 | 0 | 0 | -25.5668 | 1.822 | 0 | 4.0884 | 4.0884 | 1.0925 | 29.9956 | 1.2254 | 3.0551 | 0 | 0.039387 | 0 | 0.62859 | 0.16139 | 0.33681 | 18.8797 | 20.0183 | -31.9349 | 0 | 0.50591 | 0 | 1.6728 | 0.178
2025_03_11 Hr 24 | 0 | 0 | 0 | 0 | 0 | 0 | 0 | 0 | 0 | 0 | 0 | 0.0050755 | 2.46 | 0.1107 | 1.6301 | 1.6301 | 8.1776 | 0 | 0.0055943 | 0.006688 | 0.0039511 | 0 | 0 | -0.60087 | 0 | -0.70712 | 0 | 0.072835 | 0.014642 | 1.2615 | 0 | 9.1195 | 2.0585 | 0 | 0.59394 | 0.81115 | 0 | 0 | 0 | 1.2395 | 0 | 0.052206 | 0 | 0.0077144 | 0 | -0.2004 | 0 | 0 | 0 | 0 | 0 | 0 | 0 | 0 | 3.1506 | 0 | 0 | 0 | 0 | 0 | 0 | 0 | 0 | -5.4 | 0 | 0 | 0 | 0 | 0 | 0 | 0 | 0 | 0 | 0 | 0 | -12.7274 | 1.822 | 0 | 0 | 0 | 1.2622 | 21.8188 | 1.2254 | 3.0551 | 0 | 0.039387 | 0 | 0.62859 | 0.16139 | 0.33681 | 23.6518 | 20.2294 | -19.6358 | 0 | 0.50591 | 0 | 1.6728 | 0.17381
2025_03_12 Hr 01 | 0 | 0 | 0 | 0 | 0 | 0 | 0 | 0 | 0 | 0 | 0 | 0.0050755 | 2.52 | 0.084876 | 1.6301 | 1.6301 | 6.7197 | 0 | 0.0055943 | 0.006688 | 0.0039511 | 0 | 0 | -0.90408 | 0 | -1.0103 | 0 | 0.072835 | 0.014642 | 1.2615 | 0 | 7.4928 | 2.0585 | 0 | 0.59394 | 0.81115 | 0 | 0 | 0 | 0.043685 | -0.015531 | 0.052206 | 0 | 0.0057739 | 0 | -0.14946 | 0 | 0 | 0 | 0 | 0 | 0 | 0 | 0 | 3.7676 | 0 | 0 | 0 | 0 | 0 | 0 | 0 | 0 | -5.4 | 0 | 0 | 0 | 0 | 0 | 0 | 0 | 0 | 0 | 0 | 0 | -9.0068 | 1.822 | 0 | 0 | 0 | 1.7845 | 18.7342 | 1.2254 | 3.0551 | 0 | 0.039387 | 0 | 0.62859 | 0.16139 | 0.33681 | 23.6926 | 21.401 | -16.4707 | 0 | 0.50591 | 0 | 1.6728 | 0.1719
2025_03_12 Hr 02 | 0 | 0 | 0 | 0 | 0 | 0 | 0 | 0 | 0 | 0 | 0 | 0.0050755 | 2.49 | 0.082409 | 1.6301 | 1.6301 | 6.7197 | 0 | 0.0055943 | 0.006688 | 0.0039511 | 0 | 0 | -0.91975 | 0 | -1.026 | 0 | 0.072835 | 0.014642 | 1.2615 | 0 | 7.4928 | 2.0585 | 0 | 0.59394 | 0.81115 | 0 | 0 | 0 | 0.070999 | -0.00026254 | 0.052206 | 0 | 0.0056736 | 0 | -0.14683 | 0 | 0 | 0 | 0 | 0 | 0 | 0 | 0 | 3.7676 | 0 | 0 | 0 | 0 | 0 | 0 | 0 | 0 | -5.4 | 0 | 0 | 0 | 0 | 0 | 0 | 0 | 0 | 0 | 0 | 0 | -8.8328 | 1.822 | 0 | 0 | 0 | 1.7453 | 18.7342 | 1.2254 | 3.0551 | 0 | 0.039387 | 0 | 0.62859 | 0.16139 | 0.33681 | 23.8087 | 21.3291 | -16.3253 | 0 | 0.50591 | 0 | 1.6728 | 0.17171
2025_03_12 Hr 03 | 0 | 0 | 0 | 0 | 0 | 0 | 0 | 0 | 0 | 0 | 0 | 0.0050755 | 2.19 | 0.07394 | 1.6301 | 1.6301 | 6.7197 | 0 | 0.0055943 | 0.006688 | 0.0039511 | 0 | 0 | -0.9019 | 0 | -1.0081 | 0 | 0.072835 | 0.014642 | 1.2615 | 0 | 7.4928 | 2.0585 | 0 | 0.59394 | 0.81115 | 0 | 0 | 0 | 0.14745 | 0 | 0.052206 | 0 | 0.0057879 | 0 | -0.14983 | 0 | 0 | 0 | 0 | 0 | 0 | 0 | 0 | 4.1741 | 0 | 0 | 0 | 0 | 0 | 0 | 0 | 0 | -5.4 | 0 | 0 | 0 | 0 | 0 | 0 | 0 | 0 | 0 | 0 | 0 | -8.4938 | 1.822 | 0 | 0 | 0 | 1.3362 | 18.7342 | 1.2254 | 3.0551 | 0 | 0.039387 | 0 | 0.62859 | 0.16139 | 0.33681 | 23.9461 | 21.0181 | -15.9536 | 0 | 0.50591 | 0 | 1.6728 | 0.17171
2025_03_12 Hr 04 | 0 | 0 | 0 | 0 | 0 | 0 | 0 | 0 | 0 | 0 | 0 | 0.0050755 | 2.52 | 0.084145 | 1.6301 | 1.6301 | 6.7197 | 0 | 0.0055943 | 0.006688 | 0.0039511 | 0 | 0 | -0.91185 | 0 | -1.0181 | 0 | 0.072835 | 0.014642 | 1.2615 | 0 | 7.4928 | 2.0585 | 0 | 0.59394 | 0.81115 | 0 | 0 | 0 | 0.34909 | 0 | 0.052206 | 0 | 0.0057241 | 0 | -0.14816 | 0 | 0 | 0 | 0 | 0 | 0 | 0 | 0 | 4.0435 | 0 | 0 | 0 | 0 | 0 | 0 | 0 | 0 | -5.4 | 0 | 0 | 0 | 0 | 0 | 0 | 0 | 0 | 0 | 0 | 0 | -8.8258 | 1.822 | 0 | 0 | 0 | 1.4363 | 18.7342 | 1.2254 | 3.0551 | 0 | 0.039387 | 0 | 0.62859 | 0.16139 | 0.33681 | 24.1077 | 21.3283 | -16.3039 | 0 | 0.50591 | 0 | 1.6728 | 0.17229
2025_03_12 Hr 05 | 0 | 0 | 0 | 0 | 0 | 0 | 0 | 0 | 0 | 0 | 0 | 0.0050755 | 2.52 | 0.080463 | 1.6301 | 1.6301 | 6.4369 | 0 | 0.0055943 | 0.006688 | 0.0039511 | 0 | 0 | -0.95099 | 0 | -1.0572 | 0 | 0.072835 | 0.014642 | 1.2448 | 0 | 7.4928 | 2.0585 | 0 | 0.59394 | 0.81115 | 0 | 0 | 0 | 0 | -1.8098 | 0.052206 | 0 | 0.0054737 | 0 | -0.14158 | 0 | 0 | 0 | 0 | 0 | 0 | 0 | 0 | 3.9055 | 0 | 0 | 0 | 0 | 0 | 0 | 0 | 0 | -5.4 | 0 | 0 | 0 | 0 | 0 | 0 | 0 | 0 | 0 | 0 | 0 | -5.2056 | 1.822 | 0 | 0 | 0 | 1.4145 | 18.4346 | 1.2254 | 3.0551 | 0 | 0.039387 | 0 | 0.62859 | 0.16139 | 0.33681 | 25.0358 | 21.1664 | -12.7554 | 0 | 0.50591 | 0 | 1.6728 | 0.17381
2025_03_12 Hr 06 | 0 | 0 | 0 | 0.13682 | 0.13784 | 0.13337 | 0.12892 | 0.12547 | 0.10944 | 0 | 0 | 0.0050755 | 2.4 | 0.137 | 1.6301 | 1.6301 | 6.7197 | 0 | 0.0055943 | 0.006688 | 0.0039511 | 0 | 0 | -0.27723 | 0 | -0.38348 | 0 | 0.072835 | 0.014642 | 1.2615 | 0.51107 | 7.4928 | 2.0585 | 0 | 0.59394 | 0.81115 | 0 | 0 | 0 | 0.20733 | -1.2615 | 0.052206 | 0 | 0.0061161 | 0 | -0.25478 | 0 | 0 | 0 | 0 | 0 | 0 | 0 | 0 | 4.1741 | 0 | 0 | 0 | 0 | 0 | 0 | 0 | 0 | -5.4 | 0 | 0 | 0 | 0 | 0 | 0 | 0 | 0 | 0 | 0 | 0 | -16.526 | 1.822 | 0 | 0 | 0 | 1.445 | 19.8675 | 1.2254 | 3.0551 | 0 | 0.039387 | 0 | 0.62859 | 0.16139 | 0.33681 | 17.3794 | 21.4076 | -22.8415 | 0 | 0.50591 | 0 | 1.6728 | 0.17938
2025_03_12 Hr 07 | 0 | 0 | 0 | 0.13682 | 0.13784 | 0.13337 | 0.12892 | 0.12547 | 0.10944 | 0 | 0 | 0.0050755 | 2.16 | 0.1187 | 1.6301 | 1.6301 | 6.6259 | 0 | 0.0055943 | 0.006688 | 0.0039511 | 0 | 0 | 0 | 0 | 0 | 0 | 0.072835 | 0.014642 | 1.2615 | 0.36143 | 7.4571 | 2.0585 | 0 | 0.58919 | 0.81115 | 0 | 0 | 0 | 0 | -2.6205 | 0.052206 | 0 | 0.0058881 | 0 | -0.2452 | 0 | 0 | 0 | 0 | 0 | 0 | 0 | 0 | 4.0435 | 0 | 0 | 0 | 0 | 0 | 0 | 0 | -6.4 | 0 | 0 | 0 | 0 | 0 | 0 | 0 | 0 | 0 | -2.3937 | 0 | 0 | -11.5488 | 1.822 | 0 | 0 | 0 | 1.5669 | 19.738 | 1.2254 | 3.0551 | 0 | 0.039387 | 0 | 0.62859 | 0.16139 | 0.33681 | 17.6713 | 21.1416 | -20.5877 | 0 | 0.50591 | 0 | 1.6728 | 0.18522
2025_03_12 Hr 08 | 0.045117 | 0 | 0 | 0.13682 | 0.13784 | 0.13337 | 0.12892 | 0.12547 | 0.10944 | 0 | 0 | 0.0050755 | 1.2 | 0.065788 | 1.6301 | 1.6301 | 6.6259 | 0 | 0.0055943 | 0.006688 | 0.0039511 | 0 | 0 | 0 | 0 | 0 | 0 | 0.072835 | 0.014642 | 1.2615 | 0.36143 | 7.4571 | 2.0585 | 0 | 0.58919 | 0.81115 | 0 | 0 | 0 | 0 | -3.5896 | 0.052206 | 0 | 0 | 0 | -0.24461 | 0 | 0 | 0 | 0 | 0 | 0 | 0 | 0 | 4.1741 | 0 | 0 | 0 | 0 | 0 | 0 | 0 | -6.4 | 0 | 0 | 0 | 0 | 0 | 0 | 0 | 0 | 0 | -2.3937 | 0 | 0 | -17.0749 | 1.822 | 0 | 5.0417 | 5.0416 | 1.3057 | 27.0395 | 1.2254 | 3.0551 | 0 | 0.039387 | -0.045117 | 0.62859 | 0.16139 | 0.33681 | 17.338 | 20.0465 | -26.1584 | 0 | 0.50591 | 0 | 1.6728 | 0.18837
2025_03_12 Hr 09 | 0.29576 | 2.215e-05 | 0 | 0.13682 | 0.13784 | 0.13337 | 0.12892 | 0.12547 | 0.10944 | 0 | 0 | 0.0050755 | 2.07 | 0.10973 | 1.6301 | 1.6301 | 6.6259 | 0 | 0.0055943 | 0.006688 | 0.0039511 | 0 | 0 | 0 | 0 | 0 | 0 | 0.072835 | 0.014642 | 1.2615 | 0.36143 | 7.4571 | 2.0585 | 0 | 0.58919 | 0.81115 | 0 | 0 | 0 | 0 | -3.6179 | 0.052206 | 0 | 0 | 0 | -0.23644 | 0 | 0 | 0 | 0 | 0 | 0 | 0 | 0 | 4.5879 | 0 | 0 | 0 | 0 | 0 | 0 | 0 | -6.4 | 0 | 0 | 0 | 0 | 0 | 0 | 0 | 0 | 0 | -2.3937 | 0 | 0 | -18.7095 | 1.822 | 0 | 3.7639 | 3.7639 | 0.95319 | 27.2658 | 1.2254 | 3.0551 | 0 | 0.039387 | -0.29576 | 0.62859 | 0.16139 | 0.33681 | 16.8842 | 21.2717 | -28.0355 | 0 | 0.50591 | 0 | 1.6728 | 0.18778
2025_03_12 Hr 10 | 0.40867 | 0.00019937 | 0 | 0.13682 | 0.13784 | 0.13337 | 0.12892 | 0.12547 | 0.10944 | 0 | 0 | 0.0050755 | 1.89 | 0.088145 | 1.6301 | 1.6301 | 6.6259 | 0 | 0.0055943 | 0.006688 | 0.0039511 | 0 | 0 | 0 | 0 | 0 | 0 | 0.072835 | 0.014642 | 1.2615 | 0.36143 | 7.4571 | 2.0585 | 0 | 0.58919 | 0.81115 | 0 | 0 | 0 | 0.035928 | -1.4423 | 0.052206 | 0 | 0 | 0 | -0.20777 | 0 | 0 | 0 | 0 | 0 | 0 | 0 | 0 | 4.2467 | 0 | 0 | 0 | 0 | 0 | 0 | 0 | -6.4 | 0 | 0 | 0 | 0 | 0 | 0 | 0 | 0 | 0 | -2.3937 | 0 | 0 | -14.8602 | 1.822 | 0 | 3.3596 | 3.3596 | 0.63981 | 26.4572 | 1.2254 | 3.0551 | 0 | 0.039387 | -0.40867 | 0.62859 | 0.16139 | 0.33681 | 21.3061 | 20.5256 | -24.2704 | 0 | 0.50591 | 0 | 1.6728 | 0.18475
2025_03_12 Hr 11 | 0.43141 | 0.00035012 | 0 | 0 | 0 | 0 | 0 | 0 | 0 | 0 | 0 | 0.0050755 | 2.13 | 0.083158 | 1.6301 | 1.6301 | 6.6259 | 0 | 0.0055943 | 0.006688 | 0.0039511 | 0 | 0 | 0 | 0 | 0 | 0 | 0.072835 | 0.014642 | 1.2615 | 0 | 7.4571 | 2.0585 | 0 | 0.58919 | 0.81115 | 0 | 0 | 0 | 0 | -0.25518 | 0.052206 | 0 | 0.0025098 | 0 | -0.17359 | 0 | 0 | 0 | 0 | 0 | 0 | 0 | 0 | 3.4264 | 0 | 0 | 0 | 0 | 0 | 0 | 0 | -6.4 | 0 | 0 | 0 | 0 | 0 | 0 | 0 | 0 | 0 | -2.3937 | 0 | 0 | -11.69 | 1.822 | 0 | 3.0588 | 3.0588 | 0.26985 | 24.7223 | 1.2254 | 3.0551 | 0 | 0.039387 | -0.43141 | 0.62859 | 0.16139 | 0.33681 | 22.9703 | 19.5919 | -21.0887 | 0 | 0.50591 | 0 | 1.6728 | 0.18335
2025_03_12 Hr 12 | 0.52229 | 0.00045507 | 0 | 0 | 0 | 0 | 0 | 0 | 0 | 0 | 0 | 0.0050755 | 1.8 | 0.071585 | 1.6301 | 1.6301 | 6.6259 | 0 | 0.0055943 | 0.006688 | 0.0039511 | 0 | 0 | 0 | 0 | 0 | 0 | 0.072835 | 0.014642 | 1.2615 | 0 | 7.4571 | 2.0585 | 0 | 0.58919 | 0.81115 | 0 | 0 | 0 | 0.31621 | -0.23656 | 0.052206 | 0 | 0.0025566 | 0 | -0.17686 | 0 | 0 | 0 | 0 | 0 | 0 | 0 | 0 | 2.8094 | 0 | 0 | 0 | 0 | 0 | 0 | 0 | -6.4 | 0 | 0 | 0 | 0 | 0 | 0 | 0 | 0 | 0 | -2.3937 | 0 | 0 | -10.4245 | 1.822 | 0 | 3.0869 | 3.0869 | 0.27856 | 24.7784 | 1.2254 | 3.0551 | 0 | 0.039387 | -0.52229 | 0.62859 | 0.16139 | 0.33681 | 23.6718 | 18.7311 | -19.9174 | 0 | 0.50591 | 0 | 1.6728 | 0.18152
2025_03_12 Hr 13 | 0.54503 | 0.00048192 | 0 | 0 | 0 | 0 | 0 | 0 | 0 | 0 | 0 | 0.0050755 | 1.59 | 0.059972 | 1.6301 | 1.6301 | 6.6259 | 0 | 0.0055943 | 0.006688 | 0.0039511 | 0 | 0 | 0 | 0 | 0 | 0 | 0.072835 | 0.014642 | 1.2615 | 0 | 7.4571 | 2.0585 | 0 | 0.58919 | 0.81115 | 0 | 0 | 0 | 0.80709 | 0 | 0.052206 | 0 | 0.0024248 | 0 | -0.16763 | 0 | 0 | 0 | 0 | 0 | 0 | 0 | 0 | 2.6715 | 0 | 0 | 0 | 0 | 0 | 0 | 0 | -6.4 | 0 | 0 | 0 | 0 | 0 | 0 | 0 | 0 | 0 | -2.3937 | 0 | 0 | -9.2437 | 1.822 | 0 | 3.0588 | 3.0588 | 0.35255 | 24.7223 | 1.2254 | 3.0551 | 0 | 0.039387 | -0.54503 | 0.62859 | 0.16139 | 0.33681 | 25.2451 | 18.4658 | -18.7501 | 0 | 0.50591 | 0 | 1.6728 | 0.17895
2025_03_12 Hr 14 | 0.65815 | 0.00045611 | 0 | 0 | 0 | 0 | 0 | 0 | 0 | 0 | 0 | 0.0050755 | 1.23 | 0.042466 | 1.6301 | 1.6301 | 6.6259 | 0 | 0.0055943 | 0.006688 | 0.0039511 | 0 | 0 | 0 | 0 | 0 | 0 | 0.072835 | 0.014642 | 1.2615 | 0 | 7.4571 | 2.0585 | 0 | 0.58919 | 0.81115 | 0 | 0 | 0 | 1.1271 | 0 | 0.052206 | 0 | 0.0022195 | 0 | -0.15327 | 0 | 0 | 0 | 0 | 0 | 0 | 0 | 0 | 2.1197 | 0 | 0 | 0 | 0 | 0 | 0 | 0 | -6.4 | 0 | 0 | 0 | 0 | 0 | 0 | 0 | 0 | 0 | -2.3937 | 0 | 0 | -7.068 | 1.822 | 0 | 3.0588 | 3.0588 | 0.36996 | 24.7223 | 1.2254 | 3.0551 | 0 | 0.039387 | -0.65815 | 0.62859 | 0.16139 | 0.33681 | 26.8417 | 17.6654 | -16.6731 | 0 | 0.50591 | 0 | 1.6728 | 0.17728
2025_03_12 Hr 15 | 0.61274 | 0.00043906 | 0 | 0 | 0 | 0 | 0 | 0 | 0 | 0 | 0 | 0.0050755 | 0.87 | 0.030948 | 1.6301 | 1.6301 | 6.4404 | 0 | 0.0055943 | 0.006688 | 0.0039511 | 0 | 0 | 0 | 0 | 0 | 0 | 0.072835 | 0.014642 | 1.2448 | 0 | 7.3689 | 2.0585 | 0 | 0.58092 | 0.81115 | 0 | 0 | 0 | 1.4422 | 0 | 0.052206 | 0 | 0.0022868 | 0 | -0.15797 | 0 | 0 | 0 | 0 | 0 | 0 | 0 | 0 | 1.9165 | 0 | 0 | 0 | 0 | 0 | 0 | 0 | -6.4 | 0 | 0 | 0 | 0 | 0 | 0 | 0 | 0 | 0 | -2.3937 | 0 | 0 | -6.7904 | 1.822 | 0 | 3.1904 | 3.1904 | 0.20021 | 24.695 | 1.2254 | 3.0551 | 0 | 0.039387 | -0.61274 | 0.62859 | 0.16139 | 0.33681 | 26.6486 | 16.8663 | -16.3549 | 0 | 0.50591 | 0 | 1.6728 | 0.17643
2025_03_12 Hr 16 | 0.54394 | 0.00040653 | 0 | 0 | 0 | 0 | 0 | 0 | 0 | 0 | 0 | 0.0050755 | 0.57 | 0.022251 | 1.6301 | 1.6301 | 6.1067 | 0 | 0.0055943 | 0.006688 | 0.0039511 | 0 | 0 | 0 | 0 | 0 | 0 | 0.072835 | 0.014642 | 1.2146 | 0 | 7.2365 | 2.0585 | 0 | 0.56852 | 0.81115 | 0 | 0 | 0 | 2.3524 | 0 | 0.052206 | 0 | 0.0025095 | 0 | -0.17356 | 0 | 0 | 0 | 0 | 0 | 0 | 0 | 0 | 1.8511 | 0 | 0 | 0 | 0 | 0 | 0 | 0 | -6.4 | 0 | 0 | 0 | 0 | 0 | 0 | 0 | 0 | 0 | -2.3937 | 0 | 0 | -7.1579 | 1.822 | 0 | 3.172 | 3.172 | 0.15234 | 24.162 | 1.2254 | 3.0551 | 0 | 0.039387 | -0.54394 | 0.62859 | 0.16139 | 0.33681 | 26.2075 | 16.3622 | -16.6692 | 0 | 0.50591 | 0 | 1.6728 | 0.17549
2025_03_12 Hr 17 | 0.54154 | 0.00032383 | 0 | 0 | 0 | 0 | 0 | 0 | 0 | 0 | 0 | 0.0050755 | 0.27 | 0.011649 | 1.6301 | 1.6301 | 6.3848 | 0 | 0.0055943 | 0.006688 | 0.0039511 | 0 | 0 | 0 | 0 | 0 | 0 | 0.072835 | 0.014642 | 1.2498 | 0 | 7.413 | 2.0585 | 0 | 0.58506 | 0.81115 | 0 | 0 | 0 | 1.3174 | 0 | 0.052206 | 0 | 0.0027737 | 0 | -0.19206 | 0 | 0 | 0 | 0 | 0 | 0 | 0 | 0 | 2.0544 | 0 | 0 | 0 | 0 | 0 | 0 | 0 | -6.4 | 0 | 0 | 0 | 0 | 0 | 0 | 0 | 0 | 0 | -2.3937 | 0 | 0 | -8.568 | 1.822 | 0 | 3.2378 | 3.2378 | 0.29161 | 24.7834 | 1.2254 | 3.0551 | 0 | 0.039387 | -0.54154 | 0.62859 | 0.16139 | 0.33681 | 24.415 | 16.4096 | -18.0954 | 0 | 0.50591 | 0 | 1.6728 | 0.17693
2025_03_12 Hr 18 | 0.34059 | 0.00013343 | 0 | 0.13682 | 0.13784 | 0.13337 | 0.12892 | 0.12547 | 0.10944 | 0 | 0 | 0.0050755 | 0.18 | 0.008211 | 1.6301 | 1.6301 | 6.6259 | 0 | 0.0055943 | 0.006688 | 0.0039511 | 0 | 0 | 0 | 0 | 0 | 0 | 0.072835 | 0.014642 | 1.2615 | 0 | 7.4571 | 2.0585 | 0 | 0.58919 | 0.81115 | 0 | 0 | 0 | 0.57079 | -0.059819 | 0.052206 | 0 | 0 | 0 | -0.20318 | 0 | 0 | 0 | 0 | 0 | 0 | 0 | 0 | 2.1197 | 0 | 0 | 0 | 0 | 0 | 0 | 0 | -6.4 | 0 | 0 | 0 | 0 | 0 | 0 | 0 | 0 | 0 | -2.3937 | 0 | 0 | -11.3121 | 1.822 | 0 | 3.3036 | 3.3036 | 0.021762 | 25.9836 | 1.2254 | 3.0551 | 0 | 0.039387 | -0.34059 | 0.62859 | 0.16139 | 0.33681 | 21.7614 | 15.9165 | -20.6496 | 0 | 0.50591 | 0 | 1.6728 | 0.17872
2025_03_12 Hr 19 | 0.02274 | 3.2687e-06 | 0 | 0.13682 | 0.13784 | 0.13337 | 0.12892 | 0.12547 | 0.10944 | 0 | 0 | 0.0050755 | 0.15 | 0.007627 | 1.6301 | 1.6301 | 6.6259 | 0 | 0.0055943 | 0.006688 | 0.0039511 | 0 | 0 | 0 | 0 | 0 | 0 | 0.072835 | 0.014642 | 1.2615 | 0 | 7.4571 | 2.0585 | 0 | 0.58919 | 0.81115 | 0 | 0 | 0 | 0.054878 | -0.82398 | 0.052206 | 0 | 0 | 0 | -0.22671 | 0 | 0 | 0 | 0 | 0 | 0 | 0 | 0 | 2.5335 | 0 | 0 | 0 | 0 | 0 | 0 | 0 | -6.4 | 0 | 0 | 0 | 0 | 0 | 0 | 0 | 0 | 0 | -2.3937 | 0 | 0 | -12.8198 | 1.822 | 0 | 3.6605 | 3.6604 | 0.15234 | 26.6974 | 1.2254 | 3.0551 | 0 | 0.039387 | -0.02274 | 0.62859 | 0.16139 | 0.33681 | 20.1795 | 16.1142 | -21.863 | 0 | 0.50591 | 0 | 1.6728 | 0.18066
2025_03_12 Hr 20 | 0 | 0 | 0 | 0.13682 | 0.13784 | 0.13337 | 0.12892 | 0.12547 | 0.10944 | 0 | 0 | 0.0050755 | 0.18 | 0.0083804 | 1.6301 | 1.6301 | 6.6259 | 0 | 0.0055943 | 0.006688 | 0.0039511 | 0 | 0 | 0 | 0 | 0 | 0 | 0.072835 | 0.014642 | 1.2615 | 0 | 7.4571 | 2.0585 | 0 | 0.58919 | 0.81115 | 0 | 0 | 0 | 0.013077 | -0.50239 | 0.052206 | 0 | 0 | 0 | -0.20741 | 0 | 0 | 0 | 0 | 0 | 0 | 0 | 0 | 2.5335 | 0 | 0 | 0 | 0 | 0 | 0 | 0 | -6.4 | 0 | 0 | 0 | 0 | 0 | 0 | 0 | 0 | 0 | -2.3937 | 0 | 0 | -10.5616 | 1.822 | 0 | 3.1904 | 3.1904 | 0.23068 | 25.7573 | 1.2254 | 3.0551 | 0 | 0.039387 | 0 | 0.62859 | 0.16139 | 0.33681 | 21.9082 | 16.203 | -19.5628 | 0 | 0.50591 | 0 | 1.6728 | 0.18308
2025_03_12 Hr 21 | 0 | 0 | 0 | 0.13682 | 0.13784 | 0.13337 | 0.12892 | 0.12547 | 0.10944 | 0 | 0 | 0.0050755 | 0.18 | 0.0084525 | 1.6301 | 1.6301 | 6.6259 | 0 | 0.0055943 | 0.006688 | 0.0039511 | 0 | 0 | 0 | 0 | 0 | 0 | 0.072835 | 0.014642 | 1.2615 | 0 | 7.4571 | 2.0585 | 0 | 0.58919 | 0.81115 | 0 | 0 | 0 | 0 | -0.84629 | 0.052206 | 0 | 0 | 0 | -0.20921 | 0 | 0 | 0 | 0 | 0 | 0 | 0 | 0 | 2.8094 | 0 | 0 | 0 | 0 | 0 | 0 | 0 | -6.4 | 0 | 0 | 0 | 0 | 0 | 0 | 0 | 0 | 0 | -2.3937 | 0 | 0 | -13.8459 | 1.822 | 0 | 3.3403 | 3.3403 | 0.68334 | 26.0571 | 1.2254 | 3.0551 | 0 | 0.039387 | 0 | 0.62859 | 0.16139 | 0.33681 | 19.2937 | 16.9317 | -22.8488 | 0 | 0.50591 | 0 | 1.6728 | 0.18323
2025_03_12 Hr 22 | 0 | 0 | 0 | 0 | 0 | 0 | 0 | 0 | 0 | 0 | 0 | 0.0050755 | 0.18 | 0.0078159 | 1.6301 | 1.6301 | 6.6259 | 0 | 0.0055943 | 0.006688 | 0.0039511 | 0 | 0 | 0 | 0 | 0 | 0 | 0.072835 | 0.014642 | 1.2615 | 0 | 7.4571 | 2.0585 | 0 | 0.58919 | 0.81115 | 0 | 0 | 0 | 0.15089 | -0.077961 | 0.052206 | 0 | 0.0027914 | 0 | -0.1933 | 0 | 0 | 0 | 0 | 0 | 0 | 0 | 0 | 2.6715 | 0 | 0 | 0 | 0 | 0 | 0 | 0 | -6.4 | 0 | 0 | 0 | 0 | 0 | 0 | 0 | 0 | 0 | -2.3937 | 0 | 0 | -13.091 | 1.822 | 0 | 3.143 | 3.143 | 1.7236 | 24.8906 | 1.2254 | 3.0551 | 0 | 0.039387 | 0 | 0.62859 | 0.16139 | 0.33681 | 20.7171 | 17.8316 | -22.0781 | 0 | 0.50591 | 0 | 1.6728 | 0.18144
2025_03_12 Hr 23 | 0 | 0 | 0 | 0 | 0 | 0 | 0 | 0 | 0 | 0 | 0 | 0.0050755 | 0.18 | 0.0079997 | 1.6301 | 1.6301 | 6.7197 | 0 | 0.0055943 | 0.006688 | 0.0039511 | 0 | 0 | -0.61581 | 0 | -0.72206 | 0 | 0.072835 | 0.014642 | 1.2615 | 0 | 7.4928 | 2.0585 | 0 | 0.59394 | 0.81115 | 0 | 0 | 0 | 0.73925 | -0.060296 | 0.052206 | 0 | 0.0028571 | 0 | -0.19789 | 0 | 0 | 0 | 0 | 0 | 0 | 0 | 0 | 2.9473 | 0 | 0 | 0 | 0 | 0 | 0 | 0 | 0 | -5.4 | 0 | 0 | 0 | 0 | 0 | 0 | 0 | 0 | 0 | 0 | 0 | -14.4233 | 1.822 | 0 | 3.2969 | 3.2968 | 1.6757 | 25.3279 | 1.2254 | 3.0551 | 0 | 0.039387 | 0 | 0.62859 | 0.16139 | 0.33681 | 22.7081 | 18.0603 | -21.359 | 0 | 0.50591 | 0 | 1.6728 | 0.17728
2025_03_12 Hr 24 | 0 | 0 | 0 | 0 | 0 | 0 | 0 | 0 | 0 | 0 | 0 | 0.0050755 | 0.21 | 0.0099179 | 1.6301 | 1.6301 | 6.7197 | 0 | 0.0055943 | 0.006688 | 0.0039511 | 0 | 0 | -0.54121 | 0 | -0.64746 | 0 | 0.072835 | 0.014642 | 1.2615 | 0 | 7.4928 | 2.0585 | 0 | 0.59394 | 0.81115 | 0 | 0 | 0 | 1.2386 | 0 | 0.052206 | 0 | 0.0030361 | 0 | -0.21043 | 0 | 0 | 0 | 0 | 0 | 0 | 0 | 0 | 3.2885 | 0 | 0 | 0 | 0 | 0 | 0 | 0 | 0 | -5.4 | 0 | 0 | 0 | 0 | 0 | 0 | 0 | 0 | 0 | 0 | 0 | -16.359 | 1.822 | 0 | 3.4837 | 3.4837 | 1.4668 | 25.7016 | 1.2254 | 3.0551 | 0 | 0.039387 | 0 | 0.62859 | 0.16139 | 0.33681 | 22.0039 | 18.2218 | -23.1581 | 0 | 0.50591 | 0 | 1.6728 | 0.17451
2025_03_13 Hr 01 | 0 | 0 | 0 | 0 | 0 | 0 | 0 | 0 | 0 | 0 | 0 | 0.0050755 | 0.15 | 0.0069162 | 1.6301 | 1.6301 | 6.416 | 0 | 0.0055943 | 0.006688 | 0.0039511 | 0 | 0 | -0.57121 | 0 | -0.67746 | 0 | 0.072835 | 0.014642 | 1.2615 | 0 | 7.1539 | 2.0585 | 0 | 0.59394 | 0.81115 | 0 | 0 | 0 | 1.6116 | 0 | 0.052206 | 0 | 0.0029641 | 0 | -0.20539 | 0 | 0 | 0 | 0 | 0 | 0 | 0 | 0 | 3.695 | 0 | 0 | 0 | 0 | 0 | 0 | 0 | 0 | -5.4 | 0 | 0 | 0 | 0 | 0 | 0 | 0 | 0 | 0 | 0 | 0 | -15.5989 | 1.822 | 0 | 3.4232 | 3.4232 | 1.1447 | 24.938 | 1.2254 | 3.0551 | 0 | 0.039387 | 0 | 0.62859 | 0.16139 | 0.33681 | 22.3381 | 18.2415 | -22.453 | 0 | 0.50591 | 0 | 1.6728 | 0.17284
2025_03_13 Hr 02 | 0 | 0 | 0 | 0 | 0 | 0 | 0 | 0 | 0 | 0 | 0 | 0.0050755 | 0.48 | 0.02267 | 1.6301 | 1.6301 | 6.416 | 0 | 0.0055943 | 0.006688 | 0.0039511 | 0 | 0 | -0.54121 | 0 | -0.64746 | 0 | 0.072835 | 0.014642 | 1.2615 | 0 | 7.1539 | 2.0585 | 0 | 0.59394 | 0.81115 | 0 | 0 | 0 | 1.1232 | 0 | 0.052206 | 0 | 0.0030361 | 0 | -0.21043 | 0 | 0 | 0 | 0 | 0 | 0 | 0 | 0 | 3.3538 | 0 | 0 | 0 | 0 | 0 | 0 | 0 | 0 | -5.4 | 0 | 0 | 0 | 0 | 0 | 0 | 0 | 0 | 0 | 0 | 0 | -16.8181 | 1.822 | 0 | 3.7205 | 3.7205 | 1.2056 | 25.5326 | 1.2254 | 3.0551 | 0 | 0.039387 | 0 | 0.62859 | 0.16139 | 0.33681 | 21.3453 | 18.3067 | -23.6172 | 0 | 0.50591 | 0 | 1.6728 | 0.17253
2025_03_13 Hr 03 | 0 | 0 | 0 | 0 | 0 | 0 | 0 | 0 | 0 | 0 | 0 | 0.0050755 | 0.48 | 0.022235 | 1.6301 | 1.6301 | 6.416 | 0 | 0.0055943 | 0.006688 | 0.0039511 | 0 | 0 | -0.56546 | 0 | -0.67171 | 0 | 0.072835 | 0.014642 | 1.2615 | 0 | 7.1539 | 2.0585 | 0 | 0.59394 | 0.81115 | 0 | 0 | 0 | 0.45668 | 0 | 0.052206 | 0 | 0.0029779 | 0 | -0.20635 | 0 | 0 | 0 | 0 | 0 | 0 | 0 | 0 | 3.3538 | 0 | 0 | 0 | 0 | 0 | 0 | 0 | 0 | -5.4 | 0 | 0 | 0 | 0 | 0 | 0 | 0 | 0 | 0 | 0 | 0 | -15.753 | 1.822 | 0 | 3.7205 | 3.7205 | 1.2056 | 25.5326 | 1.2254 | 3.0551 | 0 | 0.039387 | 0 | 0.62859 | 0.16139 | 0.33681 | 21.6995 | 18.3068 | -22.5965 | 0 | 0.50591 | 0 | 1.6728 | 0.17299
2025_03_13 Hr 04 | 0 | 0 | 0 | 0.13063 | 0.13161 | 0.12734 | 0.12309 | 0.11979 | 0.10449 | 0 | 0 | 0.0050755 | 1.65 | 0.08807 | 1.6301 | 1.6301 | 6.416 | 0 | 0.0055943 | 0.006688 | 0.0039511 | 0 | 0 | -0.37654 | 0 | -0.48279 | 0 | 0.072835 | 0.014642 | 1.2615 | 0.49494 | 7.1539 | 2.0585 | 0 | 0.59394 | 0.81115 | 0 | 0 | 0 | 3.4114 | 0 | 0.052206 | 0 | 0 | 0 | -0.23809 | 0 | 0 | 0 | 0 | 0 | 0 | 0 | 0 | 3.2885 | 0 | 0 | 0 | 0 | 0 | 0 | 0 | 0 | -5.4 | 0 | 0 | 0 | 0 | 0 | 0 | 0 | 0 | 0 | 0 | 0 | -24.4284 | 1.822 | 0 | 3.7205 | 3.7205 | 0.60064 | 26.6148 | 1.2254 | 3.0551 | 0 | 0.039387 | 0 | 0.62859 | 0.16139 | 0.33681 | 17.9728 | 18.8723 | -30.9258 | 0 | 0.50591 | 0 | 1.6728 | 0.17303
2025_03_13 Hr 05 | 0 | 0 | 0 | 0.13063 | 0.13161 | 0.12734 | 0.12309 | 0.11979 | 0.10449 | 0 | 0 | 0.0050755 | 2.37 | 0.13865 | 1.6301 | 1.6301 | 6.416 | 0 | 0.0055943 | 0.006688 | 0.0039511 | 0 | 0 | -0.23923 | 0 | -0.34548 | 0 | 0.072835 | 0.014642 | 1.2615 | 0.3453 | 7.1539 | 2.0585 | 0 | 0.59394 | 0.81115 | 0 | 0 | 0 | 0.34984 | -0.047103 | 0.052206 | 0 | 0 | 0 | -0.26116 | 0 | 0 | 0 | 0 | 0 | 0 | 0 | 0 | 2.6715 | 0 | 0 | 0 | 0 | 0 | 0 | 0 | 0 | -5.4 | 0 | 0 | 0 | 0 | 0 | 0 | 0 | 0 | 0 | 0 | 0 | -28.4564 | 1.822 | 0 | 3.7205 | 3.7205 | 1.828 | 26.6148 | 1.2254 | 3.0551 | 0 | 0.039387 | 0 | 0.62859 | 0.16139 | 0.33681 | 12.4718 | 20.2565 | -34.7023 | 0 | 0.50591 | 0 | 1.6728 | 0.17629
2025_03_13 Hr 06 | 0 | 0 | 0 | 0.13063 | 0.13161 | 0.12734 | 0.12309 | 0.11979 | 0.10449 | 0 | 0 | 0.0050755 | 2.16 | 0.12205 | 1.6301 | 1.6301 | 6.416 | 0 | 0.0055943 | 0.006688 | 0.0039511 | 0 | 0 | -0.29269 | 0 | -0.39894 | 0 | 0.072835 | 0.014642 | 1.2615 | 0.3453 | 7.1539 | 2.0585 | 0 | 0.59394 | 0.81115 | 0 | 0 | 0 | 0 | -1.4175 | 0.052206 | 0 | 0 | 0 | -0.25218 | 0 | 0 | 0 | 0 | 0 | 0 | 0 | 0 | 3.078 | 0 | 0 | 0 | 0 | 0 | 0 | 0 | 0 | -5.4 | 0 | 0 | 0 | 0 | 0 | 0 | 0 | 0 | 0 | 0 | 0 | -25.7397 | 1.822 | 0 | 3.7205 | 3.7205 | 2.0457 | 26.6148 | 1.2254 | 3.0551 | 0 | 0.039387 | 0 | 0.62859 | 0.16139 | 0.33681 | 13.773 | 20.6592 | -32.0835 | 0 | 0.50591 | 0 | 1.6728 | 0.18144
2025_03_13 Hr 07 | 0 | 0 | 0 | 0.13063 | 0.13161 | 0.12734 | 0.12309 | 0.11979 | 0.10449 | 0 | 0 | 0.0050755 | 2.16 | 0.1301 | 1.6301 | 1.6301 | 6.3264 | 0 | 0.0055943 | 0.006688 | 0.0039511 | 0 | 0 | 0 | 0 | 0 | 0 | 0.072835 | 0.014642 | 1.2615 | 0.3453 | 7.1198 | 2.0585 | 0 | 0.58919 | 0.81115 | 0 | 0 | 0 | 0 | -4.6373 | 0.052206 | 0 | 0 | 0 | -0.26894 | 0 | 0 | 0 | 0 | 0 | 0 | 0 | 0 | 2.9473 | 0 | 0 | 0 | 0 | 0 | 0 | 0 | -6.4 | 0 | 0 | 0 | 0 | 0 | 0 | 0 | 0 | 0 | -2.3937 | 0 | 0 | -24.7778 | 1.822 | 0 | 3.674 | 3.674 | 2.3286 | 26.3982 | 1.2254 | 3.0551 | 0 | 0.039387 | 0 | 0.62859 | 0.16139 | 0.33681 | 8.7419 | 20.8215 | -33.8405 | 0 | 0.50591 | 0 | 1.6728 | 0.18822
2025_03_13 Hr 08 | 0.022813 | 0 | 0 | 0.13063 | 0.13161 | 0.12734 | 0.12309 | 0.11979 | 0.10449 | 0 | 0 | 0.0050755 | 2.43 | 0.11022 | 1.6301 | 1.6301 | 6.3264 | 0 | 0.0055943 | 0.006688 | 0.0039511 | 0 | 0 | 0 | 0 | 0 | 0 | 0.072835 | 0.014642 | 1.2615 | 0.3453 | 7.1198 | 2.0585 | 0 | 0.58919 | 0.81115 | 0 | 0 | 0 | 0 | -2.6304 | 0.052206 | 0 | 0 | 0 | -0.20201 | 0 | 0 | 0 | 0 | 0 | 0 | 0 | 0 | 2.5335 | 0 | 0 | 0 | 0 | 0 | 0 | 0 | -6.4 | 0 | 0 | 0 | 0 | 0 | 0 | 0 | 0 | 0 | -2.3937 | 0 | 0 | -16.1983 | 1.822 | 0 | 3.2345 | 3.2345 | 2.1762 | 25.5191 | 1.2254 | 3.0551 | 0 | 0.039387 | -0.022813 | 0.62859 | 0.16139 | 0.33681 | 18.202 | 20.5303 | -25.2169 | 0 | 0.50591 | 0 | 1.6728 | 0.19017
2025_03_13 Hr 09 | 0.318 | 5.0883e-06 | 0 | 0.13063 | 0.13161 | 0.12734 | 0.12309 | 0.11979 | 0.10449 | 0 | 0 | 0.0050755 | 2.52 | 0.11398 | 1.6301 | 1.6301 | 6.3264 | 0 | 0.0055943 | 0.006688 | 0.0039511 | 0 | 0 | 0 | 0 | 0 | 0 | 0.072835 | 0.014642 | 1.2615 | 0.3453 | 7.1198 | 2.0585 | 0 | 0.58919 | 0.81115 | 0 | 0 | 0 | 0.0026738 | -2.1577 | 0.052206 | 0 | 0 | 0 | -0.20143 | 0 | 0 | 0 | 0 | 0 | 0 | 0 | 0 | 2.4682 | 0 | 0 | 0 | 0 | 0 | 0 | 0 | -6.4 | 0 | 0 | 0 | 0 | 0 | 0 | 0 | 0 | 0 | -2.3937 | 0 | 0 | -15.6211 | 1.822 | 0 | 3.1892 | 3.1892 | 2.3982 | 25.4286 | 1.2254 | 3.0551 | 0 | 0.039387 | -0.318 | 0.62859 | 0.16139 | 0.33681 | 19.4123 | 21.0731 | -24.9343 | 0 | 0.50591 | 0 | 1.6728 | 0.18741
2025_03_13 Hr 10 | 0.47703 | 4.6071e-05 | 0 | 0 | 0 | 0 | 0 | 0 | 0 | 0 | 0 | 0.0050755 | 2.4 | 0.092971 | 1.6301 | 1.6301 | 6.3264 | 0 | 0.0055943 | 0.006688 | 0.0039511 | 0 | 0 | 0 | 0 | 0 | 0 | 0.072835 | 0.014642 | 1.2615 | 0 | 7.1198 | 2.0585 | 0 | 0.58919 | 0.81115 | 0 | 0 | 0 | 0 | -0.96265 | 0.052206 | 0 | 0.0024903 | 0 | -0.17222 | 0 | 0 | 0 | 0 | 0 | 0 | 0 | 0 | 2.1923 | 0 | 0 | 0 | 0 | 0 | 0 | 0 | -6.4 | 0 | 0 | 0 | 0 | 0 | 0 | 0 | 0 | 0 | -2.3937 | 0 | 0 | -13.3787 | 1.822 | 0 | 2.9205 | 2.9205 | 2.4069 | 23.8089 | 1.2254 | 3.0551 | 0 | 0.039387 | -0.47703 | 0.62859 | 0.16139 | 0.33681 | 20.847 | 20.8225 | -22.8217 | 0 | 0.50591 | 0 | 1.6728 | 0.18591
2025_03_13 Hr 11 | 0.52222 | 8.9756e-05 | 0 | 0 | 0 | 0 | 0 | 0 | 0 | 0 | 0 | 0.0050755 | 2.25 | 0.08267 | 1.6301 | 1.6301 | 6.3264 | 0 | 0.0055943 | 0.006688 | 0.0039511 | 0 | 0 | 0 | 0 | 0 | 0 | 0.072835 | 0.014642 | 1.2615 | 0 | 7.1198 | 2.0585 | 0 | 0.58919 | 0.81115 | 0 | 0 | 0 | 0.023363 | -1.0541 | 0.052206 | 0 | 0.0062987 | 0 | -0.16324 | 0 | 0 | 0 | 0 | 0 | 0 | 0 | 0 | 2.1197 | 0 | 0 | 0 | 0 | 0 | 0 | 0 | -6.4 | 0 | 0 | 0 | 0 | 0 | 0 | 0 | 0 | 0 | -2.3937 | 0 | 0 | -6.2147 | 1.822 | 0 | 0 | 0 | 2.359 | 17.9679 | 1.2254 | 3.0551 | 0 | 0.039387 | -0.52222 | 0.62859 | 0.16139 | 0.33681 | 21.8272 | 20.584 | -15.694 | 0 | 0.50591 | 0 | 1.6728 | 0.18289
2025_03_13 Hr 12 | 0.5451 | 0.00024983 | 0 | 0 | 0 | 0 | 0 | 0 | 0 | 0 | 0 | 0.0050755 | 2.13 | 0.075768 | 1.6301 | 1.6301 | 6.3264 | 0 | 0.0055943 | 0.006688 | 0.0039511 | 0 | 0 | 0 | 0 | 0 | 0 | 0.072835 | 0.014642 | 1.2615 | 0 | 7.1198 | 2.0585 | 0 | 0.58919 | 0.81115 | 0 | 0 | 0 | 0.10651 | -0.35053 | 0.052206 | 0 | 0.006098 | 0 | -0.15797 | 0 | 0 | 0 | 0 | 0 | 0 | 0 | 0 | 1.51 | 0 | 0 | 0 | 0 | 0 | 0 | 0 | -6.4 | 0 | 0 | 0 | 0 | 0 | 0 | 0 | 0 | 0 | -2.3937 | 0 | 0 | -5.3604 | 1.822 | 0 | 0 | 0 | 2.5201 | 17.9679 | 1.2254 | 3.0551 | 0 | 0.039387 | -0.5451 | 0.62859 | 0.16139 | 0.33681 | 22.8949 | 20.0283 | -14.8573 | 0 | 0.50591 | 0 | 1.6728 | 0.17983
2025_03_13 Hr 13 | 0.52207 | 0.00010991 | 0 | 0 | 0 | 0 | 0 | 0 | 0 | 0 | 0 | 0.0050755 | 2.58 | 0.09095 | 1.6301 | 1.6301 | 6.3264 | 0 | 0.0055943 | 0.006688 | 0.0039511 | 0 | 0 | 0 | 0 | 0 | 0 | 0.072835 | 0.014642 | 1.2615 | 0 | 7.1198 | 2.0585 | 0 | 0.58919 | 0.81115 | 0 | 0 | 0 | 0.0018733 | -0.3923 | 0.052206 | 0 | 0.0060432 | 0 | -0.15653 | 0 | 0 | 0 | 0 | 0 | 0 | 0 | 0 | 1.4374 | 0 | 0 | 0 | 0 | 0 | 0 | 0 | -6.4 | 0 | 0 | 0 | 0 | 0 | 0 | 0 | 0 | 0 | -2.3937 | 0 | 0 | -7.0674 | 1.822 | 0 | 0 | 0 | 2.7072 | 17.9679 | 1.2254 | 3.0551 | 0 | 0.039387 | -0.52207 | 0.62859 | 0.16139 | 0.33681 | 21.6222 | 20.5845 | -16.5397 | 0 | 0.50591 | 0 | 1.6728 | 0.17944
2025_03_13 Hr 14 | 0.47703 | 0.00014447 | 0 | 0 | 0 | 0 | 0 | 0 | 0 | 0 | 0 | 0.0050755 | 2.22 | 0.069291 | 1.6301 | 1.6301 | 6.3264 | 0 | 0.0055943 | 0.006688 | 0.0039511 | 0 | 0 | 0 | 0 | 0 | 0 | 0.072835 | 0.014642 | 1.2615 | 0 | 7.1198 | 2.0585 | 0 | 0.58919 | 0.81115 | 0 | 0 | 0 | 0.10378 | -0.075757 | 0.052206 | 0 | 0.0053507 | 0 | -0.13836 | 0 | 0 | 0 | 0 | 0 | 0 | 0 | 0 | 1.2341 | 0 | 0 | 0 | 0 | 0 | 0 | 0 | -6.4 | 0 | 0 | 0 | 0 | 0 | 0 | 0 | 0 | 0 | -2.3937 | 0 | 0 | -6.463 | 1.822 | 0 | 0 | 0 | 2.6768 | 17.9679 | 1.2254 | 3.0551 | 0 | 0.039387 | -0.47703 | 0.62859 | 0.16139 | 0.33681 | 22.0462 | 19.9225 | -15.8722 | 0 | 0.50591 | 0 | 1.6728 | 0.17781
2025_03_13 Hr 15 | 0.52236 | 0.0001794 | 0 | 0 | 0 | 0 | 0 | 0 | 0 | 0 | 0 | 0.0050755 | 2.4 | 0.072016 | 1.6301 | 1.6301 | 4.6512 | 0 | 0.0055943 | 0.006688 | 0.0039511 | 0 | 0 | 0 | 0 | 0 | 0 | 0.072835 | 0.014642 | 0.68287 | 0 | 6.6143 | 2.0585 | 0 | 0.53959 | 0.81115 | 0 | 0 | 0 | 2.5428 | -0.18147 | 0.052206 | 0 | 0.005144 | 0 | -0.13293 | 0 | 0 | 0 | 0 | 0 | 0 | 0 | 0 | 1.51 | 0 | 0 | 0 | 0 | 0 | 0 | 0 | -6.4 | 0 | 0 | 0 | 0 | 0 | 0 | 0 | 0 | 0 | -2.3937 | 0 | 0 | -5.2378 | 1.822 | 0 | 0 | 0 | 2.6898 | 15.2086 | 1.2254 | 3.0551 | 0 | 0.039387 | -0.52236 | 0.62859 | 0.16139 | 0.33681 | 23.2715 | 20.3884 | -14.6868 | 0 | 0.50591 | 0 | 1.6728 | 0.17638
2025_03_13 Hr 16 | 0.49941 | 0.00014633 | 0 | 0 | 0 | 0 | 0 | 0 | 0 | 0 | 0 | 0.0050755 | 2.85 | 0.084801 | 1.5818 | 1.5818 | 4.4411 | 0 | 0.0055943 | 0.006688 | 0.0039511 | 0 | 0 | 0 | 0 | 0 | 0 | 0.072835 | 0.014642 | 0.669 | 0 | 5.8238 | 2.0585 | 0 | 0.46203 | 0.81115 | 0 | 0 | 0 | 2.0592 | -0.089398 | 0.052206 | 0 | 0.0051008 | 0 | -0.1318 | 0 | 0 | 0 | 0 | 0 | 0 | 0 | 0 | 2.1923 | 0 | 0 | 0 | 0 | 0 | 0 | 0 | -6.4 | 0 | 0 | 0 | 0 | 0 | 0 | 0 | 0 | 0 | -2.3937 | 0 | 0 | -4.4864 | 1.822 | 0 | 0 | 0 | 2.6289 | 14.0973 | 1.2254 | 3.0551 | 0 | 0.039387 | -0.49941 | 0.62859 | 0.16139 | 0.33681 | 23.5279 | 21.3721 | -13.9114 | 0 | 0.50591 | 0 | 1.6728 | 0.17638
2025_03_13 Hr 17 | 0.47703 | 0.00014869 | 0 | 0 | 0 | 0 | 0 | 0 | 0 | 0 | 0 | 0.0050755 | 2.85 | 0.10064 | 1.6301 | 1.6301 | 5.3526 | 0 | 0.0055943 | 0.006688 | 0.0039511 | 0 | 0 | 0 | 0 | 0 | 0 | 0.072835 | 0.014642 | 0.91005 | 0 | 6.3908 | 2.0585 | 0 | 0.51766 | 0.81115 | 0 | 0 | 0 | 2.1062 | -0.089474 | 0.052206 | 0 | 0.0060537 | 0 | -0.15681 | 0 | 0 | 0 | 0 | 0 | 0 | 0 | 0 | 1.51 | 0 | 0 | 0 | 0 | 0 | 0 | 0 | -6.4 | 0 | 0 | 0 | 0 | 0 | 0 | 0 | 0 | 0 | -2.3937 | 0 | 0 | -8.3026 | 1.822 | 0 | 0 | 0 | 2.4678 | 15.9136 | 1.2254 | 3.0551 | 0 | 0.039387 | -0.47703 | 0.62859 | 0.16139 | 0.33681 | 20.778 | 20.5779 | -17.7302 | 0 | 0.50591 | 0 | 1.6728 | 0.17649
2025_03_13 Hr 18 | 0.31807 | 5.5157e-05 | 0 | 0 | 0 | 0 | 0 | 0 | 0 | 0 | 0 | 0.0050755 | 2.43 | 0.093704 | 1.6301 | 1.6301 | 5.9546 | 0 | 0.0055943 | 0.006688 | 0.0039511 | 0 | 0 | 0 | 0 | 0 | 0 | 0.072835 | 0.014642 | 1.1512 | 0 | 7.0777 | 2.0585 | 0 | 0.58506 | 0.81115 | 0 | 0 | 0 | 0.55608 | -0.24408 | 0.052206 | 0 | 0.0066105 | 0 | -0.17143 | 0 | 0 | 0 | 0 | 0 | 0 | 0 | 0 | 1.0236 | 0 | 0 | 0 | 0 | 0 | 0 | 0 | -6.4 | 0 | 0 | 0 | 0 | 0 | 0 | 0 | 0 | 0 | -2.3937 | 0 | 0 | -9.616 | 1.822 | 0 | 0 | 0 | 2.1153 | 17.4437 | 1.2254 | 3.0551 | 0 | 0.039387 | -0.31807 | 0.62859 | 0.16139 | 0.33681 | 18.0785 | 19.2221 | -18.8993 | 0 | 0.50591 | 0 | 1.6728 | 0.17827
2025_03_13 Hr 19 | 0.02274 | 3.2598e-06 | 0 | 0 | 0 | 0 | 0 | 0 | 0 | 0 | 0 | 0.0050755 | 2.31 | 0.093707 | 1.6301 | 1.6301 | 6.3264 | 0 | 0.0055943 | 0.006688 | 0.0039511 | 0 | 0 | 0 | 0 | 0 | 0 | 0.072835 | 0.014642 | 1.2615 | 0 | 7.1198 | 2.0585 | 0 | 0.58919 | 0.81115 | 0 | 0 | 0 | 0.010257 | -0.19408 | 0.052206 | 0 | 0.0026078 | 0 | -0.18045 | 0 | 0 | 0 | 0 | 0 | 0 | 0 | 0 | 0.82031 | 0 | 0 | 0 | 0 | 0 | 0 | 0 | -6.4 | 0 | 0 | 0 | 0 | 0 | 0 | 0 | 0 | 0 | -2.3937 | 0 | 0 | -17.2812 | 1.822 | 0 | 4.288 | 4.288 | 1.9847 | 23.8089 | 1.2254 | 3.0551 | 0 | 0.039387 | -0.02274 | 0.62859 | 0.16139 | 0.33681 | 15.8264 | 18.4795 | -26.2782 | 0 | 0.50591 | 0 | 1.6728 | 0.18075
2025_03_13 Hr 20 | 0 | 0 | 0 | 0 | 0 | 0 | 0 | 0 | 0 | 0 | 0 | 0.0050755 | 2.34 | 0.089438 | 1.6301 | 1.6301 | 6.3264 | 0 | 0.0055943 | 0.006688 | 0.0039511 | 0 | 0 | 0 | 0 | 0 | 0 | 0.072835 | 0.014642 | 1.2615 | 0 | 7.1198 | 2.0585 | 0 | 0.58919 | 0.81115 | 0 | 0 | 0 | 0.94142 | 0 | 0.052206 | 0 | 0.0024571 | 0 | -0.1699 | 0 | 0 | 0 | 0 | 0 | 0 | 0 | 0 | 0.95824 | 0 | 0 | 0 | 0 | 0 | 0 | 0 | -6.4 | 0 | 0 | 0 | 0 | 0 | 0 | 0 | 0 | 0 | -2.3937 | 0 | 0 | -15.2345 | 1.822 | 0 | 2.9205 | 2.9205 | 1.5756 | 23.8089 | 1.2254 | 3.0551 | 0 | 0.039387 | 0 | 0.62859 | 0.16139 | 0.33681 | 18.7651 | 18.2129 | -24.1981 | 0 | 0.50591 | 0 | 1.6728 | 0.18234
2025_03_13 Hr 21 | 0 | 0 | 0 | 0 | 0 | 0 | 0 | 0 | 0 | 0 | 0 | 0.0050755 | 2.4 | 0.095185 | 1.6301 | 1.6301 | 6.3264 | 0 | 0.0055943 | 0.006688 | 0.0039511 | 0 | 0 | 0 | 0 | 0 | 0 | 0.072835 | 0.014642 | 1.2615 | 0 | 7.1198 | 2.0585 | 0 | 0.58919 | 0.81115 | 0 | 0 | 0 | 0.77646 | 0 | 0.052206 | 0 | 0.0025496 | 0 | -0.17637 | 0 | 0 | 0 | 0 | 0 | 0 | 0 | 0 | 0.95824 | 0 | 0 | 0 | 0 | 0 | 0 | 0 | -6.4 | 0 | 0 | 0 | 0 | 0 | 0 | 0 | 0 | 0 | -2.3937 | 0 | 0 | -17.151 | 1.822 | 0 | 2.9205 | 2.9205 | 2.2459 | 23.8089 | 1.2254 | 3.0551 | 0 | 0.039387 | 0 | 0.62859 | 0.16139 | 0.33681 | 17.4127 | 18.9485 | -26.1211 | 0 | 0.50591 | 0 | 1.6728 | 0.18188
2025_03_13 Hr 22 | 0 | 0 | 0 | 0 | 0 | 0 | 0 | 0 | 0 | 0 | 0 | 0.0050755 | 2.13 | 0.08614 | 1.6301 | 1.6301 | 6.3264 | 0 | 0.0055943 | 0.006688 | 0.0039511 | 0 | 0 | 0 | 0 | 0 | 0 | 0.072835 | 0.014642 | 1.2615 | 0 | 7.1198 | 2.0585 | 0 | 0.58919 | 0.81115 | 0 | 0 | 0 | 0.76328 | -0.045283 | 0.052206 | 0 | 0.0025998 | 0 | -0.17989 | 0 | 0 | 0 | 0 | 0 | 0 | 0 | 0 | 0.95824 | 0 | 0 | 0 | 0 | 0 | 0 | 0 | -6.4 | 0 | 0 | 0 | 0 | 0 | 0 | 0 | 0 | 0 | -2.3937 | 0 | 0 | -17.1209 | 1.822 | 0 | 3.0008 | 3.0008 | 2.6985 | 23.9696 | 1.2254 | 3.0551 | 0 | 0.039387 | 0 | 0.62859 | 0.16139 | 0.33681 | 17.7123 | 19.1192 | -26.0945 | 0 | 0.50591 | 0 | 1.6728 | 0.17898
2025_03_13 Hr 23 | 0 | 0 | 0 | 0 | 0 | 0 | 0 | 0 | 0 | 0 | 0 | 0.0050755 | 2.1 | 0.095174 | 1.6301 | 1.6301 | 6.416 | 0 | 0.0055943 | 0.006688 | 0.0039511 | 0 | 0 | -0.59229 | 0 | -0.69854 | 0 | 0.072835 | 0.014642 | 1.2615 | 0 | 7.1539 | 2.0585 | 0 | 0.59394 | 0.81115 | 0 | 0 | 0 | 1.1618 | 0 | 0.052206 | 0 | 0.0029135 | 0 | -0.20185 | 0 | 0 | 0 | 0 | 0 | 0 | 0 | 0 | 0.54445 | 0 | 0 | 0 | 0 | 0 | 0 | 0 | 0 | -5.4 | 0 | 0 | 0 | 0 | 0 | 0 | 0 | 0 | 0 | 0 | 0 | -18.5887 | 1.822 | 0 | 3.2667 | 3.2666 | 2.6985 | 24.6249 | 1.2254 | 3.0551 | 0 | 0.039387 | 0 | 0.62859 | 0.16139 | 0.33681 | 18.9907 | 18.6854 | -25.4814 | 0 | 0.50591 | 0 | 1.6728 | 0.17521
2025_03_13 Hr 24 | 0 | 0 | 0 | 0 | 0 | 0 | 0 | 0 | 0 | 0 | 0 | 0.0050755 | 2.46 | 0.086948 | 1.6301 | 1.6301 | 6.416 | 0 | 0.0055943 | 0.006688 | 0.0039511 | 0 | 0 | -0.85952 | 0 | -0.96577 | 0 | 0.072835 | 0.014642 | 1.2615 | 0 | 7.1539 | 2.0585 | 0 | 0.59394 | 0.81115 | 0 | 0 | 0 | 0.72451 | 0 | 0.052206 | 0 | 0.0022722 | 0 | -0.15695 | 0 | 0 | 0 | 0 | 0 | 0 | 0 | 0 | 0.27586 | 0 | 0 | 0 | 0 | 0 | 0 | 0 | 0 | -5.4 | 0 | 0 | 0 | 0 | 0 | 0 | 0 | 0 | 0 | 0 | 0 | -13.6278 | 1.822 | 0 | 3.0069 | 3.0069 | 2.6985 | 24.1054 | 1.2254 | 3.0551 | 0 | 0.039387 | 0 | 0.62859 | 0.16139 | 0.33681 | 22.5859 | 18.7661 | -21.0101 | 0 | 0.50591 | 0 | 1.6728 | 0.1727
2025_03_14 Hr 01 | 0 | 0 | 0 | 0 | 0 | 0 | 0 | 0 | 0 | 0 | 0 | 0.0050755 | 2.55 | 0.093871 | 1.6301 | 1.6301 | 4.8823 | 0 | 0.0055943 | 0.006688 | 0.0039511 | 0 | 0 | -0.82021 | 0 | -0.92646 | 0 | 0.072835 | 0.014642 | 1.2615 | 0 | 5.4424 | 2.0585 | 0 | 0.59394 | 0.81115 | 0 | 0 | 0 | 0.0423 | -0.25234 | 0.052206 | 0 | 0.0023665 | 0 | -0.16356 | 0 | 0 | 0 | 0 | 0 | 0 | 0 | 0 | 0.27586 | 0 | 0 | 0 | 0 | 0 | 0 | 0 | 0 | -5.4 | 0 | 0 | 0 | 0 | 0 | 0 | 0 | 0 | 0 | 0 | 0 | -15.499 | 1.822 | 0 | 2.8018 | 2.8018 | 2.6898 | 20.45 | 1.2254 | 3.0551 | 0 | 0.039387 | 0 | 0.62859 | 0.16139 | 0.33681 | 16.2836 | 18.8528 | -22.8092 | 0 | 0.50591 | 0 | 1.6728 | 0.17116
2025_03_14 Hr 02 | 0 | 0 | 0 | 0 | 0 | 0 | 0 | 0 | 0 | 0 | 0 | 0.0050755 | 2.49 | 0.096585 | 1.6301 | 1.6301 | 4.8823 | 0 | 0.0055943 | 0.006688 | 0.0039511 | 0 | 0 | -0.76725 | 0 | -0.8735 | 0 | 0.072835 | 0.014642 | 1.2615 | 0 | 5.4424 | 2.0585 | 0 | 0.59394 | 0.81115 | 0 | 0 | 0 | 0.51131 | 0 | 0.052206 | 0 | 0.0024936 | 0 | -0.17245 | 0 | 0 | 0 | 0 | 0 | 0 | 0 | 0 | 0.34119 | 0 | 0 | 0 | 0 | 0 | 0 | 0 | 0 | -5.4 | 0 | 0 | 0 | 0 | 0 | 0 | 0 | 0 | 0 | 0 | 0 | -17.3587 | 1.822 | 0 | 2.8304 | 2.8304 | 2.6506 | 20.5072 | 1.2254 | 3.0551 | 0 | 0.039387 | 0 | 0.62859 | 0.16139 | 0.33681 | 15.2673 | 18.8207 | -24.5719 | 0 | 0.50591 | 0 | 1.6728 | 0.17019
2025_03_14 Hr 03 | 0 | 0 | 0 | 0 | 0 | 0 | 0 | 0 | 0 | 0 | 0 | 0.0050755 | 2.58 | 0.10008 | 1.6301 | 1.6301 | 4.8823 | 0 | 0.0055943 | 0.006688 | 0.0039511 | 0 | 0 | -0.76723 | 0 | -0.87348 | 0 | 0.072835 | 0.014642 | 1.2615 | 0 | 5.4424 | 2.0585 | 0 | 0.59394 | 0.81115 | 0 | 0 | 0 | 0.57309 | 0 | 0.052206 | 0 | 0.0024937 | 0 | -0.17246 | 0 | 0 | 0 | 0 | 0 | 0 | 0 | 0 | 0.68238 | 0 | 0 | 0 | 0 | 0 | 0 | 0 | 0 | -5.4 | 0 | 0 | 0 | 0 | 0 | 0 | 0 | 0 | 0 | 0 | 0 | -18.0797 | 1.822 | 0 | 2.8304 | 2.8304 | 2.7072 | 20.5072 | 1.2254 | 3.0551 | 0 | 0.039387 | 0 | 0.62859 | 0.16139 | 0.33681 | 15.0999 | 19.3124 | -25.2928 | 0 | 0.50591 | 0 | 1.6728 | 0.17069
2025_03_14 Hr 04 | 0 | 0 | 0 | 0 | 0 | 0 | 0 | 0 | 0 | 0 | 0 | 0.0050755 | 2.55 | 0.098917 | 1.6301 | 1.6301 | 4.8823 | 0 | 0.0055943 | 0.006688 | 0.0039511 | 0 | 0 | -0.76721 | 0 | -0.87346 | 0 | 0.072835 | 0.014642 | 1.2615 | 0 | 5.4424 | 2.0585 | 0 | 0.59394 | 0.81115 | 0 | 0 | 0 | 0.15138 | -0.074657 | 0.052206 | 0 | 0.0024937 | 0 | -0.17246 | 0 | 0 | 0 | 0 | 0 | 0 | 0 | 0 | 0.82031 | 0 | 0 | 0 | 0 | 0 | 0 | 0 | 0 | -5.4 | 0 | 0 | 0 | 0 | 0 | 0 | 0 | 0 | 0 | 0 | 0 | -18.3665 | 1.822 | 0 | 2.8304 | 2.8304 | 2.6289 | 20.5072 | 1.2254 | 3.0551 | 0 | 0.039387 | 0 | 0.62859 | 0.16139 | 0.33681 | 14.3463 | 19.342 | -25.5797 | 0 | 0.50591 | 0 | 1.6728 | 0.17185
2025_03_14 Hr 05 | 0 | 0 | 0 | 0.09938 | 0.10012 | 0.096878 | 0.093646 | 0.091133 | 0.079495 | 0 | 0 | 0.0050755 | 2.43 | 0.13072 | 1.6301 | 1.6301 | 4.8823 | 0 | 0.0055943 | 0.006688 | 0.0039511 | 0 | 0 | -0.36531 | 0 | -0.47156 | 0 | 0.072835 | 0.014642 | 1.2615 | 0.41349 | 5.4424 | 2.0585 | 0 | 0.59394 | 0.81115 | 0 | 0 | 0 | 0.011812 | -0.35277 | 0.052206 | 0 | 0 | 0 | -0.23998 | 0 | 0 | 0 | 0 | 0 | 0 | 0 | 0 | 0.82031 | 0 | 0 | 0 | 0 | 0 | 0 | 0 | 0 | -5.4 | 0 | 0 | 0 | 0 | 0 | 0 | 0 | 0 | 0 | 0 | 0 | -30.6425 | 1.822 | 0 | 2.8304 | 2.8304 | 2.346 | 21.3317 | 1.2254 | 3.0551 | 0 | 0.039387 | 0 | 0.62859 | 0.16139 | 0.33681 | 2.8453 | 18.9739 | -37.1193 | 0 | 0.50591 | 0 | 1.6728 | 0.17485
2025_03_14 Hr 06 | 0 | 0 | 0 | 0.09938 | 0.10012 | 0.096878 | 0.093646 | 0.091133 | 0.079495 | 0 | 0 | 0.0050755 | 2.43 | 0.13756 | 1.6301 | 1.6301 | 4.8823 | 0 | 0.0055943 | 0.006688 | 0.0039511 | 0 | 0 | -0.28994 | 0 | -0.39619 | 0 | 0.072835 | 0.014642 | 1.2615 | 0.26385 | 5.4424 | 2.0585 | 0 | 0.59394 | 0.81115 | 0 | 0 | 0 | 0 | -2.4696 | 0.052206 | 0 | 0 | 0 | -0.25264 | 0 | 0 | 0 | 0 | 0 | 0 | 0 | 0 | 0.68238 | 0 | 0 | 0 | 0 | 0 | 0 | 0 | 0 | -5.4 | 0 | 0 | 0 | 0 | 0 | 0 | 0 | 0 | 0 | 0 | 0 | -29.9371 | 1.822 | 0 | 2.8304 | 2.8304 | 2.3982 | 21.3317 | 1.2254 | 3.0551 | 0 | 0.039387 | 0 | 0.62859 | 0.16139 | 0.33681 | 1.4854 | 18.8992 | -36.2759 | 0 | 0.50591 | 0 | 1.6728 | 0.17901
2025_03_14 Hr 07 | 0 | 0 | 0 | 0.09938 | 0.10012 | 0.096878 | 0.093646 | 0.091133 | 0.079495 | 0 | 0 | 0.0050755 | 2.49 | 0.1432 | 1.6301 | 1.6301 | 4.8141 | 0 | 0.0055943 | 0.006688 | 0.0039511 | 0 | 0 | 0 | 0 | 0 | 0 | 0.072835 | 0.014642 | 1.2615 | 0.26385 | 5.4165 | 2.0585 | 0 | 0.58919 | 0.81115 | 0 | 0 | 0 | 0 | -4.3554 | 0.052206 | 0 | 0 | 0 | -0.25669 | 0 | 0 | 0 | 0 | 0 | 0 | 0 | 0 | 0.82031 | 0 | 0 | 0 | 0 | 0 | 0 | 0 | -6.4 | 0 | 0 | 0 | 0 | 0 | 0 | 0 | 0 | 0 | -2.3937 | 0 | 0 | -27.8515 | 1.822 | 0 | 2.7951 | 2.7951 | 2.1458 | 21.1669 | 1.2254 | 3.0551 | 0 | 0.039387 | 0 | 0.62859 | 0.16139 | 0.33681 | -1.2392 | 18.8512 | -36.9019 | 0 | 0.50591 | 0 | 1.6728 | 0.18459
2025_03_14 Hr 08 | 0.045117 | 0 | 0 | 0.09938 | 0.10012 | 0.096878 | 0.093646 | 0.091133 | 0.079495 | 0 | 0 | 0.0050755 | 2.37 | 0.12546 | 1.6301 | 1.6301 | 4.8141 | 0 | 0.0055943 | 0.006688 | 0.0039511 | 0 | 0 | 0 | 0 | 0 | 0 | 0.072835 | 0.014642 | 1.2615 | 0.26385 | 5.4165 | 2.0585 | 0 | 0.58919 | 0.81115 | 0 | 0 | 0 | 0 | -4.4097 | 0.052206 | 0 | 0 | 0 | -0.23612 | 0 | 0 | 0 | 0 | 0 | 0 | 0 | 0 | 0.95824 | 0 | 0 | 0 | 0 | 0 | 0 | 0 | -6.4 | 0 | 0 | 0 | 0 | 0 | 0 | 0 | 0 | 0 | -2.3937 | 0 | 0 | -22.9471 | 1.822 | 0 | 2.7951 | 2.7951 | 1.7976 | 21.1669 | 1.2254 | 3.0551 | 0 | 0.039387 | -0.045117 | 0.62859 | 0.16139 | 0.33681 | 3.2869 | 18.5518 | -32.0221 | 0 | 0.50591 | 0 | 1.6728 | 0.18814
2025_03_14 Hr 09 | 0.318 | 1.8469e-05 | 0 | 0.09938 | 0.10012 | 0.096878 | 0.093646 | 0.091133 | 0.079495 | 0 | 0 | 0.0050755 | 2.1 | 0.070978 | 1.6301 | 1.6301 | 4.8141 | 0 | 0.0055943 | 0.006688 | 0.0039511 | 0 | 0 | 0 | 0 | 0 | 0 | 0.072835 | 0.014642 | 1.2615 | 0.26385 | 5.4165 | 2.0585 | 0 | 0.58919 | 0.81115 | 0 | 0 | 0 | 0 | -2.241 | 0.052206 | 0 | 0 | 0 | -0.15 | 0 | 0 | 0 | 0 | 0 | 0 | 0 | 0 | 1.2341 | 0 | 0 | 0 | 0 | 0 | 0 | 0 | -6.4 | 0 | 0 | 0 | 0 | 0 | 0 | 0 | 0 | 0 | -2.3937 | 0 | 0 | -14.7527 | 1.822 | 0 | 2.4607 | 2.4607 | 1.7845 | 20.4981 | 1.2254 | 3.0551 | 0 | 0.039387 | -0.318 | 0.62859 | 0.16139 | 0.33681 | 13.0057 | 18.763 | -24.0144 | 0 | 0.50591 | 0 | 1.6728 | 0.18814
2025_03_14 Hr 10 | 0.52229 | 0.00023264 | 0 | 0.09938 | 0.10012 | 0.096878 | 0.093646 | 0.091133 | 0.079495 | 0 | 0 | 0.0050755 | 2.01 | 0.091494 | 1.6301 | 1.6301 | 4.8141 | 0 | 0.0055943 | 0.006688 | 0.0039511 | 0 | 0 | 0 | 0 | 0 | 0 | 0.072835 | 0.014642 | 1.2615 | 0.26385 | 5.4165 | 2.0585 | 0 | 0.58919 | 0.81115 | 0 | 0 | 0 | 0 | -3.505 | 0.052206 | 0 | 0 | 0 | -0.20274 | 0 | 0 | 0 | 0 | 0 | 0 | 0 | 0 | 0.95824 | 0 | 0 | 0 | 0 | 0 | 0 | 0 | -6.4 | 0 | 0 | 0 | 0 | 0 | 0 | 0 | 0 | 0 | -2.3937 | 0 | 0 | -20.2684 | 1.822 | 0 | 2.7607 | 2.7606 | 1.7845 | 21.0981 | 1.2254 | 3.0551 | 0 | 0.039387 | -0.52229 | 0.62859 | 0.16139 | 0.33681 | 6.4259 | 18.62 | -29.7872 | 0 | 0.50591 | 0 | 1.6728 | 0.1859
2025_03_14 Hr 11 | 0.52222 | 0.00035967 | 0 | 0.09938 | 0.10012 | 0.096878 | 0.093646 | 0.091133 | 0.079495 | 0 | 0 | 0.0050755 | 2.07 | 0.07812 | 1.6301 | 1.6301 | 4.8141 | 0 | 0.0055943 | 0.006688 | 0.0039511 | 0 | 0 | 0 | 0 | 0 | 0 | 0.072835 | 0.014642 | 1.2615 | 0.26385 | 5.4165 | 2.0585 | 0 | 0.58919 | 0.81115 | 0 | 0 | 0 | 0 | -2.4661 | 0.052206 | 0 | 0 | 0 | -0.16773 | 0 | 0 | 0 | 0 | 0 | 0 | 0 | 0 | 0.8929 | 0 | 0 | 0 | 0 | 0 | 0 | 0 | -6.4 | 0 | 0 | 0 | 0 | 0 | 0 | 0 | 0 | 0 | -2.3937 | 0 | 0 | -17.1161 | 1.822 | 0 | 2.7951 | 2.7951 | 1.5538 | 21.1669 | 1.2254 | 3.0551 | 0 | 0.039387 | -0.52222 | 0.62859 | 0.16139 | 0.33681 | 10.4694 | 18.3684 | -26.5998 | 0 | 0.50591 | 0 | 1.6728 | 0.18367
2025_03_14 Hr 12 | 0.61296 | 0.00044846 | 0 | 0 | 0 | 0 | 0 | 0 | 0 | 0 | 0 | 0.0050755 | 2.19 | 0.079364 | 1.6301 | 1.6301 | 4.8141 | 0 | 0.0055943 | 0.006688 | 0.0039511 | 0 | 0 | 0 | 0 | 0 | 0 | 0.072835 | 0.014642 | 1.2615 | 0.26385 | 5.4165 | 2.0585 | 0 | 0.58919 | 0.81115 | 0 | 0 | 0 | 0.0016809 | -1.0988 | 0.052206 | 0 | 0.0023297 | 0 | -0.16098 | 0 | 0 | 0 | 0 | 0 | 0 | 0 | 0 | 0.68238 | 0 | 0 | 0 | 0 | 0 | 0 | 0 | -6.4 | 0 | 0 | 0 | 0 | 0 | 0 | 0 | 0 | 0 | -2.3937 | 0 | 0 | -16.176 | 1.822 | 0 | 2.618 | 2.618 | 1.3362 | 20.2522 | 1.2254 | 3.0551 | 0 | 0.039387 | -0.61296 | 0.62859 | 0.16139 | 0.33681 | 11.561 | 18.1497 | -25.7437 | 0 | 0.50591 | 0 | 1.6728 | 0.18097
2025_03_14 Hr 13 | 0.63563 | 0.00045032 | 0 | 0 | 0 | 0 | 0 | 0 | 0 | 0 | 0 | 0.0050755 | 2.1 | 0.070893 | 1.6301 | 1.6301 | 4.8141 | 0 | 0.0055943 | 0.006688 | 0.0039511 | 0 | 0 | 0 | 0 | 0 | 0 | 0.072835 | 0.014642 | 1.2615 | 0 | 5.4165 | 2.0585 | 0 | 0.58919 | 0.81115 | 0 | 0 | 0 | 0.016091 | -0.31785 | 0.052206 | 0 | 0.0021702 | 0 | -0.14981 | 0 | 0 | 0 | 0 | 0 | 0 | 0 | 0 | 0.41378 | 0 | 0 | 0 | 0 | 0 | 0 | 0 | -6.4 | 0 | 0 | 0 | 0 | 0 | 0 | 0 | 0 | 0 | -2.3937 | 0 | 0 | -15.7225 | 1.822 | 0 | 2.3925 | 2.3925 | 1.3449 | 19.5373 | 1.2254 | 3.0551 | 0 | 0.039387 | -0.63563 | 0.62859 | 0.16139 | 0.33681 | 11.7463 | 17.8124 | -25.3017 | 0 | 0.50591 | 0 | 1.6728 | 0.17947
2025_03_14 Hr 14 | 0.72644 | 0.00044012 | 0 | 0 | 0 | 0 | 0 | 0 | 0 | 0 | 0 | 0.0050755 | 1.92 | 0.06312 | 1.6301 | 1.6301 | 4.8141 | 0 | 0.0055943 | 0.006688 | 0.0039511 | 0 | 0 | 0 | 0 | 0 | 0 | 0.072835 | 0.014642 | 1.2615 | 0 | 5.4165 | 2.0585 | 0 | 0.58919 | 0.81115 | 0 | 0 | 0 | 0.43457 | -0.10937 | 0.052206 | 0 | 0.0021134 | 0 | -0.14584 | 0 | 0 | 0 | 0 | 0 | 0 | 0 | 0 | 0.34119 | 0 | 0 | 0 | 0 | 0 | 0 | 0 | -6.4 | 0 | 0 | 0 | 0 | 0 | 0 | 0 | 0 | 0 | -2.3937 | 0 | 0 | -14.9635 | 1.822 | 0 | 2.3307 | 2.3307 | 1.2753 | 19.4136 | 1.2254 | 3.0551 | 0 | 0.039387 | -0.72644 | 0.62859 | 0.16139 | 0.33681 | 12.6804 | 17.571 | -24.6295 | 0 | 0.50591 | 0 | 1.6728 | 0.17724
2025_03_14 Hr 15 | 0.68075 | 0.00025041 | 0 | 0 | 0 | 0 | 0 | 0 | 0 | 0 | 0 | 0.0050755 | 1.86 | 0.036226 | 1.568 | 1.568 | 3.5259 | 0 | 0.0055943 | 0.006688 | 0.0039511 | 0 | 0 | 0 | 0 | 0 | 0 | 0.072835 | 0.014642 | 0.53886 | 0 | 4.3993 | 2.0585 | 0 | 0.458 | 0.81115 | 0 | 0 | 0 | 1.9705 | -0.40127 | 0.052206 | 0 | 0.0012521 | 0 | -0.085544 | 0 | 0 | 0 | 0 | 0 | 0 | 0 | 0 | 0.54445 | 0 | 0 | 0 | 0 | 0 | 0 | 0 | -6.4 | 0 | 0 | 0 | 0 | 0 | 0 | 0 | 0 | 0 | -2.3937 | 0 | 0 | -5.3528 | 1.822 | 0 | 2.2218 | 2.2218 | 1.2535 | 16.0435 | 1.2254 | 3.0551 | 0 | 0.039387 | -0.68075 | 0.62859 | 0.16139 | 0.33681 | 20.1845 | 17.4847 | -14.9129 | 0 | 0.50591 | 0 | 1.6728 | 0.17336
2025_03_14 Hr 16 | 0.52229 | 0.0002484 | 0 | 0 | 0 | 0 | 0 | 0 | 0 | 0 | 0 | 0.0050755 | 1.83 | 0.042405 | 1.5352 | 1.5352 | 3.4738 | 0 | 0.0055943 | 0.006688 | 0.0039511 | 0 | 0 | 0 | 0 | 0 | 0 | 0.072835 | 0.014642 | 0.48365 | 0 | 4.4305 | 2.0585 | 0 | 0.46203 | 0.81115 | 0 | 0 | 0 | 2.4436 | 0 | 0.052206 | 0 | 0.0014896 | 0 | -0.10217 | 0 | 0 | 0 | 0 | 0 | 0 | 0 | 0 | 0.34119 | 0 | 0 | 0 | 0 | 0 | 0 | 0 | -6.4 | 0 | 0 | 0 | 0 | 0 | 0 | 0 | 0 | 0 | -2.3937 | 0 | 0 | -5.0457 | 1.822 | 0 | 2.2422 | 2.2422 | 1.4058 | 15.9426 | 1.2254 | 3.0551 | 0 | 0.039387 | -0.52229 | 0.62859 | 0.16139 | 0.33681 | 21.1757 | 17.2535 | -14.464 | 0 | 0.50591 | 0 | 1.6728 | 0.1714
2025_03_14 Hr 17 | 0.52164 | 0.00025104 | 0 | 0 | 0 | 0 | 0 | 0 | 0 | 0 | 0 | 0.0050755 | 1.86 | 0.059905 | 1.6077 | 1.6077 | 4.1238 | 0 | 0.0055943 | 0.006688 | 0.0039511 | 0 | 0 | 0 | 0 | 0 | 0 | 0.072835 | 0.014642 | 0.669 | 0 | 4.8619 | 2.0585 | 0 | 0.51766 | 0.81115 | 0 | 0 | 0 | 2.9291 | 0 | 0.052206 | 0 | 0.0020705 | 0 | -0.14283 | 0 | 0 | 0 | 0 | 0 | 0 | 0 | 0 | 0.41378 | 0 | 0 | 0 | 0 | 0 | 0 | 0 | -6.4 | 0 | 0 | 0 | 0 | 0 | 0 | 0 | 0 | 0 | -2.3937 | 0 | 0 | -9.2938 | 1.822 | 0 | 2.3307 | 2.3307 | 1.3362 | 17.5313 | 1.2254 | 3.0551 | 0 | 0.039387 | -0.52164 | 0.62859 | 0.16139 | 0.33681 | 19.0673 | 17.3588 | -18.752 | 0 | 0.50591 | 0 | 1.6728 | 0.17124
2025_03_14 Hr 18 | 0.29569 | 0.00011208 | 0 | 0 | 0 | 0 | 0 | 0 | 0 | 0 | 0 | 0.0050755 | 1.71 | 0.05817 | 1.6301 | 1.6301 | 4.6793 | 0 | 0.0055943 | 0.006688 | 0.0039511 | 0 | 0 | 0 | 0 | 0 | 0 | 0.072835 | 0.014642 | 0.91016 | 0 | 5.4165 | 2.0585 | 0 | 0.58919 | 0.81115 | 0 | 0 | 0 | 1.5949 | 0 | 0.052206 | 0 | 0.0021869 | 0 | -0.15098 | 0 | 0 | 0 | 0 | 0 | 0 | 0 | 0 | 0.54445 | 0 | 0 | 0 | 0 | 0 | 0 | 0 | -6.4 | 0 | 0 | 0 | 0 | 0 | 0 | 0 | 0 | 0 | -2.3937 | 0 | 0 | -12.4636 | 1.822 | 0 | 2.3785 | 2.3784 | 0.67028 | 19.0231 | 1.2254 | 3.0551 | 0 | 0.039387 | -0.29569 | 0.62859 | 0.16139 | 0.33681 | 15.4323 | 16.5183 | -21.704 | 0 | 0.50591 | 0 | 1.6728 | 0.17228
2025_03_14 Hr 19 | 0.045117 | 4.3291e-06 | 0 | 0.09938 | 0.10012 | 0.096878 | 0.093646 | 0.091133 | 0.079495 | 0 | 0 | 0.0050755 | 1.56 | 0.06003 | 1.6301 | 1.6301 | 4.8141 | 0 | 0.0055943 | 0.006688 | 0.0039511 | 0 | 0 | 0 | 0 | 0 | 0 | 0.072835 | 0.014642 | 1.1512 | 0.41349 | 5.4165 | 2.0585 | 0 | 0.58919 | 0.81115 | 0 | 0 | 0 | 0.51706 | 0 | 0.052206 | 0 | 0 | 0 | -0.17106 | 0 | 0 | 0 | 0 | 0 | 0 | 0 | 0 | 0.8929 | 0 | 0 | 0 | 0 | 0 | 0 | 0 | -6.4 | 0 | 0 | 0 | 0 | 0 | 0 | 0 | 0 | 0 | -2.3937 | 0 | 0 | -18.1554 | 1.822 | 0 | 2.7607 | 2.7606 | 0.65287 | 20.9878 | 1.2254 | 3.0551 | 0 | 0.039387 | -0.045117 | 0.62859 | 0.16139 | 0.33681 | 10.7919 | 16.4524 | -27.1654 | 0 | 0.50591 | 0 | 1.6728 | 0.17416
2025_03_14 Hr 20 | 0 | 0 | 0 | 0.09938 | 0.10012 | 0.096878 | 0.093646 | 0.091133 | 0.079495 | 0 | 0 | 0.0050755 | 1.32 | 0.054684 | 1.6301 | 1.6301 | 4.8141 | 0 | 0.0055943 | 0.006688 | 0.0039511 | 0 | 0 | 0 | 0 | 0 | 0 | 0.072835 | 0.014642 | 1.2615 | 0.26385 | 5.4165 | 2.0585 | 0 | 0.58919 | 0.81115 | 0 | 0 | 0 | 0.080934 | -0.20895 | 0.052206 | 0 | 0 | 0 | -0.18432 | 0 | 0 | 0 | 0 | 0 | 0 | 0 | 0 | 1.51 | 0 | 0 | 0 | 0 | 0 | 0 | 0 | -6.4 | 0 | 0 | 0 | 0 | 0 | 0 | 0 | 0 | 0 | -2.3937 | 0 | 0 | -20.6242 | 1.822 | 0 | 2.7951 | 2.7951 | 0.79215 | 21.1669 | 1.2254 | 3.0551 | 0 | 0.039387 | 0 | 0.62859 | 0.16139 | 0.33681 | 8.3582 | 16.9216 | -29.6023 | 0 | 0.50591 | 0 | 1.6728 | 0.17747
2025_03_14 Hr 21 | 0 | 0 | 0 | 0.09938 | 0.10012 | 0.096878 | 0.093646 | 0.091133 | 0.079495 | 0 | 0 | 0.0050755 | 1.14 | 0.044481 | 1.6301 | 1.6301 | 4.8141 | 0 | 0.0055943 | 0.006688 | 0.0039511 | 0 | 0 | 0 | 0 | 0 | 0 | 0.072835 | 0.014642 | 1.2615 | 0.26385 | 5.4165 | 2.0585 | 0 | 0.58919 | 0.81115 | 0 | 0 | 0 | 0 | -0.49866 | 0.052206 | 0 | 0 | 0 | -0.17348 | 0 | 0 | 0 | 0 | 0 | 0 | 0 | 0 | 1.51 | 0 | 0 | 0 | 0 | 0 | 0 | 0 | -6.4 | 0 | 0 | 0 | 0 | 0 | 0 | 0 | 0 | 0 | -2.3937 | 0 | 0 | -19.2004 | 1.822 | 0 | 2.7951 | 2.7951 | 1.1621 | 21.1669 | 1.2254 | 3.0551 | 0 | 0.039387 | 0 | 0.62859 | 0.16139 | 0.33681 | 9.6027 | 17.1021 | -28.1676 | 0 | 0.50591 | 0 | 1.6728 | 0.17827
2025_03_14 Hr 22 | 0 | 0 | 0 | 0.09938 | 0.10012 | 0.096878 | 0.093646 | 0.091133 | 0.079495 | 0 | 0 | 0.0050755 | 0.93 | 0.036505 | 1.6301 | 1.6301 | 4.8141 | 0 | 0.0055943 | 0.006688 | 0.0039511 | 0 | 0 | 0 | 0 | 0 | 0 | 0.072835 | 0.014642 | 1.2615 | 0.26385 | 5.4165 | 2.0585 | 0 | 0.58919 | 0.81115 | 0 | 0 | 0 | 0 | -1.311 | 0.052206 | 0 | 0 | 0 | -0.17454 | 0 | 0 | 0 | 0 | 0 | 0 | 0 | 0 | 1.2341 | 0 | 0 | 0 | 0 | 0 | 0 | 0 | -6.4 | 0 | 0 | 0 | 0 | 0 | 0 | 0 | 0 | 0 | -2.3937 | 0 | 0 | -17.8564 | 1.822 | 0 | 2.734 | 2.734 | 1.4145 | 21.0447 | 1.2254 | 3.0551 | 0 | 0.039387 | 0 | 0.62859 | 0.16139 | 0.33681 | 9.7678 | 16.8587 | -26.8246 | 0 | 0.50591 | 0 | 1.6728 | 0.17627
2025_03_14 Hr 23 | 0 | 0 | 0 | 0 | 0 | 0 | 0 | 0 | 0 | 0 | 0 | 0.0050755 | 0.75 | 0.029325 | 1.6301 | 1.6301 | 4.8823 | 0 | 0.0055943 | 0.006688 | 0.0039511 | 0 | 0 | -0.75892 | 0 | -0.86517 | 0 | 0.072835 | 0.014642 | 1.2615 | 0.26385 | 5.4424 | 2.0585 | 0 | 0.59394 | 0.81115 | 0 | 0 | 0 | 0.67734 | 0 | 0.052206 | 0 | 0.0025136 | 0 | -0.17385 | 0 | 0 | 0 | 0 | 0 | 0 | 0 | 0 | 0.8929 | 0 | 0 | 0 | 0 | 0 | 0 | 0 | 0 | -5.4 | 0 | 0 | 0 | 0 | 0 | 0 | 0 | 0 | 0 | 0 | 0 | -15.4979 | 1.822 | 0 | 2.8304 | 2.8304 | 0.65287 | 20.7711 | 1.2254 | 3.0551 | 0 | 0.039387 | 0 | 0.62859 | 0.16139 | 0.33681 | 14.3229 | 15.5702 | -22.6958 | 0 | 0.50591 | 0 | 1.6728 | 0.17308
2025_03_14 Hr 24 | 0 | 0 | 0 | 0 | 0 | 0 | 0 | 0 | 0 | 0 | 0 | 0.0050755 | 0.66 | 0.026563 | 1.6301 | 1.6301 | 4.8823 | 0 | 0.0055943 | 0.006688 | 0.0039511 | 0 | 0 | -0.72819 | 0 | -0.83444 | 0 | 0.072835 | 0.014642 | 1.2615 | 0.26385 | 5.4424 | 2.0585 | 0 | 0.59394 | 0.81115 | 0 | 0 | 0 | 1.8136 | 0 | 0.052206 | 0 | 0.0025874 | 0 | -0.17901 | 0 | 0 | 0 | 0 | 0 | 0 | 0 | 0 | 0.8929 | 0 | 0 | 0 | 0 | 0 | 0 | 0 | 0 | -5.4 | 0 | 0 | 0 | 0 | 0 | 0 | 0 | 0 | 0 | 0 | 0 | -17.7092 | 1.822 | 0 | 2.8304 | 2.8304 | 1.0228 | 20.7711 | 1.2254 | 3.0551 | 0 | 0.039387 | 0 | 0.62859 | 0.16139 | 0.33681 | 13.5789 | 15.8451 | -24.8509 | 0 | 0.50591 | 0 | 1.6728 | 0.17077
2025_03_15 Hr 01 | 0 | 0 | 0 | 0 | 0 | 0 | 0 | 0 | 0 | 0 | 0 | 0.0050755 | 0.69 | 0.029664 | 1.6301 | 1.6301 | 4.2749 | 0 | 0.0055943 | 0.006688 | 0.0039511 | 0 | 0 | -0.65469 | 0 | -0.76094 | 0 | 0.072835 | 0.014642 | 1.2615 | 0.2316 | 4.7646 | 2.0585 | 0 | 0.59394 | 0.81115 | 0 | 0 | 0 | 0 | -0.33002 | 0.052206 | 0 | 0.0027638 | 0 | -0.19136 | 0 | 0 | 0 | 0 | 0 | 0 | 0 | 0 | 1.2341 | 0 | 0 | 0 | 0 | 0 | 0 | 0 | 0 | -5.4 | 0 | 0 | 0 | 0 | 0 | 0 | 0 | 0 | 0 | 0 | 0 | -20.1195 | 1.822 | 0 | 2.4779 | 2.4779 | 1.7236 | 18.7486 | 1.2254 | 3.0551 | 0 | 0.039387 | 0 | 0.62859 | 0.16139 | 0.33681 | 8.2109 | 16.9188 | -27.1264 | 0 | 0.50591 | 0 | 1.6728 | 0.16943
2025_03_15 Hr 02 | 0 | 0 | 0 | 0 | 0 | 0 | 0 | 0 | 0 | 0 | 0 | 0.0050755 | 0.75 | 0.035084 | 1.6301 | 1.6301 | 4.2749 | 0 | 0.0055943 | 0.006688 | 0.0039511 | 0 | 0 | -0.55325 | 0 | -0.6595 | 0 | 0.072835 | 0.014642 | 1.2615 | 0.2316 | 4.7646 | 2.0585 | 0 | 0.59394 | 0.81115 | 0 | 0 | 0 | 0 | -0.39306 | 0.052206 | 0 | 0.0030072 | 0 | -0.2084 | 0 | 0 | 0 | 0 | 0 | 0 | 0 | 0 | 2.0544 | 0 | 0 | 0 | 0 | 0 | 0 | 0 | 0 | -5.4 | 0 | 0 | 0 | 0 | 0 | 0 | 0 | 0 | 0 | 0 | 0 | -23.1577 | 1.822 | 0 | 2.4779 | 2.4779 | 1.6148 | 18.7486 | 1.2254 | 3.0551 | 0 | 0.039387 | 0 | 0.62859 | 0.16139 | 0.33681 | 6.0719 | 17.6953 | -29.9789 | 0 | 0.50591 | 0 | 1.6728 | 0.16901
2025_03_15 Hr 03 | 0 | 0 | 0 | 0.087003 | 0.087653 | 0.084814 | 0.081984 | 0.079784 | 0.069595 | 0 | 0 | 0.0050755 | 0.93 | 0.046973 | 1.6249 | 1.6249 | 4.2389 | 0 | 0.0055943 | 0.006688 | 0.0039511 | 0 | 0 | -0.45334 | 0 | -0.55959 | 0 | 0.072835 | 0.014642 | 1.2448 | 0.2316 | 4.7367 | 2.0585 | 0 | 0.58977 | 0.81115 | 0 | 0 | 0 | 0.37223 | -0.049711 | 0.052206 | 0 | 0 | 0 | -0.22519 | 0 | 0 | 0 | 0 | 0 | 0 | 0 | 0 | 2.3956 | 0 | 0 | 0 | 0 | 0 | 0 | 0 | 0 | -5.4 | 0 | 0 | 0 | 0 | 0 | 0 | 0 | 0 | 0 | 0 | 0 | -24.7102 | 1.822 | 0 | 2.4133 | 2.4133 | 1.4145 | 19.0191 | 1.2254 | 3.0551 | 0 | 0.039387 | 0 | 0.62859 | 0.16139 | 0.33681 | 6.0169 | 18.0235 | -31.3483 | 0 | 0.50591 | 0 | 1.6728 | 0.16851
2025_03_15 Hr 04 | 0 | 0 | 0 | 0.087003 | 0.087653 | 0.084814 | 0.081984 | 0.079784 | 0.069595 | 0 | 0 | 0.0050755 | 1.05 | 0.060033 | 1.6301 | 1.6301 | 4.2749 | 0 | 0.0055943 | 0.006688 | 0.0039511 | 0 | 0 | -0.2748 | 0 | -0.38105 | 0 | 0.072835 | 0.014642 | 1.2364 | 0.2316 | 4.7646 | 2.0585 | 0 | 0.59394 | 0.81115 | 0 | 0 | 0 | 0.89746 | 0 | 0.052206 | 0 | 0 | 0 | -0.25518 | 0 | 0 | 0 | 0 | 0 | 0 | 0 | 0 | 2.8094 | 0 | 0 | 0 | 0 | 0 | 0 | 0 | 0 | -5.4 | 0 | 0 | 0 | 0 | 0 | 0 | 0 | 0 | 0 | 0 | 0 | -25.0176 | 1.822 | 0 | 2.3195 | 2.3195 | 1.3362 | 18.8975 | 1.2254 | 3.0551 | 0 | 0.039387 | 0 | 0.62859 | 0.16139 | 0.33681 | 6.9621 | 18.4959 | -31.3287 | 0 | 0.50591 | 0 | 1.6728 | 0.16816
2025_03_15 Hr 05 | 0 | 0 | 0 | 0.087003 | 0.087653 | 0.084814 | 0.081984 | 0.079784 | 0.069595 | 0 | 0 | 0.0050755 | 1.11 | 0.0481 | 1.6301 | 1.6301 | 4.2749 | 0 | 0.0055943 | 0.006688 | 0.0039511 | 0 | 0 | -0.64554 | 0 | -0.75179 | 0 | 0.072835 | 0.014642 | 1.2615 | 0.2316 | 4.7646 | 2.0585 | 0 | 0.59394 | 0.81115 | 0 | 0 | 0 | 0.30719 | -0.038467 | 0.052206 | 0 | 0 | 0 | -0.1929 | 0 | 0 | 0 | 0 | 0 | 0 | 0 | 0 | 3.1506 | 0 | 0 | 0 | 0 | 0 | 0 | 0 | 0 | -5.4 | 0 | 0 | 0 | 0 | 0 | 0 | 0 | 0 | 0 | 0 | 0 | -22.6045 | 1.822 | 0 | 2.4779 | 2.4779 | 1.5147 | 19.2394 | 1.2254 | 3.0551 | 0 | 0.039387 | 0 | 0.62859 | 0.16139 | 0.33681 | 8.9783 | 19.0649 | -29.5947 | 0 | 0.50591 | 0 | 1.6728 | 0.16947
2025_03_15 Hr 06 | 0 | 0 | 0 | 0.087003 | 0.087653 | 0.084814 | 0.081984 | 0.079784 | 0.069595 | 0 | 0 | 0.0050755 | 1.35 | 0.06302 | 1.6301 | 1.6301 | 4.2749 | 0 | 0.0055943 | 0.006688 | 0.0039511 | 0 | 0 | -0.55585 | 0 | -0.6621 | 0 | 0.072835 | 0.014642 | 1.2615 | 0.2316 | 4.7646 | 2.0585 | 0 | 0.59394 | 0.81115 | 0 | 0 | 0 | 0.051412 | -0.6313 | 0.052206 | 0 | 0 | 0 | -0.20797 | 0 | 0 | 0 | 0 | 0 | 0 | 0 | 0 | 3.6297 | 0 | 0 | 0 | 0 | 0 | 0 | 0 | 0 | -5.4 | 0 | 0 | 0 | 0 | 0 | 0 | 0 | 0 | 0 | 0 | 0 | -24.89 | 1.822 | 0 | 2.4779 | 2.4779 | 1.754 | 19.2394 | 1.2254 | 3.0551 | 0 | 0.039387 | 0 | 0.62859 | 0.16139 | 0.33681 | 6.9836 | 20.04 | -31.7159 | 0 | 0.50591 | 0 | 1.6728 | 0.17119
2025_03_15 Hr 07 | 0 | 0 | 0 | 0.087003 | 0.087653 | 0.084814 | 0.081984 | 0.079784 | 0.069595 | 0 | 0 | 0.0050755 | 1.2 | 0.051562 | 1.6301 | 1.6301 | 4.2151 | 0 | 0.0055943 | 0.006688 | 0.0039511 | 0 | 0 | 0 | 0 | 0 | 0 | 0.072835 | 0.014642 | 1.2615 | 0.2316 | 4.7419 | 2.0585 | 0 | 0.58919 | 0.81115 | 0 | 0 | 0 | 0 | -0.85745 | 0.052206 | 0 | 0 | 0 | -0.19126 | 0 | 0 | 0 | 0 | 0 | 0 | 0 | 0 | 3.3538 | 0 | 0 | 0 | 0 | 0 | 0 | 0 | -6.4 | 0 | 0 | 0 | 0 | 0 | 0 | 0 | 0 | 0 | -2.3937 | 0 | 0 | -24.023 | 1.822 | 0 | 2.447 | 2.447 | 1.8063 | 19.0951 | 1.2254 | 3.0551 | 0 | 0.039387 | 0 | 0.62859 | 0.16139 | 0.33681 | 4.8836 | 19.6539 | -33.008 | 0 | 0.50591 | 0 | 1.6728 | 0.17491
2025_03_15 Hr 08 | 0 | 0 | 0 | 0 | 0 | 0 | 0 | 0 | 0 | 0 | 0 | 0.0050755 | 1.65 | 0.11827 | 1.6284 | 1.6284 | 4.1915 | 0 | 0.0055943 | 0.006688 | 0.0039511 | 0 | 0 | 0 | 0 | 0 | 0 | 0.072835 | 0.014642 | 1.2481 | 0 | 4.7326 | 2.0585 | 0 | 0.58781 | 0.81115 | 0 | 0 | 0 | 0 | -4.3504 | 0.052206 | 0 | 0.004608 | 0 | -0.32046 | 0 | 0 | 0 | 0 | 0 | 0 | 0 | 0 | 3.5644 | 0 | 0 | 0 | 0 | 0 | 0 | 0 | -6.4 | 0 | 0 | 0 | 0 | 0 | 0 | 0 | 0 | 0 | -2.3937 | 0 | 0 | -15.1332 | 1.822 | 0 | 2.2618 | 2.2618 | 2.1588 | 17.9526 | 1.2254 | 3.0551 | 0 | 0.039387 | 0 | 0.62859 | 0.16139 | 0.33681 | 10.0904 | 20.7355 | -24.2474 | 0 | 0.50591 | 0 | 1.6728 | 0.17813
2025_03_15 Hr 09 | 0.18134 | 1.9185e-05 | 0 | 0 | 0 | 0 | 0 | 0 | 0 | 0 | 0 | 0.0050755 | 0.99 | 0.028138 | 1.6301 | 1.6301 | 4.2151 | 0 | 0.0055943 | 0.006688 | 0.0039511 | 0 | 0 | 0 | 0 | 0 | 0 | 0.072835 | 0.014642 | 0.91002 | 0 | 4.7419 | 2.0585 | 0 | 0.58919 | 0.81115 | 0 | 0 | 0 | 0 | -2.1147 | 0.052206 | 0 | 0.0048724 | 0 | -0.1258 | 0 | 0 | 0 | 0 | 0 | 0 | 0 | 0 | 3.5644 | 0 | 0 | 0 | 0 | 0 | 0 | 0 | -6.4 | 0 | 0 | 0 | 0 | 0 | 0 | 0 | 0 | 0 | -2.3937 | 0 | 0 | -6.3034 | 1.822 | 0 | 0 | 0 | 2.6289 | 13.1273 | 1.2254 | 3.0551 | 0 | 0.039387 | -0.18134 | 0.62859 | 0.16139 | 0.33681 | 16.2482 | 20.6399 | -15.4043 | 0 | 0.50591 | 0 | 1.6728 | 0.17989
2025_03_15 Hr 10 | 0.318 | 0.00018873 | 0 | 0 | 0 | 0 | 0 | 0 | 0 | 0 | 0 | 0.0050755 | 0.99 | 0.038368 | 1.6301 | 1.6301 | 4.1797 | 0 | 0.0055943 | 0.006688 | 0.0039511 | 0 | 0 | 0 | 0 | 0 | 0 | 0.072835 | 0.014642 | 1.1511 | 0 | 4.7326 | 2.0585 | 0 | 0.58781 | 0.81115 | 0 | 0 | 0 | 0 | -3.4651 | 0.052206 | 0 | 0.0066439 | 0 | -0.1723 | 0 | 0 | 0 | 0 | 0 | 0 | 0 | 0 | 3.4264 | 0 | 0 | 0 | 0 | 0 | 0 | 0 | -6.4 | 0 | 0 | 0 | 0 | 0 | 0 | 0 | 0 | 0 | -2.3937 | 0 | 0 | -5.3384 | 1.822 | 0 | 0 | 0 | 2.7986 | 13.3236 | 1.2254 | 3.0551 | 0 | 0.039387 | -0.318 | 0.62859 | 0.16139 | 0.33681 | 16.0528 | 20.8168 | -14.6225 | 0 | 0.50591 | 0 | 1.6728 | 0.17928
2025_03_15 Hr 11 | 0.4771 | 0.00022368 | 0 | 0 | 0 | 0 | 0 | 0 | 0 | 0 | 0 | 0.0050755 | 1.08 | 0.027733 | 1.6301 | 1.6301 | 4.2151 | 0 | 0.0055943 | 0.006688 | 0.0039511 | 0 | 0 | 0 | 0 | 0 | 0 | 0.072835 | 0.014642 | 0.53886 | 0 | 4.7419 | 2.0585 | 0 | 0.58919 | 0.81115 | 0 | 0 | 0 | 0 | -1.0725 | 0.052206 | 0 | 0.004402 | 0 | -0.11345 | 0 | 0 | 0 | 0 | 0 | 0 | 0 | 0 | 4.1741 | 0 | 0 | 0 | 0 | 0 | 0 | 0 | -6.4 | 0 | 0 | 0 | 0 | 0 | 0 | 0 | 0 | 0 | -2.3937 | 0 | 0 | -7.206 | 1.822 | 0 | 0 | 0 | 2.6376 | 12.7561 | 1.2254 | 3.0551 | 0 | 0.039387 | -0.4771 | 0.62859 | 0.16139 | 0.33681 | 16.7342 | 21.6409 | -16.5903 | 0 | 0.50591 | 0 | 1.6728 | 0.17683
2025_03_15 Hr 12 | 0.70356 | 0.00029944 | 0 | 0 | 0 | 0 | 0 | 0 | 0 | 0 | 0 | 0.0050755 | 1.11 | 0.029544 | 1.6301 | 1.6301 | 4.1797 | 0 | 0.0055943 | 0.006688 | 0.0039511 | 0 | 0 | 0 | 0 | 0 | 0 | 0.072835 | 0.014642 | 0.48141 | 0 | 4.7326 | 2.0585 | 0 | 0.58781 | 0.81115 | 0 | 0 | 0 | 0.017545 | -0.31978 | 0.052206 | 0 | 0.0045628 | 0 | -0.11767 | 0 | 0 | 0 | 0 | 0 | 0 | 0 | 0 | 4.0435 | 0 | 0 | 0 | 0 | 0 | 0 | 0 | -6.4 | 0 | 0 | 0 | 0 | 0 | 0 | 0 | 0 | 0 | -2.3937 | 0 | 0 | -7.9697 | 1.822 | 0 | 0 | 0 | 2.7377 | 12.6539 | 1.2254 | 3.0551 | 0 | 0.039387 | -0.70356 | 0.62859 | 0.16139 | 0.33681 | 16.6321 | 21.865 | -17.5846 | 0 | 0.50591 | 0 | 1.6728 | 0.17449
2025_03_15 Hr 13 | 0.80818 | 0.0004518 | 0 | 0 | 0 | 0 | 0 | 0 | 0 | 0 | 0 | 0.0050755 | 1.56 | 0.055094 | 1.5818 | 1.5818 | 3.873 | 0 | 0.0055943 | 0.006688 | 0.0039511 | 0 | 0 | 0 | 0 | 0 | 0 | 0.072835 | 0.014642 | 0.5316 | 0 | 4.4801 | 2.0585 | 0 | 0.55062 | 0.81115 | 0 | 0 | 0 | 0.78376 | -0.44401 | 0.052206 | 0 | 0.0060543 | 0 | -0.15683 | 0 | 0 | 0 | 0 | 0 | 0 | 0 | 0 | 3.9055 | 0 | 0 | 0 | 0 | 0 | 0 | 0 | -6.4 | 0 | 0 | 0 | 0 | 0 | 0 | 0 | 0 | 0 | -2.3937 | 0 | 0 | -8.2846 | 1.822 | 0 | 0 | 0 | 3.0815 | 12.0482 | 1.2254 | 3.0551 | 0 | 0.039387 | -0.80818 | 0.62859 | 0.16139 | 0.33681 | 16.9567 | 22.612 | -18.0433 | 0 | 0.50591 | 0 | 1.6728 | 0.1725
2025_03_15 Hr 14 | 0.79219 | 0.00032609 | 0 | 0 | 0 | 0 | 0 | 0 | 0 | 0 | 0 | 0.0050755 | 1.77 | 0.045005 | 1.6301 | 1.6301 | 4.2151 | 0 | 0.0055943 | 0.006688 | 0.0039511 | 0 | 0 | 0 | 0 | 0 | 0 | 0.072835 | 0.014642 | 0.47805 | 0 | 4.7419 | 2.0585 | 0 | 0.58919 | 0.81115 | 0 | 0 | 0 | 0 | -0.35891 | 0.052206 | 0 | 0.0043588 | 0 | -0.11232 | 0 | 0 | 0 | 0 | 0 | 0 | 0 | 0 | 3.3538 | 0 | 0 | 0 | 0 | 0 | 0 | 0 | -6.4 | 0 | 0 | 0 | 0 | 0 | 0 | 0 | 0 | 0 | -2.3937 | 0 | 0 | -8.164 | 1.822 | 0 | 0 | 0 | 2.8813 | 12.6953 | 1.2254 | 3.0551 | 0 | 0.039387 | -0.79219 | 0.62859 | 0.16139 | 0.33681 | 16.555 | 22.0808 | -17.8622 | 0 | 0.50591 | 0 | 1.6728 | 0.17082
2025_03_15 Hr 15 | 0.78304 | 0.00030712 | 0 | 0 | 0 | 0 | 0 | 0 | 0 | 0 | 0 | 0.0050755 | 1.92 | 0.048986 | 1.6301 | 1.6301 | 4.2151 | 0 | 0.0055943 | 0.006688 | 0.0039511 | 0 | 0 | 0 | 0 | 0 | 0 | 0.072835 | 0.014642 | 0.48141 | 0 | 4.7419 | 2.0585 | 0 | 0.58919 | 0.81115 | 0 | 0 | 0 | 0.15135 | -0.0010525 | 0.052206 | 0 | 0.0043737 | 0 | -0.11271 | 0 | 0 | 0 | 0 | 0 | 0 | 0 | 0 | 3.1506 | 0 | 0 | 0 | 0 | 0 | 0 | 0 | -6.4 | 0 | 0 | 0 | 0 | 0 | 0 | 0 | 0 | 0 | -2.3937 | 0 | 0 | -7.8894 | 1.822 | 0 | 0 | 0 | 2.5201 | 12.6987 | 1.2254 | 3.0551 | 0 | 0.039387 | -0.78304 | 0.62859 | 0.16139 | 0.33681 | 16.9301 | 21.66 | -17.5789 | 0 | 0.50591 | 0 | 1.6728 | 0.1697
2025_03_15 Hr 16 | 0.73153 | 0.00031393 | 0 | 0 | 0 | 0 | 0 | 0 | 0 | 0 | 0 | 0.0050755 | 1.92 | 0.057259 | 1.6128 | 1.6128 | 3.9674 | 0 | 0.0055943 | 0.006688 | 0.0039511 | 0 | 0 | 0 | 0 | 0 | 0 | 0.072835 | 0.014642 | 0.60194 | 0 | 4.6484 | 2.0585 | 0 | 0.57541 | 0.81115 | 0 | 0 | 0 | 1.4112 | 0 | 0.052206 | 0 | 0.0051124 | 0 | -0.1321 | 0 | 0 | 0 | 0 | 0 | 0 | 0 | 0 | 2.6715 | 0 | 0 | 0 | 0 | 0 | 0 | 0 | -6.4 | 0 | 0 | 0 | 0 | 0 | 0 | 0 | 0 | 0 | -2.3937 | 0 | 0 | -7.9453 | 1.822 | 0 | 0 | 0 | 2.5288 | 12.4434 | 1.2254 | 3.0551 | 0 | 0.039387 | -0.73153 | 0.62859 | 0.16139 | 0.33681 | 17.3837 | 21.1319 | -17.6027 | 0 | 0.50591 | 0 | 1.6728 | 0.16898
2025_03_15 Hr 17 | 0.66854 | 0.00018317 | 0 | 0 | 0 | 0 | 0 | 0 | 0 | 0 | 0 | 0.0050755 | 1.68 | 0.052749 | 1.5938 | 1.5938 | 3.8848 | 0 | 0.0055943 | 0.006688 | 0.0039511 | 0 | 0 | 0 | 0 | 0 | 0 | 0.072835 | 0.014642 | 0.84296 | 0 | 4.5456 | 2.0585 | 0 | 0.56026 | 0.81115 | 0 | 0 | 0 | 1.1783 | -0.073477 | 0.052206 | 0 | 0.0053825 | 0 | -0.13919 | 0 | 0 | 0 | 0 | 0 | 0 | 0 | 0 | 2.2577 | 0 | 0 | 0 | 0 | 0 | 0 | 0 | -6.4 | 0 | 0 | 0 | 0 | 0 | 0 | 0 | 0 | 0 | -2.3937 | 0 | 0 | -8.1259 | 1.822 | 0 | 0 | 0 | 3.099 | 12.461 | 1.2254 | 3.0551 | 0 | 0.039387 | -0.66854 | 0.62859 | 0.16139 | 0.33681 | 16.8045 | 20.966 | -17.7274 | 0 | 0.50591 | 0 | 1.6728 | 0.16955
2025_03_15 Hr 18 | 0.24934 | 3.3491e-05 | 0 | 0 | 0 | 0 | 0 | 0 | 0 | 0 | 0 | 0.0050755 | 1.14 | 0.038945 | 1.6301 | 1.6301 | 4.2151 | 0 | 0.0055943 | 0.006688 | 0.0039511 | 0 | 0 | 0 | 0 | 0 | 0 | 0.072835 | 0.014642 | 1.0841 | 0 | 4.7419 | 2.0585 | 0 | 0.58919 | 0.81115 | 0 | 0 | 0 | 0.16713 | -0.052549 | 0.052206 | 0 | 0.0021961 | 0 | -0.15163 | 0 | 0 | 0 | 0 | 0 | 0 | 0 | 0 | 1.5753 | 0 | 0 | 0 | 0 | 0 | 0 | 0 | -6.4 | 0 | 0 | 0 | 0 | 0 | 0 | 0 | 0 | 0 | -2.3937 | 0 | 0 | -16.2571 | 1.822 | 0 | 3.5548 | 3.5548 | 3.099 | 18.0047 | 1.2254 | 3.0551 | 0 | 0.039387 | -0.24934 | 0.62859 | 0.16139 | 0.33681 | 12.0066 | 19.3392 | -25.4518 | 0 | 0.50591 | 0 | 1.6728 | 0.16932
2025_03_15 Hr 19 | 0.045117 | 6.4653e-07 | 0 | 0.087003 | 0.087653 | 0.084814 | 0.081984 | 0.079784 | 0.069595 | 0 | 0 | 0.0050755 | 1.68 | 0.067583 | 1.6301 | 1.6301 | 4.2151 | 0 | 0.0055943 | 0.006688 | 0.0039511 | 0 | 0 | 0 | 0 | 0 | 0 | 0.072835 | 0.014642 | 1.2548 | 0.38123 | 4.7419 | 2.0585 | 0 | 0.58919 | 0.81115 | 0 | 0 | 0 | 0 | -0.7064 | 0.052206 | 0 | 0 | 0 | -0.17893 | 0 | 0 | 0 | 0 | 0 | 0 | 0 | 0 | 1.8511 | 0 | 0 | 0 | 0 | 0 | 0 | 0 | -6.4 | 0 | 0 | 0 | 0 | 0 | 0 | 0 | 0 | 0 | -2.3937 | 0 | 0 | -22.1515 | 1.822 | 0 | 2.447 | 2.447 | 3.0511 | 19.0884 | 1.2254 | 3.0551 | 0 | 0.039387 | -0.045117 | 0.62859 | 0.16139 | 0.33681 | 7.1461 | 19.9333 | -31.1692 | 0 | 0.50591 | 0 | 1.6728 | 0.17104
2025_03_15 Hr 20 | 0 | 0 | 0 | 0.087003 | 0.087653 | 0.084814 | 0.081984 | 0.079784 | 0.069595 | 0 | 0 | 0.0050755 | 2.13 | 0.088772 | 1.6284 | 1.6284 | 4.2033 | 0 | 0.0055943 | 0.006688 | 0.0039511 | 0 | 0 | 0 | 0 | 0 | 0 | 0.072835 | 0.014642 | 1.2515 | 0.2316 | 4.7326 | 2.0585 | 0 | 0.58781 | 0.81115 | 0 | 0 | 0 | 0.027364 | -1.0882 | 0.052206 | 0 | 0 | 0 | -0.18545 | 0 | 0 | 0 | 0 | 0 | 0 | 0 | 0 | 2.7368 | 0 | 0 | 0 | 0 | 0 | 0 | 0 | -6.4 | 0 | 0 | 0 | 0 | 0 | 0 | 0 | 0 | 0 | -2.3937 | 0 | 0 | -22.0865 | 1.822 | 0 | 2.3572 | 2.3572 | 2.8204 | 18.8809 | 1.2254 | 3.0551 | 0 | 0.039387 | 0 | 0.62859 | 0.16139 | 0.33681 | 7.769 | 21.0145 | -31.0657 | 0 | 0.50591 | 0 | 1.6728 | 0.17265
2025_03_15 Hr 21 | 0 | 0 | 0 | 0.087003 | 0.087653 | 0.084814 | 0.081984 | 0.079784 | 0.069595 | 0 | 0 | 0.0050755 | 1.95 | 0.072137 | 1.6301 | 1.6301 | 4.2151 | 0 | 0.0055943 | 0.006688 | 0.0039511 | 0 | 0 | 0 | 0 | 0 | 0 | 0.072835 | 0.014642 | 1.2615 | 0.2316 | 4.7419 | 2.0585 | 0 | 0.58919 | 0.81115 | 0 | 0 | 0 | 0 | -1.0504 | 0.052206 | 0 | 0 | 0 | -0.16437 | 0 | 0 | 0 | 0 | 0 | 0 | 0 | 0 | 2.4682 | 0 | 0 | 0 | 0 | 0 | 0 | 0 | -6.4 | 0 | 0 | 0 | 0 | 0 | 0 | 0 | 0 | 0 | -2.3937 | 0 | 0 | -19.2094 | 1.822 | 0 | 2.447 | 2.447 | 2.4156 | 19.0951 | 1.2254 | 3.0551 | 0 | 0.039387 | 0 | 0.62859 | 0.16139 | 0.33681 | 10.0232 | 20.1459 | -28.1675 | 0 | 0.50591 | 0 | 1.6728 | 0.1727
2025_03_15 Hr 22 | 0 | 0 | 0 | 0.087003 | 0.087653 | 0.084814 | 0.081984 | 0.079784 | 0.069595 | 0 | 0 | 0.0050755 | 2.19 | 0.077648 | 1.6301 | 1.6301 | 4.2151 | 0 | 0.0055943 | 0.006688 | 0.0039511 | 0 | 0 | 0 | 0 | 0 | 0 | 0.072835 | 0.014642 | 1.2615 | 0.2316 | 4.7419 | 2.0585 | 0 | 0.58919 | 0.81115 | 0 | 0 | 0 | 0.011107 | -0.24556 | 0.052206 | 0 | 0 | 0 | -0.15745 | 0 | 0 | 0 | 0 | 0 | 0 | 0 | 0 | 2.1197 | 0 | 0 | 0 | 0 | 0 | 0 | 0 | -6.4 | 0 | 0 | 0 | 0 | 0 | 0 | 0 | 0 | 0 | -2.3937 | 0 | 0 | -18.5441 | 1.822 | 0 | 2.447 | 2.447 | 2.0848 | 19.0951 | 1.2254 | 3.0551 | 0 | 0.039387 | 0 | 0.62859 | 0.16139 | 0.33681 | 11.0764 | 19.7111 | -27.4953 | 0 | 0.50591 | 0 | 1.6728 | 0.17158
2025_03_15 Hr 23 | 0 | 0 | 0 | 0 | 0 | 0 | 0 | 0 | 0 | 0 | 0 | 0.0050755 | 2.43 | 0.10145 | 1.6301 | 1.6301 | 4.2749 | 0 | 0.0055943 | 0.006688 | 0.0039511 | 0 | 0 | -0.688 | 0 | -0.79425 | 0 | 0.072835 | 0.014642 | 1.2615 | 0.2316 | 4.7646 | 2.0585 | 0 | 0.59394 | 0.81115 | 0 | 0 | 0 | 0 | -0.16837 | 0.052206 | 0 | 0.0026838 | 0 | -0.18577 | 0 | 0 | 0 | 0 | 0 | 0 | 0 | 0 | 2.0544 | 0 | 0 | 0 | 0 | 0 | 0 | 0 | 0 | -5.4 | 0 | 0 | 0 | 0 | 0 | 0 | 0 | 0 | 0 | 0 | 0 | -20.452 | 1.822 | 0 | 2.4779 | 2.4779 | 2.1588 | 18.7486 | 1.2254 | 3.0551 | 0 | 0.039387 | 0 | 0.62859 | 0.16139 | 0.33681 | 11.0465 | 19.9864 | -27.52 | 0 | 0.50591 | 0 | 1.6728 | 0.16963
2025_03_15 Hr 24 | 0 | 0 | 0 | 0 | 0 | 0 | 0 | 0 | 0 | 0 | 0 | 0.0050755 | 2.46 | 0.084309 | 1.6301 | 1.6301 | 4.2749 | 0 | 0.0055943 | 0.006688 | 0.0039511 | 0 | 0 | -0.88825 | 0 | -0.9945 | 0 | 0.072835 | 0.014642 | 1.2615 | 0 | 4.7646 | 2.0585 | 0 | 0.59394 | 0.81115 | 0 | 0 | 0 | 0 | -0.54251 | 0.052206 | 0 | 0.0022032 | 0 | -0.15212 | 0 | 0 | 0 | 0 | 0 | 0 | 0 | 0 | 2.9473 | 0 | 0 | 0 | 0 | 0 | 0 | 0 | 0 | -5.4 | 0 | 0 | 0 | 0 | 0 | 0 | 0 | 0 | 0 | 0 | 0 | -14.7549 | 1.822 | 0 | 2.4779 | 2.4779 | 2.1893 | 18.517 | 1.2254 | 3.0551 | 0 | 0.039387 | 0 | 0.62859 | 0.16139 | 0.33681 | 16.7045 | 20.9199 | -22.1898 | 0 | 0.50591 | 0 | 1.6728 | 0.16694
2025_03_16 Hr 01 | 0 | 0 | 0 | 0 | 0 | 0 | 0 | 0 | 0 | 0 | 0 | 0.0050755 | 2.34 | 0.075925 | 1.6301 | 1.6301 | 4.2749 | 0 | 0.0055943 | 0.006688 | 0.0039511 | 0 | 0 | -0.93715 | 0 | -1.0434 | 0 | 0.072835 | 0.014642 | 1.2615 | 0 | 4.7646 | 2.0585 | 0 | 0.59394 | 0.81115 | 0 | 0 | 0 | 0 | -1.4658 | 0.052206 | 0 | 0.0055623 | 0 | -0.14391 | 0 | 0 | 0 | 0 | 0 | 0 | 0 | 0 | 3.0126 | 0 | 0 | 0 | 0 | 0 | 0 | 0 | 0 | -5.4 | 0 | 0 | 0 | 0 | 0 | 0 | 0 | 0 | 0 | 0 | 0 | -9.934 | 1.822 | 0 | 0 | 0 | 2.3373 | 13.5611 | 1.2254 | 3.0551 | 0 | 0.039387 | 0 | 0.62859 | 0.16139 | 0.33681 | 15.6418 | 21.0049 | -17.4584 | 0 | 0.50591 | 0 | 1.6728 | 0.16696
2025_03_16 Hr 02 | 0 | 0 | 0 | 0 | 0 | 0 | 0 | 0 | 0 | 0 | 0 | 0.0050755 | 2.01 | 0.065791 | 1.6301 | 1.6301 | 4.2749 | 0 | 0.0055943 | 0.006688 | 0.0039511 | 0 | 0 | -0.9295 | 0 | -1.0357 | 0 | 0.072835 | 0.014642 | 1.2431 | 0 | 4.7646 | 2.0585 | 0 | 0.59394 | 0.81115 | 0 | 0 | 0 | 0 | -0.59168 | 0.052206 | 0 | 0.0056112 | 0 | -0.14519 | 0 | 0 | 0 | 0 | 0 | 0 | 0 | 0 | 2.5335 | 0 | 0 | 0 | 0 | 0 | 0 | 0 | 0 | -5.4 | 0 | 0 | 0 | 0 | 0 | 0 | 0 | 0 | 0 | 0 | 0 | -8.6423 | 1.822 | 0 | 0 | 0 | 1.8454 | 13.5427 | 1.2254 | 3.0551 | 0 | 0.039387 | 0 | 0.62859 | 0.16139 | 0.33681 | 16.4911 | 19.6928 | -16.1527 | 0 | 0.50591 | 0 | 1.6728 | 0.16594
2025_03_16 Hr 03 | 0 | 0 | 0 | 0 | 0 | 0 | 0 | 0 | 0 | 0 | 0 | 0.0050755 | 1.86 | 0.068879 | 1.6197 | 1.6197 | 4.1549 | 0 | 0.0055943 | 0.006688 | 0.0039511 | 0 | 0 | -0.81433 | 0 | -0.92058 | 0 | 0.072835 | 0.014642 | 1.2147 | 0 | 4.7088 | 2.0585 | 0 | 0.58561 | 0.81115 | 0 | 0 | 0 | 0.27461 | -0.28584 | 0.052206 | 0 | 0.0063483 | 0 | -0.16454 | 0 | 0 | 0 | 0 | 0 | 0 | 0 | 0 | 2.1197 | 0 | 0 | 0 | 0 | 0 | 0 | 0 | 0 | -5.4 | 0 | 0 | 0 | 0 | 0 | 0 | 0 | 0 | 0 | 0 | 0 | -9.0593 | 1.822 | 0 | 0 | 0 | 1.8759 | 13.3178 | 1.2254 | 3.0551 | 0 | 0.039387 | 0 | 0.62859 | 0.16139 | 0.33681 | 16.1015 | 19.1537 | -16.3588 | 0 | 0.50591 | 0 | 1.6728 | 0.16544
2025_03_16 Hr 04 | 0 | 0 | 0 | 0 | 0 | 0 | 0 | 0 | 0 | 0 | 0 | 0.0050755 | 1.83 | 0.078914 | 1.618 | 1.618 | 4.0949 | 0 | 0.0055943 | 0.006688 | 0.0039511 | 0 | 0 | -0.65119 | 0 | -0.75744 | 0 | 0.072835 | 0.014642 | 1.2364 | 0 | 4.6995 | 2.0585 | 0 | 0.58422 | 0.81115 | 0 | 0 | 0 | 0.24545 | -0.80286 | 0.052206 | 0 | 0.0073924 | 0 | -0.19195 | 0 | 0 | 0 | 0 | 0 | 0 | 0 | 0 | 1.2994 | 0 | 0 | 0 | 0 | 0 | 0 | 0 | 0 | -5.4 | 0 | 0 | 0 | 0 | 0 | 0 | 0 | 0 | 0 | 0 | 0 | -7.9923 | 1.822 | 0 | 0 | 0 | 2.0282 | 13.2668 | 1.2254 | 3.0551 | 0 | 0.039387 | 0 | 0.62859 | 0.16139 | 0.33681 | 16.1813 | 18.4648 | -14.9929 | 0 | 0.50591 | 0 | 1.6728 | 0.16582
2025_03_16 Hr 05 | 0 | 0 | 0 | 0 | 0 | 0 | 0 | 0 | 0 | 0 | 0 | 0.0050755 | 1.56 | 0.053512 | 1.6301 | 1.6301 | 4.2749 | 0 | 0.0055943 | 0.006688 | 0.0039511 | 0 | 0 | -0.88744 | 0 | -0.99369 | 0 | 0.072835 | 0.014642 | 1.2615 | 0 | 4.7646 | 2.0585 | 0 | 0.59394 | 0.81115 | 0 | 0 | 0 | 0 | -0.85742 | 0.052206 | 0 | 0.0058804 | 0 | -0.15226 | 0 | 0 | 0 | 0 | 0 | 0 | 0 | 0 | 1.2994 | 0 | 0 | 0 | 0 | 0 | 0 | 0 | 0 | -5.4 | 0 | 0 | 0 | 0 | 0 | 0 | 0 | 0 | 0 | 0 | 0 | -7.8727 | 1.822 | 0 | 0 | 0 | 1.8846 | 13.5611 | 1.2254 | 3.0551 | 0 | 0.039387 | 0 | 0.62859 | 0.16139 | 0.33681 | 15.4342 | 18.0365 | -15.306 | 0 | 0.50591 | 0 | 1.6728 | 0.16685
2025_03_16 Hr 06 | 0 | 0 | 0 | 0 | 0 | 0 | 0 | 0 | 0 | 0 | 0 | 0.0050755 | 1.11 | 0.038884 | 1.6301 | 1.6301 | 4.2749 | 0 | 0.0055943 | 0.006688 | 0.0039511 | 0 | 0 | -0.86794 | 0 | -0.97419 | 0 | 0.072835 | 0.014642 | 1.2615 | 0 | 4.7646 | 2.0585 | 0 | 0.59394 | 0.81115 | 0 | 0 | 0 | 0 | -1.6352 | 0.052206 | 0 | 0.0060052 | 0 | -0.15554 | 0 | 0 | 0 | 0 | 0 | 0 | 0 | 0 | 1.51 | 0 | 0 | 0 | 0 | 0 | 0 | 0 | 0 | -5.4 | 0 | 0 | 0 | 0 | 0 | 0 | 0 | 0 | 0 | 0 | 0 | -6.8099 | 1.822 | 0 | 0 | 0 | 1.8977 | 13.5611 | 1.2254 | 3.0551 | 0 | 0.039387 | 0 | 0.62859 | 0.16139 | 0.33681 | 15.5154 | 17.7971 | -14.2076 | 0 | 0.50591 | 0 | 1.6728 | 0.16853
2025_03_16 Hr 07 | 0 | 0 | 0 | 0 | 0 | 0 | 0 | 0 | 0 | 0 | 0 | 0.0050755 | 0.75 | 0.021563 | 1.6301 | 1.6301 | 4.2151 | 0 | 0.0055943 | 0.006688 | 0.0039511 | 0 | 0 | -1.0361 | 0 | -1.1424 | 0 | 0.072835 | 0.014642 | 1.0154 | 0 | 4.7419 | 2.0585 | 0 | 0.58919 | 0.81115 | 0 | 0 | 0 | 0 | -1.3987 | 0.052206 | 0 | 0.0049288 | 0 | -0.12728 | 0 | 0 | 0 | 0 | 0 | 0 | 0 | 0 | 1.4374 | 0 | 0 | 0 | 0 | 0 | 0 | 0 | 0 | -5.4 | 0 | 0 | 0 | 0 | 0 | 0 | 0 | 0 | 0 | 0 | 0 | -5.068 | 1.822 | 0 | 0 | 0 | 1.6235 | 13.2327 | 1.2254 | 3.0551 | 0 | 0.039387 | 0 | 0.62859 | 0.16139 | 0.33681 | 16.1316 | 17.0714 | -12.7738 | 0 | 0.50591 | 0 | 1.6728 | 0.17169
2025_03_16 Hr 08 | 0.045117 | 0 | 0 | 0 | 0 | 0 | 0 | 0 | 0 | 0 | 0 | 0.0050755 | 0.3 | 0.016149 | 1.6249 | 1.6249 | 4.1208 | 0 | 0.0055943 | 0.006688 | 0.0039511 | 0 | 0 | -0.36433 | 0 | -0.47058 | 0 | 0.072835 | 0.014642 | 1.1511 | 0 | 4.7139 | 2.0585 | 0 | 0.58506 | 0.81115 | 0 | 0 | 0 | 0 | -3.3912 | 0.052206 | 0 | 0.0092283 | 0 | -0.24014 | 0 | 0 | 0 | 0 | 0 | 0 | 0 | 0 | 1.2341 | 0 | 0 | 0 | 0 | 0 | 0 | 0 | 0 | -5.4 | 0 | 0 | 0 | 0 | 0 | 0 | 0 | 0 | 0 | 0 | 0 | -3.4433 | 1.822 | 0 | 0 | 0 | 1.506 | 13.2356 | 1.2254 | 3.0551 | 0 | 0.039387 | -0.045117 | 0.62859 | 0.16139 | 0.33681 | 16.2203 | 16.3394 | -9.9635 | 0 | 0.50591 | 0 | 1.6728 | 0.17493
2025_03_16 Hr 09 | 0.34088 | 0 | 0 | 0 | 0 | 0 | 0 | 0 | 0 | 0 | 0 | 0.0050755 | 0.15 | 0.0042294 | 1.6301 | 1.6301 | 4.2151 | 0 | 0.0055943 | 0.006688 | 0.0039511 | 0 | 0 | -1.051 | 0 | -1.1572 | 0 | 0.072835 | 0.014642 | 0.91002 | 0 | 4.7419 | 2.0585 | 0 | 0.58919 | 0.81115 | 0 | 0 | 0 | 0 | -2.2184 | 0.052206 | 0 | 0.0048336 | 0 | -0.12478 | 0 | 0 | 0 | 0 | 0 | 0 | 0 | 0 | 1.2341 | 0 | 0 | 0 | 0 | 0 | 0 | 0 | 0 | -5.4 | 0 | 0 | 0 | 0 | 0 | 0 | 0 | 0 | 0 | 0 | 0 | -3.0873 | 1.822 | 0 | 0 | 0 | 1.3536 | 13.1273 | 1.2254 | 3.0551 | 0 | 0.039387 | -0.34088 | 0.62859 | 0.16139 | 0.33681 | 16.074 | 16.3264 | -11.1613 | 0 | 0.50591 | 0 | 1.6728 | 0.17626
2025_03_16 Hr 10 | 0.40867 | 0 | 0 | 0 | 0 | 0 | 0 | 0 | 0 | 0 | 0 | 0.0050755 | 0.18 | 0.0071541 | 1.6301 | 1.6301 | 4.2033 | 0 | 0.0055943 | 0.006688 | 0.0039511 | 0 | 0 | -0.74165 | 0 | -0.8479 | 0 | 0.072835 | 0.014642 | 1.1511 | 0 | 4.7419 | 2.0585 | 0 | 0.58919 | 0.81115 | 0 | 0 | 0 | 0 | -3.3211 | 0.052206 | 0 | 0.0068135 | 0 | -0.17675 | 0 | 0 | 0 | 0 | 0 | 0 | 0 | 0 | 0.95824 | 0 | 0 | 0 | 0 | 0 | 0 | 0 | 0 | -5.4 | 0 | 0 | 0 | 0 | 0 | 0 | 0 | 0 | 0 | 0 | 0 | -2.6961 | 1.822 | 0 | 0 | 0 | 1.0925 | 13.3566 | 1.2254 | 3.0551 | 0 | 0.039387 | -0.40867 | 0.62859 | 0.16139 | 0.33681 | 15.6538 | 15.8894 | -10.2711 | 0 | 0.50591 | 0 | 1.6728 | 0.1755
2025_03_16 Hr 11 | 0.43141 | 0 | 0 | 0 | 0 | 0 | 0 | 0 | 0 | 0 | 0 | 0.0050755 | 0.15 | 0.0035275 | 1.6301 | 1.6301 | 4.2151 | 0 | 0.0055943 | 0.006688 | 0.0039511 | 0 | 0 | -1.1763 | 0 | -1.2826 | 0 | 0.072835 | 0.014642 | 0.47133 | 0 | 4.7419 | 2.0585 | 0 | 0.58919 | 0.81115 | 0 | 0 | 0 | 0 | -0.58621 | 0.052206 | 0 | 0.0040315 | 0 | -0.10373 | 0 | 0 | 0 | 0 | 0 | 0 | 0 | 0 | 1.1615 | 0 | 0 | 0 | 0 | 0 | 0 | 0 | 0 | -5.4 | 0 | 0 | 0 | 0 | 0 | 0 | 0 | 0 | 0 | 0 | 0 | -3.194 | 1.822 | 0 | 0 | 0 | 0.83132 | 12.6886 | 1.2254 | 3.0551 | 0 | 0.039387 | -0.43141 | 0.62859 | 0.16139 | 0.33681 | 16.3333 | 15.819 | -11.588 | 0 | 0.50591 | 0 | 1.6728 | 0.1739
2025_03_16 Hr 12 | 0.40867 | 4.0396e-07 | 0 | 0 | 0 | 0 | 0 | 0 | 0 | 0 | 0 | 0.0050755 | 0.15 | 0.0037703 | 1.6284 | 1.6284 | 4.1444 | 0 | 0.0055943 | 0.006688 | 0.0039511 | 0 | 0 | -1.133 | 0 | -1.2392 | 0 | 0.072835 | 0.014642 | 0.47301 | 0 | 4.7326 | 2.0585 | 0 | 0.58781 | 0.81115 | 0 | 0 | 0 | 0.0052858 | -0.83756 | 0.052206 | 0 | 0.004309 | 0 | -0.11101 | 0 | 0 | 0 | 0 | 0 | 0 | 0 | 0 | 1.4374 | 0 | 0 | 0 | 0 | 0 | 0 | 0 | 0 | -5.4 | 0 | 0 | 0 | 0 | 0 | 0 | 0 | 0 | 0 | 0 | 0 | -3.381 | 1.822 | 0 | 0 | 0 | 1.1447 | 12.6067 | 1.2254 | 3.0551 | 0 | 0.039387 | -0.40867 | 0.62859 | 0.16139 | 0.33681 | 16.4842 | 16.3826 | -11.6729 | 0 | 0.50591 | 0 | 1.6728 | 0.17219
2025_03_16 Hr 13 | 0.38643 | 3.2559e-06 | 0 | 0 | 0 | 0 | 0 | 0 | 0 | 0 | 0 | 0.0050755 | 0.12 | 0.0040518 | 1.5818 | 1.5818 | 3.7786 | 0 | 0.0055943 | 0.006688 | 0.0039511 | 0 | 0 | -0.90182 | 0 | -1.0081 | 0 | 0.072835 | 0.014642 | 0.51821 | 0 | 4.4707 | 2.0585 | 0 | 0.54924 | 0.81115 | 0 | 0 | 0 | 0.72494 | -0.5414 | 0.052206 | 0 | 0.0057883 | 0 | -0.14984 | 0 | 0 | 0 | 0 | 0 | 0 | 0 | 0 | 1.2341 | 0 | 0 | 0 | 0 | 0 | 0 | 0 | 0 | -5.4 | 0 | 0 | 0 | 0 | 0 | 0 | 0 | 0 | 0 | 0 | 0 | -3.4445 | 1.822 | 0 | 0 | 0 | 0.81391 | 11.9311 | 1.2254 | 3.0551 | 0 | 0.039387 | -0.38643 | 0.62859 | 0.16139 | 0.33681 | 16.5808 | 15.7569 | -11.2907 | 0 | 0.50591 | 0 | 1.6728 | 0.17101
2025_03_16 Hr 14 | 0.38636 | 4.9014e-06 | 0 | 0 | 0 | 0 | 0 | 0 | 0 | 0 | 0 | 0.0050755 | 0.15 | 0.0035189 | 1.6301 | 1.6301 | 4.2033 | 0 | 0.0055943 | 0.006688 | 0.0039511 | 0 | 0 | -1.1779 | 0 | -1.2841 | 0 | 0.072835 | 0.014642 | 0.47301 | 0 | 4.7419 | 2.0585 | 0 | 0.58919 | 0.81115 | 0 | 0 | 0 | 0.0095298 | -0.17254 | 0.052206 | 0 | 0.0040216 | 0 | -0.10347 | 0 | 0 | 0 | 0 | 0 | 0 | 0 | 0 | 1.51 | 0 | 0 | 0 | 0 | 0 | 0 | 0 | 0 | -5.4 | 0 | 0 | 0 | 0 | 0 | 0 | 0 | 0 | 0 | 0 | 0 | -3.8414 | 1.822 | 0 | 0 | 0 | 0.48312 | 12.6785 | 1.2254 | 3.0551 | 0 | 0.039387 | -0.38636 | 0.62859 | 0.16139 | 0.33681 | 16.0922 | 15.7699 | -12.1932 | 0 | 0.50591 | 0 | 1.6728 | 0.1696
2025_03_16 Hr 15 | 0.40881 | 9.3284e-06 | 0 | 0 | 0 | 0 | 0 | 0 | 0 | 0 | 0 | 0.0050755 | 0 | 0 | 1.6301 | 1.6301 | 4.1679 | 0 | 0.0055943 | 0.006688 | 0.0039511 | 0 | 0 | -1.1584 | 0 | -1.2647 | 0 | 0.072835 | 0.014642 | 0.48365 | 0 | 4.7326 | 2.0585 | 0 | 0.58781 | 0.81115 | 0 | 0 | 0 | 0.36006 | 0 | 0.052206 | 0 | 0.0041459 | 0 | -0.10673 | 0 | 0 | 0 | 0 | 0 | 0 | 0 | 0 | 1.2994 | 0 | 0 | 0 | 0 | 0 | 0 | 0 | 0 | -5.4 | 0 | 0 | 0 | 0 | 0 | 0 | 0 | 0 | 0 | 0 | 0 | -3.8147 | 1.822 | 0 | 0 | 0 | 0.45266 | 12.6444 | 1.2254 | 3.0551 | 0 | 0.039387 | -0.40881 | 0.62859 | 0.16139 | 0.33681 | 16.246 | 15.395 | -12.1534 | 0 | 0.50591 | 0 | 1.6728 | 0.16811
2025_03_16 Hr 16 | 0.40881 | 2.2219e-05 | 0 | 0 | 0 | 0 | 0 | 0 | 0 | 0 | 0 | 0.0050755 | 0 | 0 | 1.6128 | 1.6128 | 3.8848 | 0 | 0.0055943 | 0.006688 | 0.0039511 | 0 | 0 | -1.0184 | 0 | -1.1246 | 0 | 0.072835 | 0.014642 | 0.66903 | 0 | 4.6017 | 2.0585 | 0 | 0.56852 | 0.81115 | 0 | 0 | 0 | 1.1307 | -0.030735 | 0.052206 | 0 | 0.0050425 | 0 | -0.13027 | 0 | 0 | 0 | 0 | 0 | 0 | 0 | 0 | 1.5753 | 0 | 0 | 0 | 0 | 0 | 0 | 0 | 0 | -5.4 | 0 | 0 | 0 | 0 | 0 | 0 | 0 | 0 | 0 | 0 | 0 | -4.596 | 1.822 | 0 | 0 | 0 | 0.69204 | 12.3812 | 1.2254 | 3.0551 | 0 | 0.039387 | -0.40881 | 0.62859 | 0.16139 | 0.33681 | 16.6936 | 15.8905 | -12.6781 | 0 | 0.50591 | 0 | 1.6728 | 0.16769
2025_03_16 Hr 17 | 0.40867 | 1.7981e-05 | 0 | 0 | 0 | 0 | 0 | 0 | 0 | 0 | 0 | 0.0050755 | 0.24 | 0.008391 | 1.6128 | 1.6128 | 4.0382 | 0 | 0.0055943 | 0.006688 | 0.0039511 | 0 | 0 | -0.86975 | 0 | -0.976 | 0 | 0.072835 | 0.014642 | 0.91018 | 0 | 4.6484 | 2.0585 | 0 | 0.57541 | 0.81115 | 0 | 0 | 0 | 1.0354 | -0.13796 | 0.052206 | 0 | 0.0022476 | 0 | -0.15523 | 0 | 0 | 0 | 0 | 0 | 0 | 0 | 0 | 1.7785 | 0 | 0 | 0 | 0 | 0 | 0 | 0 | 0 | -5.4 | 0 | 0 | 0 | 0 | 0 | 0 | 0 | 0 | 0 | 0 | 0 | -11.7903 | 1.822 | 0 | 3.3457 | 3.3457 | 0.87484 | 17.1075 | 1.2254 | 3.0551 | 0 | 0.039387 | -0.40867 | 0.62859 | 0.16139 | 0.33681 | 14.9368 | 16.5318 | -19.5999 | 0 | 0.50591 | 0 | 1.6728 | 0.16781
2025_03_16 Hr 18 | 0.29569 | 1.7767e-05 | 0 | 0 | 0 | 0 | 0 | 0 | 0 | 0 | 0 | 0.0050755 | 0.21 | 0.007489 | 1.6301 | 1.6301 | 4.2151 | 0 | 0.0055943 | 0.006688 | 0.0039511 | 0 | 0 | -0.85102 | 0 | -0.95727 | 0 | 0.072835 | 0.014642 | 1.1512 | 0 | 4.7419 | 2.0585 | 0 | 0.58919 | 0.81115 | 0 | 0 | 0 | 0.26306 | -0.1494 | 0.052206 | 0 | 0.0022926 | 0 | -0.15838 | 0 | 0 | 0 | 0 | 0 | 0 | 0 | 0 | 1.9165 | 0 | 0 | 0 | 0 | 0 | 0 | 0 | 0 | -5.4 | 0 | 0 | 0 | 0 | 0 | 0 | 0 | 0 | 0 | 0 | 0 | -13.7463 | 1.822 | 0 | 2.375 | 2.375 | 0.78344 | 18.1185 | 1.2254 | 3.0551 | 0 | 0.039387 | -0.29569 | 0.62859 | 0.16139 | 0.33681 | 13.2724 | 16.4489 | -21.4087 | 0 | 0.50591 | 0 | 1.6728 | 0.1685
2025_03_16 Hr 19 | 0.045117 | 1.1818e-06 | 0 | 0 | 0 | 0 | 0 | 0 | 0 | 0 | 0 | 0.0050755 | 0.18 | 0.0066179 | 1.6301 | 1.6301 | 4.2151 | 0 | 0.0055943 | 0.006688 | 0.0039511 | 0 | 0 | -0.82144 | 0 | -0.92769 | 0 | 0.072835 | 0.014642 | 1.2615 | 0 | 4.7419 | 2.0585 | 0 | 0.58919 | 0.81115 | 0 | 0 | 0 | 0.7006 | 0 | 0.052206 | 0 | 0.0023636 | 0 | -0.16335 | 0 | 0 | 0 | 0 | 0 | 0 | 0 | 0 | 2.1923 | 0 | 0 | 0 | 0 | 0 | 0 | 0 | 0 | -5.4 | 0 | 0 | 0 | 0 | 0 | 0 | 0 | 0 | 0 | 0 | 0 | -14.7308 | 1.822 | 0 | 2.447 | 2.447 | 0.97495 | 18.3727 | 1.2254 | 3.0551 | 0 | 0.039387 | -0.045117 | 0.62859 | 0.16139 | 0.33681 | 13.6204 | 16.6355 | -22.0884 | 0 | 0.50591 | 0 | 1.6728 | 0.16915
2025_03_16 Hr 20 | 0 | 0 | 0 | 0 | 0 | 0 | 0 | 0 | 0 | 0 | 0 | 0.0050755 | 0 | 0 | 1.6284 | 1.6284 | 4.2033 | 0 | 0.0055943 | 0.006688 | 0.0039511 | 0 | 0 | -0.77023 | 0 | -0.87648 | 0 | 0.072835 | 0.014642 | 1.2498 | 0 | 4.7326 | 2.0585 | 0 | 0.58781 | 0.81115 | 0 | 0 | 0 | 0.23316 | -1.0354 | 0.052206 | 0 | 0.0024864 | 0 | -0.17195 | 0 | 0 | 0 | 0 | 0 | 0 | 0 | 0 | 2.8094 | 0 | 0 | 0 | 0 | 0 | 0 | 0 | 0 | -5.4 | 0 | 0 | 0 | 0 | 0 | 0 | 0 | 0 | 0 | 0 | 0 | -15.7279 | 1.822 | 0 | 2.3338 | 2.3338 | 1.7062 | 18.1101 | 1.2254 | 3.0551 | 0 | 0.039387 | 0 | 0.62859 | 0.16139 | 0.33681 | 12.1154 | 17.7542 | -22.9466 | 0 | 0.50591 | 0 | 1.6728 | 0.17269
2025_03_16 Hr 21 | 0 | 0 | 0 | 0 | 0 | 0 | 0 | 0 | 0 | 0 | 0 | 0.0050755 | 0.09 | 0.0028546 | 1.6301 | 1.6301 | 4.2151 | 0 | 0.0055943 | 0.006688 | 0.0039511 | 0 | 0 | -0.95668 | 0 | -1.0629 | 0 | 0.072835 | 0.014642 | 1.2598 | 0 | 4.7419 | 2.0585 | 0 | 0.58919 | 0.81115 | 0 | 0 | 0 | 0 | -1.886 | 0.052206 | 0 | 0.002039 | 0 | -0.14063 | 0 | 0 | 0 | 0 | 0 | 0 | 0 | 0 | 2.6715 | 0 | 0 | 0 | 0 | 0 | 0 | 0 | 0 | -5.4 | 0 | 0 | 0 | 0 | 0 | 0 | 0 | 0 | 0 | 0 | 0 | -12.0695 | 1.822 | 0 | 2.292 | 2.292 | 1.7976 | 18.061 | 1.2254 | 3.0551 | 0 | 0.039387 | 0 | 0.62859 | 0.16139 | 0.33681 | 14.3478 | 17.8025 | -19.6297 | 0 | 0.50591 | 0 | 1.6728 | 0.17326
2025_03_16 Hr 22 | 0 | 0 | 0 | 0 | 0 | 0 | 0 | 0 | 0 | 0 | 0 | 0.0050755 | 0.21 | 0.0066434 | 1.6301 | 1.6301 | 4.2151 | 0 | 0.0055943 | 0.006688 | 0.0039511 | 0 | 0 | -0.95888 | 0 | -1.0651 | 0 | 0.072835 | 0.014642 | 1.2598 | 0 | 4.7419 | 2.0585 | 0 | 0.58919 | 0.81115 | 0 | 0 | 0 | 0 | -1.2892 | 0.052206 | 0 | 0.0020337 | 0 | -0.14026 | 0 | 0 | 0 | 0 | 0 | 0 | 0 | 0 | 2.5335 | 0 | 0 | 0 | 0 | 0 | 0 | 0 | 0 | -5.4 | 0 | 0 | 0 | 0 | 0 | 0 | 0 | 0 | 0 | 0 | 0 | -12.8589 | 1.822 | 0 | 2.268 | 2.268 | 1.7062 | 18.0131 | 1.2254 | 3.0551 | 0 | 0.039387 | 0 | 0.62859 | 0.16139 | 0.33681 | 13.9953 | 17.6946 | -20.4231 | 0 | 0.50591 | 0 | 1.6728 | 0.17097
2025_03_16 Hr 23 | 0 | 0 | 0 | 0 | 0 | 0 | 0 | 0 | 0 | 0 | 0 | 0.0050755 | 0.42 | 0.015799 | 1.6301 | 1.6301 | 4.2749 | 0 | 0.0055943 | 0.006688 | 0.0039511 | 0 | 0 | -0.79869 | 0 | -0.90494 | 0 | 0.072835 | 0.014642 | 1.2615 | 0 | 4.7646 | 2.0585 | 0 | 0.59394 | 0.81115 | 0 | 0 | 0 | 0 | -0.75007 | 0.052206 | 0 | 0.0024182 | 0 | -0.16717 | 0 | 0 | 0 | 0 | 0 | 0 | 0 | 0 | 2.9473 | 0 | 0 | 0 | 0 | 0 | 0 | 0 | 0 | -5.4 | 0 | 0 | 0 | 0 | 0 | 0 | 0 | 0 | 0 | 0 | 0 | -14.7563 | 1.822 | 0 | 2.4779 | 2.4779 | 1.3362 | 18.517 | 1.2254 | 3.0551 | 0 | 0.039387 | 0 | 0.62859 | 0.16139 | 0.33681 | 13.6989 | 17.9592 | -22.0271 | 0 | 0.50591 | 0 | 1.6728 | 0.16777
2025_03_16 Hr 24 | 0 | 0 | 0 | 0.087003 | 0.087653 | 0.084814 | 0.081984 | 0.079784 | 0.069595 | 0 | 0 | 0.0050755 | 0.69 | 0.029518 | 1.6301 | 1.6301 | 4.2749 | 0 | 0.0055943 | 0.006688 | 0.0039511 | 0 | 0 | -0.66037 | 0 | -0.76662 | 0 | 0.072835 | 0.014642 | 1.2615 | 0.38123 | 4.7646 | 2.0585 | 0 | 0.59394 | 0.81115 | 0 | 0 | 0 | 0.23295 | -0.092976 | 0.052206 | 0 | 0 | 0 | -0.19041 | 0 | 0 | 0 | 0 | 0 | 0 | 0 | 0 | 2.7368 | 0 | 0 | 0 | 0 | 0 | 0 | 0 | 0 | -5.4 | 0 | 0 | 0 | 0 | 0 | 0 | 0 | 0 | 0 | 0 | 0 | -20.5786 | 1.822 | 0 | 2.4779 | 2.4779 | 1.2317 | 19.2394 | 1.2254 | 3.0551 | 0 | 0.039387 | 0 | 0.62859 | 0.16139 | 0.33681 | 9.7089 | 17.9256 | -27.596 | 0 | 0.50591 | 0 | 1.6728 | 0.16548
2025_03_17 Hr 01 | 0 | 0 | 0 | 0.087003 | 0.087653 | 0.084814 | 0.081984 | 0.079784 | 0.069595 | 0 | 0 | 0.0050755 | 0.87 | 0.035244 | 1.6301 | 1.6301 | 4.2749 | 0 | 0.0055943 | 0.006688 | 0.0039511 | 0 | 0 | -0.72115 | 0 | -0.8274 | 0 | 0.072835 | 0.014642 | 1.2615 | 0.2316 | 4.7646 | 2.0585 | 0 | 0.59394 | 0.81115 | 0 | 0 | 0 | 0.66739 | 0 | 0.052206 | 0 | 0 | 0 | -0.1802 | 0 | 0 | 0 | 0 | 0 | 0 | 0 | 0 | 2.9473 | 0 | 0 | 0 | 0 | 0 | 0 | 0 | 0 | -5.4 | 0 | 0 | 0 | 0 | 0 | 0 | 0 | 0 | 0 | 0 | 0 | -22.4151 | 1.822 | 0 | 2.4779 | 2.4779 | 1.062 | 19.2394 | 1.2254 | 3.0551 | 0 | 0.039387 | 0 | 0.62859 | 0.16139 | 0.33681 | 8.515 | 18.152 | -29.5438 | 0 | 0.50591 | 0 | 1.6728 | 0.1654
2025_03_17 Hr 02 | 0 | 0 | 0 | 0.087003 | 0.087653 | 0.084814 | 0.081984 | 0.079784 | 0.069595 | 0 | 0 | 0.0050755 | 0.6 | 0.024307 | 1.6301 | 1.6301 | 4.2749 | 0 | 0.0055943 | 0.006688 | 0.0039511 | 0 | 0 | -0.72112 | 0 | -0.82737 | 0 | 0.072835 | 0.014642 | 1.2615 | 0.2316 | 4.7646 | 2.0585 | 0 | 0.59394 | 0.81115 | 0 | 0 | 0 | 0.72134 | -0.010659 | 0.052206 | 0 | 0 | 0 | -0.1802 | 0 | 0 | 0 | 0 | 0 | 0 | 0 | 0 | 2.9473 | 0 | 0 | 0 | 0 | 0 | 0 | 0 | 0 | -5.4 | 0 | 0 | 0 | 0 | 0 | 0 | 0 | 0 | 0 | 0 | 0 | -21.2481 | 1.822 | 0 | 2.4779 | 2.4779 | 1.0228 | 19.2394 | 1.2254 | 3.0551 | 0 | 0.039387 | 0 | 0.62859 | 0.16139 | 0.33681 | 9.4036 | 17.8303 | -28.3768 | 0 | 0.50591 | 0 | 1.6728 | 0.16378
2025_03_17 Hr 03 | 0 | 0 | 0 | 0.087003 | 0.087653 | 0.084814 | 0.081984 | 0.079784 | 0.069595 | 0 | 0 | 0.0050755 | 0.6 | 0.025413 | 1.6301 | 1.6301 | 4.2749 | 0 | 0.0055943 | 0.006688 | 0.0039511 | 0 | 0 | -0.67173 | 0 | -0.77798 | 0 | 0.072835 | 0.014642 | 1.2615 | 0.2316 | 4.7646 | 2.0585 | 0 | 0.59394 | 0.81115 | 0 | 0 | 0 | 1.4235 | 0 | 0.052206 | 0 | 0 | 0 | -0.1885 | 0 | 0 | 0 | 0 | 0 | 0 | 0 | 0 | 2.8094 | 0 | 0 | 0 | 0 | 0 | 0 | 0 | 0 | -5.4 | 0 | 0 | 0 | 0 | 0 | 0 | 0 | 0 | 0 | 0 | 0 | -21.4363 | 1.822 | 0 | 2.4779 | 2.4779 | 0.7138 | 19.2394 | 1.2254 | 3.0551 | 0 | 0.039387 | 0 | 0.62859 | 0.16139 | 0.33681 | 9.572 | 17.3836 | -28.4745 | 0 | 0.50591 | 0 | 1.6728 | 0.16295
2025_03_17 Hr 04 | 0 | 0 | 0 | 0.087003 | 0.087653 | 0.084814 | 0.081984 | 0.079784 | 0.069595 | 0 | 0 | 0.0050755 | 0.63 | 0.026629 | 1.6301 | 1.6301 | 4.2749 | 0 | 0.0055943 | 0.006688 | 0.0039511 | 0 | 0 | -0.67408 | 0 | -0.78033 | 0 | 0.072835 | 0.014642 | 1.2615 | 0.2316 | 4.7646 | 2.0585 | 0 | 0.59394 | 0.81115 | 0 | 0 | 0 | 1.0322 | 0 | 0.052206 | 0 | 0 | 0 | -0.1881 | 0 | 0 | 0 | 0 | 0 | 0 | 0 | 0 | 2.5335 | 0 | 0 | 0 | 0 | 0 | 0 | 0 | 0 | -5.4 | 0 | 0 | 0 | 0 | 0 | 0 | 0 | 0 | 0 | 0 | 0 | -21.7061 | 1.822 | 0 | 2.4779 | 2.4779 | 0.68334 | 19.2394 | 1.2254 | 3.0551 | 0 | 0.039387 | 0 | 0.62859 | 0.16139 | 0.33681 | 8.6333 | 17.1103 | -28.7486 | 0 | 0.50591 | 0 | 1.6728 | 0.16473
2025_03_17 Hr 05 | 0 | 0 | 0 | 0.087003 | 0.087653 | 0.084814 | 0.081984 | 0.079784 | 0.069595 | 0 | 0 | 0.0050755 | 0.6 | 0.028027 | 1.6301 | 1.6301 | 4.2749 | 0 | 0.0055943 | 0.006688 | 0.0039511 | 0 | 0 | -0.55506 | 0 | -0.66131 | 0 | 0.072835 | 0.014642 | 1.2615 | 0.2316 | 4.7646 | 2.0585 | 0 | 0.59394 | 0.81115 | 0 | 0 | 0 | 0.34425 | -0.028514 | 0.052206 | 0 | 0 | 0 | -0.2081 | 0 | 0 | 0 | 0 | 0 | 0 | 0 | 0 | 2.9473 | 0 | 0 | 0 | 0 | 0 | 0 | 0 | 0 | -5.4 | 0 | 0 | 0 | 0 | 0 | 0 | 0 | 0 | 0 | 0 | 0 | -25.1019 | 1.822 | 0 | 2.4779 | 2.4779 | 0.75298 | 19.2394 | 1.2254 | 3.0551 | 0 | 0.039387 | 0 | 0.62859 | 0.16139 | 0.33681 | 5.1961 | 17.5674 | -31.9264 | 0 | 0.50591 | 0 | 1.6728 | 0.167
2025_03_17 Hr 06 | 0 | 0 | 0 | 0.087003 | 0.087653 | 0.084814 | 0.081984 | 0.079784 | 0.069595 | 0 | 0 | 0.0050755 | 0.36 | 0.017975 | 1.6301 | 1.6301 | 4.2749 | 0 | 0.0055943 | 0.006688 | 0.0039511 | 0 | 0 | -0.46879 | 0 | -0.57504 | 0 | 0.072835 | 0.014642 | 1.2615 | 0.2316 | 4.7646 | 2.0585 | 0 | 0.59394 | 0.81115 | 0 | 0 | 0 | 0 | -2.0626 | 0.052206 | 0 | 0 | 0 | -0.22259 | 0 | 0 | 0 | 0 | 0 | 0 | 0 | 0 | 3.3538 | 0 | 0 | 0 | 0 | 0 | 0 | 0 | 0 | -5.4 | 0 | 0 | 0 | 0 | 0 | 0 | 0 | 0 | 0 | 0 | 0 | -25.5945 | 1.822 | 0 | 2.4779 | 2.4779 | 0.78344 | 19.2394 | 1.2254 | 3.0551 | 0 | 0.039387 | 0 | 0.62859 | 0.16139 | 0.33681 | 2.6762 | 17.7603 | -32.2609 | 0 | 0.50591 | 0 | 1.6728 | 0.17302
2025_03_17 Hr 07 | 0 | 0 | 0 | 0.087003 | 0.087653 | 0.084814 | 0.081984 | 0.079784 | 0.069595 | 0 | 0 | 0.0050755 | 0.24 | 0.010788 | 1.6301 | 1.6301 | 4.2151 | 0 | 0.0055943 | 0.006688 | 0.0039511 | 0 | 0 | 0 | 0 | 0 | 0 | 0.072835 | 0.014642 | 1.2615 | 0.2316 | 4.7419 | 2.0585 | 0 | 0.58919 | 0.81115 | 0 | 0 | 0 | 0 | -3.482 | 0.052206 | 0 | 0 | 0 | -0.20018 | 0 | 0 | 0 | 0 | 0 | 0 | 0 | 0 | 3.6297 | 0 | 0 | 0 | 0 | 0 | 0 | 0 | -6.4 | 0 | 0 | 0 | 0 | 0 | 0 | 0 | 0 | 0 | -2.3937 | 0 | 0 | -20.711 | 1.822 | 0 | 2.447 | 2.447 | 0.6137 | 19.0951 | 1.2254 | 3.0551 | 0 | 0.039387 | 0 | 0.62859 | 0.16139 | 0.33681 | 3.6494 | 17.7413 | -29.7049 | 0 | 0.50591 | 0 | 1.6728 | 0.17981
2025_03_17 Hr 08 | 0.067929 | 0 | 0 | 0 | 0 | 0 | 0 | 0 | 0 | 0 | 0 | 0.0050755 | 0.18 | 0.0060022 | 1.6301 | 1.6301 | 4.2151 | 0 | 0.0055943 | 0.006688 | 0.0039511 | 0 | 0 | 0 | 0 | 0 | 0 | 0.072835 | 0.014642 | 1.2565 | 0.2316 | 4.7419 | 2.0585 | 0 | 0.58919 | 0.81115 | 0 | 0 | 0 | 0 | -3.0361 | 0.052206 | 0 | 0.0021436 | 0 | -0.14796 | 0 | 0 | 0 | 0 | 0 | 0 | 0 | 0 | 3.5644 | 0 | 0 | 0 | 0 | 0 | 0 | 0 | -6.4 | 0 | 0 | 0 | 0 | 0 | 0 | 0 | 0 | 0 | -2.3937 | 0 | 0 | -12.3679 | 1.822 | 0 | 2.3935 | 2.3935 | 0.38302 | 18.4922 | 1.2254 | 3.0551 | 0 | 0.039387 | -0.067929 | 0.62859 | 0.16139 | 0.33681 | 11.5305 | 17.4519 | -21.3775 | 0 | 0.50591 | 0 | 1.6728 | 0.18326
2025_03_17 Hr 09 | 0.43155 | 4.5335e-06 | 0 | 0 | 0 | 0 | 0 | 0 | 0 | 0 | 0 | 0.0050755 | 0.15 | 0.0047014 | 1.6301 | 1.6301 | 4.2151 | 0 | 0.0055943 | 0.006688 | 0.0039511 | 0 | 0 | 0 | 0 | 0 | 0 | 0.072835 | 0.014642 | 1.2565 | 0 | 4.7419 | 2.0585 | 0 | 0.58919 | 0.81115 | 0 | 0 | 0 | 0 | -2.0057 | 0.052206 | 0 | 0.0020149 | 0 | -0.13894 | 0 | 0 | 0 | 0 | 0 | 0 | 0 | 0 | 3.5644 | 0 | 0 | 0 | 0 | 0 | 0 | 0 | -6.4 | 0 | 0 | 0 | 0 | 0 | 0 | 0 | 0 | 0 | -2.3937 | 0 | 0 | -9.706 | 1.822 | 0 | 2.268 | 2.268 | 0.33079 | 18.0097 | 1.2254 | 3.0551 | 0 | 0.039387 | -0.43155 | 0.62859 | 0.16139 | 0.33681 | 14.6634 | 17.7296 | -19.0703 | 0 | 0.50591 | 0 | 1.6728 | 0.18091
2025_03_17 Hr 10 | 0.54489 | 4.8328e-05 | 0 | 0 | 0 | 0 | 0 | 0 | 0 | 0 | 0 | 0.0050755 | 0.09 | 0.0028191 | 1.6301 | 1.6301 | 4.2151 | 0 | 0.0055943 | 0.006688 | 0.0039511 | 0 | 0 | 0 | 0 | 0 | 0 | 0.072835 | 0.014642 | 1.2615 | 0 | 4.7419 | 2.0585 | 0 | 0.58919 | 0.81115 | 0 | 0 | 0 | 0 | -1.9654 | 0.052206 | 0 | 0.0020136 | 0 | -0.13886 | 0 | 0 | 0 | 0 | 0 | 0 | 0 | 0 | 3.4264 | 0 | 0 | 0 | 0 | 0 | 0 | 0 | -6.4 | 0 | 0 | 0 | 0 | 0 | 0 | 0 | 0 | 0 | -2.3937 | 0 | 0 | -8.824 | 1.822 | 0 | 2.268 | 2.268 | 0.40913 | 18.0147 | 1.2254 | 3.0551 | 0 | 0.039387 | -0.54489 | 0.62859 | 0.16139 | 0.33681 | 15.4672 | 17.7194 | -18.3015 | 0 | 0.50591 | 0 | 1.6728 | 0.17874
2025_03_17 Hr 11 | 0.7239 | 0.00011024 | 0 | 0 | 0 | 0 | 0 | 0 | 0 | 0 | 0 | 0.0050755 | 0.06 | 0.0017439 | 1.6301 | 1.6301 | 4.2151 | 0 | 0.0055943 | 0.006688 | 0.0039511 | 0 | 0 | 0 | 0 | 0 | 0 | 0.072835 | 0.014642 | 1.2448 | 0 | 4.7419 | 2.0585 | 0 | 0.58919 | 0.81115 | 0 | 0 | 0 | 0 | -1.6438 | 0.052206 | 0 | 0.0018685 | 0 | -0.12869 | 0 | 0 | 0 | 0 | 0 | 0 | 0 | 0 | 2.9473 | 0 | 0 | 0 | 0 | 0 | 0 | 0 | -6.4 | 0 | 0 | 0 | 0 | 0 | 0 | 0 | 0 | 0 | -2.3937 | 0 | 0 | -5.7962 | 1.822 | 0 | 2.0527 | 2.0527 | 0.10881 | 17.5675 | 1.2254 | 3.0551 | 0 | 0.039387 | -0.7239 | 0.62859 | 0.16139 | 0.33681 | 17.5663 | 17.0852 | -15.4426 | 0 | 0.50591 | 0 | 1.6728 | 0.17602
2025_03_17 Hr 12 | 0.80055 | 0.00020055 | 0 | 0 | 0 | 0 | 0 | 0 | 0 | 0 | 0 | 0.0050755 | 0.03 | 0.00087264 | 1.6301 | 1.6301 | 4.2151 | 0 | 0.0055943 | 0.006688 | 0.0039511 | 0 | 0 | 0 | 0 | 0 | 0 | 0.072835 | 0.014642 | 1.2146 | 0 | 4.7419 | 2.0585 | 0 | 0.58919 | 0.81115 | 0 | 0 | 0 | 0 | -0.89184 | 0.052206 | 0 | 0.0018699 | 0 | -0.1288 | 0 | 0 | 0 | 0 | 0 | 0 | 0 | 0 | 2.8094 | 0 | 0 | 0 | 0 | 0 | 0 | 0 | -6.4 | 0 | 0 | 0 | 0 | 0 | 0 | 0 | 0 | 0 | -2.3937 | 0 | 0 | -5.149 | 1.822 | 0 | 1.9808 | 1.9808 | 0.030467 | 17.3934 | 1.2254 | 3.0551 | 0 | 0.039387 | -0.80055 | 0.62859 | 0.16139 | 0.33681 | 18.5418 | 16.9123 | -14.8721 | 0 | 0.50591 | 0 | 1.6728 | 0.17348
2025_03_17 Hr 13 | 0.79125 | 0.00032075 | 0 | 0 | 0 | 0 | 0 | 0 | 0 | 0 | 0 | 0.0050755 | 0 | 0 | 1.6301 | 1.6301 | 4.2151 | 0 | 0.0055943 | 0.006688 | 0.0039511 | 0 | 0 | 0 | 0 | 0 | 0 | 0.072835 | 0.014642 | 0.73304 | 0 | 4.7419 | 2.0585 | 0 | 0.58919 | 0.81115 | 0 | 0 | 0 | 0.34915 | -0.19183 | 0.052206 | 0 | 0.0017268 | 0 | -0.11878 | 0 | 0 | 0 | 0 | 0 | 0 | 0 | 0 | 3.1506 | 0 | 0 | 0 | 0 | 0 | 0 | 0 | -6.4 | 0 | 0 | 0 | 0 | 0 | 0 | 0 | 0 | 0 | -2.3937 | 0 | 0 | -4.9431 | 1.822 | 0 | 1.9451 | 1.9451 | 0 | 16.8405 | 1.2254 | 3.0551 | 0 | 0.039387 | -0.79125 | 0.62859 | 0.16139 | 0.33681 | 19.532 | 17.1811 | -14.6469 | 0 | 0.50591 | 0 | 1.6728 | 0.17163
2025_03_17 Hr 14 | 0.81014 | 0.00037179 | 0 | 0 | 0 | 0 | 0 | 0 | 0 | 0 | 0 | 0.0050755 | 0.03 | 0.00083818 | 1.6301 | 1.6301 | 4.2151 | 0 | 0.0055943 | 0.006688 | 0.0039511 | 0 | 0 | 0 | 0 | 0 | 0 | 0.072835 | 0.014642 | 0.50648 | 0 | 4.7419 | 2.0585 | 0 | 0.58919 | 0.81115 | 0 | 0 | 0 | 0.56303 | -0.026719 | 0.052206 | 0 | 0.0017961 | 0 | -0.12363 | 0 | 0 | 0 | 0 | 0 | 0 | 0 | 0 | 3.6297 | 0 | 0 | 0 | 0 | 0 | 0 | 0 | -6.4 | 0 | 0 | 0 | 0 | 0 | 0 | 0 | 0 | 0 | -2.3937 | 0 | 0 | -7.2768 | 1.822 | 0 | 1.9986 | 1.9986 | 0.0087049 | 16.7209 | 1.2254 | 3.0551 | 0 | 0.039387 | -0.81014 | 0.62859 | 0.16139 | 0.33681 | 17.9704 | 17.7174 | -17.0043 | 0 | 0.50591 | 0 | 1.6728 | 0.17037
2025_03_17 Hr 15 | 0.78304 | 0.00028592 | 0 | 0 | 0 | 0 | 0 | 0 | 0 | 0 | 0 | 0.0050755 | 0.03 | 0.00067219 | 1.6128 | 1.6128 | 4.0264 | 0 | 0.0055943 | 0.006688 | 0.0039511 | 0 | 0 | 0 | 0 | 0 | 0 | 0.072835 | 0.014642 | 0.48137 | 0 | 4.6484 | 2.0585 | 0 | 0.57541 | 0.81115 | 0 | 0 | 0 | 1.0607 | 0 | 0.052206 | 0 | 0.0014404 | 0 | -0.098729 | 0 | 0 | 0 | 0 | 0 | 0 | 0 | 0 | 3.5644 | 0 | 0 | 0 | 0 | 0 | 0 | 0 | -6.4 | 0 | 0 | 0 | 0 | 0 | 0 | 0 | 0 | 0 | -2.3937 | 0 | 0 | -5.7719 | 1.822 | 0 | 1.9808 | 1.9808 | 0.0087049 | 16.3434 | 1.2254 | 3.0551 | 0 | 0.039387 | -0.78304 | 0.62859 | 0.16139 | 0.33681 | 19.5667 | 17.6101 | -15.4475 | 0 | 0.50591 | 0 | 1.6728 | 0.1695
2025_03_17 Hr 16 | 0.77388 | 0.00031981 | 0 | 0 | 0 | 0 | 0 | 0 | 0 | 0 | 0 | 0.0050755 | 0.09 | 0.002588 | 1.5352 | 1.5352 | 3.2421 | 0 | 0.0055943 | 0.006688 | 0.0039511 | 0 | 0 | 0 | 0 | 0 | 0 | 0.072835 | 0.014642 | 0.60188 | 0 | 4.2276 | 2.0585 | 0 | 0.51342 | 0.81115 | 0 | 0 | 0 | 4.2641 | 0 | 0.052206 | 0 | 0.0018486 | 0 | -0.1273 | 0 | 0 | 0 | 0 | 0 | 0 | 0 | 0 | 3.078 | 0 | 0 | 0 | 0 | 0 | 0 | 0 | -6.4 | 0 | 0 | 0 | 0 | 0 | 0 | 0 | 0 | 0 | -2.3937 | 0 | 0 | -4.9522 | 1.822 | 0 | 1.9629 | 1.9629 | 0.069639 | 15.0678 | 1.2254 | 3.0551 | 0 | 0.039387 | -0.77388 | 0.62859 | 0.16139 | 0.33681 | 21.8593 | 17.1746 | -14.6472 | 0 | 0.50591 | 0 | 1.6728 | 0.16867
2025_03_17 Hr 17 | 0.71816 | 0.00026006 | 0 | 0 | 0 | 0 | 0 | 0 | 0 | 0 | 0 | 0.0050755 | 0.12 | 0.0041314 | 1.6301 | 1.6301 | 3.6107 | 0 | 0.0055943 | 0.006688 | 0.0039511 | 0 | 0 | 0 | 0 | 0 | 0 | 0.072835 | 0.014642 | 0.84294 | 0 | 4.7419 | 2.0585 | 0 | 0.58919 | 0.81115 | 0 | 0 | 0 | 1.9063 | 0 | 0.052206 | 0 | 0.0022133 | 0 | -0.15283 | 0 | 0 | 0 | 0 | 0 | 0 | 0 | 0 | 2.9473 | 0 | 0 | 0 | 0 | 0 | 0 | 0 | -6.4 | 0 | 0 | 0 | 0 | 0 | 0 | 0 | 0 | 0 | -2.3937 | 0 | 0 | -7.7673 | 1.822 | 0 | 2.0822 | 2.0822 | 0.20021 | 16.6203 | 1.2254 | 3.0551 | 0 | 0.039387 | -0.71816 | 0.62859 | 0.16139 | 0.33681 | 18.3209 | 17.2264 | -17.4321 | 0 | 0.50591 | 0 | 1.6728 | 0.16905
2025_03_17 Hr 18 | 0.44724 | 8.3237e-05 | 0 | 0.087003 | 0.087653 | 0.084814 | 0.081984 | 0.079784 | 0.069595 | 0 | 0 | 0.0050755 | 0.15 | 0.0060223 | 1.6301 | 1.6301 | 4.2151 | 0 | 0.0055943 | 0.006688 | 0.0039511 | 0 | 0 | 0 | 0 | 0 | 0 | 0.072835 | 0.014642 | 1.0841 | 0.38123 | 4.7419 | 2.0585 | 0 | 0.58919 | 0.81115 | 0 | 0 | 0 | 1.1565 | 0 | 0.052206 | 0 | 0 | 0 | -0.17857 | 0 | 0 | 0 | 0 | 0 | 0 | 0 | 0 | 2.9473 | 0 | 0 | 0 | 0 | 0 | 0 | 0 | -6.4 | 0 | 0 | 0 | 0 | 0 | 0 | 0 | 0 | 0 | -2.3937 | 0 | 0 | -9.26 | 1.822 | 0 | 2.268 | 2.268 | 0.16975 | 18.5598 | 1.2254 | 3.0551 | 0 | 0.039387 | -0.44724 | 0.62859 | 0.16139 | 0.33681 | 17.9927 | 16.956 | -18.6796 | 0 | 0.50591 | 0 | 1.6728 | 0.16825
2025_03_17 Hr 19 | 0.067929 | 2.3131e-06 | 0 | 0.087003 | 0.087653 | 0.084814 | 0.081984 | 0.079784 | 0.069595 | 0 | 0 | 0.0050755 | 0.18 | 0.0064767 | 1.6301 | 1.6301 | 4.2151 | 0 | 0.0055943 | 0.006688 | 0.0039511 | 0 | 0 | 0 | 0 | 0 | 0 | 0.072835 | 0.014642 | 1.2548 | 0.2316 | 4.7419 | 2.0585 | 0 | 0.58919 | 0.81115 | 0 | 0 | 0 | 0.37831 | -0.032387 | 0.052206 | 0 | 0 | 0 | -0.15982 | 0 | 0 | 0 | 0 | 0 | 0 | 0 | 0 | 2.7368 | 0 | 0 | 0 | 0 | 0 | 0 | 0 | -6.4 | 0 | 0 | 0 | 0 | 0 | 0 | 0 | 0 | 0 | -2.3937 | 0 | 0 | -10.0318 | 1.822 | 0 | 2.447 | 2.447 | 0.42219 | 19.0884 | 1.2254 | 3.0551 | 0 | 0.039387 | -0.067929 | 0.62859 | 0.16139 | 0.33681 | 17.032 | 16.651 | -19.0533 | 0 | 0.50591 | 0 | 1.6728 | 0.17026
2025_03_17 Hr 20 | 0 | 0 | 0 | 0.087003 | 0.087653 | 0.084814 | 0.081984 | 0.079784 | 0.069595 | 0 | 0 | 0.0050755 | 0.15 | 0.0056481 | 1.6301 | 1.6301 | 4.2151 | 0 | 0.0055943 | 0.006688 | 0.0039511 | 0 | 0 | 0 | 0 | 0 | 0 | 0.072835 | 0.014642 | 1.2615 | 0.2316 | 4.7419 | 2.0585 | 0 | 0.58919 | 0.81115 | 0 | 0 | 0 | 0 | -0.40033 | 0.052206 | 0 | 0 | 0 | -0.16734 | 0 | 0 | 0 | 0 | 0 | 0 | 0 | 0 | 2.8094 | 0 | 0 | 0 | 0 | 0 | 0 | 0 | -6.4 | 0 | 0 | 0 | 0 | 0 | 0 | 0 | 0 | 0 | -2.3937 | 0 | 0 | -10.6122 | 1.822 | 0 | 2.447 | 2.447 | 0.91402 | 19.0951 | 1.2254 | 3.0551 | 0 | 0.039387 | 0 | 0.62859 | 0.16139 | 0.33681 | 16.24 | 17.1186 | -19.5733 | 0 | 0.50591 | 0 | 1.6728 | 0.1722
2025_03_17 Hr 21 | 0 | 0 | 0 | 0.087003 | 0.087653 | 0.084814 | 0.081984 | 0.079784 | 0.069595 | 0 | 0 | 0.0050755 | 0.21 | 0.0067661 | 1.6301 | 1.6301 | 4.2151 | 0 | 0.0055943 | 0.006688 | 0.0039511 | 0 | 0 | 0 | 0 | 0 | 0 | 0.072835 | 0.014642 | 1.2615 | 0.2316 | 4.7419 | 2.0585 | 0 | 0.58919 | 0.81115 | 0 | 0 | 0 | 0 | -0.88357 | 0.052206 | 0 | 0 | 0 | -0.14289 | 0 | 0 | 0 | 0 | 0 | 0 | 0 | 0 | 3.078 | 0 | 0 | 0 | 0 | 0 | 0 | 0 | -6.4 | 0 | 0 | 0 | 0 | 0 | 0 | 0 | 0 | 0 | -2.3937 | 0 | 0 | -10.725 | 1.822 | 0 | 2.3098 | 2.3098 | 1.1621 | 18.8208 | 1.2254 | 3.0551 | 0 | 0.039387 | 0 | 0.62859 | 0.16139 | 0.33681 | 15.9723 | 17.6967 | -19.6617 | 0 | 0.50591 | 0 | 1.6728 | 0.1725
2025_03_17 Hr 22 | 0 | 0 | 0 | 0 | 0 | 0 | 0 | 0 | 0 | 0 | 0 | 0.0050755 | 0.39 | 0.013222 | 1.6301 | 1.6301 | 4.2151 | 0 | 0.0055943 | 0.006688 | 0.0039511 | 0 | 0 | 0 | 0 | 0 | 0 | 0.072835 | 0.014642 | 1.2615 | 0.2316 | 4.7419 | 2.0585 | 0 | 0.58919 | 0.81115 | 0 | 0 | 0 | 0.1305 | -0.23281 | 0.052206 | 0 | 0.0021794 | 0 | -0.15046 | 0 | 0 | 0 | 0 | 0 | 0 | 0 | 0 | 2.9473 | 0 | 0 | 0 | 0 | 0 | 0 | 0 | -6.4 | 0 | 0 | 0 | 0 | 0 | 0 | 0 | 0 | 0 | -2.3937 | 0 | 0 | -12.1187 | 1.822 | 0 | 2.3756 | 2.3756 | 0.75298 | 18.4616 | 1.2254 | 3.0551 | 0 | 0.039387 | 0 | 0.62859 | 0.16139 | 0.33681 | 14.6376 | 17.3413 | -21.0629 | 0 | 0.50591 | 0 | 1.6728 | 0.17045
2025_03_17 Hr 23 | 0 | 0 | 0 | 0 | 0 | 0 | 0 | 0 | 0 | 0 | 0 | 0.0050755 | 0.48 | 0.016965 | 1.6301 | 1.6301 | 4.2749 | 0 | 0.0055943 | 0.006688 | 0.0039511 | 0 | 0 | -0.85954 | 0 | -0.96579 | 0 | 0.072835 | 0.014642 | 1.2615 | 0 | 4.7646 | 2.0585 | 0 | 0.59394 | 0.81115 | 0 | 0 | 0 | 0 | -0.88191 | 0.052206 | 0 | 0.0022721 | 0 | -0.15695 | 0 | 0 | 0 | 0 | 0 | 0 | 0 | 0 | 3.0126 | 0 | 0 | 0 | 0 | 0 | 0 | 0 | 0 | -5.4 | 0 | 0 | 0 | 0 | 0 | 0 | 0 | 0 | 0 | 0 | 0 | -12.1123 | 1.822 | 0 | 2.4779 | 2.4779 | 0.81391 | 18.517 | 1.2254 | 3.0551 | 0 | 0.039387 | 0 | 0.62859 | 0.16139 | 0.33681 | 15.7041 | 17.5636 | -19.4945 | 0 | 0.50591 | 0 | 1.6728 | 0.16798
2025_03_17 Hr 24 | 0 | 0 | 0 | 0 | 0 | 0 | 0 | 0 | 0 | 0 | 0 | 0.0050755 | 0.54 | 0.018595 | 1.6301 | 1.6301 | 4.2749 | 0 | 0.0055943 | 0.006688 | 0.0039511 | 0 | 0 | -0.88387 | 0 | -0.99012 | 0 | 0.072835 | 0.014642 | 1.2615 | 0 | 4.7646 | 2.0585 | 0 | 0.59394 | 0.81115 | 0 | 0 | 0 | 0 | -0.49304 | 0.052206 | 0 | 0.0022137 | 0 | -0.15286 | 0 | 0 | 0 | 0 | 0 | 0 | 0 | 0 | 2.7368 | 0 | 0 | 0 | 0 | 0 | 0 | 0 | 0 | -5.4 | 0 | 0 | 0 | 0 | 0 | 0 | 0 | 0 | 0 | 0 | 0 | -12.3418 | 1.822 | 0 | 2.4779 | 2.4779 | 1.0228 | 18.517 | 1.2254 | 3.0551 | 0 | 0.039387 | 0 | 0.62859 | 0.16139 | 0.33681 | 15.8108 | 17.5555 | -19.7686 | 0 | 0.50591 | 0 | 1.6728 | 0.16524
2025_03_18 Hr 01 | 0 | 0 | 0 | 0 | 0 | 0 | 0 | 0 | 0 | 0 | 0 | 0.0050755 | 0.36 | 0.010181 | 1.6301 | 1.6301 | 4.6697 | 0 | 0.0055943 | 0.006688 | 0.0039511 | 0 | 0 | -1.0488 | 0 | -1.155 | 0 | 0.072835 | 0.014642 | 1.1159 | 0 | 5.2052 | 2.0585 | 0 | 0.59394 | 0.81115 | 0 | 0 | 0 | 1.248 | 0 | 0.052206 | 0 | 0.001818 | 0 | -0.12516 | 0 | 0 | 0 | 0 | 0 | 0 | 0 | 0 | 3.4264 | 0 | 0 | 0 | 0 | 0 | 0 | 0 | 0 | -5.4 | 0 | 0 | 0 | 0 | 0 | 0 | 0 | 0 | 0 | 0 | 0 | -10.4354 | 1.822 | 0 | 2.1878 | 2.1878 | 1.0315 | 18.6266 | 1.2254 | 3.0551 | 0 | 0.039387 | 0 | 0.62859 | 0.16139 | 0.33681 | 19.7744 | 18.0641 | -18.1643 | 0 | 0.50591 | 0 | 1.6728 | 0.16384
2025_03_18 Hr 02 | 0 | 0 | 0 | 0 | 0 | 0 | 0 | 0 | 0 | 0 | 0 | 0.0050755 | 0.33 | 0.012475 | 1.6301 | 1.6301 | 4.6697 | 0 | 0.0055943 | 0.006688 | 0.0039511 | 0 | 0 | -0.79365 | 0 | -0.8999 | 0 | 0.072835 | 0.014642 | 1.1511 | 0 | 5.2052 | 2.0585 | 0 | 0.59394 | 0.81115 | 0 | 0 | 0 | 0.55725 | 0 | 0.052206 | 0 | 0.0024303 | 0 | -0.16802 | 0 | 0 | 0 | 0 | 0 | 0 | 0 | 0 | 3.9055 | 0 | 0 | 0 | 0 | 0 | 0 | 0 | 0 | -5.4 | 0 | 0 | 0 | 0 | 0 | 0 | 0 | 0 | 0 | 0 | 0 | -15.7395 | 1.822 | 0 | 2.6797 | 2.6797 | 1.284 | 19.6456 | 1.2254 | 3.0551 | 0 | 0.039387 | 0 | 0.62859 | 0.16139 | 0.33681 | 15.9687 | 18.7669 | -23.0011 | 0 | 0.50591 | 0 | 1.6728 | 0.16286
2025_03_18 Hr 03 | 0 | 0 | 0 | 0.095048 | 0.095758 | 0.092656 | 0.089564 | 0.087161 | 0.07603 | 0 | 0 | 0.0050755 | 0.51 | 0.022368 | 1.6301 | 1.6301 | 4.6697 | 0 | 0.0055943 | 0.006688 | 0.0039511 | 0 | 0 | -0.63146 | 0 | -0.73771 | 0 | 0.072835 | 0.014642 | 1.2615 | 0.4022 | 5.2052 | 2.0585 | 0 | 0.59394 | 0.81115 | 0 | 0 | 0 | 1.2002 | 0 | 0.052206 | 0 | 0 | 0 | -0.19527 | 0 | 0 | 0 | 0 | 0 | 0 | 0 | 0 | 3.9055 | 0 | 0 | 0 | 0 | 0 | 0 | 0 | 0 | -5.4 | 0 | 0 | 0 | 0 | 0 | 0 | 0 | 0 | 0 | 0 | 0 | -21.4595 | 1.822 | 0 | 2.707 | 2.707 | 1.1316 | 20.5994 | 1.2254 | 3.0551 | 0 | 0.039387 | 0 | 0.62859 | 0.16139 | 0.33681 | 12.1805 | 18.8047 | -28.4239 | 0 | 0.50591 | 0 | 1.6728 | 0.16313
2025_03_18 Hr 04 | 0 | 0 | 0 | 0.095048 | 0.095758 | 0.092656 | 0.089564 | 0.087161 | 0.07603 | 0 | 0 | 0.0050755 | 1.08 | 0.055537 | 1.6301 | 1.6301 | 4.6697 | 0 | 0.0055943 | 0.006688 | 0.0039511 | 0 | 0 | -0.42885 | 0 | -0.5351 | 0 | 0.072835 | 0.014642 | 1.2615 | 0.25256 | 5.2052 | 2.0585 | 0 | 0.59394 | 0.81115 | 0 | 0 | 0 | 0.86402 | 0 | 0.052206 | 0 | 0 | 0 | -0.2293 | 0 | 0 | 0 | 0 | 0 | 0 | 0 | 0 | 3.7676 | 0 | 0 | 0 | 0 | 0 | 0 | 0 | 0 | -5.4 | 0 | 0 | 0 | 0 | 0 | 0 | 0 | 0 | 0 | 0 | 0 | -27.5585 | 1.822 | 0 | 2.707 | 2.707 | 1.2753 | 20.5994 | 1.2254 | 3.0551 | 0 | 0.039387 | 0 | 0.62859 | 0.16139 | 0.33681 | 6.7261 | 19.4144 | -34.1518 | 0 | 0.50591 | 0 | 1.6728 | 0.16395
2025_03_18 Hr 05 | 0 | 0 | 0 | 0.095048 | 0.095758 | 0.092656 | 0.089564 | 0.087161 | 0.07603 | 0 | 0 | 0.0050755 | 1.29 | 0.063257 | 1.6301 | 1.6301 | 4.6697 | 0 | 0.0055943 | 0.006688 | 0.0039511 | 0 | 0 | -0.49277 | 0 | -0.59902 | 0 | 0.072835 | 0.014642 | 1.2615 | 0.25256 | 5.2052 | 2.0585 | 0 | 0.59394 | 0.81115 | 0 | 0 | 0 | 0.57129 | -0.13923 | 0.052206 | 0 | 0 | 0 | -0.21856 | 0 | 0 | 0 | 0 | 0 | 0 | 0 | 0 | 3.6297 | 0 | 0 | 0 | 0 | 0 | 0 | 0 | 0 | -5.4 | 0 | 0 | 0 | 0 | 0 | 0 | 0 | 0 | 0 | 0 | 0 | -25.3453 | 1.822 | 0 | 2.707 | 2.707 | 1.1926 | 20.5994 | 1.2254 | 3.0551 | 0 | 0.039387 | 0 | 0.62859 | 0.16139 | 0.33681 | 8.3893 | 19.4135 | -32.0556 | 0 | 0.50591 | 0 | 1.6728 | 0.16592
2025_03_18 Hr 06 | 0 | 0 | 0 | 0.095048 | 0.095758 | 0.092656 | 0.089564 | 0.087161 | 0.07603 | 0 | 0 | 0.0050755 | 1.44 | 0.067546 | 1.6301 | 1.6301 | 4.6697 | 0 | 0.0055943 | 0.006688 | 0.0039511 | 0 | 0 | -0.54981 | 0 | -0.65606 | 0 | 0.072835 | 0.014642 | 1.2615 | 0.25256 | 5.2052 | 2.0585 | 0 | 0.59394 | 0.81115 | 0 | 0 | 0 | 0.075922 | -1.5252 | 0.052206 | 0 | 0 | 0 | -0.20898 | 0 | 0 | 0 | 0 | 0 | 0 | 0 | 0 | 3.7676 | 0 | 0 | 0 | 0 | 0 | 0 | 0 | 0 | -5.4 | 0 | 0 | 0 | 0 | 0 | 0 | 0 | 0 | 0 | 0 | 0 | -22.6894 | 1.822 | 0 | 2.707 | 2.707 | 1.2927 | 20.5994 | 1.2254 | 3.0551 | 0 | 0.039387 | 0 | 0.62859 | 0.16139 | 0.33681 | 9.4571 | 19.8112 | -29.5042 | 0 | 0.50591 | 0 | 1.6728 | 0.17131
2025_03_18 Hr 07 | 0 | 0 | 0 | 0.095048 | 0.095758 | 0.092656 | 0.089564 | 0.087161 | 0.07603 | 0 | 0 | 0.0050755 | 1.65 | 0.09342 | 1.6301 | 1.6301 | 4.6044 | 0 | 0.0055943 | 0.006688 | 0.0039511 | 0 | 0 | 0 | 0 | 0 | 0 | 0.072835 | 0.014642 | 1.2615 | 0.25256 | 5.1804 | 2.0585 | 0 | 0.58919 | 0.81115 | 0 | 0 | 0 | 0 | -3.9906 | 0.052206 | 0 | 0 | 0 | -0.25268 | 0 | 0 | 0 | 0 | 0 | 0 | 0 | 0 | 4.1741 | 0 | 0 | 0 | 0 | 0 | 0 | 0 | -6.4 | 0 | 0 | 0 | 0 | 0 | 0 | 0 | 0 | 0 | -2.3937 | 0 | 0 | -27.3293 | 1.822 | 0 | 2.6732 | 2.6732 | 1.3362 | 20.4418 | 1.2254 | 3.0551 | 0 | 0.039387 | 0 | 0.62859 | 0.16139 | 0.33681 | 0.57504 | 20.4996 | -36.3757 | 0 | 0.50591 | 0 | 1.6728 | 0.17851
2025_03_18 Hr 08 | 0.13579 | 0 | 0 | 0.095048 | 0.095758 | 0.092656 | 0.089564 | 0.087161 | 0.07603 | 0 | 0 | 0.0050755 | 1.62 | 0.089161 | 1.6301 | 1.6301 | 4.6044 | 0 | 0.0055943 | 0.006688 | 0.0039511 | 0 | 0 | 0 | 0 | 0 | 0 | 0.072835 | 0.014642 | 1.2615 | 0.25256 | 5.1804 | 2.0585 | 0 | 0.58919 | 0.81115 | 0 | 0 | 0 | 0 | -4.6943 | 0.052206 | 0 | 0 | 0 | -0.24557 | 0 | 0 | 0 | 0 | 0 | 0 | 0 | 0 | 3.9055 | 0 | 0 | 0 | 0 | 0 | 0 | 0 | -6.4 | 0 | 0 | 0 | 0 | 0 | 0 | 0 | 0 | 0 | -2.3937 | 0 | 0 | -23.8884 | 1.822 | 0 | 2.6732 | 2.6732 | 1.2448 | 20.4418 | 1.2254 | 3.0551 | 0 | 0.039387 | -0.13579 | 0.62859 | 0.16139 | 0.33681 | 2.928 | 20.244 | -33.0635 | 0 | 0.50591 | 0 | 1.6728 | 0.18141
2025_03_18 Hr 09 | 0.40874 | 0 | 0 | 0.095048 | 0.095758 | 0.092656 | 0.089564 | 0.087161 | 0.07603 | 0 | 0 | 0.0050755 | 0.75 | 0.035414 | 1.6301 | 1.6301 | 4.6044 | 0 | 0.0055943 | 0.006688 | 0.0039511 | 0 | 0 | 0 | 0 | 0 | 0 | 0.072835 | 0.014642 | 1.2615 | 0.25256 | 5.1804 | 2.0585 | 0 | 0.58919 | 0.81115 | 0 | 0 | 0 | 0 | -3.4639 | 0.052206 | 0 | 0 | 0 | -0.21039 | 0 | 0 | 0 | 0 | 0 | 0 | 0 | 0 | 3.695 | 0 | 0 | 0 | 0 | 0 | 0 | 0 | -6.4 | 0 | 0 | 0 | 0 | 0 | 0 | 0 | 0 | 0 | -2.3937 | 0 | 0 | -18.1659 | 1.822 | 0 | 2.6732 | 2.6732 | 1.3841 | 20.4418 | 1.2254 | 3.0551 | 0 | 0.039387 | -0.40874 | 0.62859 | 0.16139 | 0.33681 | 8.9191 | 19.52 | -27.5788 | 0 | 0.50591 | 0 | 1.6728 | 0.17945
2025_03_18 Hr 10 | 0.40867 | 8.167e-07 | 0 | 0.095048 | 0.095758 | 0.092656 | 0.089564 | 0.087161 | 0.07603 | 0 | 0 | 0.0050755 | 0.87 | 0.044211 | 1.6301 | 1.6301 | 4.6044 | 0 | 0.0055943 | 0.006688 | 0.0039511 | 0 | 0 | 0 | 0 | 0 | 0 | 0.072835 | 0.014642 | 1.2615 | 0.25256 | 5.1804 | 2.0585 | 0 | 0.58919 | 0.81115 | 0 | 0 | 0 | 0 | -3.9693 | 0.052206 | 0 | 0 | 0 | -0.22658 | 0 | 0 | 0 | 0 | 0 | 0 | 0 | 0 | 3.1506 | 0 | 0 | 0 | 0 | 0 | 0 | 0 | -6.4 | 0 | 0 | 0 | 0 | 0 | 0 | 0 | 0 | 0 | -2.3937 | 0 | 0 | -18.1842 | 1.822 | 0 | 2.6732 | 2.6732 | 1.4929 | 20.4418 | 1.2254 | 3.0551 | 0 | 0.039387 | -0.40867 | 0.62859 | 0.16139 | 0.33681 | 8.0696 | 19.2103 | -27.6132 | 0 | 0.50591 | 0 | 1.6728 | 0.17666
2025_03_18 Hr 11 | 0.40867 | 4.0591e-06 | 0 | 0.095048 | 0.095758 | 0.092656 | 0.089564 | 0.087161 | 0.07603 | 0 | 0 | 0.0050755 | 1.17 | 0.059101 | 1.6301 | 1.6301 | 4.6044 | 0 | 0.0055943 | 0.006688 | 0.0039511 | 0 | 0 | 0 | 0 | 0 | 0 | 0.072835 | 0.014642 | 1.2615 | 0.25256 | 5.1804 | 2.0585 | 0 | 0.58919 | 0.81115 | 0 | 0 | 0 | 0 | -1.8123 | 0.052206 | 0 | 0 | 0 | -0.22521 | 0 | 0 | 0 | 0 | 0 | 0 | 0 | 0 | 3.3538 | 0 | 0 | 0 | 0 | 0 | 0 | 0 | -6.4 | 0 | 0 | 0 | 0 | 0 | 0 | 0 | 0 | 0 | -2.3937 | 0 | 0 | -20.4237 | 1.822 | 0 | 2.6732 | 2.6732 | 0.95319 | 20.4418 | 1.2254 | 3.0551 | 0 | 0.039387 | -0.40867 | 0.62859 | 0.16139 | 0.33681 | 7.9642 | 19.1861 | -29.8513 | 0 | 0.50591 | 0 | 1.6728 | 0.17395
2025_03_18 Hr 12 | 0.40867 | 9.7839e-06 | 0 | 0.095048 | 0.095758 | 0.092656 | 0.089564 | 0.087161 | 0.07603 | 0 | 0 | 0.0050755 | 1.59 | 0.080663 | 1.6301 | 1.6301 | 4.6044 | 0 | 0.0055943 | 0.006688 | 0.0039511 | 0 | 0 | 0 | 0 | 0 | 0 | 0.072835 | 0.014642 | 1.2615 | 0.25256 | 5.1804 | 2.0585 | 0 | 0.58919 | 0.81115 | 0 | 0 | 0 | 0 | -1.0866 | 0.052206 | 0 | 0 | 0 | -0.22619 | 0 | 0 | 0 | 0 | 0 | 0 | 0 | 0 | 3.3538 | 0 | 0 | 0 | 0 | 0 | 0 | 0 | -6.4 | 0 | 0 | 0 | 0 | 0 | 0 | 0 | 0 | 0 | -2.3937 | 0 | 0 | -23.3596 | 1.822 | 0 | 2.6732 | 2.6732 | 1.0925 | 20.4418 | 1.2254 | 3.0551 | 0 | 0.039387 | -0.40867 | 0.62859 | 0.16139 | 0.33681 | 6.332 | 19.7651 | -32.7882 | 0 | 0.50591 | 0 | 1.6728 | 0.1721
2025_03_18 Hr 13 | 0.38643 | 2.1971e-05 | 0 | 0.095048 | 0.095758 | 0.092656 | 0.089564 | 0.087161 | 0.07603 | 0 | 0 | 0.0050755 | 1.86 | 0.087682 | 1.6301 | 1.6301 | 4.6044 | 0 | 0.0055943 | 0.006688 | 0.0039511 | 0 | 0 | 0 | 0 | 0 | 0 | 0.072835 | 0.014642 | 1.2615 | 0.25256 | 5.1804 | 2.0585 | 0 | 0.58919 | 0.81115 | 0 | 0 | 0 | 0 | -0.77778 | 0.052206 | 0 | 0 | 0 | -0.21004 | 0 | 0 | 0 | 0 | 0 | 0 | 0 | 0 | 3.1506 | 0 | 0 | 0 | 0 | 0 | 0 | 0 | -6.4 | 0 | 0 | 0 | 0 | 0 | 0 | 0 | 0 | 0 | -2.3937 | 0 | 0 | -22.9748 | 1.822 | 0 | 2.6732 | 2.6732 | 1.284 | 20.4418 | 1.2254 | 3.0551 | 0 | 0.039387 | -0.38643 | 0.62859 | 0.16139 | 0.33681 | 7.306 | 20.0069 | -32.365 | 0 | 0.50591 | 0 | 1.6728 | 0.17093
2025_03_18 Hr 14 | 0.38636 | 4.2455e-05 | 0 | 0.095048 | 0.095758 | 0.092656 | 0.089564 | 0.087161 | 0.07603 | 0 | 0 | 0.0050755 | 2.01 | 0.075853 | 1.6301 | 1.6301 | 4.6044 | 0 | 0.0055943 | 0.006688 | 0.0039511 | 0 | 0 | 0 | 0 | 0 | 0 | 0.072835 | 0.014642 | 1.2615 | 0.25256 | 5.1804 | 2.0585 | 0 | 0.58919 | 0.81115 | 0 | 0 | 0 | 0 | -0.72091 | 0.052206 | 0 | 0 | 0 | -0.16772 | 0 | 0 | 0 | 0 | 0 | 0 | 0 | 0 | 2.8094 | 0 | 0 | 0 | 0 | 0 | 0 | 0 | -6.4 | 0 | 0 | 0 | 0 | 0 | 0 | 0 | 0 | 0 | -2.3937 | 0 | 0 | -18.3769 | 1.822 | 0 | 2.6732 | 2.6732 | 1.3536 | 20.4418 | 1.2254 | 3.0551 | 0 | 0.039387 | -0.38636 | 0.62859 | 0.16139 | 0.33681 | 11.8687 | 19.8726 | -27.7248 | 0 | 0.50591 | 0 | 1.6728 | 0.17003
2025_03_18 Hr 15 | 0.38636 | 4.4544e-05 | 0 | 0.095048 | 0.095758 | 0.092656 | 0.089564 | 0.087161 | 0.07603 | 0 | 0 | 0.0050755 | 2.07 | 0.078593 | 1.6301 | 1.6301 | 4.6044 | 0 | 0.0055943 | 0.006688 | 0.0039511 | 0 | 0 | 0 | 0 | 0 | 0 | 0.072835 | 0.014642 | 1.2515 | 0.25256 | 5.1804 | 2.0585 | 0 | 0.58919 | 0.81115 | 0 | 0 | 0 | 0.32563 | -0.28786 | 0.052206 | 0 | 0 | 0 | -0.16876 | 0 | 0 | 0 | 0 | 0 | 0 | 0 | 0 | 2.5335 | 0 | 0 | 0 | 0 | 0 | 0 | 0 | -6.4 | 0 | 0 | 0 | 0 | 0 | 0 | 0 | 0 | 0 | -2.3937 | 0 | 0 | -16.9594 | 1.822 | 0 | 2.4193 | 2.4193 | 1.1926 | 19.9238 | 1.2254 | 3.0551 | 0 | 0.039387 | -0.38636 | 0.62859 | 0.16139 | 0.33681 | 13.1497 | 19.4964 | -26.3082 | 0 | 0.50591 | 0 | 1.6728 | 0.16796
2025_03_18 Hr 16 | 0.40881 | 2.9909e-05 | 0 | 0.095048 | 0.095758 | 0.092656 | 0.089564 | 0.087161 | 0.07603 | 0 | 0 | 0.0050755 | 2.04 | 0.097346 | 1.6301 | 1.6301 | 4.6044 | 0 | 0.0055943 | 0.006688 | 0.0039511 | 0 | 0 | 0 | 0 | 0 | 0 | 0.072835 | 0.014642 | 1.2598 | 0.25256 | 5.1804 | 2.0585 | 0 | 0.58919 | 0.81115 | 0 | 0 | 0 | 0.38772 | -0.058799 | 0.052206 | 0 | 0 | 0 | -0.21263 | 0 | 0 | 0 | 0 | 0 | 0 | 0 | 0 | 2.2577 | 0 | 0 | 0 | 0 | 0 | 0 | 0 | -6.4 | 0 | 0 | 0 | 0 | 0 | 0 | 0 | 0 | 0 | -2.3937 | 0 | 0 | -23.013 | 1.822 | 0 | 2.5234 | 2.5234 | 0.86179 | 20.1404 | 1.2254 | 3.0551 | 0 | 0.039387 | -0.40881 | 0.62859 | 0.16139 | 0.33681 | 6.9413 | 18.9002 | -32.4282 | 0 | 0.50591 | 0 | 1.6728 | 0.1672
2025_03_18 Hr 17 | 0.40867 | 4.8993e-05 | 0 | 0.095048 | 0.095758 | 0.092656 | 0.089564 | 0.087161 | 0.07603 | 0 | 0 | 0.0050755 | 2.01 | 0.10212 | 1.6301 | 1.6301 | 4.6044 | 0 | 0.0055943 | 0.006688 | 0.0039511 | 0 | 0 | 0 | 0 | 0 | 0 | 0.072835 | 0.014642 | 1.2615 | 0.25256 | 5.1804 | 2.0585 | 0 | 0.58919 | 0.81115 | 0 | 0 | 0 | 0.36469 | -0.00040242 | 0.052206 | 0 | 0 | 0 | -0.22653 | 0 | 0 | 0 | 0 | 0 | 0 | 0 | 0 | 2.2577 | 0 | 0 | 0 | 0 | 0 | 0 | 0 | -6.4 | 0 | 0 | 0 | 0 | 0 | 0 | 0 | 0 | 0 | -2.3937 | 0 | 0 | -23.9655 | 1.822 | 0 | 2.5369 | 2.5369 | 0.75298 | 20.169 | 1.2254 | 3.0551 | 0 | 0.039387 | -0.40867 | 0.62859 | 0.16139 | 0.33681 | 5.9052 | 18.7663 | -33.3944 | 0 | 0.50591 | 0 | 1.6728 | 0.16747
2025_03_18 Hr 18 | 0.27215 | 3.5013e-05 | 0 | 0.095048 | 0.095758 | 0.092656 | 0.089564 | 0.087161 | 0.07603 | 0 | 0 | 0.0050755 | 2.16 | 0.11204 | 1.6301 | 1.6301 | 4.6044 | 0 | 0.0055943 | 0.006688 | 0.0039511 | 0 | 0 | 0 | 0 | 0 | 0 | 0.072835 | 0.014642 | 1.2615 | 0.25256 | 5.1804 | 2.0585 | 0 | 0.58919 | 0.81115 | 0 | 0 | 0 | 0 | -0.41514 | 0.052206 | 0 | 0 | 0 | -0.23132 | 0 | 0 | 0 | 0 | 0 | 0 | 0 | 0 | 2.3956 | 0 | 0 | 0 | 0 | 0 | 0 | 0 | -6.4 | 0 | 0 | 0 | 0 | 0 | 0 | 0 | 0 | 0 | -2.3937 | 0 | 0 | -23.7035 | 1.822 | 0 | 2.6732 | 2.6732 | 0.68334 | 20.4418 | 1.2254 | 3.0551 | 0 | 0.039387 | -0.27215 | 0.62859 | 0.16139 | 0.33681 | 5.8842 | 18.8582 | -33.0007 | 0 | 0.50591 | 0 | 1.6728 | 0.16773
2025_03_18 Hr 19 | 0.045117 | 5.0164e-06 | 0 | 0.095048 | 0.095758 | 0.092656 | 0.089564 | 0.087161 | 0.07603 | 0 | 0 | 0.0050755 | 2.34 | 0.12173 | 1.6301 | 1.6301 | 4.6044 | 0 | 0.0055943 | 0.006688 | 0.0039511 | 0 | 0 | 0 | 0 | 0 | 0 | 0.072835 | 0.014642 | 1.2615 | 0.25256 | 5.1804 | 2.0585 | 0 | 0.58919 | 0.81115 | 0 | 0 | 0 | 0.077677 | -0.26553 | 0.052206 | 0 | 0 | 0 | -0.232 | 0 | 0 | 0 | 0 | 0 | 0 | 0 | 0 | 2.3956 | 0 | 0 | 0 | 0 | 0 | 0 | 0 | -6.4 | 0 | 0 | 0 | 0 | 0 | 0 | 0 | 0 | 0 | -2.3937 | 0 | 0 | -23.4091 | 1.822 | 0 | 2.6732 | 2.6732 | 0.40043 | 20.4418 | 1.2254 | 3.0551 | 0 | 0.039387 | -0.045117 | 0.62859 | 0.16139 | 0.33681 | 6.3133 | 18.5393 | -32.48 | 0 | 0.50591 | 0 | 1.6728 | 0.16912
2025_03_18 Hr 20 | 0 | 0 | 0 | 0.095048 | 0.095758 | 0.092656 | 0.089564 | 0.087161 | 0.07603 | 0 | 0 | 0.0050755 | 2.37 | 0.13178 | 1.6301 | 1.6301 | 4.6044 | 0 | 0.0055943 | 0.006688 | 0.0039511 | 0 | 0 | 0 | 0 | 0 | 0 | 0.072835 | 0.014642 | 1.2615 | 0.25256 | 5.1804 | 2.0585 | 0 | 0.58919 | 0.81115 | 0 | 0 | 0 | 0 | -2.1283 | 0.052206 | 0 | 0 | 0 | -0.24812 | 0 | 0 | 0 | 0 | 0 | 0 | 0 | 0 | 2.3956 | 0 | 0 | 0 | 0 | 0 | 0 | 0 | -6.4 | 0 | 0 | 0 | 0 | 0 | 0 | 0 | 0 | 0 | -2.3937 | 0 | 0 | -23.4918 | 1.822 | 0 | 2.6732 | 2.6732 | 0.5223 | 20.4418 | 1.2254 | 3.0551 | 0 | 0.039387 | 0 | 0.62859 | 0.16139 | 0.33681 | 4.4386 | 18.6588 | -32.5337 | 0 | 0.50591 | 0 | 1.6728 | 0.17176
2025_03_18 Hr 21 | 0 | 0 | 0 | 0.095048 | 0.095758 | 0.092656 | 0.089564 | 0.087161 | 0.07603 | 0 | 0 | 0.0050755 | 2.37 | 0.13883 | 1.6301 | 1.6301 | 4.6044 | 0 | 0.0055943 | 0.006688 | 0.0039511 | 0 | 0 | 0 | 0 | 0 | 0 | 0.072835 | 0.014642 | 1.2615 | 0.25256 | 5.1804 | 2.0585 | 0 | 0.58919 | 0.81115 | 0 | 0 | 0 | 0 | -0.99603 | 0.052206 | 0 | 0 | 0 | -0.26149 | 0 | 0 | 0 | 0 | 0 | 0 | 0 | 0 | 3.1506 | 0 | 0 | 0 | 0 | 0 | 0 | 0 | -6.4 | 0 | 0 | 0 | 0 | 0 | 0 | 0 | 0 | 0 | -2.3937 | 0 | 0 | -26.3156 | 1.822 | 0 | 2.6732 | 2.6732 | 0.17845 | 20.4418 | 1.2254 | 3.0551 | 0 | 0.039387 | 0 | 0.62859 | 0.16139 | 0.33681 | 3.1519 | 19.077 | -35.3708 | 0 | 0.50591 | 0 | 1.6728 | 0.17184
2025_03_18 Hr 22 | 0 | 0 | 0 | 0.095048 | 0.095758 | 0.092656 | 0.089564 | 0.087161 | 0.07603 | 0 | 0 | 0.0050755 | 2.1 | 0.12144 | 1.6301 | 1.6301 | 4.6044 | 0 | 0.0055943 | 0.006688 | 0.0039511 | 0 | 0 | 0 | 0 | 0 | 0 | 0.072835 | 0.014642 | 1.2615 | 0.25256 | 5.1804 | 2.0585 | 0 | 0.58919 | 0.81115 | 0 | 0 | 0 | 1.2854 | 0 | 0.052206 | 0 | 0 | 0 | -0.25813 | 0 | 0 | 0 | 0 | 0 | 0 | 0 | 0 | 3.4264 | 0 | 0 | 0 | 0 | 0 | 0 | 0 | -6.4 | 0 | 0 | 0 | 0 | 0 | 0 | 0 | 0 | 0 | -2.3937 | 0 | 0 | -28.0167 | 1.822 | 0 | 2.6732 | 2.6732 | 0.4396 | 20.4418 | 1.2254 | 3.0551 | 0 | 0.039387 | 0 | 0.62859 | 0.16139 | 0.33681 | 3.9824 | 19.3239 | -37.0686 | 0 | 0.50591 | 0 | 1.6728 | 0.16908
2025_03_18 Hr 23 | 0 | 0 | 0 | 0.095048 | 0.095758 | 0.092656 | 0.089564 | 0.087161 | 0.07603 | 0 | 0 | 0.0050755 | 1.8 | 0.10099 | 1.6301 | 1.6301 | 4.6697 | 0 | 0.0055943 | 0.006688 | 0.0039511 | 0 | 0 | -0.30346 | 0 | -0.40971 | 0 | 0.072835 | 0.014642 | 1.2615 | 0.25256 | 5.2052 | 2.0585 | 0 | 0.59394 | 0.81115 | 0 | 0 | 0 | 1.1411 | 0 | 0.052206 | 0 | 0 | 0 | -0.25037 | 0 | 0 | 0 | 0 | 0 | 0 | 0 | 0 | 2.8094 | 0 | 0 | 0 | 0 | 0 | 0 | 0 | 0 | -5.4 | 0 | 0 | 0 | 0 | 0 | 0 | 0 | 0 | 0 | 0 | 0 | -26.8121 | 1.822 | 0 | 2.707 | 2.707 | 1.2927 | 20.5994 | 1.2254 | 3.0551 | 0 | 0.039387 | 0 | 0.62859 | 0.16139 | 0.33681 | 7.8055 | 19.2407 | -33.1757 | 0 | 0.50591 | 0 | 1.6728 | 0.16558
2025_03_18 Hr 24 | 0 | 0 | 0 | 0.095048 | 0.095758 | 0.092656 | 0.089564 | 0.087161 | 0.07603 | 0 | 0 | 0.0050755 | 1.32 | 0.072113 | 1.6301 | 1.6301 | 4.6697 | 0 | 0.0055943 | 0.006688 | 0.0039511 | 0 | 0 | -0.34292 | 0 | -0.44917 | 0 | 0.072835 | 0.014642 | 1.2615 | 0.25256 | 5.2052 | 2.0585 | 0 | 0.59394 | 0.81115 | 0 | 0 | 0 | 1.7684 | 0 | 0.052206 | 0 | 0 | 0 | -0.24374 | 0 | 0 | 0 | 0 | 0 | 0 | 0 | 0 | 3.4264 | 0 | 0 | 0 | 0 | 0 | 0 | 0 | 0 | -5.4 | 0 | 0 | 0 | 0 | 0 | 0 | 0 | 0 | 0 | 0 | 0 | -27.9729 | 1.822 | 0 | 2.707 | 2.707 | 1.6235 | 20.5994 | 1.2254 | 3.0551 | 0 | 0.039387 | 0 | 0.62859 | 0.16139 | 0.33681 | 7.6366 | 19.6775 | -34.4087 | 0 | 0.50591 | 0 | 1.6728 | 0.16339
2025_03_19 Hr 01 | 0 | 0 | 0 | 0.09938 | 0.10012 | 0.096878 | 0.093646 | 0.091133 | 0.079495 | 0 | 0 | 0.0050755 | 0.99 | 0.053971 | 1.6301 | 1.6301 | 4.8823 | 0 | 0.0055943 | 0.006688 | 0.0039511 | 0 | 0 | -0.346 | 0 | -0.45225 | 0 | 0.072835 | 0.014642 | 1.2615 | 0.26385 | 5.4424 | 2.0585 | 0 | 0.59394 | 0.81115 | 0 | 0 | 0 | 0 | -0.53189 | 0.052206 | 0 | 0 | 0 | -0.24322 | 0 | 0 | 0 | 0 | 0 | 0 | 0 | 0 | 3.1506 | 0 | 0 | 0 | 0 | 0 | 0 | 0 | 0 | -5.4 | 0 | 0 | 0 | 0 | 0 | 0 | 0 | 0 | 0 | 0 | 0 | -25.7564 | 1.822 | 0 | 2.8304 | 2.8304 | 1.8759 | 21.3317 | 1.2254 | 3.0551 | 0 | 0.039387 | 0 | 0.62859 | 0.16139 | 0.33681 | 7.9058 | 19.3038 | -32.1979 | 0 | 0.50591 | 0 | 1.6728 | 0.16129
2025_03_19 Hr 02 | 0 | 0 | 0 | 0.09938 | 0.10012 | 0.096878 | 0.093646 | 0.091133 | 0.079495 | 0 | 0 | 0.0050755 | 0.87 | 0.050023 | 1.6301 | 1.6301 | 4.8823 | 0 | 0.0055943 | 0.006688 | 0.0039511 | 0 | 0 | -0.26615 | 0 | -0.3724 | 0 | 0.072835 | 0.014642 | 1.2615 | 0.26385 | 5.4424 | 2.0585 | 0 | 0.59394 | 0.81115 | 0 | 0 | 0 | 2.0757 | 0 | 0.052206 | 0 | 0 | 0 | -0.25664 | 0 | 0 | 0 | 0 | 0 | 0 | 0 | 0 | 3.0126 | 0 | 0 | 0 | 0 | 0 | 0 | 0 | 0 | -5.4 | 0 | 0 | 0 | 0 | 0 | 0 | 0 | 0 | 0 | 0 | 0 | -29.1291 | 1.822 | 0 | 2.8304 | 2.8304 | 0.83132 | 21.3317 | 1.2254 | 3.0551 | 0 | 0.039387 | 0 | 0.62859 | 0.16139 | 0.33681 | 5.981 | 17.9979 | -35.4243 | 0 | 0.50591 | 0 | 1.6728 | 0.16189
2025_03_19 Hr 03 | 0 | 0 | 0 | 0.09938 | 0.10012 | 0.096878 | 0.093646 | 0.091133 | 0.079495 | 0 | 0 | 0.0050755 | 0.9 | 0.051441 | 1.6301 | 1.6301 | 4.8823 | 0 | 0.0055943 | 0.006688 | 0.0039511 | 0 | 0 | -0.27527 | 0 | -0.38152 | 0 | 0.072835 | 0.014642 | 1.2615 | 0.26385 | 5.4424 | 2.0585 | 0 | 0.59394 | 0.81115 | 0 | 0 | 0 | 1.365 | 0 | 0.052206 | 0 | 0 | 0 | -0.2551 | 0 | 0 | 0 | 0 | 0 | 0 | 0 | 0 | 3.078 | 0 | 0 | 0 | 0 | 0 | 0 | 0 | 0 | -5.4 | 0 | 0 | 0 | 0 | 0 | 0 | 0 | 0 | 0 | 0 | 0 | -28.2592 | 1.822 | 0 | 2.8304 | 2.8304 | 1.2056 | 21.3317 | 1.2254 | 3.0551 | 0 | 0.039387 | 0 | 0.62859 | 0.16139 | 0.33681 | 6.5944 | 18.4688 | -34.5711 | 0 | 0.50591 | 0 | 1.6728 | 0.16166
2025_03_19 Hr 04 | 0 | 0 | 0 | 0.09938 | 0.10012 | 0.096878 | 0.093646 | 0.091133 | 0.079495 | 0 | 0 | 0.0050755 | 0.63 | 0.040898 | 1.6301 | 1.6301 | 4.8823 | 0 | 0.0055943 | 0.006688 | 0.0039511 | 0 | 0 | -0.067374 | 0 | -0.17362 | 0 | 0.072835 | 0.014642 | 1.2615 | 0.26385 | 5.4424 | 2.0585 | 0 | 0.59394 | 0.81115 | 0 | 0 | 0 | 2.217 | 0 | 0.052206 | 0 | 0 | 0 | -0.29003 | 0 | 0 | 0 | 0 | 0 | 0 | 0 | 0 | 3.0126 | 0 | 0 | 0 | 0 | 0 | 0 | 0 | 0 | -5.4 | 0 | 0 | 0 | 0 | 0 | 0 | 0 | 0 | 0 | 0 | 0 | -30.2927 | 1.822 | 0 | 2.8304 | 2.8304 | 1.1926 | 21.3317 | 1.2254 | 3.0551 | 0 | 0.039387 | 0 | 0.62859 | 0.16139 | 0.33681 | 5.4344 | 18.1095 | -36.2238 | 0 | 0.50591 | 0 | 1.6728 | 0.16128
2025_03_19 Hr 05 | 0 | 0 | 0 | 0.09938 | 0.10012 | 0.096878 | 0.093646 | 0.091133 | 0.079495 | 0 | 0 | 0.0050755 | 0.45 | 0.028692 | 1.6301 | 1.6301 | 4.8823 | 0 | 0.0055943 | 0.006688 | 0.0039511 | 0 | 0 | -0.098374 | 0 | -0.20462 | 0 | 0.072835 | 0.014642 | 1.2615 | 0.26385 | 5.4424 | 2.0585 | 0 | 0.59394 | 0.81115 | 0 | 0 | 0 | 0.43954 | -0.68334 | 0.052206 | 0 | 0 | 0 | -0.28482 | 0 | 0 | 0 | 0 | 0 | 0 | 0 | 0 | 2.5335 | 0 | 0 | 0 | 0 | 0 | 0 | 0 | 0 | -5.4 | 0 | 0 | 0 | 0 | 0 | 0 | 0 | 0 | 0 | 0 | 0 | -28.1583 | 1.822 | 0 | 2.8304 | 2.8304 | 1.4145 | 21.3317 | 1.2254 | 3.0551 | 0 | 0.039387 | 0 | 0.62859 | 0.16139 | 0.33681 | 4.6049 | 17.6632 | -34.1462 | 0 | 0.50591 | 0 | 1.6728 | 0.16436
2025_03_19 Hr 06 | 0 | 0 | 0 | 0.09938 | 0.10012 | 0.096878 | 0.093646 | 0.091133 | 0.079495 | 0 | 0 | 0.0050755 | 0.33 | 0.021517 | 1.6301 | 1.6301 | 4.8823 | 0 | 0.0055943 | 0.006688 | 0.0039511 | 0 | 0 | -0.059728 | 0 | -0.16598 | 0 | 0.072835 | 0.014642 | 1.2615 | 0.26385 | 5.4424 | 2.0585 | 0 | 0.59394 | 0.81115 | 0 | 0 | 0 | 0.1147 | -1.3367 | 0.052206 | 0 | 0 | 0 | -0.29132 | 0 | 0 | 0 | 0 | 0 | 0 | 0 | 0 | 2.8094 | 0 | 0 | 0 | 0 | 0 | 0 | 0 | 0 | -5.4 | 0 | 0 | 0 | 0 | 0 | 0 | 0 | 0 | 0 | 0 | 0 | -25.9739 | 1.822 | 0 | 2.8304 | 2.8304 | 1.1752 | 21.3317 | 1.2254 | 3.0551 | 0 | 0.039387 | 0 | 0.62859 | 0.16139 | 0.33681 | 5.7962 | 17.5775 | -31.8909 | 0 | 0.50591 | 0 | 1.6728 | 0.16934
2025_03_19 Hr 07 | 0 | 0 | 0 | 0.09938 | 0.10012 | 0.096878 | 0.093646 | 0.091133 | 0.079495 | 0 | 0 | 0.0050755 | 0.42 | 0.031225 | 1.6301 | 1.6301 | 4.8141 | 0 | 0.0055943 | 0.006688 | 0.0039511 | 0 | 0 | 0 | 0 | 0 | 0 | 0.072835 | 0.014642 | 1.2615 | 0.26385 | 5.4165 | 2.0585 | 0 | 0.58919 | 0.81115 | 0 | 0 | 0 | 0 | -4.1557 | 0.052206 | 0 | 0 | 0 | -0.33245 | 0 | 0 | 0 | 0 | 0 | 0 | 0 | 0 | 2.9473 | 0 | 0 | 0 | 0 | 0 | 0 | 0 | -6.4 | 0 | 0 | 0 | 0 | 0 | 0 | 0 | 0 | 0 | -2.3937 | 0 | 0 | -23.9415 | 1.822 | 0 | 2.7951 | 2.7951 | 1.4668 | 21.1669 | 1.2254 | 3.0551 | 0 | 0.039387 | 0 | 0.62859 | 0.16139 | 0.33681 | 2.0516 | 18.1081 | -33.0677 | 0 | 0.50591 | 0 | 1.6728 | 0.17549
2025_03_19 Hr 08 | 0.090669 | 0 | 0 | 0.09938 | 0.10012 | 0.096878 | 0.093646 | 0.091133 | 0.079495 | 0 | 0 | 0.0050755 | 0.45 | 0.031412 | 1.6301 | 1.6301 | 4.8141 | 0 | 0.0055943 | 0.006688 | 0.0039511 | 0 | 0 | 0 | 0 | 0 | 0 | 0.072835 | 0.014642 | 1.2615 | 0.26385 | 5.4165 | 2.0585 | 0 | 0.58919 | 0.81115 | 0 | 0 | 0 | 0 | -4.1704 | 0.052206 | 0 | 0 | 0 | -0.31202 | 0 | 0 | 0 | 0 | 0 | 0 | 0 | 0 | 3.078 | 0 | 0 | 0 | 0 | 0 | 0 | 0 | -6.4 | 0 | 0 | 0 | 0 | 0 | 0 | 0 | 0 | 0 | -2.3937 | 0 | 0 | -22.3027 | 1.822 | 0 | 2.7951 | 2.7951 | 1.593 | 21.1669 | 1.2254 | 3.0551 | 0 | 0.039387 | -0.090669 | 0.62859 | 0.16139 | 0.33681 | 3.9863 | 18.4889 | -31.4991 | 0 | 0.50591 | 0 | 1.6728 | 0.17853
2025_03_19 Hr 09 | 0.34088 | 0 | 0 | 0.09938 | 0.10012 | 0.096878 | 0.093646 | 0.091133 | 0.079495 | 0 | 0 | 0.0050755 | 0.15 | 0.0091998 | 1.6301 | 1.6301 | 4.8141 | 0 | 0.0055943 | 0.006688 | 0.0039511 | 0 | 0 | 0 | 0 | 0 | 0 | 0.072835 | 0.014642 | 1.2615 | 0.26385 | 5.4165 | 2.0585 | 0 | 0.58919 | 0.81115 | 0 | 0 | 0 | 0 | -4.6551 | 0.052206 | 0 | 0 | 0 | -0.27389 | 0 | 0 | 0 | 0 | 0 | 0 | 0 | 0 | 3.3538 | 0 | 0 | 0 | 0 | 0 | 0 | 0 | -6.4 | 0 | 0 | 0 | 0 | 0 | 0 | 0 | 0 | 0 | -2.3937 | 0 | 0 | -19.4025 | 1.822 | 0 | 2.7951 | 2.7951 | 2.198 | 21.1669 | 1.2254 | 3.0551 | 0 | 0.039387 | -0.34088 | 0.62859 | 0.16139 | 0.33681 | 6.9966 | 19.2959 | -28.811 | 0 | 0.50591 | 0 | 1.6728 | 0.17665
2025_03_19 Hr 10 | 0.56741 | 0 | 0 | 0.09938 | 0.10012 | 0.096878 | 0.093646 | 0.091133 | 0.079495 | 0 | 0 | 0.0050755 | 0.18 | 0.0085411 | 1.6301 | 1.6301 | 4.8141 | 0 | 0.0055943 | 0.006688 | 0.0039511 | 0 | 0 | 0 | 0 | 0 | 0 | 0.072835 | 0.014642 | 1.2615 | 0.26385 | 5.4165 | 2.0585 | 0 | 0.58919 | 0.81115 | 0 | 0 | 0 | 0 | -3.4564 | 0.052206 | 0 | 0 | 0 | -0.21143 | 0 | 0 | 0 | 0 | 0 | 0 | 0 | 0 | 3.1506 | 0 | 0 | 0 | 0 | 0 | 0 | 0 | -6.4 | 0 | 0 | 0 | 0 | 0 | 0 | 0 | 0 | 0 | -2.3937 | 0 | 0 | -15.5642 | 1.822 | 0 | 2.7951 | 2.7951 | 2.0152 | 21.1669 | 1.2254 | 3.0551 | 0 | 0.039387 | -0.56741 | 0.62859 | 0.16139 | 0.33681 | 11.7374 | 19.1636 | -25.1367 | 0 | 0.50591 | 0 | 1.6728 | 0.17455
2025_03_19 Hr 11 | 0.78965 | 0 | 0 | 0.09938 | 0.10012 | 0.096878 | 0.093646 | 0.091133 | 0.079495 | 0 | 0 | 0.0050755 | 0.18 | 0.0083411 | 1.6301 | 1.6301 | 4.8141 | 0 | 0.0055943 | 0.006688 | 0.0039511 | 0 | 0 | 0 | 0 | 0 | 0 | 0.072835 | 0.014642 | 1.2615 | 0.26385 | 5.4165 | 2.0585 | 0 | 0.58919 | 0.81115 | 0 | 0 | 0 | 0 | -1.3295 | 0.052206 | 0 | 0 | 0 | -0.20643 | 0 | 0 | 0 | 0 | 0 | 0 | 0 | 0 | 3.1506 | 0 | 0 | 0 | 0 | 0 | 0 | 0 | -6.4 | 0 | 0 | 0 | 0 | 0 | 0 | 0 | 0 | 0 | -2.3937 | 0 | 0 | -16.8194 | 1.822 | 0 | 2.7951 | 2.7951 | 1.5234 | 21.1669 | 1.2254 | 3.0551 | 0 | 0.039387 | -0.78965 | 0.62859 | 0.16139 | 0.33681 | 12.1198 | 18.8917 | -26.6092 | 0 | 0.50591 | 0 | 1.6728 | 0.17242
2025_03_19 Hr 12 | 0.80999 | 0 | 0 | 0.09938 | 0.10012 | 0.096878 | 0.093646 | 0.091133 | 0.079495 | 0 | 0 | 0.0050755 | 0.18 | 0.0083409 | 1.6301 | 1.6301 | 4.8141 | 0 | 0.0055943 | 0.006688 | 0.0039511 | 0 | 0 | 0 | 0 | 0 | 0 | 0.072835 | 0.014642 | 1.2615 | 0.26385 | 5.4165 | 2.0585 | 0 | 0.58919 | 0.81115 | 0 | 0 | 0 | 0 | -0.98319 | 0.052206 | 0 | 0 | 0 | -0.20642 | 0 | 0 | 0 | 0 | 0 | 0 | 0 | 0 | 2.9473 | 0 | 0 | 0 | 0 | 0 | 0 | 0 | -6.4 | 0 | 0 | 0 | 0 | 0 | 0 | 0 | 0 | 0 | -2.3937 | 0 | 0 | -18.853 | 1.822 | 0 | 2.7951 | 2.7951 | 1.8672 | 21.1669 | 1.2254 | 3.0551 | 0 | 0.039387 | -0.80999 | 0.62859 | 0.16139 | 0.33681 | 10.5719 | 19.0513 | -28.6631 | 0 | 0.50591 | 0 | 1.6728 | 0.17119
2025_03_19 Hr 13 | 0.79125 | 0 | 0 | 0.09938 | 0.10012 | 0.096878 | 0.093646 | 0.091133 | 0.079495 | 0 | 0 | 0.0050755 | 0.24 | 0.010878 | 1.6301 | 1.6301 | 4.8141 | 0 | 0.0055943 | 0.006688 | 0.0039511 | 0 | 0 | 0 | 0 | 0 | 0 | 0.072835 | 0.014642 | 1.2615 | 0.26385 | 5.4165 | 2.0585 | 0 | 0.58919 | 0.81115 | 0 | 0 | 0 | 0 | -1.5642 | 0.052206 | 0 | 0 | 0 | -0.20186 | 0 | 0 | 0 | 0 | 0 | 0 | 0 | 0 | 2.9473 | 0 | 0 | 0 | 0 | 0 | 0 | 0 | -6.4 | 0 | 0 | 0 | 0 | 0 | 0 | 0 | 0 | 0 | -2.3937 | 0 | 0 | -18.9099 | 1.822 | 0 | 2.7951 | 2.7951 | 2.2154 | 21.1669 | 1.2254 | 3.0551 | 0 | 0.039387 | -0.79125 | 0.62859 | 0.16139 | 0.33681 | 10.3477 | 19.4419 | -28.6968 | 0 | 0.50591 | 0 | 1.6728 | 0.16972
2025_03_19 Hr 14 | 0.79219 | 1.148e-06 | 0 | 0.09938 | 0.10012 | 0.096878 | 0.093646 | 0.091133 | 0.079495 | 0 | 0 | 0.0050755 | 0.45 | 0.016072 | 1.6301 | 1.6301 | 4.8141 | 0 | 0.0055943 | 0.006688 | 0.0039511 | 0 | 0 | 0 | 0 | 0 | 0 | 0.072835 | 0.014642 | 1.2615 | 0.26385 | 5.4165 | 2.0585 | 0 | 0.58919 | 0.81115 | 0 | 0 | 0 | 0.22535 | -0.1774 | 0.052206 | 0 | 0 | 0 | -0.15862 | 0 | 0 | 0 | 0 | 0 | 0 | 0 | 0 | 3.078 | 0 | 0 | 0 | 0 | 0 | 0 | 0 | -6.4 | 0 | 0 | 0 | 0 | 0 | 0 | 0 | 0 | 0 | -2.3937 | 0 | 0 | -16.1714 | 1.822 | 0 | 2.4881 | 2.4881 | 1.9064 | 20.5529 | 1.2254 | 3.0551 | 0 | 0.039387 | -0.79219 | 0.62859 | 0.16139 | 0.33681 | 14.1633 | 19.4784 | -25.9159 | 0 | 0.50591 | 0 | 1.6728 | 0.16845
2025_03_19 Hr 15 | 0.65801 | 1.0952e-05 | 0 | 0.09938 | 0.10012 | 0.096878 | 0.093646 | 0.091133 | 0.079495 | 0 | 0 | 0.0050755 | 0.54 | 0.024532 | 1.6301 | 1.6301 | 4.8141 | 0 | 0.0055943 | 0.006688 | 0.0039511 | 0 | 0 | 0 | 0 | 0 | 0 | 0.072835 | 0.014642 | 1.2615 | 0.26385 | 5.4165 | 2.0585 | 0 | 0.58919 | 0.81115 | 0 | 0 | 0 | 0.27536 | -0.23614 | 0.052206 | 0 | 0 | 0 | -0.20233 | 0 | 0 | 0 | 0 | 0 | 0 | 0 | 0 | 2.5335 | 0 | 0 | 0 | 0 | 0 | 0 | 0 | -6.4 | 0 | 0 | 0 | 0 | 0 | 0 | 0 | 0 | 0 | -2.3937 | 0 | 0 | -20.9196 | 1.822 | 0 | 2.6995 | 2.6995 | 1.8672 | 20.9758 | 1.2254 | 3.0551 | 0 | 0.039387 | -0.65801 | 0.62859 | 0.16139 | 0.33681 | 9.2989 | 18.8575 | -30.5737 | 0 | 0.50591 | 0 | 1.6728 | 0.16695
2025_03_19 Hr 16 | 0.7603 | 2.9555e-05 | 0 | 0.09938 | 0.10012 | 0.096878 | 0.093646 | 0.091133 | 0.079495 | 0 | 0 | 0.0050755 | 0.78 | 0.03586 | 1.6301 | 1.6301 | 4.8141 | 0 | 0.0055943 | 0.006688 | 0.0039511 | 0 | 0 | 0 | 0 | 0 | 0 | 0.072835 | 0.014642 | 1.2565 | 0.26385 | 5.4165 | 2.0585 | 0 | 0.58919 | 0.81115 | 0 | 0 | 0 | 0.24452 | -0.21631 | 0.052206 | 0 | 0 | 0 | -0.20478 | 0 | 0 | 0 | 0 | 0 | 0 | 0 | 0 | 2.0544 | 0 | 0 | 0 | 0 | 0 | 0 | 0 | -6.4 | 0 | 0 | 0 | 0 | 0 | 0 | 0 | 0 | 0 | -2.3937 | 0 | 0 | -21.1731 | 1.822 | 0 | 2.5907 | 2.5906 | 1.9455 | 20.7531 | 1.2254 | 3.0551 | 0 | 0.039387 | -0.7603 | 0.62859 | 0.16139 | 0.33681 | 8.6588 | 18.8095 | -30.932 | 0 | 0.50591 | 0 | 1.6728 | 0.16608
2025_03_19 Hr 17 | 0.7287 | 6.0887e-05 | 0 | 0.09938 | 0.10012 | 0.096878 | 0.093646 | 0.091133 | 0.079495 | 0 | 0 | 0.0050755 | 1.05 | 0.059373 | 1.6301 | 1.6301 | 4.8141 | 0 | 0.0055943 | 0.006688 | 0.0039511 | 0 | 0 | 0 | 0 | 0 | 0 | 0.072835 | 0.014642 | 1.2615 | 0.26385 | 5.4165 | 2.0585 | 0 | 0.58919 | 0.81115 | 0 | 0 | 0 | 0.11767 | -0.15468 | 0.052206 | 0 | 0 | 0 | -0.25235 | 0 | 0 | 0 | 0 | 0 | 0 | 0 | 0 | 2.1923 | 0 | 0 | 0 | 0 | 0 | 0 | 0 | -6.4 | 0 | 0 | 0 | 0 | 0 | 0 | 0 | 0 | 0 | -2.3937 | 0 | 0 | -28.4658 | 1.822 | 0 | 2.734 | 2.734 | 1.6757 | 21.0447 | 1.2254 | 3.0551 | 0 | 0.039387 | -0.7287 | 0.62859 | 0.16139 | 0.33681 | 1.7077 | 18.9406 | -38.2406 | 0 | 0.50591 | 0 | 1.6728 | 0.1671
2025_03_19 Hr 18 | 0.4795 | 8.6508e-05 | 0 | 0.09938 | 0.10012 | 0.096878 | 0.093646 | 0.091133 | 0.079495 | 0 | 0 | 0.0050755 | 1.38 | 0.077377 | 1.6301 | 1.6301 | 4.8141 | 0 | 0.0055943 | 0.006688 | 0.0039511 | 0 | 0 | 0 | 0 | 0 | 0 | 0.072835 | 0.014642 | 1.2615 | 0.26385 | 5.4165 | 2.0585 | 0 | 0.58919 | 0.81115 | 0 | 0 | 0 | 0.20806 | -0.28449 | 0.052206 | 0 | 0 | 0 | -0.25022 | 0 | 0 | 0 | 0 | 0 | 0 | 0 | 0 | 2.1197 | 0 | 0 | 0 | 0 | 0 | 0 | 0 | -6.4 | 0 | 0 | 0 | 0 | 0 | 0 | 0 | 0 | 0 | -2.3937 | 0 | 0 | -27.8211 | 1.822 | 0 | 2.7951 | 2.7951 | 1.6975 | 21.1669 | 1.2254 | 3.0551 | 0 | 0.039387 | -0.4795 | 0.62859 | 0.16139 | 0.33681 | 2.7339 | 18.988 | -37.3445 | 0 | 0.50591 | 0 | 1.6728 | 0.16653
2025_03_19 Hr 19 | 0.090669 | 1.2256e-05 | 0 | 0.09938 | 0.10012 | 0.096878 | 0.093646 | 0.091133 | 0.079495 | 0 | 0 | 0.0050755 | 1.56 | 0.09151 | 1.6301 | 1.6301 | 4.8141 | 0 | 0.0055943 | 0.006688 | 0.0039511 | 0 | 0 | 0 | 0 | 0 | 0 | 0.072835 | 0.014642 | 1.2615 | 0.26385 | 5.4165 | 2.0585 | 0 | 0.58919 | 0.81115 | 0 | 0 | 0 | 0 | -3.0092 | 0.052206 | 0 | 0 | 0 | -0.26187 | 0 | 0 | 0 | 0 | 0 | 0 | 0 | 0 | 2.0544 | 0 | 0 | 0 | 0 | 0 | 0 | 0 | -6.4 | 0 | 0 | 0 | 0 | 0 | 0 | 0 | 0 | 0 | -2.3937 | 0 | 0 | -24.2703 | 1.822 | 0 | 2.7951 | 2.7951 | 1.593 | 21.1669 | 1.2254 | 3.0551 | 0 | 0.039387 | -0.090669 | 0.62859 | 0.16139 | 0.33681 | 3.3658 | 18.6247 | -33.4166 | 0 | 0.50591 | 0 | 1.6728 | 0.16777
2025_03_19 Hr 20 | 0 | 0 | 0 | 0.09938 | 0.10012 | 0.096878 | 0.093646 | 0.091133 | 0.079495 | 0 | 0 | 0.0050755 | 2.1 | 0.11136 | 1.6301 | 1.6301 | 4.8141 | 0 | 0.0055943 | 0.006688 | 0.0039511 | 0 | 0 | 0 | 0 | 0 | 0 | 0.072835 | 0.014642 | 1.2615 | 0.26385 | 5.4165 | 2.0585 | 0 | 0.58919 | 0.81115 | 0 | 0 | 0 | 0.18012 | -0.39704 | 0.052206 | 0 | 0 | 0 | -0.23654 | 0 | 0 | 0 | 0 | 0 | 0 | 0 | 0 | 2.1923 | 0 | 0 | 0 | 0 | 0 | 0 | 0 | -6.4 | 0 | 0 | 0 | 0 | 0 | 0 | 0 | 0 | 0 | -2.3937 | 0 | 0 | -24.65 | 1.822 | 0 | 2.7951 | 2.7951 | 0.43089 | 21.1669 | 1.2254 | 3.0551 | 0 | 0.039387 | 0 | 0.62859 | 0.16139 | 0.33681 | 5.3418 | 18.0722 | -33.6803 | 0 | 0.50591 | 0 | 1.6728 | 0.17028
2025_03_19 Hr 21 | 0 | 0 | 0 | 0.09938 | 0.10012 | 0.096878 | 0.093646 | 0.091133 | 0.079495 | 0 | 0 | 0.0050755 | 2.4 | 0.11581 | 1.6301 | 1.6301 | 4.8141 | 0 | 0.0055943 | 0.006688 | 0.0039511 | 0 | 0 | 0 | 0 | 0 | 0 | 0.072835 | 0.014642 | 1.2615 | 0.26385 | 5.4165 | 2.0585 | 0 | 0.58919 | 0.81115 | 0 | 0 | 0 | 0 | -1.1599 | 0.052206 | 0 | 0 | 0 | -0.21504 | 0 | 0 | 0 | 0 | 0 | 0 | 0 | 0 | 2.2577 | 0 | 0 | 0 | 0 | 0 | 0 | 0 | -6.4 | 0 | 0 | 0 | 0 | 0 | 0 | 0 | 0 | 0 | -2.3937 | 0 | 0 | -21.2961 | 1.822 | 0 | 2.7951 | 2.7951 | 1.062 | 21.1669 | 1.2254 | 3.0551 | 0 | 0.039387 | 0 | 0.62859 | 0.16139 | 0.33681 | 8.7744 | 19.0723 | -30.3049 | 0 | 0.50591 | 0 | 1.6728 | 0.16949
2025_03_19 Hr 22 | 0 | 0 | 0 | 0 | 0 | 0 | 0 | 0 | 0 | 0 | 0 | 0.0050755 | 2.58 | 0.090047 | 1.6301 | 1.6301 | 4.8141 | 0 | 0.0055943 | 0.006688 | 0.0039511 | 0 | 0 | 0 | 0 | 0 | 0 | 0.072835 | 0.014642 | 1.2615 | 0.26385 | 5.4165 | 2.0585 | 0 | 0.58919 | 0.81115 | 0 | 0 | 0 | 0.0080795 | -0.43348 | 0.052206 | 0 | 0.0022437 | 0 | -0.15496 | 0 | 0 | 0 | 0 | 0 | 0 | 0 | 0 | 2.4682 | 0 | 0 | 0 | 0 | 0 | 0 | 0 | -6.4 | 0 | 0 | 0 | 0 | 0 | 0 | 0 | 0 | 0 | -2.3937 | 0 | 0 | -14.5833 | 1.822 | 0 | 2.4333 | 2.4333 | 0.97495 | 19.8826 | 1.2254 | 3.0551 | 0 | 0.039387 | 0 | 0.62859 | 0.16139 | 0.33681 | 15.2742 | 19.3489 | -23.532 | 0 | 0.50591 | 0 | 1.6728 | 0.16844
2025_03_19 Hr 23 | 0 | 0 | 0 | 0 | 0 | 0 | 0 | 0 | 0 | 0 | 0 | 0.0050755 | 2.58 | 0.10473 | 1.6301 | 1.6301 | 4.8823 | 0 | 0.0055943 | 0.006688 | 0.0039511 | 0 | 0 | -0.71892 | 0 | -0.82517 | 0 | 0.072835 | 0.014642 | 1.2615 | 0 | 5.4424 | 2.0585 | 0 | 0.59394 | 0.81115 | 0 | 0 | 0 | 0.11876 | -0.04527 | 0.052206 | 0 | 0.0026096 | 0 | -0.18057 | 0 | 0 | 0 | 0 | 0 | 0 | 0 | 0 | 3.3538 | 0 | 0 | 0 | 0 | 0 | 0 | 0 | 0 | -5.4 | 0 | 0 | 0 | 0 | 0 | 0 | 0 | 0 | 0 | 0 | 0 | -17.4894 | 1.822 | 0 | 2.7566 | 2.7566 | 0.46136 | 20.3596 | 1.2254 | 3.0551 | 0 | 0.039387 | 0 | 0.62859 | 0.16139 | 0.33681 | 15.556 | 19.737 | -24.6141 | 0 | 0.50591 | 0 | 1.6728 | 0.16499
2025_03_19 Hr 24 | 0 | 0 | 0 | 0 | 0 | 0 | 0 | 0 | 0 | 0 | 0 | 0.0050755 | 2.4 | 0.080166 | 1.6301 | 1.6301 | 4.8823 | 0 | 0.0055943 | 0.006688 | 0.0039511 | 0 | 0 | -0.91154 | 0 | -1.0178 | 0 | 0.072835 | 0.014642 | 1.2615 | 0 | 5.4424 | 2.0585 | 0 | 0.59394 | 0.81115 | 0 | 0 | 0 | 0.48009 | -0.13362 | 0.052206 | 0 | 0.0021473 | 0 | -0.14821 | 0 | 0 | 0 | 0 | 0 | 0 | 0 | 0 | 3.078 | 0 | 0 | 0 | 0 | 0 | 0 | 0 | 0 | -5.4 | 0 | 0 | 0 | 0 | 0 | 0 | 0 | 0 | 0 | 0 | 0 | -12.3582 | 1.822 | 0 | 2.4685 | 2.4685 | 0.35255 | 19.7834 | 1.2254 | 3.0551 | 0 | 0.039387 | 0 | 0.62859 | 0.16139 | 0.33681 | 19.4389 | 19.1449 | -19.8358 | 0 | 0.50591 | 0 | 1.6728 | 0.16211
2025_03_20 Hr 01 | 0 | 0 | 0 | 0 | 0 | 0 | 0 | 0 | 0 | 0 | 0 | 0.0050755 | 2.4 | 0.077015 | 1.6301 | 1.6301 | 5.1404 | 0 | 0.0055943 | 0.006688 | 0.0039511 | 0 | 0 | -0.94671 | 0 | -1.053 | 0 | 0.072835 | 0.014642 | 1.2615 | 0 | 5.7305 | 2.0585 | 0 | 0.59394 | 0.81115 | 0 | 0 | 0 | 0.99392 | 0 | 0.052206 | 0 | 0.0020629 | 0 | -0.1423 | 0 | 0 | 0 | 0 | 0 | 0 | 0 | 0 | 3.9709 | 0 | 0 | 0 | 0 | 0 | 0 | 0 | 0 | -5.4 | 0 | 0 | 0 | 0 | 0 | 0 | 0 | 0 | 0 | 0 | 0 | -13.7492 | 1.822 | 0 | 2.4086 | 2.4086 | 0.39172 | 20.2098 | 1.2254 | 3.0551 | 0 | 0.039387 | 0 | 0.62859 | 0.16139 | 0.33681 | 19.9844 | 20.0718 | -21.2911 | 0 | 0.50591 | 0 | 1.6728 | 0.16013
2025_03_20 Hr 02 | 0 | 0 | 0 | 0 | 0 | 0 | 0 | 0 | 0 | 0 | 0 | 0.0050755 | 2.16 | 0.069169 | 1.6301 | 1.6301 | 5.1404 | 0 | 0.0055943 | 0.006688 | 0.0039511 | 0 | 0 | -0.9485 | 0 | -1.0548 | 0 | 0.072835 | 0.014642 | 1.2615 | 0 | 5.7305 | 2.0585 | 0 | 0.59394 | 0.81115 | 0 | 0 | 0 | 1.3553 | 0 | 0.052206 | 0 | 0.0020586 | 0 | -0.142 | 0 | 0 | 0 | 0 | 0 | 0 | 0 | 0 | 4.1741 | 0 | 0 | 0 | 0 | 0 | 0 | 0 | 0 | -5.4 | 0 | 0 | 0 | 0 | 0 | 0 | 0 | 0 | 0 | 0 | 0 | -15.3403 | 1.822 | 0 | 2.4086 | 2.4086 | 0.80085 | 20.2098 | 1.2254 | 3.0551 | 0 | 0.039387 | 0 | 0.62859 | 0.16139 | 0.33681 | 19.1163 | 20.4367 | -22.8855 | 0 | 0.50591 | 0 | 1.6728 | 0.16047
2025_03_20 Hr 03 | 0 | 0 | 0 | 0 | 0 | 0 | 0 | 0 | 0 | 0 | 0 | 0.0050755 | 2.16 | 0.069905 | 1.6301 | 1.6301 | 5.1404 | 0 | 0.0055943 | 0.006688 | 0.0039511 | 0 | 0 | -0.93937 | 0 | -1.0456 | 0 | 0.072835 | 0.014642 | 1.2615 | 0 | 5.7305 | 2.0585 | 0 | 0.59394 | 0.81115 | 0 | 0 | 0 | 1.5 | 0 | 0.052206 | 0 | 0.0020805 | 0 | -0.14354 | 0 | 0 | 0 | 0 | 0 | 0 | 0 | 0 | 3.7676 | 0 | 0 | 0 | 0 | 0 | 0 | 0 | 0 | -5.4 | 0 | 0 | 0 | 0 | 0 | 0 | 0 | 0 | 0 | 0 | 0 | -16.1923 | 1.822 | 0 | 2.4086 | 2.4086 | 1.6148 | 20.2098 | 1.2254 | 3.0551 | 0 | 0.039387 | 0 | 0.62859 | 0.16139 | 0.33681 | 18.8332 | 20.8441 | -23.7208 | 0 | 0.50591 | 0 | 1.6728 | 0.15976
2025_03_20 Hr 04 | 0 | 0 | 0 | 0 | 0 | 0 | 0 | 0 | 0 | 0 | 0 | 0.0050755 | 2.19 | 0.076123 | 1.6301 | 1.6301 | 5.1404 | 0 | 0.0055943 | 0.006688 | 0.0039511 | 0 | 0 | -0.87519 | 0 | -0.98144 | 0 | 0.072835 | 0.014642 | 1.2615 | 0 | 5.7305 | 2.0585 | 0 | 0.59394 | 0.81115 | 0 | 0 | 0 | 0.90712 | -0.065216 | 0.052206 | 0 | 0.0022345 | 0 | -0.15432 | 0 | 0 | 0 | 0 | 0 | 0 | 0 | 0 | 3.9709 | 0 | 0 | 0 | 0 | 0 | 0 | 0 | 0 | -5.4 | 0 | 0 | 0 | 0 | 0 | 0 | 0 | 0 | 0 | 0 | 0 | -18.7163 | 1.822 | 0 | 2.5214 | 2.5214 | 2.0979 | 20.4354 | 1.2254 | 3.0551 | 0 | 0.039387 | 0 | 0.62859 | 0.16139 | 0.33681 | 16.7179 | 21.5678 | -26.1273 | 0 | 0.50591 | 0 | 1.6728 | 0.16084
2025_03_20 Hr 05 | 0 | 0 | 0 | 0 | 0 | 0 | 0 | 0 | 0 | 0 | 0 | 0.0050755 | 2.1 | 0.087002 | 1.6301 | 1.6301 | 5.1404 | 0 | 0.0055943 | 0.006688 | 0.0039511 | 0 | 0 | -0.69653 | 0 | -0.80278 | 0 | 0.072835 | 0.014642 | 1.2615 | 0 | 5.7305 | 2.0585 | 0 | 0.59394 | 0.81115 | 0 | 0 | 0 | 0.3659 | -0.0031329 | 0.052206 | 0 | 0.0026633 | 0 | -0.18433 | 0 | 0 | 0 | 0 | 0 | 0 | 0 | 0 | 3.6297 | 0 | 0 | 0 | 0 | 0 | 0 | 0 | 0 | -5.4 | 0 | 0 | 0 | 0 | 0 | 0 | 0 | 0 | 0 | 0 | 0 | -23.5844 | 1.822 | 0 | 2.8674 | 2.8674 | 2.1066 | 21.1275 | 1.2254 | 3.0551 | 0 | 0.039387 | 0 | 0.62859 | 0.16139 | 0.33681 | 11.9811 | 21.1589 | -30.668 | 0 | 0.50591 | 0 | 1.6728 | 0.16352
2025_03_20 Hr 06 | 0 | 0 | 0 | 0 | 0 | 0 | 0 | 0 | 0 | 0 | 0 | 0.0050755 | 2.01 | 0.083029 | 1.6301 | 1.6301 | 5.1404 | 0 | 0.0055943 | 0.006688 | 0.0039511 | 0 | 0 | -0.69979 | 0 | -0.80604 | 0 | 0.072835 | 0.014642 | 1.2615 | 0 | 5.7305 | 2.0585 | 0 | 0.59394 | 0.81115 | 0 | 0 | 0 | 0 | -1.1723 | 0.052206 | 0 | 0.0026555 | 0 | -0.18379 | 0 | 0 | 0 | 0 | 0 | 0 | 0 | 0 | 3.6297 | 0 | 0 | 0 | 0 | 0 | 0 | 0 | 0 | -5.4 | 0 | 0 | 0 | 0 | 0 | 0 | 0 | 0 | 0 | 0 | 0 | -21.7609 | 1.822 | 0 | 2.9025 | 2.9025 | 2.4461 | 21.1976 | 1.2254 | 3.0551 | 0 | 0.039387 | 0 | 0.62859 | 0.16139 | 0.33681 | 12.5834 | 21.4086 | -28.8505 | 0 | 0.50591 | 0 | 1.6728 | 0.16775
2025_03_20 Hr 07 | 0 | 0 | 0 | 0 | 0 | 0 | 0 | 0 | 0 | 0 | 0 | 0.0050755 | 1.98 | 0.061237 | 1.6301 | 1.6301 | 5.0686 | 0 | 0.0055943 | 0.006688 | 0.0039511 | 0 | 0 | 0 | 0 | 0 | 0 | 0.072835 | 0.014642 | 1.2615 | 0 | 5.7032 | 2.0585 | 0 | 0.58919 | 0.81115 | 0 | 0 | 0 | 0 | -0.804 | 0.052206 | 0 | 0.0019882 | 0 | -0.13707 | 0 | 0 | 0 | 0 | 0 | 0 | 0 | 0 | 3.4264 | 0 | 0 | 0 | 0 | 0 | 0 | 0 | -6.4 | 0 | 0 | 0 | 0 | 0 | 0 | 0 | 0 | 0 | -2.3937 | 0 | 0 | -14.6706 | 1.822 | 0 | 2.3394 | 2.3394 | 2.5288 | 19.9723 | 1.2254 | 3.0551 | 0 | 0.039387 | 0 | 0.62859 | 0.16139 | 0.33681 | 16.8029 | 21.236 | -23.6014 | 0 | 0.50591 | 0 | 1.6728 | 0.17224
2025_03_20 Hr 08 | 0.1586 | 0 | 0 | 0 | 0 | 0 | 0 | 0 | 0 | 0 | 0 | 0.0050755 | 1.23 | 0.038638 | 1.6301 | 1.6301 | 5.0686 | 0 | 0.0055943 | 0.006688 | 0.0039511 | 0 | 0 | 0 | 0 | 0 | 0 | 0.072835 | 0.014642 | 1.2565 | 0 | 5.7032 | 2.0585 | 0 | 0.58919 | 0.81115 | 0 | 0 | 0 | 0 | -1.256 | 0.052206 | 0 | 0.0020194 | 0 | -0.13926 | 0 | 0 | 0 | 0 | 0 | 0 | 0 | 0 | 3.5644 | 0 | 0 | 0 | 0 | 0 | 0 | 0 | -6.4 | 0 | 0 | 0 | 0 | 0 | 0 | 0 | 0 | 0 | -2.3937 | 0 | 0 | -12.0448 | 1.822 | 0 | 2.3394 | 2.3394 | 2.4678 | 19.9673 | 1.2254 | 3.0551 | 0 | 0.039387 | -0.1586 | 0.62859 | 0.16139 | 0.33681 | 18.2764 | 20.7016 | -21.1364 | 0 | 0.50591 | 0 | 1.6728 | 0.17481
2025_03_20 Hr 09 | 0.64682 | 1.99e-06 | 0 | 0 | 0 | 0 | 0 | 0 | 0 | 0 | 0 | 0.0050755 | 0.54 | 0.016716 | 1.6301 | 1.6301 | 5.0686 | 0 | 0.0055943 | 0.006688 | 0.0039511 | 0 | 0 | 0 | 0 | 0 | 0 | 0.072835 | 0.014642 | 1.2565 | 0 | 5.7032 | 2.0585 | 0 | 0.58919 | 0.81115 | 0 | 0 | 0 | 0 | -1.2961 | 0.052206 | 0 | 0.00199 | 0 | -0.1372 | 0 | 0 | 0 | 0 | 0 | 0 | 0 | 0 | 3.7676 | 0 | 0 | 0 | 0 | 0 | 0 | 0 | -6.4 | 0 | 0 | 0 | 0 | 0 | 0 | 0 | 0 | 0 | -2.3937 | 0 | 0 | -9.7483 | 1.822 | 0 | 2.3394 | 2.3394 | 2.4766 | 19.9673 | 1.2254 | 3.0551 | 0 | 0.039387 | -0.64682 | 0.62859 | 0.16139 | 0.33681 | 20.0326 | 20.6876 | -19.3261 | 0 | 0.50591 | 0 | 1.6728 | 0.17255
2025_03_20 Hr 10 | 0.81384 | 2.0299e-05 | 0 | 0 | 0 | 0 | 0 | 0 | 0 | 0 | 0 | 0.0050755 | 0.18 | 0.0042897 | 1.6301 | 1.6301 | 5.0402 | 0 | 0.0055943 | 0.006688 | 0.0039511 | 0 | 0 | 0 | 0 | 0 | 0 | 0.072835 | 0.014642 | 0.47133 | 0 | 5.7032 | 2.0585 | 0 | 0.58919 | 0.81115 | 0 | 0 | 0 | 0 | -1.2186 | 0.052206 | 0 | 0.0040854 | 0 | -0.10514 | 0 | 0 | 0 | 0 | 0 | 0 | 0 | 0 | 3.5644 | 0 | 0 | 0 | 0 | 0 | 0 | 0 | -6.4 | 0 | 0 | 0 | 0 | 0 | 0 | 0 | 0 | 0 | -2.3937 | 0 | 0 | -0.3046 | 1.822 | 0 | 0 | 0 | 2.0544 | 14.475 | 1.2254 | 3.0551 | 0 | 0.039387 | -0.81384 | 0.62859 | 0.16139 | 0.33681 | 23.0942 | 19.8551 | -10.0173 | 0 | 0.50591 | 0 | 1.6728 | 0.17095
2025_03_20 Hr 11 | 0.77933 | 3.7924e-05 | 0 | 0 | 0 | 0 | 0 | 0 | 0 | 0 | 0 | 0.0050755 | 0.15 | 0.0036118 | 1.6301 | 1.6301 | 5.0686 | 0 | 0.0055943 | 0.006688 | 0.0039511 | 0 | 0 | 0 | 0 | 0 | 0 | 0.072835 | 0.014642 | 0.47133 | 0 | 5.7032 | 2.0585 | 0 | 0.58919 | 0.81115 | 0 | 0 | 0 | 0 | -0.69651 | 0.052206 | 0 | 0.0041277 | 0 | -0.10625 | 0 | 0 | 0 | 0 | 0 | 0 | 0 | 0 | 3.3538 | 0 | 0 | 0 | 0 | 0 | 0 | 0 | -6.4 | 0 | 0 | 0 | 0 | 0 | 0 | 0 | 0 | 0 | -2.3937 | 0 | 0.20543 | 0 | 1.822 | 0 | 0 | 0 | 1.8846 | 14.5033 | 1.2254 | 3.0551 | 0 | 0.039387 | -0.77933 | 0.62859 | 0.16139 | 0.33681 | 23.7408 | 19.6133 | -9.6793 | 0 | 0.50591 | 0 | 1.6728 | 0.16915
2025_03_20 Hr 12 | 0.80055 | 3.9785e-05 | 0 | 0 | 0 | 0 | 0 | 0 | 0 | 0 | 0 | 0.0050755 | 0.15 | 0.0036404 | 1.6301 | 1.6301 | 5.0119 | 0 | 0.0055943 | 0.006688 | 0.0039511 | 0 | 0 | 0 | 0 | 0 | 0 | 0.072835 | 0.014642 | 0.47301 | 0 | 5.7032 | 2.0585 | 0 | 0.58919 | 0.81115 | 0 | 0 | 0 | 0.016673 | -0.29661 | 0.052206 | 0 | 0.0041605 | 0 | -0.10711 | 0 | 0 | 0 | 0 | 0 | 0 | 0 | 0 | 3.3538 | 0 | 0 | 0 | 0 | 0 | 0 | 0 | -6.4 | 0 | 0 | 0 | 0 | 0 | 0 | 0 | 0 | 0 | -2.3937 | 0 | 0.52721 | 0 | 1.822 | 0 | 0 | 0 | 2.0152 | 14.4483 | 1.2254 | 3.0551 | 0 | 0.039387 | -0.80055 | 0.62859 | 0.16139 | 0.33681 | 24.5521 | 20.0852 | -9.7014 | 0 | 0.50591 | 0 | 1.6728 | 0.16743
2025_03_20 Hr 13 | 0.80818 | 4.6839e-05 | 0 | 0 | 0 | 0 | 0 | 0 | 0 | 0 | 0 | 0.0050755 | 0.12 | 0.0027979 | 1.6301 | 1.6301 | 4.8558 | 0 | 0.0055943 | 0.006688 | 0.0039511 | 0 | 0 | 0 | 0 | 0 | 0 | 0.072835 | 0.014642 | 0.47133 | 0 | 5.7032 | 2.0585 | 0 | 0.58919 | 0.81115 | 0 | 0 | 0 | 0.037894 | -0.34655 | 0.052206 | 0 | 0.0039969 | 0 | -0.10282 | 0 | 0 | 0 | 0 | 0 | 0 | 0 | 0 | 3.3538 | 0 | 0 | 0 | 0 | 0 | 0 | 0 | -6.4 | 0 | 0 | 0 | 0 | 0 | 0 | 0 | 0 | 0 | -2.3937 | 0 | 0.48418 | 0 | 1.822 | 0 | 0 | 0 | 2.2154 | 14.2906 | 1.2254 | 3.0551 | 0 | 0.039387 | -0.80818 | 0.62859 | 0.16139 | 0.33681 | 24.4954 | 20.2183 | -9.7047 | 0 | 0.50591 | 0 | 1.6728 | 0.16654
2025_03_20 Hr 14 | 0.79219 | 9.7876e-05 | 0 | 0 | 0 | 0 | 0 | 0 | 0 | 0 | 0 | 0.0050755 | 0.09 | 0.0020762 | 1.6301 | 1.6301 | 4.714 | 0 | 0.0055943 | 0.006688 | 0.0039511 | 0 | 0 | 0 | 0 | 0 | 0 | 0.072835 | 0.014642 | 0.47301 | 0 | 5.7032 | 2.0585 | 0 | 0.58919 | 0.81115 | 0 | 0 | 0 | 0.15941 | -0.084997 | 0.052206 | 0 | 0.0039546 | 0 | -0.10171 | 0 | 0 | 0 | 0 | 0 | 0 | 0 | 0 | 3.6297 | 0 | 0 | 0 | 0 | 0 | 0 | 0 | -6.4 | 0 | 0 | 0 | 0 | 0 | 0 | 0 | 0 | 0 | -2.3937 | 0 | 0.66566 | 0 | 1.822 | 0 | 0 | 0 | 1.9673 | 14.1504 | 1.2254 | 3.0551 | 0 | 0.039387 | -0.79219 | 0.62859 | 0.16139 | 0.33681 | 24.9168 | 20.3796 | -9.6877 | 0 | 0.50591 | 0 | 1.6728 | 0.16527
2025_03_20 Hr 15 | 0.79139 | 0.00013048 | 0 | 0 | 0 | 0 | 0 | 0 | 0 | 0 | 0 | 0.0050755 | 0.06 | 0.0014989 | 1.6197 | 1.6197 | 4.5579 | 0 | 0.0055943 | 0.006688 | 0.0039511 | 0 | 0 | 0 | 0 | 0 | 0 | 0.072835 | 0.014642 | 0.4814 | 0 | 5.5233 | 2.0585 | 0 | 0.56715 | 0.81115 | 0 | 0 | 0 | 0.95027 | -0.0086259 | 0.052206 | 0 | 0.0042825 | 0 | -0.11031 | 0 | 0 | 0 | 0 | 0 | 0 | 0 | 0 | 3.5644 | 0 | 0 | 0 | 0 | 0 | 0 | 0 | -6.4 | 0 | 0 | 0 | 0 | 0 | 0 | 0 | 0 | 0 | -2.3937 | 0 | 0.14142 | 0 | 1.822 | 0 | 0 | 0 | 1.754 | 13.8021 | 1.2254 | 3.0551 | 0 | 0.039387 | -0.79139 | 0.62859 | 0.16139 | 0.33681 | 24.5703 | 19.5221 | -9.6955 | 0 | 0.50591 | 0 | 1.6728 | 0.16393
2025_03_20 Hr 16 | 0.7603 | 0.00010959 | 0 | 0 | 0 | 0 | 0 | 0 | 0 | 0 | 0 | 0.0050755 | 0.03 | 0.00079909 | 1.5818 | 1.5818 | 4.1911 | 0 | 0.0055943 | 0.006688 | 0.0039511 | 0 | 0 | 0 | 0 | 0 | 0 | 0.072835 | 0.014642 | 0.49646 | 0 | 5.0846 | 2.0585 | 0 | 0.51342 | 0.81115 | 0 | 0 | 0 | 2.2549 | 0 | 0.052206 | 0 | 0.0045662 | 0 | -0.11776 | 0 | 0 | 0 | 0 | 0 | 0 | 0 | 0 | 3.2885 | 0 | 0 | 0 | 0 | 0 | 0 | 0 | -6.4 | 0 | 0 | 0 | 0 | 0 | 0 | 0 | 0 | 0 | -2.3937 | 0 | 0 | -1.1739 | 1.822 | 0 | 0 | 0 | 1.754 | 12.9357 | 1.2254 | 3.0551 | 0 | 0.039387 | -0.7603 | 0.62859 | 0.16139 | 0.33681 | 23.3334 | 18.9886 | -10.8457 | 0 | 0.50591 | 0 | 1.6728 | 0.16326
2025_03_20 Hr 17 | 0.7287 | 5.1591e-05 | 0 | 0 | 0 | 0 | 0 | 0 | 0 | 0 | 0 | 0.0050755 | 0.03 | 0.00083742 | 1.568 | 1.568 | 4.1377 | 0 | 0.0055943 | 0.006688 | 0.0039511 | 0 | 0 | 0 | 0 | 0 | 0 | 0.072835 | 0.014642 | 0.49646 | 0 | 5.0846 | 2.0585 | 0 | 0.51342 | 0.81115 | 0 | 0 | 0 | 2.3181 | 0 | 0.052206 | 0 | 0.0047853 | 0 | -0.12351 | 0 | 0 | 0 | 0 | 0 | 0 | 0 | 0 | 2.3956 | 0 | 0 | 0 | 0 | 0 | 0 | 0 | -6.4 | 0 | 0 | 0 | 0 | 0 | 0 | 0 | 0 | 0 | -2.3937 | 0 | 0 | -0.23208 | 1.822 | 0 | 0 | 0 | 1.8977 | 12.8547 | 1.2254 | 3.0551 | 0 | 0.039387 | -0.7287 | 0.62859 | 0.16139 | 0.33681 | 23.5017 | 18.2069 | -9.878 | 0 | 0.50591 | 0 | 1.6728 | 0.16255
2025_03_20 Hr 18 | 0.4795 | 1.9256e-05 | 0 | 0 | 0 | 0 | 0 | 0 | 0 | 0 | 0 | 0.0050755 | 0.12 | 0.003195 | 1.5938 | 1.5938 | 4.1911 | 0 | 0.0055943 | 0.006688 | 0.0039511 | 0 | 0 | 0 | 0 | 0 | 0 | 0.072835 | 0.014642 | 0.49646 | 0 | 5.0846 | 2.0585 | 0 | 0.51342 | 0.81115 | 0 | 0 | 0 | 1.8031 | -0.056842 | 0.052206 | 0 | 0.0045643 | 0 | -0.11771 | 0 | 0 | 0 | 0 | 0 | 0 | 0 | 0 | 2.6715 | 0 | 0 | 0 | 0 | 0 | 0 | 0 | -6.4 | 0 | 0 | 0 | 0 | 0 | 0 | 0 | 0 | 0 | -2.3937 | 0 | 0 | -0.56773 | 1.822 | 0 | 0 | 0 | 1.7149 | 12.9599 | 1.2254 | 3.0551 | 0 | 0.039387 | -0.4795 | 0.62859 | 0.16139 | 0.33681 | 22.8917 | 18.1442 | -9.9587 | 0 | 0.50591 | 0 | 1.6728 | 0.16363
2025_03_20 Hr 19 | 0.067929 | 8.9543e-07 | 0 | 0 | 0 | 0 | 0 | 0 | 0 | 0 | 0 | 0.0050755 | 0.15 | 0.0041787 | 1.6301 | 1.6301 | 5.0686 | 0 | 0.0055943 | 0.006688 | 0.0039511 | 0 | 0 | 0 | 0 | 0 | 0 | 0.072835 | 0.014642 | 0.53724 | 0 | 5.7032 | 2.0585 | 0 | 0.58919 | 0.81115 | 0 | 0 | 0 | 0.44213 | 0 | 0.052206 | 0 | 0.0047756 | 0 | -0.12326 | 0 | 0 | 0 | 0 | 0 | 0 | 0 | 0 | 1.7785 | 0 | 0 | 0 | 0 | 0 | 0 | 0 | -6.4 | 0 | 0 | 0 | 0 | 0 | 0 | 0 | 0 | 0 | -2.3937 | 0 | 0 | -1.3325 | 1.822 | 0 | 0 | 0 | 1.4537 | 14.5693 | 1.2254 | 3.0551 | 0 | 0.039387 | -0.067929 | 0.62859 | 0.16139 | 0.33681 | 21.3801 | 16.6862 | -10.3174 | 0 | 0.50591 | 0 | 1.6728 | 0.16448
2025_03_20 Hr 20 | 0 | 0 | 0 | 0 | 0 | 0 | 0 | 0 | 0 | 0 | 0 | 0.0050755 | 0.09 | 0.0025192 | 1.6301 | 1.6301 | 5.0686 | 0 | 0.0055943 | 0.006688 | 0.0039511 | 0 | 0 | 0 | 0 | 0 | 0 | 0.072835 | 0.014642 | 0.66897 | 0 | 5.7032 | 2.0585 | 0 | 0.58919 | 0.81115 | 0 | 0 | 0 | 0.0017274 | -0.51404 | 0.052206 | 0 | 0.0047984 | 0 | -0.12386 | 0 | 0 | 0 | 0 | 0 | 0 | 0 | 0 | 2.4682 | 0 | 0 | 0 | 0 | 0 | 0 | 0 | -6.4 | 0 | 0 | 0 | 0 | 0 | 0 | 0 | 0 | 0 | -2.3937 | 0 | 0 | -2.1835 | 1.822 | 0 | 0 | 0 | 2.0282 | 14.701 | 1.2254 | 3.0551 | 0 | 0.039387 | 0 | 0.62859 | 0.16139 | 0.33681 | 20.9109 | 17.8234 | -11.1011 | 0 | 0.50591 | 0 | 1.6728 | 0.16709
2025_03_20 Hr 21 | 0 | 0 | 0 | 0 | 0 | 0 | 0 | 0 | 0 | 0 | 0 | 0.0050755 | 0.09 | 0.0027346 | 1.6301 | 1.6301 | 5.0686 | 0 | 0.0055943 | 0.006688 | 0.0039511 | 0 | 0 | 0 | 0 | 0 | 0 | 0.072835 | 0.014642 | 0.91011 | 0 | 5.7032 | 2.0585 | 0 | 0.58919 | 0.81115 | 0 | 0 | 0 | 1.0445 | 0 | 0.052206 | 0 | 0.0019533 | 0 | -0.13463 | 0 | 0 | 0 | 0 | 0 | 0 | 0 | 0 | 3.695 | 0 | 0 | 0 | 0 | 0 | 0 | 0 | -6.4 | 0 | 0 | 0 | 0 | 0 | 0 | 0 | 0 | 0 | -2.3937 | 0 | 0 | -10.8257 | 1.822 | 0 | 3.609 | 3.609 | 1.9978 | 19.6209 | 1.2254 | 3.0551 | 0 | 0.039387 | 0 | 0.62859 | 0.16139 | 0.33681 | 19.931 | 19.0196 | -19.7541 | 0 | 0.50591 | 0 | 1.6728 | 0.16679
2025_03_20 Hr 22 | 0 | 0 | 0 | 0 | 0 | 0 | 0 | 0 | 0 | 0 | 0 | 0.0050755 | 0.27 | 0.0090151 | 1.6301 | 1.6301 | 5.0686 | 0 | 0.0055943 | 0.006688 | 0.0039511 | 0 | 0 | 0 | 0 | 0 | 0 | 0.072835 | 0.014642 | 1.1511 | 0 | 5.7032 | 2.0585 | 0 | 0.58919 | 0.81115 | 0 | 0 | 0 | 0.40853 | -0.042747 | 0.052206 | 0 | 0.0021465 | 0 | -0.14815 | 0 | 0 | 0 | 0 | 0 | 0 | 0 | 0 | 4.3121 | 0 | 0 | 0 | 0 | 0 | 0 | 0 | -6.4 | 0 | 0 | 0 | 0 | 0 | 0 | 0 | 0 | 0 | -2.3937 | 0 | 0 | -14.1874 | 1.822 | 0 | 2.4038 | 2.4037 | 2.5462 | 19.9906 | 1.2254 | 3.0551 | 0 | 0.039387 | 0 | 0.62859 | 0.16139 | 0.33681 | 17.5981 | 20.371 | -23.1293 | 0 | 0.50591 | 0 | 1.6728 | 0.16637
2025_03_20 Hr 23 | 0 | 0 | 0 | 0 | 0 | 0 | 0 | 0 | 0 | 0 | 0 | 0.0050755 | 0.36 | 0.012019 | 1.6301 | 1.6301 | 5.1404 | 0 | 0.0055943 | 0.006688 | 0.0039511 | 0 | 0 | -0.91198 | 0 | -1.0182 | 0 | 0.072835 | 0.014642 | 1.2615 | 0 | 5.7305 | 2.0585 | 0 | 0.59394 | 0.81115 | 0 | 0 | 0 | 0.013932 | -0.18129 | 0.052206 | 0 | 0.0021463 | 0 | -0.14814 | 0 | 0 | 0 | 0 | 0 | 0 | 0 | 0 | 4.5226 | 0 | 0 | 0 | 0 | 0 | 0 | 0 | 0 | -5.4 | 0 | 0 | 0 | 0 | 0 | 0 | 0 | 0 | 0 | 0 | 0 | -12.4958 | 1.822 | 0 | 2.4086 | 2.4086 | 2.4287 | 20.2098 | 1.2254 | 3.0551 | 0 | 0.039387 | 0 | 0.62859 | 0.16139 | 0.33681 | 20.6273 | 20.5589 | -19.9742 | 0 | 0.50591 | 0 | 1.6728 | 0.16357
2025_03_20 Hr 24 | 0 | 0 | 0 | 0 | 0 | 0 | 0 | 0 | 0 | 0 | 0 | 0.0050755 | 0.3 | 0.010796 | 1.6301 | 1.6301 | 5.1404 | 0 | 0.0055943 | 0.006688 | 0.0039511 | 0 | 0 | -0.84235 | 0 | -0.9486 | 0 | 0.072835 | 0.014642 | 1.2615 | 0 | 5.7305 | 2.0585 | 0 | 0.59394 | 0.81115 | 0 | 0 | 0 | 0.63816 | -0.03747 | 0.052206 | 0 | 0.0023134 | 0 | -0.15983 | 0 | 0 | 0 | 0 | 0 | 0 | 0 | 0 | 4.6533 | 0 | 0 | 0 | 0 | 0 | 0 | 0 | 0 | -5.4 | 0 | 0 | 0 | 0 | 0 | 0 | 0 | 0 | 0 | 0 | 0 | -14.6979 | 1.822 | 0 | 2.6643 | 2.6643 | 2.5201 | 20.7213 | 1.2254 | 3.0551 | 0 | 0.039387 | 0 | 0.62859 | 0.16139 | 0.33681 | 19.9896 | 20.7163 | -22.0487 | 0 | 0.50591 | 0 | 1.6728 | 0.16014
2025_03_21 Hr 01 | 0 | 0 | 0 | 0 | 0 | 0 | 0 | 0 | 0 | 0 | 0 | 0.0050755 | 0.33 | 0.011949 | 1.6301 | 1.6301 | 3.6826 | 0 | 0.0055943 | 0.006688 | 0.0039511 | 0 | 0 | -0.8364 | 0 | -0.94265 | 0 | 0.072835 | 0.014642 | 1.2615 | 0.34978 | 4.1038 | 2.0585 | 0 | 0.59394 | 0.81115 | 0 | 0 | 0 | 0.12252 | -0.022808 | 0.052206 | 0 | 0.0023277 | 0 | -0.16084 | 0 | 0 | 0 | 0 | 0 | 0 | 0 | 0 | 3.9055 | 0 | 0 | 0 | 0 | 0 | 0 | 0 | 0 | -5.4 | 0 | 0 | 0 | 0 | 0 | 0 | 0 | 0 | 0 | 0 | 0 | -14.598 | 1.822 | 0 | 2.1127 | 2.1126 | 2.6594 | 16.7335 | 1.2254 | 3.0551 | 0 | 0.039387 | 0 | 0.62859 | 0.16139 | 0.33681 | 15.0331 | 20.1377 | -21.9379 | 0 | 0.50591 | 0 | 1.6728 | 0.15881
2025_03_21 Hr 02 | 0 | 0 | 0 | 0 | 0 | 0 | 0 | 0 | 0 | 0 | 0 | 0.0050755 | 0.66 | 0.024262 | 1.6301 | 1.6301 | 3.6826 | 0 | 0.0055943 | 0.006688 | 0.0039511 | 0 | 0 | -0.82158 | 0 | -0.92783 | 0 | 0.072835 | 0.014642 | 1.2615 | 0.20015 | 4.1038 | 2.0585 | 0 | 0.59394 | 0.81115 | 0 | 0 | 0 | 0.73194 | 0 | 0.052206 | 0 | 0.0023632 | 0 | -0.16332 | 0 | 0 | 0 | 0 | 0 | 0 | 0 | 0 | 3.2885 | 0 | 0 | 0 | 0 | 0 | 0 | 0 | 0 | -5.4 | 0 | 0 | 0 | 0 | 0 | 0 | 0 | 0 | 0 | 0 | 0 | -15.3829 | 1.822 | 0 | 2.1342 | 2.1342 | 2.1153 | 16.7766 | 1.2254 | 3.0551 | 0 | 0.039387 | 0 | 0.62859 | 0.16139 | 0.33681 | 14.1314 | 19.3185 | -22.6956 | 0 | 0.50591 | 0 | 1.6728 | 0.15833
2025_03_21 Hr 03 | 0 | 0 | 0 | 0 | 0 | 0 | 0 | 0 | 0 | 0 | 0 | 0.0050755 | 0.66 | 0.024637 | 1.6301 | 1.6301 | 3.6826 | 0 | 0.0055943 | 0.006688 | 0.0039511 | 0 | 0 | -0.80635 | 0 | -0.9126 | 0 | 0.072835 | 0.014642 | 1.2615 | 0.20015 | 4.1038 | 2.0585 | 0 | 0.59394 | 0.81115 | 0 | 0 | 0 | 1.7071 | 0 | 0.052206 | 0 | 0.0023998 | 0 | -0.16588 | 0 | 0 | 0 | 0 | 0 | 0 | 0 | 0 | 3.078 | 0 | 0 | 0 | 0 | 0 | 0 | 0 | 0 | -5.4 | 0 | 0 | 0 | 0 | 0 | 0 | 0 | 0 | 0 | 0 | 0 | -15.9574 | 1.822 | 0 | 2.1342 | 2.1342 | 1.815 | 16.7766 | 1.2254 | 3.0551 | 0 | 0.039387 | 0 | 0.62859 | 0.16139 | 0.33681 | 14.0492 | 18.8077 | -23.2422 | 0 | 0.50591 | 0 | 1.6728 | 0.15807
2025_03_21 Hr 04 | 0 | 0 | 0 | 0.074937 | 0.075496 | 0.07305 | 0.070613 | 0.068718 | 0.059942 | 0 | 0 | 0.0050755 | 0.54 | 0.021246 | 1.6301 | 1.6301 | 3.6826 | 0 | 0.0055943 | 0.006688 | 0.0039511 | 0 | 0 | -0.7524 | 0 | -0.85865 | 0 | 0.072835 | 0.014642 | 1.2615 | 0.20015 | 4.1038 | 2.0585 | 0 | 0.59394 | 0.81115 | 0 | 0 | 0 | 1.1848 | 0 | 0.052206 | 0 | 0 | 0 | -0.17495 | 0 | 0 | 0 | 0 | 0 | 0 | 0 | 0 | 3.1506 | 0 | 0 | 0 | 0 | 0 | 0 | 0 | 0 | -5.4 | 0 | 0 | 0 | 0 | 0 | 0 | 0 | 0 | 0 | 0 | 0 | -18.5333 | 1.822 | 0 | 2.1342 | 2.1342 | 2.1458 | 17.1994 | 1.2254 | 3.0551 | 0 | 0.039387 | 0 | 0.62859 | 0.16139 | 0.33681 | 11.7537 | 19.0888 | -25.7193 | 0 | 0.50591 | 0 | 1.6728 | 0.15915
2025_03_21 Hr 05 | 0 | 0 | 0 | 0.074937 | 0.075496 | 0.07305 | 0.070613 | 0.068718 | 0.059942 | 0 | 0 | 0.0050755 | 0.51 | 0.025527 | 1.6301 | 1.6301 | 3.6826 | 0 | 0.0055943 | 0.006688 | 0.0039511 | 0 | 0 | -0.46552 | 0 | -0.57177 | 0 | 0.072835 | 0.014642 | 1.2615 | 0.20015 | 4.1038 | 2.0585 | 0 | 0.59394 | 0.81115 | 0 | 0 | 0 | 0.31724 | -0.095278 | 0.052206 | 0 | 0 | 0 | -0.22314 | 0 | 0 | 0 | 0 | 0 | 0 | 0 | 0 | 2.9473 | 0 | 0 | 0 | 0 | 0 | 0 | 0 | 0 | -5.4 | 0 | 0 | 0 | 0 | 0 | 0 | 0 | 0 | 0 | 0 | 0 | -24.4332 | 1.822 | 0 | 2.1342 | 2.1342 | 2.1284 | 17.1994 | 1.2254 | 3.0551 | 0 | 0.039387 | 0 | 0.62859 | 0.16139 | 0.33681 | 5.1729 | 18.8451 | -31.0936 | 0 | 0.50591 | 0 | 1.6728 | 0.16185
2025_03_21 Hr 06 | 0 | 0 | 0 | 0.074937 | 0.075496 | 0.07305 | 0.070613 | 0.068718 | 0.059942 | 0 | 0 | 0.0050755 | 0.45 | 0.021042 | 1.6301 | 1.6301 | 3.6826 | 0 | 0.0055943 | 0.006688 | 0.0039511 | 0 | 0 | -0.55375 | 0 | -0.66 | 0 | 0.072835 | 0.014642 | 1.2615 | 0.20015 | 4.1038 | 2.0585 | 0 | 0.59394 | 0.81115 | 0 | 0 | 0 | 0 | -1.2316 | 0.052206 | 0 | 0 | 0 | -0.20832 | 0 | 0 | 0 | 0 | 0 | 0 | 0 | 0 | 2.9473 | 0 | 0 | 0 | 0 | 0 | 0 | 0 | 0 | -5.4 | 0 | 0 | 0 | 0 | 0 | 0 | 0 | 0 | 0 | 0 | 0 | -21.9856 | 1.822 | 0 | 2.1342 | 2.1342 | 1.9455 | 17.1994 | 1.2254 | 3.0551 | 0 | 0.039387 | 0 | 0.62859 | 0.16139 | 0.33681 | 5.7637 | 18.6036 | -28.8077 | 0 | 0.50591 | 0 | 1.6728 | 0.16763
2025_03_21 Hr 07 | 0 | 0 | 0 | 0.074937 | 0.075496 | 0.07305 | 0.070613 | 0.068718 | 0.059942 | 0 | 0 | 0.0050755 | 0.42 | 0.019879 | 1.6301 | 1.6301 | 3.6312 | 0 | 0.0055943 | 0.006688 | 0.0039511 | 0 | 0 | 0 | 0 | 0 | 0 | 0.072835 | 0.014642 | 1.2615 | 0.20015 | 4.0842 | 2.0585 | 0 | 0.58919 | 0.81115 | 0 | 0 | 0 | 0 | -2.3399 | 0.052206 | 0 | 0 | 0 | -0.21089 | 0 | 0 | 0 | 0 | 0 | 0 | 0 | 0 | 3.9055 | 0 | 0 | 0 | 0 | 0 | 0 | 0 | -6.4 | 0 | 0 | 0 | 0 | 0 | 0 | 0 | 0 | 0 | -2.3937 | 0 | 0 | -21.6133 | 1.822 | 0 | 2.1076 | 2.1076 | 2.0282 | 17.0751 | 1.2254 | 3.0551 | 0 | 0.039387 | 0 | 0.62859 | 0.16139 | 0.33681 | 3.7316 | 19.6144 | -30.6179 | 0 | 0.50591 | 0 | 1.6728 | 0.17341
2025_03_21 Hr 08 | 0.18148 | 0 | 0 | 0.074937 | 0.075496 | 0.07305 | 0.070613 | 0.068718 | 0.059942 | 0 | 0 | 0.0050755 | 0.6 | 0.025709 | 1.6301 | 1.6301 | 3.6312 | 0 | 0.0055943 | 0.006688 | 0.0039511 | 0 | 0 | 0 | 0 | 0 | 0 | 0.072835 | 0.014642 | 1.2615 | 0.20015 | 4.0842 | 2.0585 | 0 | 0.58919 | 0.81115 | 0 | 0 | 0 | 0 | -3.1812 | 0.052206 | 0 | 0 | 0 | -0.19072 | 0 | 0 | 0 | 0 | 0 | 0 | 0 | 0 | 4.1741 | 0 | 0 | 0 | 0 | 0 | 0 | 0 | -6.4 | 0 | 0 | 0 | 0 | 0 | 0 | 0 | 0 | 0 | -2.3937 | 0 | 0 | -15.8001 | 1.822 | 0 | 2.1076 | 2.1076 | 2.2589 | 17.0751 | 1.2254 | 3.0551 | 0 | 0.039387 | -0.18148 | 0.62859 | 0.16139 | 0.33681 | 9.4115 | 20.4837 | -24.966 | 0 | 0.50591 | 0 | 1.6728 | 0.17608
2025_03_21 Hr 09 | 0.66084 | 1.2e-05 | 0 | 0.074937 | 0.075496 | 0.07305 | 0.070613 | 0.068718 | 0.059942 | 0 | 0 | 0.0050755 | 0.27 | 0.0095997 | 1.6301 | 1.6301 | 3.6312 | 0 | 0.0055943 | 0.006688 | 0.0039511 | 0 | 0 | 0 | 0 | 0 | 0 | 0.072835 | 0.014642 | 1.2615 | 0.20015 | 4.0842 | 2.0585 | 0 | 0.58919 | 0.81115 | 0 | 0 | 0 | 0 | -3.1303 | 0.052206 | 0 | 0 | 0 | -0.1579 | 0 | 0 | 0 | 0 | 0 | 0 | 0 | 0 | 3.5644 | 0 | 0 | 0 | 0 | 0 | 0 | 0 | -6.4 | 0 | 0 | 0 | 0 | 0 | 0 | 0 | 0 | 0 | -2.3937 | 0 | 0 | -10.8531 | 1.822 | 0 | 2.1076 | 2.1076 | 2.2676 | 17.0751 | 1.2254 | 3.0551 | 0 | 0.039387 | -0.66084 | 0.62859 | 0.16139 | 0.33681 | 13.4944 | 20.0152 | -20.4656 | 0 | 0.50591 | 0 | 1.6728 | 0.17545
2025_03_21 Hr 10 | 0.81384 | 0.0001262 | 0 | 0 | 0 | 0 | 0 | 0 | 0 | 0 | 0 | 0.0050755 | 0.06 | 0.0018477 | 1.6301 | 1.6301 | 3.6312 | 0 | 0.0055943 | 0.006688 | 0.0039511 | 0 | 0 | 0 | 0 | 0 | 0 | 0.072835 | 0.014642 | 1.2615 | 0.20015 | 4.0842 | 2.0585 | 0 | 0.58919 | 0.81115 | 0 | 0 | 0 | 0 | -1.9228 | 0.052206 | 0 | 0.0019797 | 0 | -0.13648 | 0 | 0 | 0 | 0 | 0 | 0 | 0 | 0 | 3.1506 | 0 | 0 | 0 | 0 | 0 | 0 | 0 | -6.4 | 0 | 0 | 0 | 0 | 0 | 0 | 0 | 0 | 0 | -2.3937 | 0 | 0 | -6.9199 | 1.822 | 0 | 2.1076 | 2.1076 | 1.8063 | 16.6523 | 1.2254 | 3.0551 | 0 | 0.039387 | -0.81384 | 0.62859 | 0.16139 | 0.33681 | 17.1391 | 19.0735 | -16.6639 | 0 | 0.50591 | 0 | 1.6728 | 0.17352
2025_03_21 Hr 11 | 0.7996 | 0.00028551 | 0 | 0 | 0 | 0 | 0 | 0 | 0 | 0 | 0 | 0.0050755 | 0.09 | 0.0025955 | 1.6301 | 1.6301 | 3.6312 | 0 | 0.0055943 | 0.006688 | 0.0039511 | 0 | 0 | 0 | 0 | 0 | 0 | 0.072835 | 0.014642 | 1.2448 | 0 | 4.0842 | 2.0585 | 0 | 0.58919 | 0.81115 | 0 | 0 | 0 | 0 | -1.8367 | 0.052206 | 0 | 0.001854 | 0 | -0.12768 | 0 | 0 | 0 | 0 | 0 | 0 | 0 | 0 | 3.5644 | 0 | 0 | 0 | 0 | 0 | 0 | 0 | -6.4 | 0 | 0 | 0 | 0 | 0 | 0 | 0 | 0 | 0 | -2.3937 | 0 | 0 | -6.4056 | 1.822 | 0 | 2.1076 | 2.1076 | 1.6844 | 16.4354 | 1.2254 | 3.0551 | 0 | 0.039387 | -0.7996 | 0.62859 | 0.16139 | 0.33681 | 17.8526 | 19.3805 | -16.1266 | 0 | 0.50591 | 0 | 1.6728 | 0.17197
2025_03_21 Hr 12 | 0.80055 | 0.00036274 | 0 | 0 | 0 | 0 | 0 | 0 | 0 | 0 | 0 | 0.0050755 | 0.15 | 0.0042426 | 1.6301 | 1.6301 | 3.6312 | 0 | 0.0055943 | 0.006688 | 0.0039511 | 0 | 0 | 0 | 0 | 0 | 0 | 0.072835 | 0.014642 | 0.73472 | 0 | 4.0842 | 2.0585 | 0 | 0.58919 | 0.81115 | 0 | 0 | 0 | 0 | -1.235 | 0.052206 | 0 | 0.0018182 | 0 | -0.12518 | 0 | 0 | 0 | 0 | 0 | 0 | 0 | 0 | 3.695 | 0 | 0 | 0 | 0 | 0 | 0 | 0 | -6.4 | 0 | 0 | 0 | 0 | 0 | 0 | 0 | 0 | 0 | -2.3937 | 0 | 0 | -6.3502 | 1.822 | 0 | 1.9894 | 1.9894 | 2.198 | 15.6892 | 1.2254 | 3.0551 | 0 | 0.039387 | -0.80055 | 0.62859 | 0.16139 | 0.33681 | 18.4706 | 20.0861 | -16.0696 | 0 | 0.50591 | 0 | 1.6728 | 0.17063
2025_03_21 Hr 13 | 0.80818 | 0.000356 | 0 | 0 | 0 | 0 | 0 | 0 | 0 | 0 | 0 | 0.0050755 | 0.15 | 0.004052 | 1.6301 | 1.6301 | 3.6312 | 0 | 0.0055943 | 0.006688 | 0.0039511 | 0 | 0 | 0 | 0 | 0 | 0 | 0.072835 | 0.014642 | 0.4881 | 0 | 4.0842 | 2.0585 | 0 | 0.58919 | 0.81115 | 0 | 0 | 0 | 0 | -0.81984 | 0.052206 | 0 | 0.0017366 | 0 | -0.11946 | 0 | 0 | 0 | 0 | 0 | 0 | 0 | 0 | 4.0435 | 0 | 0 | 0 | 0 | 0 | 0 | 0 | -6.4 | 0 | 0 | 0 | 0 | 0 | 0 | 0 | 0 | 0 | -2.3937 | 0 | 0 | -5.4443 | 1.822 | 0 | 1.9534 | 1.9534 | 2.2154 | 15.3705 | 1.2254 | 3.0551 | 0 | 0.039387 | -0.80818 | 0.62859 | 0.16139 | 0.33681 | 19.8427 | 20.4578 | -15.1657 | 0 | 0.50591 | 0 | 1.6728 | 0.16904
2025_03_21 Hr 14 | 0.79219 | 0.00035458 | 0 | 0 | 0 | 0 | 0 | 0 | 0 | 0 | 0 | 0.0050755 | 0.03 | 0.00079938 | 1.6301 | 1.6301 | 3.6312 | 0 | 0.0055943 | 0.006688 | 0.0039511 | 0 | 0 | 0 | 0 | 0 | 0 | 0.072835 | 0.014642 | 0.48809 | 0 | 4.0842 | 2.0585 | 0 | 0.58919 | 0.81115 | 0 | 0 | 0 | 0.15332 | -0.20546 | 0.052206 | 0 | 0.0017129 | 0 | -0.11781 | 0 | 0 | 0 | 0 | 0 | 0 | 0 | 0 | 4.0435 | 0 | 0 | 0 | 0 | 0 | 0 | 0 | -6.4 | 0 | 0 | 0 | 0 | 0 | 0 | 0 | 0 | 0 | -2.3937 | 0 | 0 | -6.1765 | 1.822 | 0 | 1.7733 | 1.7733 | 1.8846 | 15.0103 | 1.2254 | 3.0551 | 0 | 0.039387 | -0.79219 | 0.62859 | 0.16139 | 0.33681 | 19.0651 | 19.9872 | -15.8803 | 0 | 0.50591 | 0 | 1.6728 | 0.16844
2025_03_21 Hr 15 | 0.77461 | 0.00032925 | 0 | 0 | 0 | 0 | 0 | 0 | 0 | 0 | 0 | 0.0050755 | 0.21 | 0.0052149 | 1.6284 | 1.6284 | 3.621 | 0 | 0.0055943 | 0.006688 | 0.0039511 | 0 | 0 | 0 | 0 | 0 | 0 | 0.072835 | 0.014642 | 0.4814 | 0 | 4.0842 | 2.0585 | 0 | 0.58919 | 0.81115 | 0 | 0 | 0 | 0.26328 | -0.18548 | 0.052206 | 0 | 0.0015964 | 0 | -0.10965 | 0 | 0 | 0 | 0 | 0 | 0 | 0 | 0 | 3.9055 | 0 | 0 | 0 | 0 | 0 | 0 | 0 | -6.4 | 0 | 0 | 0 | 0 | 0 | 0 | 0 | 0 | 0 | -2.3937 | 0 | 0 | -4.7771 | 1.822 | 0 | 1.7728 | 1.7728 | 1.8672 | 14.9889 | 1.2254 | 3.0551 | 0 | 0.039387 | -0.77461 | 0.62859 | 0.16139 | 0.33681 | 20.6077 | 19.9961 | -14.4551 | 0 | 0.50591 | 0 | 1.6728 | 0.16589
2025_03_21 Hr 16 | 0.77388 | 0.00027526 | 0 | 0 | 0 | 0 | 0 | 0 | 0 | 0 | 0 | 0.0050755 | 0.3 | 0.0076347 | 1.5938 | 1.5938 | 3.4178 | 0 | 0.0055943 | 0.006688 | 0.0039511 | 0 | 0 | 0 | 0 | 0 | 0 | 0.072835 | 0.014642 | 0.5065 | 0 | 4.0037 | 2.0585 | 0 | 0.57541 | 0.81115 | 0 | 0 | 0 | 0.84242 | -0.19146 | 0.052206 | 0 | 0.001636 | 0 | -0.11242 | 0 | 0 | 0 | 0 | 0 | 0 | 0 | 0 | 3.7676 | 0 | 0 | 0 | 0 | 0 | 0 | 0 | -6.4 | 0 | 0 | 0 | 0 | 0 | 0 | 0 | 0 | 0 | -2.3937 | 0 | 0 | -5.2374 | 1.822 | 0 | 1.7934 | 1.7934 | 1.593 | 14.7025 | 1.2254 | 3.0551 | 0 | 0.039387 | -0.77388 | 0.62859 | 0.16139 | 0.33681 | 20.0975 | 19.6615 | -14.9174 | 0 | 0.50591 | 0 | 1.6728 | 0.16555
2025_03_21 Hr 17 | 0.71816 | 0.00019916 | 0 | 0 | 0 | 0 | 0 | 0 | 0 | 0 | 0 | 0.0050755 | 0.39 | 0.0086457 | 1.5352 | 1.5352 | 3.1739 | 0 | 0.0055943 | 0.006688 | 0.0039511 | 0 | 0 | 0 | 0 | 0 | 0 | 0.072835 | 0.014642 | 0.48139 | 0 | 3.7218 | 2.0585 | 0 | 0.5272 | 0.81115 | 0 | 0 | 0 | 1.5814 | -0.021491 | 0.052206 | 0 | 0.0014251 | 0 | -0.097658 | 0 | 0 | 0 | 0 | 0 | 0 | 0 | 0 | 3.695 | 0 | 0 | 0 | 0 | 0 | 0 | 0 | -6.4 | 0 | 0 | 0 | 0 | 0 | 0 | 0 | 0 | 0 | -2.3937 | 0 | 0 | -3.6759 | 1.822 | 0 | 1.7574 | 1.7574 | 1.4842 | 13.9621 | 1.2254 | 3.0551 | 0 | 0.039387 | -0.71816 | 0.62859 | 0.16139 | 0.33681 | 21.7034 | 19.4668 | -13.2855 | 0 | 0.50591 | 0 | 1.6728 | 0.16525
2025_03_21 Hr 18 | 0.49018 | 0.00015923 | 0 | 0 | 0 | 0 | 0 | 0 | 0 | 0 | 0 | 0.0050755 | 0.75 | 0.022517 | 1.6042 | 1.6042 | 3.4787 | 0 | 0.0055943 | 0.006688 | 0.0039511 | 0 | 0 | 0 | 0 | 0 | 0 | 0.072835 | 0.014642 | 0.60193 | 0 | 4.0842 | 2.0585 | 0 | 0.58919 | 0.81115 | 0 | 0 | 0 | 0.85376 | -0.087778 | 0.052206 | 0 | 0.00193 | 0 | -0.133 | 0 | 0 | 0 | 0 | 0 | 0 | 0 | 0 | 3.2885 | 0 | 0 | 0 | 0 | 0 | 0 | 0 | -6.4 | 0 | 0 | 0 | 0 | 0 | 0 | 0 | 0 | 0 | -2.3937 | 0 | 0 | -4.5585 | 1.822 | 0 | 1.7934 | 1.7934 | 1.2143 | 14.9601 | 1.2254 | 3.0551 | 0 | 0.039387 | -0.49018 | 0.62859 | 0.16139 | 0.33681 | 20.7492 | 18.9986 | -13.9754 | 0 | 0.50591 | 0 | 1.6728 | 0.16555
2025_03_21 Hr 19 | 0.067929 | 1.0382e-05 | 0 | 0 | 0 | 0 | 0 | 0 | 0 | 0 | 0 | 0.0050755 | 1.77 | 0.049714 | 1.6301 | 1.6301 | 3.6312 | 0 | 0.0055943 | 0.006688 | 0.0039511 | 0 | 0 | 0 | 0 | 0 | 0 | 0.072835 | 0.014642 | 0.84292 | 0 | 4.0842 | 2.0585 | 0 | 0.58919 | 0.81115 | 0 | 0 | 0 | 0.29498 | -0.10118 | 0.052206 | 0 | 0.0018056 | 0 | -0.12429 | 0 | 0 | 0 | 0 | 0 | 0 | 0 | 0 | 2.5335 | 0 | 0 | 0 | 0 | 0 | 0 | 0 | -6.4 | 0 | 0 | 0 | 0 | 0 | 0 | 0 | 0 | 0 | -2.3937 | 0 | 0 | -5.7434 | 1.822 | 0 | 1.8861 | 1.8861 | 0.93143 | 15.5907 | 1.2254 | 3.0551 | 0 | 0.039387 | -0.067929 | 0.62859 | 0.16139 | 0.33681 | 19.6412 | 18.586 | -14.7294 | 0 | 0.50591 | 0 | 1.6728 | 0.16608
2025_03_21 Hr 20 | 0 | 0 | 0 | 0 | 0 | 0 | 0 | 0 | 0 | 0 | 0 | 0.0050755 | 2.52 | 0.095987 | 1.6301 | 1.6301 | 3.6312 | 0 | 0.0055943 | 0.006688 | 0.0039511 | 0 | 0 | 0 | 0 | 0 | 0 | 0.072835 | 0.014642 | 1.0841 | 0 | 4.0842 | 2.0585 | 0 | 0.58919 | 0.81115 | 0 | 0 | 0 | 0.017975 | -0.32622 | 0.052206 | 0 | 0.0024487 | 0 | -0.16931 | 0 | 0 | 0 | 0 | 0 | 0 | 0 | 0 | 2.1923 | 0 | 0 | 0 | 0 | 0 | 0 | 0 | -6.4 | 0 | 0 | 0 | 0 | 0 | 0 | 0 | 0 | 0 | -2.3937 | 0 | 0 | -10.0527 | 1.822 | 0 | 2.0816 | 2.0816 | 0.76168 | 16.2228 | 1.2254 | 3.0551 | 0 | 0.039387 | 0 | 0.62859 | 0.16139 | 0.33681 | 15.7041 | 18.8052 | -19.0157 | 0 | 0.50591 | 0 | 1.6728 | 0.16793
2025_03_21 Hr 21 | 0 | 0 | 0 | 0 | 0 | 0 | 0 | 0 | 0 | 0 | 0 | 0.0050755 | 2.73 | 0.067277 | 1.6301 | 1.6301 | 3.6312 | 0 | 0.0055943 | 0.006688 | 0.0039511 | 0 | 0 | 0 | 0 | 0 | 0 | 0.072835 | 0.014642 | 0.47133 | 0 | 4.0842 | 2.0585 | 0 | 0.58919 | 0.81115 | 0 | 0 | 0 | 0.24942 | -0.10197 | 0.052206 | 0 | 0.0015842 | 0 | -0.1088 | 0 | 0 | 0 | 0 | 0 | 0 | 0 | 0 | 2.3956 | 0 | 0 | 0 | 0 | 0 | 0 | 0 | -6.4 | 0 | 0 | 0 | 0 | 0 | 0 | 0 | 0 | 0 | -2.3937 | 0 | 0 | -6.1497 | 1.822 | 0 | 1.768 | 1.768 | 0.95319 | 14.9829 | 1.2254 | 3.0551 | 0 | 0.039387 | 0 | 0.62859 | 0.16139 | 0.33681 | 19.4592 | 19.3811 | -15.0523 | 0 | 0.50591 | 0 | 1.6728 | 0.1677
2025_03_21 Hr 22 | 0 | 0 | 0 | 0 | 0 | 0 | 0 | 0 | 0 | 0 | 0 | 0.0050755 | 2.76 | 0.063893 | 1.6301 | 1.6301 | 3.6312 | 0 | 0.0055943 | 0.006688 | 0.0039511 | 0 | 0 | 0 | 0 | 0 | 0 | 0.072835 | 0.014642 | 0.47133 | 0 | 4.0842 | 2.0585 | 0 | 0.58919 | 0.81115 | 0 | 0 | 0 | 0.43766 | 0 | 0.052206 | 0 | 0.0014882 | 0 | -0.10207 | 0 | 0 | 0 | 0 | 0 | 0 | 0 | 0 | 2.4682 | 0 | 0 | 0 | 0 | 0 | 0 | 0 | -6.4 | 0 | 0 | 0 | 0 | 0 | 0 | 0 | 0 | 0 | -2.3937 | 0 | 0 | -6.5857 | 1.822 | 0 | 1.7214 | 1.7214 | 0.98366 | 14.8897 | 1.2254 | 3.0551 | 0 | 0.039387 | 0 | 0.62859 | 0.16139 | 0.33681 | 19.3555 | 19.5097 | -15.4815 | 0 | 0.50591 | 0 | 1.6728 | 0.16663
2025_03_21 Hr 23 | 0 | 0 | 0 | 0 | 0 | 0 | 0 | 0 | 0 | 0 | 0 | 0.0050755 | 2.73 | 0.072089 | 1.6301 | 1.6301 | 3.6826 | 0 | 0.0055943 | 0.006688 | 0.0039511 | 0 | 0 | -1.0989 | 0 | -1.2052 | 0 | 0.072835 | 0.014642 | 0.4881 | 0 | 4.1038 | 2.0585 | 0 | 0.59394 | 0.81115 | 0 | 0 | 0 | 1.1435 | 0 | 0.052206 | 0 | 0.0016976 | 0 | -0.11673 | 0 | 0 | 0 | 0 | 0 | 0 | 0 | 0 | 2.1923 | 0 | 0 | 0 | 0 | 0 | 0 | 0 | 0 | -5.4 | 0 | 0 | 0 | 0 | 0 | 0 | 0 | 0 | 0 | 0 | 0 | -6.8549 | 1.822 | 0 | 1.8739 | 1.8739 | 1.0446 | 15.2824 | 1.2254 | 3.0551 | 0 | 0.039387 | 0 | 0.62859 | 0.16139 | 0.33681 | 21.0242 | 19.274 | -14.6758 | 0 | 0.50591 | 0 | 1.6728 | 0.16292
2025_03_21 Hr 24 | 0 | 0 | 0 | 0 | 0 | 0 | 0 | 0 | 0 | 0 | 0 | 0.0050755 | 2.7 | 0.07293 | 1.6301 | 1.6301 | 3.6826 | 0 | 0.0055943 | 0.006688 | 0.0039511 | 0 | 0 | -1.0827 | 0 | -1.189 | 0 | 0.072835 | 0.014642 | 0.4814 | 0 | 4.1038 | 2.0585 | 0 | 0.59394 | 0.81115 | 0 | 0 | 0 | 1.3093 | 0 | 0.052206 | 0 | 0.0017364 | 0 | -0.11945 | 0 | 0 | 0 | 0 | 0 | 0 | 0 | 0 | 2.2577 | 0 | 0 | 0 | 0 | 0 | 0 | 0 | 0 | -5.4 | 0 | 0 | 0 | 0 | 0 | 0 | 0 | 0 | 0 | 0 | 0 | -8.0952 | 1.822 | 0 | 1.9978 | 1.9978 | 1.5843 | 15.5235 | 1.2254 | 3.0551 | 0 | 0.039387 | 0 | 0.62859 | 0.16139 | 0.33681 | 20.7941 | 19.8477 | -15.8864 | 0 | 0.50591 | 0 | 1.6728 | 0.16077
2025_03_22 Hr 01 | 0 | 0 | 0 | 0 | 0 | 0 | 0 | 0 | 0 | 0 | 0 | 0.0050755 | 2.7 | 0.08253 | 1.6301 | 1.6301 | 3.1967 | 0 | 0.0055943 | 0.006688 | 0.0039511 | 0 | 0 | -0.9875 | 0 | -1.0938 | 0 | 0.072835 | 0.014642 | 0.60197 | 0 | 3.5615 | 2.0585 | 0 | 0.59394 | 0.81115 | 0 | 0 | 0 | 0.026834 | -0.027355 | 0.052206 | 0 | 0.001965 | 0 | -0.13545 | 0 | 0 | 0 | 0 | 0 | 0 | 0 | 0 | 2.5335 | 0 | 0 | 0 | 0 | 0 | 0 | 0 | 0 | -5.4 | 0 | 0 | 0 | 0 | 0 | 0 | 0 | 0 | 0 | 0 | 0 | -9.7035 | 1.822 | 0 | 1.8522 | 1.8522 | 2.0848 | 14.3248 | 1.2254 | 3.0551 | 0 | 0.039387 | 0 | 0.62859 | 0.16139 | 0.33681 | 17.6363 | 20.6322 | -17.3202 | 0 | 0.50591 | 0 | 1.6728 | 0.15929
2025_03_22 Hr 02 | 0 | 0 | 0 | 0 | 0 | 0 | 0 | 0 | 0 | 0 | 0 | 0.0050755 | 2.61 | 0.086622 | 1.6301 | 1.6301 | 3.1967 | 0 | 0.0055943 | 0.006688 | 0.0039511 | 0 | 0 | -0.91727 | 0 | -1.0235 | 0 | 0.072835 | 0.014642 | 0.843 | 0 | 3.5615 | 2.0585 | 0 | 0.59394 | 0.81115 | 0 | 0 | 0 | 0.006965 | -0.15751 | 0.052206 | 0 | 0.0021336 | 0 | -0.14725 | 0 | 0 | 0 | 0 | 0 | 0 | 0 | 0 | 2.7368 | 0 | 0 | 0 | 0 | 0 | 0 | 0 | 0 | -5.4 | 0 | 0 | 0 | 0 | 0 | 0 | 0 | 0 | 0 | 0 | 0 | -11.1591 | 1.822 | 0 | 1.8522 | 1.8522 | 2.0979 | 14.5658 | 1.2254 | 3.0551 | 0 | 0.039387 | 0 | 0.62859 | 0.16139 | 0.33681 | 16.5303 | 20.7622 | -18.6471 | 0 | 0.50591 | 0 | 1.6728 | 0.15886
2025_03_22 Hr 03 | 0 | 0 | 0 | 0 | 0 | 0 | 0 | 0 | 0 | 0 | 0 | 0.0050755 | 2.58 | 0.09581 | 1.6197 | 1.6197 | 3.1698 | 0 | 0.0055943 | 0.006688 | 0.0039511 | 0 | 0 | -0.81154 | 0 | -0.91779 | 0 | 0.072835 | 0.014642 | 1.0841 | 0 | 3.5407 | 2.0585 | 0 | 0.58977 | 0.81115 | 0 | 0 | 0 | 0.44332 | -0.0082487 | 0.052206 | 0 | 0.0023873 | 0 | -0.16501 | 0 | 0 | 0 | 0 | 0 | 0 | 0 | 0 | 2.9473 | 0 | 0 | 0 | 0 | 0 | 0 | 0 | 0 | -5.4 | 0 | 0 | 0 | 0 | 0 | 0 | 0 | 0 | 0 | 0 | 0 | -11.6483 | 1.822 | 0 | 1.7821 | 1.7821 | 2.1066 | 14.5983 | 1.2254 | 3.0551 | 0 | 0.039387 | 0 | 0.62859 | 0.16139 | 0.33681 | 17.0461 | 20.9554 | -18.9426 | 0 | 0.50591 | 0 | 1.6728 | 0.15778
2025_03_22 Hr 04 | 0 | 0 | 0 | 0.065035 | 0.065521 | 0.063399 | 0.061283 | 0.059639 | 0.052022 | 0 | 0 | 0.0050755 | 2.49 | 0.13701 | 1.6301 | 1.6301 | 3.1967 | 0 | 0.0055943 | 0.006688 | 0.0039511 | 0 | 0 | -0.33235 | 0 | -0.4386 | 0 | 0.072835 | 0.014642 | 1.2297 | 0.32398 | 3.5615 | 2.0585 | 0 | 0.59394 | 0.81115 | 0 | 0 | 0 | 0.32623 | -0.021144 | 0.052206 | 0 | 0 | 0 | -0.24551 | 0 | 0 | 0 | 0 | 0 | 0 | 0 | 0 | 2.8094 | 0 | 0 | 0 | 0 | 0 | 0 | 0 | 0 | -5.4 | 0 | 0 | 0 | 0 | 0 | 0 | 0 | 0 | 0 | 0 | 0 | -20.0225 | 1.822 | 0 | 1.7904 | 1.7904 | 2.1066 | 15.3701 | 1.2254 | 3.0551 | 0 | 0.039387 | 0 | 0.62859 | 0.16139 | 0.33681 | 10.0096 | 20.7734 | -26.439 | 0 | 0.50591 | 0 | 1.6728 | 0.1583
2025_03_22 Hr 05 | 0 | 0 | 0 | 0.065035 | 0.065521 | 0.063399 | 0.061283 | 0.059639 | 0.052022 | 0 | 0 | 0.0050755 | 2.55 | 0.1241 | 1.6301 | 1.6301 | 3.1967 | 0 | 0.0055943 | 0.006688 | 0.0039511 | 0 | 0 | -0.50271 | 0 | -0.60896 | 0 | 0.072835 | 0.014642 | 1.2615 | 0.17434 | 3.5615 | 2.0585 | 0 | 0.59394 | 0.81115 | 0 | 0 | 0 | 0.89857 | -0.079682 | 0.052206 | 0 | 0 | 0 | -0.2169 | 0 | 0 | 0 | 0 | 0 | 0 | 0 | 0 | 2.7368 | 0 | 0 | 0 | 0 | 0 | 0 | 0 | 0 | -5.4 | 0 | 0 | 0 | 0 | 0 | 0 | 0 | 0 | 0 | 0 | 0 | -21.1059 | 1.822 | 0 | 1.8522 | 1.8522 | 2.0848 | 15.5255 | 1.2254 | 3.0551 | 0 | 0.039387 | 0 | 0.62859 | 0.16139 | 0.33681 | 9.2357 | 20.7257 | -27.8344 | 0 | 0.50591 | 0 | 1.6728 | 0.15793
2025_03_22 Hr 06 | 0 | 0 | 0 | 0.065035 | 0.065521 | 0.063399 | 0.061283 | 0.059639 | 0.052022 | 0 | 0 | 0.0050755 | 2.64 | 0.14242 | 1.6301 | 1.6301 | 3.1967 | 0 | 0.0055943 | 0.006688 | 0.0039511 | 0 | 0 | -0.36129 | 0 | -0.46754 | 0 | 0.072835 | 0.014642 | 1.2615 | 0.17434 | 3.5615 | 2.0585 | 0 | 0.59394 | 0.81115 | 0 | 0 | 0 | 0.16232 | -0.094416 | 0.052206 | 0 | 0 | 0 | -0.24065 | 0 | 0 | 0 | 0 | 0 | 0 | 0 | 0 | 2.6715 | 0 | 0 | 0 | 0 | 0 | 0 | 0 | 0 | -5.4 | 0 | 0 | 0 | 0 | 0 | 0 | 0 | 0 | 0 | 0 | 0 | -23.304 | 1.822 | 0 | 1.8522 | 1.8522 | 2.1153 | 15.5255 | 1.2254 | 3.0551 | 0 | 0.039387 | 0 | 0.62859 | 0.16139 | 0.33681 | 6.6212 | 20.8012 | -29.7735 | 0 | 0.50591 | 0 | 1.6728 | 0.15999
2025_03_22 Hr 07 | 0 | 0 | 0 | 0.065035 | 0.065521 | 0.063399 | 0.061283 | 0.059639 | 0.052022 | 0 | 0 | 0.0050755 | 2.76 | 0.13255 | 1.6301 | 1.6301 | 3.152 | 0 | 0.0055943 | 0.006688 | 0.0039511 | 0 | 0 | 0 | 0 | 0 | 0 | 0.072835 | 0.014642 | 1.2615 | 0.17434 | 3.5446 | 2.0585 | 0 | 0.58919 | 0.81115 | 0 | 0 | 0 | 0 | -0.83529 | 0.052206 | 0 | 0 | 0 | -0.21401 | 0 | 0 | 0 | 0 | 0 | 0 | 0 | 0 | 2.2577 | 0 | 0 | 0 | 0 | 0 | 0 | 0 | -6.4 | 0 | 0 | 0 | 0 | 0 | 0 | 0 | 0 | 0 | -2.3937 | 0 | 0 | -21.44 | 1.822 | 0 | 1.8291 | 1.8291 | 2.1458 | 15.4177 | 1.2254 | 3.0551 | 0 | 0.039387 | 0 | 0.62859 | 0.16139 | 0.33681 | 4.6618 | 20.5272 | -30.4477 | 0 | 0.50591 | 0 | 1.6728 | 0.16387
2025_03_22 Hr 08 | 0.20415 | 0 | 0 | 0.065035 | 0.065521 | 0.063399 | 0.061283 | 0.059639 | 0.052022 | 0 | 0 | 0.0050755 | 2.28 | 0.22926 | 1.6284 | 1.6284 | 3.1432 | 0 | 0.0055943 | 0.006688 | 0.0039511 | 0 | 0 | 0 | 0 | 0 | 0 | 0.072835 | 0.014642 | 1.2582 | 0.17434 | 3.5376 | 2.0585 | 0 | 0.58781 | 0.81115 | 0 | 0 | 0 | 0 | -3.936 | 0.052206 | 0 | 0 | 0 | -0.45038 | 0 | 0 | 0 | 0 | 0 | 0 | 0 | 0 | 1.8511 | 0 | 0 | 0 | 0 | 0 | 0 | 0 | -6.4 | 0 | 0 | 0 | 0 | 0 | 0 | 0 | 0 | 0 | -2.3937 | 0 | 0 | -17.3545 | 1.822 | 0 | 1.8157 | 1.8157 | 2.1893 | 15.3684 | 1.2254 | 3.0551 | 0 | 0.039387 | -0.20415 | 0.62859 | 0.16139 | 0.33681 | 4.6159 | 19.9863 | -26.8028 | 0 | 0.50591 | 0 | 1.6728 | 0.16649
2025_03_22 Hr 09 | 0.67333 | 1.2416e-05 | 0 | 0.065035 | 0.065521 | 0.063399 | 0.061283 | 0.059639 | 0.052022 | 0 | 0 | 0.0050755 | 2.13 | 0.082278 | 1.6301 | 1.6301 | 3.152 | 0 | 0.0055943 | 0.006688 | 0.0039511 | 0 | 0 | 0 | 0 | 0 | 0 | 0.072835 | 0.014642 | 1.2615 | 0.17434 | 3.5446 | 2.0585 | 0 | 0.58919 | 0.81115 | 0 | 0 | 0 | 0 | -1.8443 | 0.052206 | 0 | 0 | 0 | -0.17173 | 0 | 0 | 0 | 0 | 0 | 0 | 0 | 0 | 2.2577 | 0 | 0 | 0 | 0 | 0 | 0 | 0 | -6.4 | 0 | 0 | 0 | 0 | 0 | 0 | 0 | 0 | 0 | -2.3937 | 0 | 0 | -13.1539 | 1.822 | 0 | 1.8291 | 1.8291 | 2.1153 | 15.4177 | 1.2254 | 3.0551 | 0 | 0.039387 | -0.67333 | 0.62859 | 0.16139 | 0.33681 | 11.2746 | 20.4939 | -22.7927 | 0 | 0.50591 | 0 | 1.6728 | 0.168
2025_03_22 Hr 10 | 0.81384 | 9.281e-05 | 0 | 0.065035 | 0.065521 | 0.063399 | 0.061283 | 0.059639 | 0.052022 | 0 | 0 | 0.0050755 | 2.13 | 0.12948 | 1.6301 | 1.6301 | 3.152 | 0 | 0.0055943 | 0.006688 | 0.0039511 | 0 | 0 | 0 | 0 | 0 | 0 | 0.072835 | 0.014642 | 1.2615 | 0.17434 | 3.5446 | 2.0585 | 0 | 0.58919 | 0.81115 | 0 | 0 | 0 | 0 | -4.3118 | 0.052206 | 0 | 0 | 0 | -0.27145 | 0 | 0 | 0 | 0 | 0 | 0 | 0 | 0 | 2.1197 | 0 | 0 | 0 | 0 | 0 | 0 | 0 | -6.4 | 0 | 0 | 0 | 0 | 0 | 0 | 0 | 0 | 0 | -2.3937 | 0 | 0 | -11.9841 | 1.822 | 0 | 1.8291 | 1.8291 | 2.0848 | 15.4177 | 1.2254 | 3.0551 | 0 | 0.039387 | -0.81384 | 0.62859 | 0.16139 | 0.33681 | 9.7578 | 20.5151 | -21.8632 | 0 | 0.50591 | 0 | 1.6728 | 0.16977
2025_03_22 Hr 11 | 0.78965 | 0.00012208 | 0 | 0.065035 | 0.065521 | 0.063399 | 0.061283 | 0.059639 | 0.052022 | 0 | 0 | 0.0050755 | 2.13 | 0.077416 | 1.6301 | 1.6301 | 3.152 | 0 | 0.0055943 | 0.006688 | 0.0039511 | 0 | 0 | 0 | 0 | 0 | 0 | 0.072835 | 0.014642 | 1.2615 | 0.17434 | 3.5446 | 2.0585 | 0 | 0.58919 | 0.81115 | 0 | 0 | 0 | 0 | -2.0897 | 0.052206 | 0 | 0 | 0 | -0.16146 | 0 | 0 | 0 | 0 | 0 | 0 | 0 | 0 | 1.9165 | 0 | 0 | 0 | 0 | 0 | 0 | 0 | -6.4 | 0 | 0 | 0 | 0 | 0 | 0 | 0 | 0 | 0 | -2.3937 | 0 | 0 | -10.838 | 1.822 | 0 | 1.8291 | 1.8291 | 1.7845 | 15.4177 | 1.2254 | 3.0551 | 0 | 0.039387 | -0.78965 | 0.62859 | 0.16139 | 0.33681 | 12.6788 | 19.9337 | -20.5829 | 0 | 0.50591 | 0 | 1.6728 | 0.16826
2025_03_22 Hr 12 | 0.80055 | 0.0001981 | 0 | 0.065035 | 0.065521 | 0.063399 | 0.061283 | 0.059639 | 0.052022 | 0 | 0 | 0.0050755 | 2.07 | 0.076622 | 1.6301 | 1.6301 | 3.152 | 0 | 0.0055943 | 0.006688 | 0.0039511 | 0 | 0 | 0 | 0 | 0 | 0 | 0.072835 | 0.014642 | 1.2515 | 0.17434 | 3.5446 | 2.0585 | 0 | 0.58919 | 0.81115 | 0 | 0 | 0 | 0 | -1.062 | 0.052206 | 0 | 0 | 0 | -0.16447 | 0 | 0 | 0 | 0 | 0 | 0 | 0 | 0 | 2.1923 | 0 | 0 | 0 | 0 | 0 | 0 | 0 | -6.4 | 0 | 0 | 0 | 0 | 0 | 0 | 0 | 0 | 0 | -2.3937 | 0 | 0 | -10.6319 | 1.822 | 0 | 1.8291 | 1.8291 | 1.5451 | 15.4076 | 1.2254 | 3.0551 | 0 | 0.039387 | -0.80055 | 0.62859 | 0.16139 | 0.33681 | 13.8731 | 19.9181 | -20.3907 | 0 | 0.50591 | 0 | 1.6728 | 0.16597
2025_03_22 Hr 13 | 0.80818 | 0.00023859 | 0 | 0.065035 | 0.065521 | 0.063399 | 0.061283 | 0.059639 | 0.052022 | 0 | 0 | 0.0050755 | 1.56 | 0.067717 | 1.5818 | 1.5818 | 2.905 | 0 | 0.0055943 | 0.006688 | 0.0039511 | 0 | 0 | 0 | 0 | 0 | 0 | 0.072835 | 0.014642 | 1.1996 | 0.17434 | 3.3978 | 2.0585 | 0 | 0.56026 | 0.81115 | 0 | 0 | 0 | 1.0353 | -0.84447 | 0.052206 | 0 | 0 | 0 | -0.19324 | 0 | 0 | 0 | 0 | 0 | 0 | 0 | 0 | 2.3956 | 0 | 0 | 0 | 0 | 0 | 0 | 0 | -6.4 | 0 | 0 | 0 | 0 | 0 | 0 | 0 | 0 | 0 | -2.3937 | 0 | 0 | -9.6715 | 1.822 | 0 | 1.6328 | 1.6328 | 1.6757 | 14.4727 | 1.2254 | 3.0551 | 0 | 0.039387 | -0.80818 | 0.62859 | 0.16139 | 0.33681 | 14.9078 | 19.711 | -19.4667 | 0 | 0.50591 | 0 | 1.6728 | 0.1652
2025_03_22 Hr 14 | 0.74875 | 0.00017733 | 0 | 0.065035 | 0.065521 | 0.063399 | 0.061283 | 0.059639 | 0.052022 | 0 | 0 | 0.0050755 | 1.44 | 0.050121 | 1.6301 | 1.6301 | 3.152 | 0 | 0.0055943 | 0.006688 | 0.0039511 | 0 | 0 | 0 | 0 | 0 | 0 | 0.072835 | 0.014642 | 1.2598 | 0.17434 | 3.5446 | 2.0585 | 0 | 0.58919 | 0.81115 | 0 | 0 | 0 | 0 | -0.75317 | 0.052206 | 0 | 0 | 0 | -0.15453 | 0 | 0 | 0 | 0 | 0 | 0 | 0 | 0 | 2.5335 | 0 | 0 | 0 | 0 | 0 | 0 | 0 | -6.4 | 0 | 0 | 0 | 0 | 0 | 0 | 0 | 0 | 0 | -2.3937 | 0 | 0 | -9.9668 | 1.822 | 0 | 1.8291 | 1.8291 | 1.4755 | 15.416 | 1.2254 | 3.0551 | 0 | 0.039387 | -0.74875 | 0.62859 | 0.16139 | 0.33681 | 14.4777 | 19.4787 | -19.6638 | 0 | 0.50591 | 0 | 1.6728 | 0.16332
2025_03_22 Hr 15 | 0.74584 | 0.000253 | 0 | 0.065035 | 0.065521 | 0.063399 | 0.061283 | 0.059639 | 0.052022 | 0 | 0 | 0.0050755 | 1.29 | 0.044339 | 1.6301 | 1.6301 | 3.152 | 0 | 0.0055943 | 0.006688 | 0.0039511 | 0 | 0 | 0 | 0 | 0 | 0 | 0.072835 | 0.014642 | 1.2548 | 0.17434 | 3.5446 | 2.0585 | 0 | 0.58919 | 0.81115 | 0 | 0 | 0 | 0 | -0.65323 | 0.052206 | 0 | 0 | 0 | -0.15257 | 0 | 0 | 0 | 0 | 0 | 0 | 0 | 0 | 2.1923 | 0 | 0 | 0 | 0 | 0 | 0 | 0 | -6.4 | 0 | 0 | 0 | 0 | 0 | 0 | 0 | 0 | 0 | -2.3937 | 0 | 0 | -9.4263 | 1.822 | 0 | 1.8291 | 1.8291 | 1.284 | 15.411 | 1.2254 | 3.0551 | 0 | 0.039387 | -0.74584 | 0.62859 | 0.16139 | 0.33681 | 14.4253 | 18.786 | -19.1185 | 0 | 0.50591 | 0 | 1.6728 | 0.16199
2025_03_22 Hr 16 | 0.69753 | 0.00012747 | 0 | 0.065035 | 0.065521 | 0.063399 | 0.061283 | 0.059639 | 0.052022 | 0 | 0 | 0.0050755 | 0.75 | 0.027039 | 1.6301 | 1.6301 | 3.152 | 0 | 0.0055943 | 0.006688 | 0.0039511 | 0 | 0 | 0 | 0 | 0 | 0 | 0.072835 | 0.014642 | 1.2147 | 0.17434 | 3.5446 | 2.0585 | 0 | 0.58919 | 0.81115 | 0 | 0 | 0 | 0.17163 | -0.27013 | 0.052206 | 0 | 0 | 0 | -0.16014 | 0 | 0 | 0 | 0 | 0 | 0 | 0 | 0 | 2.1197 | 0 | 0 | 0 | 0 | 0 | 0 | 0 | -6.4 | 0 | 0 | 0 | 0 | 0 | 0 | 0 | 0 | 0 | -2.3937 | 0 | 0 | -10.0392 | 1.822 | 0 | 1.7578 | 1.7578 | 0.91402 | 15.2283 | 1.2254 | 3.0551 | 0 | 0.039387 | -0.69753 | 0.62859 | 0.16139 | 0.33681 | 13.1771 | 17.738 | -19.6907 | 0 | 0.50591 | 0 | 1.6728 | 0.16218
2025_03_22 Hr 17 | 0.63977 | 9.1777e-05 | 0 | 0.065035 | 0.065521 | 0.063399 | 0.061283 | 0.059639 | 0.052022 | 0 | 0 | 0.0050755 | 0.51 | 0.021898 | 1.6249 | 1.6249 | 3.1256 | 0 | 0.0055943 | 0.006688 | 0.0039511 | 0 | 0 | 0 | 0 | 0 | 0 | 0.072835 | 0.014642 | 1.2147 | 0.17434 | 3.5236 | 2.0585 | 0 | 0.58506 | 0.81115 | 0 | 0 | 0 | 0.30609 | -0.037388 | 0.052206 | 0 | 0 | 0 | -0.19111 | 0 | 0 | 0 | 0 | 0 | 0 | 0 | 0 | 1.9165 | 0 | 0 | 0 | 0 | 0 | 0 | 0 | -6.4 | 0 | 0 | 0 | 0 | 0 | 0 | 0 | 0 | 0 | -2.3937 | 0 | 0 | -10.4025 | 1.822 | 0 | 1.744 | 1.744 | 0.90096 | 15.1429 | 1.2254 | 3.0551 | 0 | 0.039387 | -0.63977 | 0.62859 | 0.16139 | 0.33681 | 12.5984 | 17.2139 | -20.0271 | 0 | 0.50591 | 0 | 1.6728 | 0.16151
2025_03_22 Hr 18 | 0.34059 | 4.9449e-05 | 0 | 0.065035 | 0.065521 | 0.063399 | 0.061283 | 0.059639 | 0.052022 | 0 | 0 | 0.0050755 | 1.05 | 0.04487 | 1.6301 | 1.6301 | 3.152 | 0 | 0.0055943 | 0.006688 | 0.0039511 | 0 | 0 | 0 | 0 | 0 | 0 | 0.072835 | 0.014642 | 1.2615 | 0.17434 | 3.5446 | 2.0585 | 0 | 0.58919 | 0.81115 | 0 | 0 | 0 | 0.015445 | -0.64825 | 0.052206 | 0 | 0 | 0 | -0.1902 | 0 | 0 | 0 | 0 | 0 | 0 | 0 | 0 | 1.7132 | 0 | 0 | 0 | 0 | 0 | 0 | 0 | -6.4 | 0 | 0 | 0 | 0 | 0 | 0 | 0 | 0 | 0 | -2.3937 | 0 | 0 | -12.0929 | 1.822 | 0 | 1.8291 | 1.8291 | 0.82261 | 15.4177 | 1.2254 | 3.0551 | 0 | 0.039387 | -0.34059 | 0.62859 | 0.16139 | 0.33681 | 10.5686 | 17.2012 | -21.4174 | 0 | 0.50591 | 0 | 1.6728 | 0.16251
2025_03_22 Hr 19 | 0.067929 | 5.6518e-06 | 0 | 0.065035 | 0.065521 | 0.063399 | 0.061283 | 0.059639 | 0.052022 | 0 | 0 | 0.0050755 | 1.8 | 0.079125 | 1.6301 | 1.6301 | 3.152 | 0 | 0.0055943 | 0.006688 | 0.0039511 | 0 | 0 | 0 | 0 | 0 | 0 | 0.072835 | 0.014642 | 1.2615 | 0.17434 | 3.5446 | 2.0585 | 0 | 0.58919 | 0.81115 | 0 | 0 | 0 | 0.18616 | -0.016739 | 0.052206 | 0 | 0 | 0 | -0.19571 | 0 | 0 | 0 | 0 | 0 | 0 | 0 | 0 | 1.51 | 0 | 0 | 0 | 0 | 0 | 0 | 0 | -6.4 | 0 | 0 | 0 | 0 | 0 | 0 | 0 | 0 | 0 | -2.3937 | 0 | 0 | -14.8659 | 1.822 | 0 | 1.8291 | 1.8291 | 0.70075 | 15.4177 | 1.2254 | 3.0551 | 0 | 0.039387 | -0.067929 | 0.62859 | 0.16139 | 0.33681 | 9.0515 | 17.3878 | -23.9233 | 0 | 0.50591 | 0 | 1.6728 | 0.16273
2025_03_22 Hr 20 | 0 | 0 | 0 | 0.065035 | 0.065521 | 0.063399 | 0.061283 | 0.059639 | 0.052022 | 0 | 0 | 0.0050755 | 2.34 | 0.10841 | 1.6301 | 1.6301 | 3.152 | 0 | 0.0055943 | 0.006688 | 0.0039511 | 0 | 0 | 0 | 0 | 0 | 0 | 0.072835 | 0.014642 | 1.2565 | 0.17434 | 3.5446 | 2.0585 | 0 | 0.58919 | 0.81115 | 0 | 0 | 0 | 0.12906 | -0.88261 | 0.052206 | 0 | 0 | 0 | -0.20638 | 0 | 0 | 0 | 0 | 0 | 0 | 0 | 0 | 1.7785 | 0 | 0 | 0 | 0 | 0 | 0 | 0 | -6.4 | 0 | 0 | 0 | 0 | 0 | 0 | 0 | 0 | 0 | -2.3937 | 0 | 0 | -17.6326 | 1.822 | 0 | 1.8157 | 1.8157 | 1.1229 | 15.386 | 1.2254 | 3.0551 | 0 | 0.039387 | 0 | 0.62859 | 0.16139 | 0.33681 | 6.5823 | 18.5826 | -26.6328 | 0 | 0.50591 | 0 | 1.6728 | 0.16542
2025_03_22 Hr 21 | 0 | 0 | 0 | 0.065035 | 0.065521 | 0.063399 | 0.061283 | 0.059639 | 0.052022 | 0 | 0 | 0.0050755 | 2.4 | 0.093822 | 1.6301 | 1.6301 | 3.152 | 0 | 0.0055943 | 0.006688 | 0.0039511 | 0 | 0 | 0 | 0 | 0 | 0 | 0.072835 | 0.014642 | 1.2615 | 0.17434 | 3.5446 | 2.0585 | 0 | 0.58919 | 0.81115 | 0 | 0 | 0 | 0 | -0.27261 | 0.052206 | 0 | 0 | 0 | -0.17382 | 0 | 0 | 0 | 0 | 0 | 0 | 0 | 0 | 2.1197 | 0 | 0 | 0 | 0 | 0 | 0 | 0 | -6.4 | 0 | 0 | 0 | 0 | 0 | 0 | 0 | 0 | 0 | -2.3937 | 0 | 0 | -15.9583 | 1.822 | 0 | 1.8291 | 1.8291 | 1.5234 | 15.4177 | 1.2254 | 3.0551 | 0 | 0.039387 | 0 | 0.62859 | 0.16139 | 0.33681 | 9.5886 | 19.3694 | -24.9258 | 0 | 0.50591 | 0 | 1.6728 | 0.1652
2025_03_22 Hr 22 | 0 | 0 | 0 | 0.065035 | 0.065521 | 0.063399 | 0.061283 | 0.059639 | 0.052022 | 0 | 0 | 0.0050755 | 2.61 | 0.10288 | 1.6301 | 1.6301 | 3.152 | 0 | 0.0055943 | 0.006688 | 0.0039511 | 0 | 0 | 0 | 0 | 0 | 0 | 0.072835 | 0.014642 | 1.2615 | 0.17434 | 3.5446 | 2.0585 | 0 | 0.58919 | 0.81115 | 0 | 0 | 0 | 0 | -1.491 | 0.052206 | 0 | 0 | 0 | -0.17528 | 0 | 0 | 0 | 0 | 0 | 0 | 0 | 0 | 2.1923 | 0 | 0 | 0 | 0 | 0 | 0 | 0 | -6.4 | 0 | 0 | 0 | 0 | 0 | 0 | 0 | 0 | 0 | -2.3937 | 0 | 0 | -15.9939 | 1.822 | 0 | 1.8291 | 1.8291 | 2.1284 | 15.4177 | 1.2254 | 3.0551 | 0 | 0.039387 | 0 | 0.62859 | 0.16139 | 0.33681 | 9.2286 | 20.2649 | -24.9629 | 0 | 0.50591 | 0 | 1.6728 | 0.16398
2025_03_22 Hr 23 | 0 | 0 | 0 | 0 | 0 | 0 | 0 | 0 | 0 | 0 | 0 | 0.0050755 | 2.55 | 0.097007 | 1.6301 | 1.6301 | 3.1967 | 0 | 0.0055943 | 0.006688 | 0.0039511 | 0 | 0 | -0.78727 | 0 | -0.89352 | 0 | 0.072835 | 0.014642 | 1.2615 | 0.17434 | 3.5615 | 2.0585 | 0 | 0.59394 | 0.81115 | 0 | 0 | 0 | 0 | -0.95009 | 0.052206 | 0 | 0.0024456 | 0 | -0.16909 | 0 | 0 | 0 | 0 | 0 | 0 | 0 | 0 | 1.9165 | 0 | 0 | 0 | 0 | 0 | 0 | 0 | 0 | -5.4 | 0 | 0 | 0 | 0 | 0 | 0 | 0 | 0 | 0 | 0 | 0 | -12.7928 | 1.822 | 0 | 1.8522 | 1.8522 | 1.593 | 15.1586 | 1.2254 | 3.0551 | 0 | 0.039387 | 0 | 0.62859 | 0.16139 | 0.33681 | 13.5558 | 19.3899 | -20.0427 | 0 | 0.50591 | 0 | 1.6728 | 0.16136
2025_03_22 Hr 24 | 0 | 0 | 0 | 0 | 0 | 0 | 0 | 0 | 0 | 0 | 0 | 0.0050755 | 2.28 | 0.080518 | 1.6301 | 1.6301 | 3.1967 | 0 | 0.0055943 | 0.006688 | 0.0039511 | 0 | 0 | -0.86031 | 0 | -0.96656 | 0 | 0.072835 | 0.014642 | 1.2615 | 0.17434 | 3.5615 | 2.0585 | 0 | 0.59394 | 0.81115 | 0 | 0 | 0 | 0 | -0.60225 | 0.052206 | 0 | 0.0022703 | 0 | -0.15682 | 0 | 0 | 0 | 0 | 0 | 0 | 0 | 0 | 1.7785 | 0 | 0 | 0 | 0 | 0 | 0 | 0 | 0 | -5.4 | 0 | 0 | 0 | 0 | 0 | 0 | 0 | 0 | 0 | 0 | 0 | -10.9363 | 1.822 | 0 | 1.8522 | 1.8522 | 1.1534 | 15.1586 | 1.2254 | 3.0551 | 0 | 0.039387 | 0 | 0.62859 | 0.16139 | 0.33681 | 14.7594 | 18.5231 | -18.32 | 0 | 0.50591 | 0 | 1.6728 | 0.15856
2025_03_23 Hr 01 | 0 | 0 | 0 | 0 | 0 | 0 | 0 | 0 | 0 | 0 | 0 | 0.0050755 | 2.13 | 0.070398 | 1.6301 | 1.6301 | 3.1967 | 0 | 0.0055943 | 0.006688 | 0.0039511 | 0 | 0 | -0.92096 | 0 | -1.0272 | 0 | 0.072835 | 0.014642 | 1.2615 | 0 | 3.5615 | 2.0585 | 0 | 0.59394 | 0.81115 | 0 | 0 | 0 | 0.56702 | 0 | 0.052206 | 0 | 0.0021247 | 0 | -0.14663 | 0 | 0 | 0 | 0 | 0 | 0 | 0 | 0 | 2.7368 | 0 | 0 | 0 | 0 | 0 | 0 | 0 | 0 | -5.4 | 0 | 0 | 0 | 0 | 0 | 0 | 0 | 0 | 0 | 0 | 0 | -10.9332 | 1.822 | 0 | 1.8522 | 1.8522 | 1.3362 | 14.9843 | 1.2254 | 3.0551 | 0 | 0.039387 | 0 | 0.62859 | 0.16139 | 0.33681 | 16.6267 | 19.5034 | -18.428 | 0 | 0.50591 | 0 | 1.6728 | 0.15795
2025_03_23 Hr 02 | 0 | 0 | 0 | 0 | 0 | 0 | 0 | 0 | 0 | 0 | 0 | 0.0050755 | 2.28 | 0.072815 | 1.6301 | 1.6301 | 3.1967 | 0 | 0.0055943 | 0.006688 | 0.0039511 | 0 | 0 | -0.95081 | 0 | -1.0571 | 0 | 0.072835 | 0.014642 | 1.2247 | 0 | 3.5615 | 2.0585 | 0 | 0.59394 | 0.81115 | 0 | 0 | 0 | 0.17705 | -9.5662e-05 | 0.052206 | 0 | 0.002053 | 0 | -0.14161 | 0 | 0 | 0 | 0 | 0 | 0 | 0 | 0 | 2.2577 | 0 | 0 | 0 | 0 | 0 | 0 | 0 | 0 | -5.4 | 0 | 0 | 0 | 0 | 0 | 0 | 0 | 0 | 0 | 0 | 0 | -10.1326 | 1.822 | 0 | 1.8387 | 1.8387 | 2.0152 | 14.9205 | 1.2254 | 3.0551 | 0 | 0.039387 | 0 | 0.62859 | 0.16139 | 0.33681 | 17.2707 | 19.8553 | -17.6821 | 0 | 0.50591 | 0 | 1.6728 | 0.15758
2025_03_23 Hr 03 | 0 | 0 | 0 | 0 | 0 | 0 | 0 | 0 | 0 | 0 | 0 | 0.0050755 | 1.98 | 0.068844 | 1.6197 | 1.6197 | 3.1429 | 0 | 0.0055943 | 0.006688 | 0.0039511 | 0 | 0 | -0.87492 | 0 | -0.98117 | 0 | 0.072835 | 0.014642 | 1.2013 | 0 | 3.5407 | 2.0585 | 0 | 0.58977 | 0.81115 | 0 | 0 | 0 | 0.5427 | -0.13265 | 0.052206 | 0 | 0.0022352 | 0 | -0.15436 | 0 | 0 | 0 | 0 | 0 | 0 | 0 | 0 | 3.078 | 0 | 0 | 0 | 0 | 0 | 0 | 0 | 0 | -5.4 | 0 | 0 | 0 | 0 | 0 | 0 | 0 | 0 | 0 | 0 | 0 | -10.1945 | 1.822 | 0 | 1.7447 | 1.7447 | 2.2067 | 14.6136 | 1.2254 | 3.0551 | 0 | 0.039387 | 0 | 0.62859 | 0.16139 | 0.33681 | 17.9776 | 20.5589 | -17.605 | 0 | 0.50591 | 0 | 1.6728 | 0.15751
2025_03_23 Hr 04 | 0 | 0 | 0 | 0 | 0 | 0 | 0 | 0 | 0 | 0 | 0 | 0.0050755 | 1.74 | 0.069491 | 1.6042 | 1.6042 | 3.1339 | 0 | 0.0055943 | 0.006688 | 0.0039511 | 0 | 0 | -0.7365 | 0 | -0.84275 | 0 | 0.072835 | 0.014642 | 1.2263 | 0 | 3.5546 | 2.0585 | 0 | 0.59255 | 0.81115 | 0 | 0 | 0 | 0.63329 | -0.16936 | 0.052206 | 0 | 0.0025674 | 0 | -0.17762 | 0 | 0 | 0 | 0 | 0 | 0 | 0 | 0 | 3.4264 | 0 | 0 | 0 | 0 | 0 | 0 | 0 | 0 | -5.4 | 0 | 0 | 0 | 0 | 0 | 0 | 0 | 0 | 0 | 0 | 0 | -9.7401 | 1.822 | 0 | 1.7229 | 1.7229 | 2.2067 | 14.569 | 1.2254 | 3.0551 | 0 | 0.039387 | 0 | 0.62859 | 0.16139 | 0.33681 | 18.807 | 20.6711 | -16.897 | 0 | 0.50591 | 0 | 1.6728 | 0.15776
2025_03_23 Hr 05 | 0 | 0 | 0 | 0 | 0 | 0 | 0 | 0 | 0 | 0 | 0 | 0.0050755 | 1.5 | 0.047524 | 1.6301 | 1.6301 | 3.1967 | 0 | 0.0055943 | 0.006688 | 0.0039511 | 0 | 0 | -0.9576 | 0 | -1.0639 | 0 | 0.072835 | 0.014642 | 1.2598 | 0 | 3.5615 | 2.0585 | 0 | 0.59394 | 0.81115 | 0 | 0 | 0 | 0.015289 | -0.2672 | 0.052206 | 0 | 0.0020368 | 0 | -0.14047 | 0 | 0 | 0 | 0 | 0 | 0 | 0 | 0 | 3.9055 | 0 | 0 | 0 | 0 | 0 | 0 | 0 | 0 | -5.4 | 0 | 0 | 0 | 0 | 0 | 0 | 0 | 0 | 0 | 0 | 0 | -10.283 | 1.822 | 0 | 1.8522 | 1.8522 | 2.2763 | 14.9826 | 1.2254 | 3.0551 | 0 | 0.039387 | 0 | 0.62859 | 0.16139 | 0.33681 | 17.8453 | 20.9595 | -17.845 | 0 | 0.50591 | 0 | 1.6728 | 0.15805
2025_03_23 Hr 06 | 0 | 0 | 0 | 0 | 0 | 0 | 0 | 0 | 0 | 0 | 0 | 0.0050755 | 1.26 | 0.044895 | 1.6301 | 1.6301 | 3.1967 | 0 | 0.0055943 | 0.006688 | 0.0039511 | 0 | 0 | -0.85185 | 0 | -0.9581 | 0 | 0.072835 | 0.014642 | 1.2615 | 0 | 3.5615 | 2.0585 | 0 | 0.59394 | 0.81115 | 0 | 0 | 0 | 0 | -1.1746 | 0.052206 | 0 | 0.0022906 | 0 | -0.15824 | 0 | 0 | 0 | 0 | 0 | 0 | 0 | 0 | 3.9709 | 0 | 0 | 0 | 0 | 0 | 0 | 0 | 0 | -5.4 | 0 | 0 | 0 | 0 | 0 | 0 | 0 | 0 | 0 | 0 | 0 | -12.0772 | 1.822 | 0 | 1.8522 | 1.8522 | 2.2676 | 14.9843 | 1.2254 | 3.0551 | 0 | 0.039387 | 0 | 0.62859 | 0.16139 | 0.33681 | 15.1407 | 20.7763 | -19.4454 | 0 | 0.50591 | 0 | 1.6728 | 0.16084
2025_03_23 Hr 07 | 0 | 0 | 0 | 0 | 0 | 0 | 0 | 0 | 0 | 0 | 0 | 0.0050755 | 1.17 | 0.03557 | 1.6301 | 1.6301 | 3.152 | 0 | 0.0055943 | 0.006688 | 0.0039511 | 0 | 0 | -0.99192 | 0 | -1.0982 | 0 | 0.072835 | 0.014642 | 1.2498 | 0 | 3.5446 | 2.0585 | 0 | 0.58919 | 0.81115 | 0 | 0 | 0 | 0 | -0.96918 | 0.052206 | 0 | 0.0019544 | 0 | -0.13471 | 0 | 0 | 0 | 0 | 0 | 0 | 0 | 0 | 4.2467 | 0 | 0 | 0 | 0 | 0 | 0 | 0 | 0 | -5.4 | 0 | 0 | 0 | 0 | 0 | 0 | 0 | 0 | 0 | 0 | 0 | -11.398 | 1.822 | 0 | 1.8291 | 1.8291 | 2.0848 | 14.8647 | 1.2254 | 3.0551 | 0 | 0.039387 | 0 | 0.62859 | 0.16139 | 0.33681 | 15.6399 | 20.7671 | -19.0227 | 0 | 0.50591 | 0 | 1.6728 | 0.16267
2025_03_23 Hr 08 | 0.090669 | 0 | 0 | 0 | 0 | 0 | 0 | 0 | 0 | 0 | 0 | 0.0050755 | 0.72 | 0.042879 | 1.6266 | 1.6266 | 3.1344 | 0 | 0.0055943 | 0.006688 | 0.0039511 | 0 | 0 | -0.21104 | 0 | -0.31729 | 0 | 0.072835 | 0.014642 | 1.2347 | 0 | 3.5376 | 2.0585 | 0 | 0.58781 | 0.81115 | 0 | 0 | 0 | 0 | -2.4676 | 0.052206 | 0 | 0.0038285 | 0 | -0.2659 | 0 | 0 | 0 | 0 | 0 | 0 | 0 | 0 | 4.3121 | 0 | 0 | 0 | 0 | 0 | 0 | 0 | 0 | -5.4 | 0 | 0 | 0 | 0 | 0 | 0 | 0 | 0 | 0 | 0 | 0 | -7.7288 | 1.822 | 0 | 1.704 | 1.704 | 2.1153 | 14.568 | 1.2254 | 3.0551 | 0 | 0.039387 | -0.090669 | 0.62859 | 0.16139 | 0.33681 | 18.5984 | 20.5117 | -14.0137 | 0 | 0.50591 | 0 | 1.6728 | 0.16488
2025_03_23 Hr 09 | 0.5871 | 1.8894e-05 | 0 | 0 | 0 | 0 | 0 | 0 | 0 | 0 | 0 | 0.0050755 | 0.33 | 0.0080822 | 1.6301 | 1.6301 | 3.152 | 0 | 0.0055943 | 0.006688 | 0.0039511 | 0 | 0 | -1.1502 | 0 | -1.2565 | 0 | 0.072835 | 0.014642 | 0.4747 | 0 | 3.5446 | 2.0585 | 0 | 0.58919 | 0.81115 | 0 | 0 | 0 | 0.003555 | -1.0565 | 0.052206 | 0 | 0.0015745 | 0 | -0.10811 | 0 | 0 | 0 | 0 | 0 | 0 | 0 | 0 | 3.9709 | 0 | 0 | 0 | 0 | 0 | 0 | 0 | 0 | -5.4 | 0 | 0 | 0 | 0 | 0 | 0 | 0 | 0 | 0 | 0 | 0 | -6.3401 | 1.822 | 0 | 1.6953 | 1.6953 | 1.9455 | 13.8221 | 1.2254 | 3.0551 | 0 | 0.039387 | -0.5871 | 0.62859 | 0.16139 | 0.33681 | 18.0039 | 20.0767 | -14.842 | 0 | 0.50591 | 0 | 1.6728 | 0.16778
2025_03_23 Hr 10 | 0.59015 | 0.00012422 | 0 | 0 | 0 | 0 | 0 | 0 | 0 | 0 | 0 | 0.0050755 | 0.18 | 0.0063238 | 1.6249 | 1.6249 | 3.152 | 0 | 0.0055943 | 0.006688 | 0.0039511 | 0 | 0 | -0.86521 | 0 | -0.97146 | 0 | 0.072835 | 0.014642 | 0.60196 | 0 | 3.5446 | 2.0585 | 0 | 0.58919 | 0.81115 | 0 | 0 | 0 | 0 | -1.877 | 0.052206 | 0 | 0.0060227 | 0 | -0.15599 | 0 | 0 | 0 | 0 | 0 | 0 | 0 | 0 | 4.7912 | 0 | 0 | 0 | 0 | 0 | 0 | 0 | 0 | -5.4 | 0 | 0 | 0 | 0 | 0 | 0 | 0 | 0 | 0 | 0 | 0 | -1.1195 | 1.822 | 0 | 0 | 0 | 1.3928 | 10.5484 | 1.2254 | 3.0551 | 0 | 0.039387 | -0.59015 | 0.62859 | 0.16139 | 0.33681 | 19.7647 | 20.1957 | -9.1023 | 0 | 0.50591 | 0 | 1.6728 | 0.16779
2025_03_23 Hr 11 | 0.61289 | 0.00021141 | 0 | 0 | 0 | 0 | 0 | 0 | 0 | 0 | 0 | 0.0050755 | 0.12 | 0.0024781 | 1.6301 | 1.6301 | 3.152 | 0 | 0.0055943 | 0.006688 | 0.0039511 | 0 | 0 | -1.2531 | 0 | -1.3594 | 0 | 0.072835 | 0.014642 | 0.47133 | 0 | 3.5446 | 2.0585 | 0 | 0.58919 | 0.81115 | 0 | 0 | 0 | 0 | -0.56665 | 0.052206 | 0 | 0.0035401 | 0 | -0.090829 | 0 | 0 | 0 | 0 | 0 | 0 | 0 | 0 | 5.2703 | 0 | 0 | 0 | 0 | 0 | 0 | 0 | 0 | -5.4 | 0 | 0 | 0 | 0 | 0 | 0 | 0 | 0 | 0 | 0 | 0 | -1.5359 | 1.822 | 0 | 0 | 0 | 0.91402 | 10.4281 | 1.2254 | 3.0551 | 0 | 0.039387 | -0.61289 | 0.62859 | 0.16139 | 0.33681 | 19.7634 | 20.1541 | -10.2521 | 0 | 0.50591 | 0 | 1.6728 | 0.16688
2025_03_23 Hr 12 | 0.63563 | 0.00026464 | 0 | 0 | 0 | 0 | 0 | 0 | 0 | 0 | 0 | 0.0050755 | 0.03 | 0.00061749 | 1.6025 | 1.6025 | 3.0991 | 0 | 0.0055943 | 0.006688 | 0.0039511 | 0 | 0 | -1.2549 | 0 | -1.3612 | 0 | 0.072835 | 0.014642 | 0.47133 | 0 | 3.5376 | 2.0585 | 0 | 0.58781 | 0.81115 | 0 | 0 | 0 | 0.04633 | -0.36377 | 0.052206 | 0 | 0.0035285 | 0 | -0.090524 | 0 | 0 | 0 | 0 | 0 | 0 | 0 | 0 | 5.4082 | 0 | 0 | 0 | 0 | 0 | 0 | 0 | 0 | -5.4 | 0 | 0 | 0 | 0 | 0 | 0 | 0 | 0 | 0 | 0 | 0 | -1.28 | 1.822 | 0 | 0 | 0 | 0.81391 | 10.313 | 1.2254 | 3.0551 | 0 | 0.039387 | -0.63563 | 0.62859 | 0.16139 | 0.33681 | 20.0942 | 20.1209 | -10.0222 | 0 | 0.50591 | 0 | 1.6728 | 0.16629
2025_03_23 Hr 13 | 0.70363 | 0.00037704 | 0 | 0 | 0 | 0 | 0 | 0 | 0 | 0 | 0 | 0.0050755 | 0.03 | 0.0008329 | 1.5662 | 1.5662 | 2.8256 | 0 | 0.0055943 | 0.006688 | 0.0039511 | 0 | 0 | -1.0626 | 0 | -1.1688 | 0 | 0.072835 | 0.014642 | 0.49646 | 0 | 3.3488 | 2.0585 | 0 | 0.55062 | 0.81115 | 0 | 0 | 0 | 0.802 | -0.30141 | 0.052206 | 0 | 0.0047594 | 0 | -0.12283 | 0 | 0 | 0 | 0 | 0 | 0 | 0 | 0 | 5.4082 | 0 | 0 | 0 | 0 | 0 | 0 | 0 | 0 | -5.4 | 0 | 0 | 0 | 0 | 0 | 0 | 0 | 0 | 0 | 0 | 0 | -1.7563 | 1.822 | 0 | 0 | 0 | 0.74427 | 9.8034 | 1.2254 | 3.0551 | 0 | 0.039387 | -0.70363 | 0.62859 | 0.16139 | 0.33681 | 20.1721 | 20.0824 | -10.2142 | 0 | 0.50591 | 0 | 1.6728 | 0.16632
2025_03_23 Hr 14 | 0.70356 | 0.00025428 | 0 | 0 | 0 | 0 | 0 | 0 | 0 | 0 | 0 | 0.0050755 | 0.03 | 0.00057256 | 1.618 | 1.618 | 3.1432 | 0 | 0.0055943 | 0.006688 | 0.0039511 | 0 | 0 | -1.295 | 0 | -1.4013 | 0 | 0.072835 | 0.014642 | 0.47133 | 0 | 3.5446 | 2.0585 | 0 | 0.58919 | 0.81115 | 0 | 0 | 0 | 0.064412 | -0.20054 | 0.052206 | 0 | 0.0032718 | 0 | -0.083785 | 0 | 0 | 0 | 0 | 0 | 0 | 0 | 0 | 4.6533 | 0 | 0 | 0 | 0 | 0 | 0 | 0 | 0 | -5.4 | 0 | 0 | 0 | 0 | 0 | 0 | 0 | 0 | 0 | 0 | 0 | -1.6785 | 1.822 | 0 | 0 | 0 | 0.86179 | 10.3951 | 1.2254 | 3.0551 | 0 | 0.039387 | -0.70356 | 0.62859 | 0.16139 | 0.33681 | 19.1795 | 19.4827 | -10.5622 | 0 | 0.50591 | 0 | 1.6728 | 0.16595
2025_03_23 Hr 15 | 0.61274 | 0.00017289 | 0 | 0 | 0 | 0 | 0 | 0 | 0 | 0 | 0 | 0.0050755 | 0.09 | 0.0016867 | 1.5524 | 1.5524 | 3.1167 | 0 | 0.0055943 | 0.006688 | 0.0039511 | 0 | 0 | -1.3043 | 0 | -1.4105 | 0 | 0.072835 | 0.014642 | 0.47133 | 0 | 3.5376 | 2.0585 | 0 | 0.58781 | 0.81115 | 0 | 0 | 0 | 0.10823 | -0.24922 | 0.052206 | 0 | 0.0032128 | 0 | -0.082235 | 0 | 0 | 0 | 0 | 0 | 0 | 0 | 0 | 4.5226 | 0 | 0 | 0 | 0 | 0 | 0 | 0 | 0 | -5.4 | 0 | 0 | 0 | 0 | 0 | 0 | 0 | 0 | 0 | 0 | 0 | -2.3093 | 1.822 | 0 | 0 | 0 | 1.1055 | 10.2305 | 1.2254 | 3.0551 | 0 | 0.039387 | -0.61274 | 0.62859 | 0.16139 | 0.33681 | 18.5358 | 19.5654 | -11.119 | 0 | 0.50591 | 0 | 1.6728 | 0.16671
2025_03_23 Hr 16 | 0.43148 | 0.00012041 | 0 | 0 | 0 | 0 | 0 | 0 | 0 | 0 | 0 | 0.0050755 | 0.21 | 0.0042409 | 1.5524 | 1.5524 | 2.905 | 0 | 0.0055943 | 0.006688 | 0.0039511 | 0 | 0 | -1.2653 | 0 | -1.3716 | 0 | 0.072835 | 0.014642 | 0.47133 | 0 | 3.4397 | 2.0585 | 0 | 0.56852 | 0.81115 | 0 | 0 | 0 | 0.57239 | -0.25033 | 0.052206 | 0 | 0.003462 | 0 | -0.088776 | 0 | 0 | 0 | 0 | 0 | 0 | 0 | 0 | 4.0435 | 0 | 0 | 0 | 0 | 0 | 0 | 0 | 0 | -5.4 | 0 | 0 | 0 | 0 | 0 | 0 | 0 | 0 | 0 | 0 | 0 | -2.6524 | 1.822 | 0 | 0 | 0 | 1.1621 | 9.9209 | 1.2254 | 3.0551 | 0 | 0.039387 | -0.43148 | 0.62859 | 0.16139 | 0.33681 | 18.098 | 19.0645 | -11.2095 | 0 | 0.50591 | 0 | 1.6728 | 0.16646
2025_03_23 Hr 17 | 0.40867 | 8.7453e-05 | 0 | 0 | 0 | 0 | 0 | 0 | 0 | 0 | 0 | 0.0050755 | 0.24 | 0.0057279 | 1.568 | 1.568 | 2.905 | 0 | 0.0055943 | 0.006688 | 0.0039511 | 0 | 0 | -1.167 | 0 | -1.2732 | 0 | 0.072835 | 0.014642 | 0.4881 | 0 | 3.4397 | 2.0585 | 0 | 0.56852 | 0.81115 | 0 | 0 | 0 | 0.64694 | -0.36468 | 0.052206 | 0 | 0.0040914 | 0 | -0.1053 | 0 | 0 | 0 | 0 | 0 | 0 | 0 | 0 | 3.5644 | 0 | 0 | 0 | 0 | 0 | 0 | 0 | 0 | -5.4 | 0 | 0 | 0 | 0 | 0 | 0 | 0 | 0 | 0 | 0 | 0 | -4.0366 | 1.822 | 0 | 0 | 0 | 1.2753 | 9.9688 | 1.2254 | 3.0551 | 0 | 0.039387 | -0.40867 | 0.62859 | 0.16139 | 0.33681 | 16.5693 | 18.709 | -12.3907 | 0 | 0.50591 | 0 | 1.6728 | 0.16821
2025_03_23 Hr 18 | 0.22653 | 3.329e-05 | 0 | 0 | 0 | 0 | 0 | 0 | 0 | 0 | 0 | 0.0050755 | 0.27 | 0.0065797 | 1.6301 | 1.6301 | 3.152 | 0 | 0.0055943 | 0.006688 | 0.0039511 | 0 | 0 | -1.1535 | 0 | -1.2597 | 0 | 0.072835 | 0.014642 | 0.47636 | 0 | 3.5446 | 2.0585 | 0 | 0.58919 | 0.81115 | 0 | 0 | 0 | 0 | -0.34718 | 0.052206 | 0 | 0.0041776 | 0 | -0.10756 | 0 | 0 | 0 | 0 | 0 | 0 | 0 | 0 | 3.1506 | 0 | 0 | 0 | 0 | 0 | 0 | 0 | 0 | -5.4 | 0 | 0 | 0 | 0 | 0 | 0 | 0 | 0 | 0 | 0 | 0 | -4.9218 | 1.822 | 0 | 0 | 0 | 1.8759 | 10.4331 | 1.2254 | 3.0551 | 0 | 0.039387 | -0.22653 | 0.62859 | 0.16139 | 0.33681 | 15.7832 | 18.7664 | -13.0691 | 0 | 0.50591 | 0 | 1.6728 | 0.16943
2025_03_23 Hr 19 | 0.067929 | 2.7786e-06 | 0 | 0 | 0 | 0 | 0 | 0 | 0 | 0 | 0 | 0.0050755 | 0.57 | 0.01095 | 1.6301 | 1.6301 | 3.152 | 0 | 0.0055943 | 0.006688 | 0.0039511 | 0 | 0 | -1.2917 | 0 | -1.3979 | 0 | 0.072835 | 0.014642 | 0.47133 | 0 | 3.5446 | 2.0585 | 0 | 0.58919 | 0.81115 | 0 | 0 | 0 | 0 | -1.2614 | 0.052206 | 0 | 0.0032932 | 0 | -0.084347 | 0 | 0 | 0 | 0 | 0 | 0 | 0 | 0 | 2.8094 | 0 | 0 | 0 | 0 | 0 | 0 | 0 | 0 | -5.4 | 0 | 0 | 0 | 0 | 0 | 0 | 0 | 0 | 0 | 0 | 0 | -3.4315 | 1.822 | 0 | 0 | 0 | 2.6594 | 10.4281 | 1.2254 | 3.0551 | 0 | 0.039387 | -0.067929 | 0.62859 | 0.16139 | 0.33681 | 16.8479 | 19.3546 | -11.6734 | 0 | 0.50591 | 0 | 1.6728 | 0.16972
2025_03_23 Hr 20 | 0.022813 | 0 | 0 | 0 | 0 | 0 | 0 | 0 | 0 | 0 | 0 | 0.0050755 | 0.66 | 0.016965 | 1.6197 | 1.6197 | 3.1256 | 0 | 0.0055943 | 0.006688 | 0.0039511 | 0 | 0 | -1.1177 | 0 | -1.224 | 0 | 0.072835 | 0.014642 | 0.4881 | 0 | 3.5376 | 2.0585 | 0 | 0.58781 | 0.81115 | 0 | 0 | 0 | 0.19419 | -0.14587 | 0.052206 | 0 | 0.0016524 | 0 | -0.11357 | 0 | 0 | 0 | 0 | 0 | 0 | 0 | 0 | 2.6715 | 0 | 0 | 0 | 0 | 0 | 0 | 0 | 0 | -5.4 | 0 | 0 | 0 | 0 | 0 | 0 | 0 | 0 | 0 | 0 | 0 | -8.9179 | 1.822 | 0 | 2.8244 | 2.8244 | 2.0544 | 13.7988 | 1.2254 | 3.0551 | 0 | 0.039387 | -0.022813 | 0.62859 | 0.16139 | 0.33681 | 15.713 | 18.662 | -16.7961 | 0 | 0.50591 | 0 | 1.6728 | 0.17049
2025_03_23 Hr 21 | 0 | 0 | 0 | 0 | 0 | 0 | 0 | 0 | 0 | 0 | 0 | 0.0050755 | 0.66 | 0.015232 | 1.6301 | 1.6301 | 3.152 | 0 | 0.0055943 | 0.006688 | 0.0039511 | 0 | 0 | -1.1881 | 0 | -1.2943 | 0 | 0.072835 | 0.014642 | 0.48365 | 0 | 3.5446 | 2.0585 | 0 | 0.58919 | 0.81115 | 0 | 0 | 0 | 0.125 | -0.030728 | 0.052206 | 0 | 0.0014836 | 0 | -0.10175 | 0 | 0 | 0 | 0 | 0 | 0 | 0 | 0 | 2.4682 | 0 | 0 | 0 | 0 | 0 | 0 | 0 | 0 | -5.4 | 0 | 0 | 0 | 0 | 0 | 0 | 0 | 0 | 0 | 0 | 0 | -6.6161 | 1.822 | 0 | 1.4673 | 1.4673 | 3.2905 | 13.3749 | 1.2254 | 3.0551 | 0 | 0.039387 | 0 | 0.62859 | 0.16139 | 0.33681 | 18.5395 | 19.6705 | -14.6003 | 0 | 0.50591 | 0 | 1.6728 | 0.16935
2025_03_23 Hr 22 | 0 | 0 | 0 | 0 | 0 | 0 | 0 | 0 | 0 | 0 | 0 | 0.0050755 | 0.66 | 0.019806 | 1.6301 | 1.6301 | 3.152 | 0 | 0.0055943 | 0.006688 | 0.0039511 | 0 | 0 | -1.0024 | 0 | -1.1087 | 0 | 0.072835 | 0.014642 | 0.66905 | 0 | 3.5446 | 2.0585 | 0 | 0.58919 | 0.81115 | 0 | 0 | 0 | 0 | -0.82044 | 0.052206 | 0 | 0.0019291 | 0 | -0.13294 | 0 | 0 | 0 | 0 | 0 | 0 | 0 | 0 | 3.078 | 0 | 0 | 0 | 0 | 0 | 0 | 0 | 0 | -5.4 | 0 | 0 | 0 | 0 | 0 | 0 | 0 | 0 | 0 | 0 | 0 | -11.957 | 1.822 | 0 | 1.8065 | 1.8065 | 3.8041 | 14.2389 | 1.2254 | 3.0551 | 0 | 0.039387 | 0 | 0.62859 | 0.16139 | 0.33681 | 14.6134 | 20.796 | -19.6011 | 0 | 0.50591 | 0 | 1.6728 | 0.16689
2025_03_23 Hr 23 | 0 | 0 | 0 | 0 | 0 | 0 | 0 | 0 | 0 | 0 | 0 | 0.0050755 | 0.63 | 0.01809 | 1.6301 | 1.6301 | 3.1967 | 0 | 0.0055943 | 0.006688 | 0.0039511 | 0 | 0 | -1.0371 | 0 | -1.1434 | 0 | 0.072835 | 0.014642 | 0.91001 | 0 | 3.5615 | 2.0585 | 0 | 0.59394 | 0.81115 | 0 | 0 | 0 | 0 | -0.73332 | 0.052206 | 0 | 0.0018459 | 0 | -0.12711 | 0 | 0 | 0 | 0 | 0 | 0 | 0 | 0 | 4.0435 | 0 | 0 | 0 | 0 | 0 | 0 | 0 | 0 | -5.4 | 0 | 0 | 0 | 0 | 0 | 0 | 0 | 0 | 0 | 0 | 0 | -7.625 | 1.822 | 0 | 1.8522 | 1.8522 | 4.013 | 14.6328 | 1.2254 | 3.0551 | 0 | 0.039387 | 0 | 0.62859 | 0.16139 | 0.33681 | 20.5065 | 21.9396 | -15.3326 | 0 | 0.50591 | 0 | 1.6728 | 0.16297
2025_03_23 Hr 24 | 0 | 0 | 0 | 0 | 0 | 0 | 0 | 0 | 0 | 0 | 0 | 0.0050755 | 0.69 | 0.026146 | 1.6301 | 1.6301 | 3.1967 | 0 | 0.0055943 | 0.006688 | 0.0039511 | 0 | 0 | -0.79125 | 0 | -0.8975 | 0 | 0.072835 | 0.014642 | 1.1511 | 0.32398 | 3.5615 | 2.0585 | 0 | 0.59394 | 0.81115 | 0 | 0 | 0 | 0 | -0.97593 | 0.052206 | 0 | 0.002436 | 0 | -0.16842 | 0 | 0 | 0 | 0 | 0 | 0 | 0 | 0 | 4.3847 | 0 | 0 | 0 | 0 | 0 | 0 | 0 | 0 | -5.4 | 0 | 0 | 0 | 0 | 0 | 0 | 0 | 0 | 0 | 0 | 0 | -14.5248 | 1.822 | 0 | 1.8522 | 1.8522 | 4.0652 | 15.0483 | 1.2254 | 3.0551 | 0 | 0.039387 | 0 | 0.62859 | 0.16139 | 0.33681 | 14.6885 | 22.3982 | -21.782 | 0 | 0.50591 | 0 | 1.6728 | 0.16008
2025_03_24 Hr 01 | 0 | 0 | 0 | 0.065035 | 0.065521 | 0.063399 | 0.061283 | 0.059639 | 0.052022 | 0 | 0 | 0.0050755 | 0.78 | 0.029496 | 1.6301 | 1.6301 | 3.1967 | 0 | 0.0055943 | 0.006688 | 0.0039511 | 0 | 0 | -0.79333 | 0 | -0.89958 | 0 | 0.072835 | 0.014642 | 1.2615 | 0.17434 | 3.5615 | 2.0585 | 0 | 0.59394 | 0.81115 | 0 | 0 | 0 | 0 | -0.31921 | 0.052206 | 0 | 0 | 0 | -0.16807 | 0 | 0 | 0 | 0 | 0 | 0 | 0 | 0 | 4.3121 | 0 | 0 | 0 | 0 | 0 | 0 | 0 | 0 | -5.4 | 0 | 0 | 0 | 0 | 0 | 0 | 0 | 0 | 0 | 0 | 0 | -14.7788 | 1.822 | 0 | 1.8522 | 1.8522 | 3.8128 | 15.5255 | 1.2254 | 3.0551 | 0 | 0.039387 | 0 | 0.62859 | 0.16139 | 0.33681 | 15.3307 | 22.1642 | -22.0398 | 0 | 0.50591 | 0 | 1.6728 | 0.15778
2025_03_24 Hr 02 | 0 | 0 | 0 | 0.065035 | 0.065521 | 0.063399 | 0.061283 | 0.059639 | 0.052022 | 0 | 0 | 0.0050755 | 0.54 | 0.02216 | 1.6301 | 1.6301 | 3.1967 | 0 | 0.0055943 | 0.006688 | 0.0039511 | 0 | 0 | -0.70704 | 0 | -0.81329 | 0 | 0.072835 | 0.014642 | 1.2615 | 0.17434 | 3.5615 | 2.0585 | 0 | 0.59394 | 0.81115 | 0 | 0 | 0 | 0.71249 | 0 | 0.052206 | 0 | 0 | 0 | -0.18257 | 0 | 0 | 0 | 0 | 0 | 0 | 0 | 0 | 4.3847 | 0 | 0 | 0 | 0 | 0 | 0 | 0 | 0 | -5.4 | 0 | 0 | 0 | 0 | 0 | 0 | 0 | 0 | 0 | 0 | 0 | -16.7897 | 1.822 | 0 | 1.8522 | 1.8522 | 3.1991 | 15.5255 | 1.2254 | 3.0551 | 0 | 0.039387 | 0 | 0.62859 | 0.16139 | 0.33681 | 13.7215 | 21.376 | -23.8926 | 0 | 0.50591 | 0 | 1.6728 | 0.15807
2025_03_24 Hr 03 | 0 | 0 | 0 | 0.065035 | 0.065521 | 0.063399 | 0.061283 | 0.059639 | 0.052022 | 0 | 0 | 0.0050755 | 0.36 | 0.017064 | 1.6301 | 1.6301 | 3.1967 | 0 | 0.0055943 | 0.006688 | 0.0039511 | 0 | 0 | -0.53662 | 0 | -0.64287 | 0 | 0.072835 | 0.014642 | 1.2615 | 0.17434 | 3.5615 | 2.0585 | 0 | 0.59394 | 0.81115 | 0 | 0 | 0 | 0.95883 | 0 | 0.052206 | 0 | 0 | 0 | -0.2112 | 0 | 0 | 0 | 0 | 0 | 0 | 0 | 0 | 4.2467 | 0 | 0 | 0 | 0 | 0 | 0 | 0 | 0 | -5.4 | 0 | 0 | 0 | 0 | 0 | 0 | 0 | 0 | 0 | 0 | 0 | -20.2321 | 1.822 | 0 | 1.8522 | 1.8522 | 3.0206 | 15.5255 | 1.2254 | 3.0551 | 0 | 0.039387 | 0 | 0.62859 | 0.16139 | 0.33681 | 10.3361 | 20.8745 | -27.0227 | 0 | 0.50591 | 0 | 1.6728 | 0.15803
2025_03_24 Hr 04 | 0 | 0 | 0 | 0.065035 | 0.065521 | 0.063399 | 0.061283 | 0.059639 | 0.052022 | 0 | 0 | 0.0050755 | 0.27 | 0.017593 | 1.6301 | 1.6301 | 3.1967 | 0 | 0.0055943 | 0.006688 | 0.0039511 | 0 | 0 | -0.060895 | 0 | -0.16715 | 0 | 0.072835 | 0.014642 | 1.2615 | 0.17434 | 3.5615 | 2.0585 | 0 | 0.59394 | 0.81115 | 0 | 0 | 0 | 2.1225 | 0 | 0.052206 | 0 | 0 | 0 | -0.29112 | 0 | 0 | 0 | 0 | 0 | 0 | 0 | 0 | 4.1741 | 0 | 0 | 0 | 0 | 0 | 0 | 0 | 0 | -5.4 | 0 | 0 | 0 | 0 | 0 | 0 | 0 | 0 | 0 | 0 | 0 | -30.4531 | 1.822 | 0 | 1.8522 | 1.8522 | 2.6768 | 15.5255 | 1.2254 | 3.0551 | 0 | 0.039387 | 0 | 0.62859 | 0.16139 | 0.33681 | 1.6445 | 20.3687 | -36.3723 | 0 | 0.50591 | 0 | 1.6728 | 0.15811
2025_03_24 Hr 05 | 0 | 0 | 0 | 0.065035 | 0.065521 | 0.063399 | 0.061283 | 0.059639 | 0.052022 | 0 | 0 | 0.0050755 | 0.27 | 0.018274 | 1.6301 | 1.6301 | 3.1967 | 0 | 0.0055943 | 0.006688 | 0.0039511 | 0 | 0 | 0.0066257 | 0 | -0.099624 | 0 | 0.072835 | 0.014642 | 1.2615 | 0.17434 | 3.5615 | 2.0585 | 0 | 0.59394 | 0.81115 | 0 | 0 | 0 | 1.7754 | 0 | 0.052206 | 0 | 0 | 0 | -0.30246 | 0 | 0 | 0 | 0 | 0 | 0 | 0 | 0 | 4.3121 | 0 | 0 | 0 | 0 | 0 | 0 | 0 | 0 | -5.4 | 0 | 0 | 0 | 0 | 0 | 0 | 0 | 0 | 0 | 0 | 0 | -32.7215 | 1.822 | 0 | 1.8522 | 1.8522 | 2.6071 | 15.5255 | 1.2254 | 3.0551 | 0 | 0.039387 | 0 | 0.62859 | 0.16139 | 0.33681 | -0.77567 | 20.4403 | -38.5169 | 0 | 0.50591 | 0 | 1.6728 | 0.16077
2025_03_24 Hr 06 | 0 | 0 | 0 | 0.065035 | 0.065521 | 0.063399 | 0.061283 | 0.059639 | 0.052022 | 0 | 0 | 0.0050755 | 0.27 | 0.022741 | 1.6301 | 1.6301 | 3.1967 | 0 | 0.0055943 | 0.006688 | 0.0039511 | 0 | 0 | 0.44979 | 0 | 0.34354 | 0 | 0.072835 | 0.014642 | 1.2615 | 0.17434 | 3.5615 | 2.0585 | 0 | 0.59394 | 0.81115 | 0 | 0 | 0 | 0 | -1.8902 | 0.052206 | 0 | 0 | 0 | -0.37692 | 0 | 0 | 0 | 0 | 0 | 0 | 0 | 0 | 4.9291 | 0 | 0 | 0 | 0 | 0 | 0 | 0 | 0 | -5.4 | 0 | 0 | 0 | 0 | 0 | 0 | 0 | 0 | 0 | 0 | 0 | -41.1645 | 1.822 | 0 | 1.8522 | 1.8522 | 2.8073 | 15.5255 | 1.2254 | 3.0551 | 0 | 0.039387 | 0 | 0.62859 | 0.16139 | 0.33681 | -11.2459 | 21.2669 | -46.1481 | 0 | 0.50591 | 0 | 1.6728 | 0.16558
2025_03_24 Hr 07 | 0 | 0 | 0 | 0.065035 | 0.065521 | 0.063399 | 0.061283 | 0.059639 | 0.052022 | 0 | 0 | 0.0050755 | 0.15 | 0.013105 | 1.6301 | 1.6301 | 3.152 | 0 | 0.0055943 | 0.006688 | 0.0039511 | 0 | 0 | 0 | 0 | 0 | 0 | 0.072835 | 0.014642 | 1.2615 | 0.17434 | 3.5446 | 2.0585 | 0 | 0.58919 | 0.81115 | 0 | 0 | 0 | 0 | -3.555 | 0.052206 | 0 | 0 | 0 | -0.39105 | 0 | 0 | 0 | 0 | 0 | 0 | 0 | 0 | 5.0017 | 0 | 0 | 0 | 0 | 0 | 0 | 0 | -6.4 | 0 | 0 | 0 | 0 | 0 | 0 | 0 | 0 | 0 | -2.3937 | 0 | 0 | -37.3725 | 1.822 | 0 | 1.8291 | 1.8291 | 2.5897 | 15.4177 | 1.2254 | 3.0551 | 0 | 0.039387 | 0 | 0.62859 | 0.16139 | 0.33681 | -13.7013 | 20.9933 | -46.5573 | 0 | 0.50591 | 0 | 1.6728 | 0.17145
2025_03_24 Hr 08 | 0.11355 | 0 | 0 | 0.065035 | 0.065521 | 0.063399 | 0.061283 | 0.059639 | 0.052022 | 0 | 0 | 0.0050755 | 0.39 | 0.027763 | 1.6301 | 1.6301 | 3.152 | 0 | 0.0055943 | 0.006688 | 0.0039511 | 0 | 0 | 0 | 0 | 0 | 0 | 0.072835 | 0.014642 | 1.2615 | 0.17434 | 3.5446 | 2.0585 | 0 | 0.58919 | 0.81115 | 0 | 0 | 0 | 0 | -3.5977 | 0.052206 | 0 | 0 | 0 | -0.31824 | 0 | 0 | 0 | 0 | 0 | 0 | 0 | 0 | 5.1324 | 0 | 0 | 0 | 0 | 0 | 0 | 0 | -6.4 | 0 | 0 | 0 | 0 | 0 | 0 | 0 | 0 | 0 | -2.3937 | 0 | 0 | -27.8021 | 1.822 | 0 | 1.8291 | 1.8291 | 2.7377 | 15.4177 | 1.2254 | 3.0551 | 0 | 0.039387 | -0.11355 | 0.62859 | 0.16139 | 0.33681 | -3.5659 | 21.6419 | -37.0277 | 0 | 0.50591 | 0 | 1.6728 | 0.17316
2025_03_24 Hr 09 | 0.43155 | 4.2692e-05 | 0 | 0.065035 | 0.065521 | 0.063399 | 0.061283 | 0.059639 | 0.052022 | 0 | 0 | 0.0050755 | 0.36 | 0.028127 | 1.6301 | 1.6301 | 3.152 | 0 | 0.0055943 | 0.006688 | 0.0039511 | 0 | 0 | 0 | 0 | 0 | 0 | 0.072835 | 0.014642 | 1.2615 | 0.17434 | 3.5446 | 2.0585 | 0 | 0.58919 | 0.81115 | 0 | 0 | 0 | 0 | -5.959 | 0.052206 | 0 | 0 | 0 | -0.34948 | 0 | 0 | 0 | 0 | 0 | 0 | 0 | 0 | 4.6533 | 0 | 0 | 0 | 0 | 0 | 0 | 0 | -6.4 | 0 | 0 | 0 | 0 | 0 | 0 | 0 | 0 | 0 | -2.3937 | 0 | 0 | -27.7217 | 1.822 | 0 | 1.8291 | 1.8291 | 2.9597 | 15.4177 | 1.2254 | 3.0551 | 0 | 0.039387 | -0.43155 | 0.62859 | 0.16139 | 0.33681 | -6.1646 | 21.6732 | -37.2964 | 0 | 0.50591 | 0 | 1.6728 | 0.1732
2025_03_24 Hr 10 | 0.43162 | 0.00024136 | 0 | 0.065035 | 0.065521 | 0.063399 | 0.061283 | 0.059639 | 0.052022 | 0 | 0 | 0.0050755 | 0.3 | 0.022641 | 1.6301 | 1.6301 | 3.152 | 0 | 0.0055943 | 0.006688 | 0.0039511 | 0 | 0 | 0 | 0 | 0 | 0 | 0.072835 | 0.014642 | 1.2615 | 0.17434 | 3.5446 | 2.0585 | 0 | 0.58919 | 0.81115 | 0 | 0 | 0 | 0 | -3.7974 | 0.052206 | 0 | 0 | 0 | -0.33751 | 0 | 0 | 0 | 0 | 0 | 0 | 0 | 0 | 5.0017 | 0 | 0 | 0 | 0 | 0 | 0 | 0 | -6.4 | 0 | 0 | 0 | 0 | 0 | 0 | 0 | 0 | 0 | -2.3937 | 0 | 0 | -29.4271 | 1.822 | 0 | 1.8291 | 1.8291 | 2.4287 | 15.4177 | 1.2254 | 3.0551 | 0 | 0.039387 | -0.43162 | 0.62859 | 0.16139 | 0.33681 | -5.9456 | 21.4242 | -38.99 | 0 | 0.50591 | 0 | 1.6728 | 0.17196
2025_03_24 Hr 11 | 0.4771 | 0.00039521 | 0 | 0.065035 | 0.065521 | 0.063399 | 0.061283 | 0.059639 | 0.052022 | 0 | 0 | 0.0050755 | 0.3 | 0.021762 | 1.6301 | 1.6301 | 3.152 | 0 | 0.0055943 | 0.006688 | 0.0039511 | 0 | 0 | 0 | 0 | 0 | 0 | 0.072835 | 0.014642 | 1.2615 | 0.17434 | 3.5446 | 2.0585 | 0 | 0.58919 | 0.81115 | 0 | 0 | 0 | 0 | -3.6894 | 0.052206 | 0 | 0 | 0 | -0.32433 | 0 | 0 | 0 | 0 | 0 | 0 | 0 | 0 | 4.3847 | 0 | 0 | 0 | 0 | 0 | 0 | 0 | -6.4 | 0 | 0 | 0 | 0 | 0 | 0 | 0 | 0 | 0 | -2.3937 | 0 | 0 | -32.1322 | 1.822 | 0 | 1.8291 | 1.8291 | 2.4287 | 15.4177 | 1.2254 | 3.0551 | 0 | 0.039387 | -0.4771 | 0.62859 | 0.16139 | 0.33681 | -9.1471 | 20.8519 | -41.7273 | 0 | 0.50591 | 0 | 1.6728 | 0.172
2025_03_24 Hr 12 | 0.4771 | 0.00050334 | 0 | 0.065035 | 0.065521 | 0.063399 | 0.061283 | 0.059639 | 0.052022 | 0 | 0 | 0.0050755 | 0.27 | 0.012238 | 1.6301 | 1.6301 | 3.152 | 0 | 0.0055943 | 0.006688 | 0.0039511 | 0 | 0 | 0 | 0 | 0 | 0 | 0.072835 | 0.014642 | 1.2615 | 0.17434 | 3.5446 | 2.0585 | 0 | 0.58919 | 0.81115 | 0 | 0 | 0 | 0 | -2.2077 | 0.052206 | 0 | 0 | 0 | -0.20186 | 0 | 0 | 0 | 0 | 0 | 0 | 0 | 0 | 4.3847 | 0 | 0 | 0 | 0 | 0 | 0 | 0 | -6.4 | 0 | 0 | 0 | 0 | 0 | 0 | 0 | 0 | 0 | -2.3937 | 0 | 0 | -20.2895 | 1.822 | 0 | 1.8291 | 1.8291 | 2.4069 | 15.4177 | 1.2254 | 3.0551 | 0 | 0.039387 | -0.4771 | 0.62859 | 0.16139 | 0.33681 | 4.2371 | 20.7893 | -29.7622 | 0 | 0.50591 | 0 | 1.6728 | 0.17057
2025_03_24 Hr 13 | 0.52207 | 0.00044946 | 0 | 0.065035 | 0.065521 | 0.063399 | 0.061283 | 0.059639 | 0.052022 | 0 | 0 | 0.0050755 | 0.39 | 0.01422 | 1.6301 | 1.6301 | 3.152 | 0 | 0.0055943 | 0.006688 | 0.0039511 | 0 | 0 | 0 | 0 | 0 | 0 | 0.072835 | 0.014642 | 1.2615 | 0.17434 | 3.5446 | 2.0585 | 0 | 0.58919 | 0.81115 | 0 | 0 | 0 | 0 | -1.1343 | 0.052206 | 0 | 0 | 0 | -0.16198 | 0 | 0 | 0 | 0 | 0 | 0 | 0 | 0 | 4.1741 | 0 | 0 | 0 | 0 | 0 | 0 | 0 | -6.4 | 0 | 0 | 0 | 0 | 0 | 0 | 0 | 0 | 0 | -2.3937 | 0 | 0 | -16.2931 | 1.822 | 0 | 1.8291 | 1.8291 | 2.2067 | 15.4177 | 1.2254 | 3.0551 | 0 | 0.039387 | -0.52207 | 0.62859 | 0.16139 | 0.33681 | 9.0566 | 20.5441 | -25.7709 | 0 | 0.50591 | 0 | 1.6728 | 0.16923
2025_03_24 Hr 14 | 0.40874 | 0.00039293 | 0 | 0 | 0 | 0 | 0 | 0 | 0 | 0 | 0 | 0.0050755 | 0.15 | 0.0043868 | 1.6301 | 1.6301 | 3.152 | 0 | 0.0055943 | 0.006688 | 0.0039511 | 0 | 0 | 0 | 0 | 0 | 0 | 0.072835 | 0.014642 | 1.2331 | 0.17434 | 3.5446 | 2.0585 | 0 | 0.58919 | 0.81115 | 0 | 0 | 0 | 0 | -0.91739 | 0.052206 | 0 | 0.0018801 | 0 | -0.1295 | 0 | 0 | 0 | 0 | 0 | 0 | 0 | 0 | 3.7676 | 0 | 0 | 0 | 0 | 0 | 0 | 0 | -6.4 | 0 | 0 | 0 | 0 | 0 | 0 | 0 | 0 | 0 | -2.3937 | 0 | 0 | -11.6777 | 1.822 | 0 | 1.8291 | 1.8291 | 2.2372 | 15.0223 | 1.2254 | 3.0551 | 0 | 0.039387 | -0.40874 | 0.62859 | 0.16139 | 0.33681 | 12.9003 | 19.8051 | -21.0097 | 0 | 0.50591 | 0 | 1.6728 | 0.16944
2025_03_24 Hr 15 | 0.29569 | 0.0004246 | 0 | 0 | 0 | 0 | 0 | 0 | 0 | 0 | 0 | 0.0050755 | 0.57 | 0.018298 | 1.6301 | 1.6301 | 3.152 | 0 | 0.0055943 | 0.006688 | 0.0039511 | 0 | 0 | 0 | 0 | 0 | 0 | 0.072835 | 0.014642 | 1.2013 | 0.17434 | 3.5446 | 2.0585 | 0 | 0.58919 | 0.81115 | 0 | 0 | 0 | 0.038742 | -0.46069 | 0.052206 | 0 | 0.0020637 | 0 | -0.14236 | 0 | 0 | 0 | 0 | 0 | 0 | 0 | 0 | 3.3538 | 0 | 0 | 0 | 0 | 0 | 0 | 0 | -6.4 | 0 | 0 | 0 | 0 | 0 | 0 | 0 | 0 | 0 | -2.3937 | 0 | 0 | -12.3265 | 1.822 | 0 | 1.7666 | 1.7666 | 2.2372 | 14.8655 | 1.2254 | 3.0551 | 0 | 0.039387 | -0.29569 | 0.62859 | 0.16139 | 0.33681 | 12.5951 | 19.7098 | -21.5583 | 0 | 0.50591 | 0 | 1.6728 | 0.16711
2025_03_24 Hr 16 | 0.38636 | 0.00034744 | 0 | 0 | 0 | 0 | 0 | 0 | 0 | 0 | 0 | 0.0050755 | 0.6 | 0.018744 | 1.6128 | 1.6128 | 3.1432 | 0 | 0.0055943 | 0.006688 | 0.0039511 | 0 | 0 | 0 | 0 | 0 | 0 | 0.072835 | 0.014642 | 0.66903 | 0.17434 | 3.5446 | 2.0585 | 0 | 0.58919 | 0.81115 | 0 | 0 | 0 | 0.58014 | -0.24635 | 0.052206 | 0 | 0.0020083 | 0 | -0.13848 | 0 | 0 | 0 | 0 | 0 | 0 | 0 | 0 | 3.4264 | 0 | 0 | 0 | 0 | 0 | 0 | 0 | -6.4 | 0 | 0 | 0 | 0 | 0 | 0 | 0 | 0 | 0 | -2.3937 | 0 | 0 | -10.999 | 1.822 | 0 | 1.6682 | 1.6682 | 2.1588 | 14.0931 | 1.2254 | 3.0551 | 0 | 0.039387 | -0.38636 | 0.62859 | 0.16139 | 0.33681 | 13.9343 | 19.825 | -20.3176 | 0 | 0.50591 | 0 | 1.6728 | 0.16697
2025_03_24 Hr 17 | 0.34081 | 0.00029883 | 0 | 0 | 0 | 0 | 0 | 0 | 0 | 0 | 0 | 0.0050755 | 0.69 | 0.023671 | 1.6301 | 1.6301 | 3.152 | 0 | 0.0055943 | 0.006688 | 0.0039511 | 0 | 0 | 0 | 0 | 0 | 0 | 0.072835 | 0.014642 | 0.91005 | 0.17434 | 3.5446 | 2.0585 | 0 | 0.58919 | 0.81115 | 0 | 0 | 0 | 0.093888 | -0.50792 | 0.052206 | 0 | 0.0022054 | 0 | -0.15228 | 0 | 0 | 0 | 0 | 0 | 0 | 0 | 0 | 2.7368 | 0 | 0 | 0 | 0 | 0 | 0 | 0 | -6.4 | 0 | 0 | 0 | 0 | 0 | 0 | 0 | 0 | 0 | -2.3937 | 0 | 0 | -11.8082 | 1.822 | 0 | 1.6415 | 1.6415 | 2.3764 | 14.3242 | 1.2254 | 3.0551 | 0 | 0.039387 | -0.34081 | 0.62859 | 0.16139 | 0.33681 | 12.2173 | 19.4022 | -21.0951 | 0 | 0.50591 | 0 | 1.6728 | 0.16689
2025_03_24 Hr 18 | 0.22653 | 0.0001551 | 0 | 0.065035 | 0.065521 | 0.063399 | 0.061283 | 0.059639 | 0.052022 | 0 | 0 | 0.0050755 | 0.69 | 0.026012 | 1.6301 | 1.6301 | 3.152 | 0 | 0.0055943 | 0.006688 | 0.0039511 | 0 | 0 | 0 | 0 | 0 | 0 | 0.072835 | 0.014642 | 1.1512 | 0.17434 | 3.5446 | 2.0585 | 0 | 0.58919 | 0.81115 | 0 | 0 | 0 | 0 | -0.81592 | 0.052206 | 0 | 0 | 0 | -0.16754 | 0 | 0 | 0 | 0 | 0 | 0 | 0 | 0 | 2.4682 | 0 | 0 | 0 | 0 | 0 | 0 | 0 | -6.4 | 0 | 0 | 0 | 0 | 0 | 0 | 0 | 0 | 0 | -2.3937 | 0 | 0 | -15.4846 | 1.822 | 0 | 1.8291 | 1.8291 | 1.976 | 15.3074 | 1.2254 | 3.0551 | 0 | 0.039387 | -0.22653 | 0.62859 | 0.16139 | 0.33681 | 8.4409 | 18.6219 | -24.6724 | 0 | 0.50591 | 0 | 1.6728 | 0.16773
2025_03_24 Hr 19 | 0.02274 | 9.1427e-06 | 0 | 0.065035 | 0.065521 | 0.063399 | 0.061283 | 0.059639 | 0.052022 | 0 | 0 | 0.0050755 | 0.9 | 0.039384 | 1.6301 | 1.6301 | 3.152 | 0 | 0.0055943 | 0.006688 | 0.0039511 | 0 | 0 | 0 | 0 | 0 | 0 | 0.072835 | 0.014642 | 1.2615 | 0.17434 | 3.5446 | 2.0585 | 0 | 0.58919 | 0.81115 | 0 | 0 | 0 | 0 | -0.97744 | 0.052206 | 0 | 0 | 0 | -0.19482 | 0 | 0 | 0 | 0 | 0 | 0 | 0 | 0 | 2.9473 | 0 | 0 | 0 | 0 | 0 | 0 | 0 | -6.4 | 0 | 0 | 0 | 0 | 0 | 0 | 0 | 0 | 0 | -2.3937 | 0 | 0 | -19.5946 | 1.822 | 0 | 1.8291 | 1.8291 | 1.8672 | 15.4177 | 1.2254 | 3.0551 | 0 | 0.039387 | -0.02274 | 0.62859 | 0.16139 | 0.33681 | 4.8462 | 19.0119 | -28.6059 | 0 | 0.50591 | 0 | 1.6728 | 0.16792
2025_03_24 Hr 20 | 0.022813 | 0 | 0 | 0.065035 | 0.065521 | 0.063399 | 0.061283 | 0.059639 | 0.052022 | 0 | 0 | 0.0050755 | 0.99 | 0.043885 | 1.6301 | 1.6301 | 3.152 | 0 | 0.0055943 | 0.006688 | 0.0039511 | 0 | 0 | 0 | 0 | 0 | 0 | 0.072835 | 0.014642 | 1.2615 | 0.17434 | 3.5446 | 2.0585 | 0 | 0.58919 | 0.81115 | 0 | 0 | 0 | 0 | -1.012 | 0.052206 | 0 | 0 | 0 | -0.19738 | 0 | 0 | 0 | 0 | 0 | 0 | 0 | 0 | 3.4264 | 0 | 0 | 0 | 0 | 0 | 0 | 0 | -6.4 | 0 | 0 | 0 | 0 | 0 | 0 | 0 | 0 | 0 | -2.3937 | 0 | 0 | -19.9933 | 1.822 | 0 | 1.8291 | 1.8291 | 1.8977 | 15.4177 | 1.2254 | 3.0551 | 0 | 0.039387 | -0.022813 | 0.62859 | 0.16139 | 0.33681 | 5.0158 | 19.6174 | -29.0073 | 0 | 0.50591 | 0 | 1.6728 | 0.1693
2025_03_24 Hr 21 | 0 | 0 | 0 | 0.065035 | 0.065521 | 0.063399 | 0.061283 | 0.059639 | 0.052022 | 0 | 0 | 0.0050755 | 1.05 | 0.039147 | 1.6301 | 1.6301 | 3.152 | 0 | 0.0055943 | 0.006688 | 0.0039511 | 0 | 0 | 0 | 0 | 0 | 0 | 0.072835 | 0.014642 | 1.2615 | 0.17434 | 3.5446 | 2.0585 | 0 | 0.58919 | 0.81115 | 0 | 0 | 0 | 0 | -0.87637 | 0.052206 | 0 | 0 | 0 | -0.16567 | 0 | 0 | 0 | 0 | 0 | 0 | 0 | 0 | 3.0126 | 0 | 0 | 0 | 0 | 0 | 0 | 0 | -6.4 | 0 | 0 | 0 | 0 | 0 | 0 | 0 | 0 | 0 | -2.3937 | 0 | 0 | -14.9872 | 1.822 | 0 | 1.8291 | 1.8291 | 2.1458 | 15.4177 | 1.2254 | 3.0551 | 0 | 0.039387 | 0 | 0.62859 | 0.16139 | 0.33681 | 10.0773 | 19.4826 | -23.9466 | 0 | 0.50591 | 0 | 1.6728 | 0.16774
2025_03_24 Hr 22 | 0 | 0 | 0 | 0.065035 | 0.065521 | 0.063399 | 0.061283 | 0.059639 | 0.052022 | 0 | 0 | 0.0050755 | 1.02 | 0.032065 | 1.6301 | 1.6301 | 3.152 | 0 | 0.0055943 | 0.006688 | 0.0039511 | 0 | 0 | 0 | 0 | 0 | 0 | 0.072835 | 0.014642 | 1.2565 | 0.17434 | 3.5446 | 2.0585 | 0 | 0.58919 | 0.81115 | 0 | 0 | 0 | 0 | -0.35782 | 0.052206 | 0 | 0 | 0 | -0.13936 | 0 | 0 | 0 | 0 | 0 | 0 | 0 | 0 | 3.078 | 0 | 0 | 0 | 0 | 0 | 0 | 0 | -6.4 | 0 | 0 | 0 | 0 | 0 | 0 | 0 | 0 | 0 | -2.3937 | 0 | 0 | -13.3538 | 1.822 | 0 | 1.8291 | 1.8291 | 2.1153 | 15.4126 | 1.2254 | 3.0551 | 0 | 0.039387 | 0 | 0.62859 | 0.16139 | 0.33681 | 12.2471 | 19.4792 | -22.2869 | 0 | 0.50591 | 0 | 1.6728 | 0.16653
2025_03_24 Hr 23 | 0 | 0 | 0 | 0 | 0 | 0 | 0 | 0 | 0 | 0 | 0 | 0.0050755 | 0.84 | 0.027822 | 1.6301 | 1.6301 | 3.1967 | 0 | 0.0055943 | 0.006688 | 0.0039511 | 0 | 0 | -0.91906 | 0 | -1.0253 | 0 | 0.072835 | 0.014642 | 1.2615 | 0.17434 | 3.5615 | 2.0585 | 0 | 0.59394 | 0.81115 | 0 | 0 | 0 | 0 | -0.89786 | 0.052206 | 0 | 0.0021293 | 0 | -0.14695 | 0 | 0 | 0 | 0 | 0 | 0 | 0 | 0 | 3.0126 | 0 | 0 | 0 | 0 | 0 | 0 | 0 | 0 | -5.4 | 0 | 0 | 0 | 0 | 0 | 0 | 0 | 0 | 0 | 0 | 0 | -10.7299 | 1.822 | 0 | 1.8522 | 1.8522 | 2.1371 | 15.1586 | 1.2254 | 3.0551 | 0 | 0.039387 | 0 | 0.62859 | 0.16139 | 0.33681 | 15.2917 | 19.2521 | -18.2212 | 0 | 0.50591 | 0 | 1.6728 | 0.16249
2025_03_24 Hr 24 | 0 | 0 | 0 | 0 | 0 | 0 | 0 | 0 | 0 | 0 | 0 | 0.0050755 | 0.72 | 0.026452 | 1.6301 | 1.6301 | 3.1967 | 0 | 0.0055943 | 0.006688 | 0.0039511 | 0 | 0 | -0.82217 | 0 | -0.92842 | 0 | 0.072835 | 0.014642 | 1.2615 | 0.17434 | 3.5615 | 2.0585 | 0 | 0.59394 | 0.81115 | 0 | 0 | 0 | 0.10411 | -0.015821 | 0.052206 | 0 | 0.0023618 | 0 | -0.16323 | 0 | 0 | 0 | 0 | 0 | 0 | 0 | 0 | 3.3538 | 0 | 0 | 0 | 0 | 0 | 0 | 0 | 0 | -5.4 | 0 | 0 | 0 | 0 | 0 | 0 | 0 | 0 | 0 | 0 | 0 | -13.6692 | 1.822 | 0 | 1.8522 | 1.8522 | 2.1153 | 15.1586 | 1.2254 | 3.0551 | 0 | 0.039387 | 0 | 0.62859 | 0.16139 | 0.33681 | 13.7117 | 19.4478 | -20.983 | 0 | 0.50591 | 0 | 1.6728 | 0.16019
2025_03_25 Hr 01 | 0 | 0 | 0 | 0 | 0 | 0 | 0 | 0 | 0 | 0 | 0 | 0.0050755 | 0.57 | 0.019006 | 1.6301 | 1.6301 | 3.7282 | 0 | 0.0055943 | 0.006688 | 0.0039511 | 0 | 0 | -0.9131 | 0 | -1.0194 | 0 | 0.072835 | 0.014642 | 1.2615 | 0.20257 | 4.1546 | 2.0585 | 0 | 0.59394 | 0.81115 | 0 | 0 | 0 | 0.37763 | -0.0035226 | 0.052206 | 0 | 0.0021436 | 0 | -0.14795 | 0 | 0 | 0 | 0 | 0 | 0 | 0 | 0 | 3.6297 | 0 | 0 | 0 | 0 | 0 | 0 | 0 | 0 | -5.4 | 0 | 0 | 0 | 0 | 0 | 0 | 0 | 0 | 0 | 0 | 0 | -11.9677 | 1.822 | 0 | 2.1606 | 2.1606 | 2.1588 | 16.9283 | 1.2254 | 3.0551 | 0 | 0.039387 | 0 | 0.62859 | 0.16139 | 0.33681 | 17.4633 | 19.609 | -19.4481 | 0 | 0.50591 | 0 | 1.6728 | 0.15943
2025_03_25 Hr 02 | 0 | 0 | 0 | 0 | 0 | 0 | 0 | 0 | 0 | 0 | 0 | 0.0050755 | 0.36 | 0.014643 | 1.6301 | 1.6301 | 3.7282 | 0 | 0.0055943 | 0.006688 | 0.0039511 | 0 | 0 | -0.71673 | 0 | -0.82298 | 0 | 0.072835 | 0.014642 | 1.2615 | 0.20257 | 4.1546 | 2.0585 | 0 | 0.59394 | 0.81115 | 0 | 0 | 0 | 1.6744 | 0 | 0.052206 | 0 | 0.0026149 | 0 | -0.18094 | 0 | 0 | 0 | 0 | 0 | 0 | 0 | 0 | 3.2885 | 0 | 0 | 0 | 0 | 0 | 0 | 0 | 0 | -5.4 | 0 | 0 | 0 | 0 | 0 | 0 | 0 | 0 | 0 | 0 | 0 | -15.8388 | 1.822 | 0 | 2.1606 | 2.1606 | 1.8977 | 16.9283 | 1.2254 | 3.0551 | 0 | 0.039387 | 0 | 0.62859 | 0.16139 | 0.33681 | 14.435 | 18.7917 | -22.9594 | 0 | 0.50591 | 0 | 1.6728 | 0.15886
2025_03_25 Hr 03 | 0 | 0 | 0 | 0.075865 | 0.076432 | 0.073955 | 0.071488 | 0.06957 | 0.060685 | 0 | 0 | 0.0050755 | 0.39 | 0.018584 | 1.6301 | 1.6301 | 3.7282 | 0 | 0.0055943 | 0.006688 | 0.0039511 | 0 | 0 | -0.52985 | 0 | -0.6361 | 0 | 0.072835 | 0.014642 | 1.2615 | 0.20257 | 4.1546 | 2.0585 | 0 | 0.59394 | 0.81115 | 0 | 0 | 0 | 1.2779 | 0 | 0.052206 | 0 | 0.12635 | 0 | -0.21233 | 0 | 0 | 0 | 0 | 0 | 0 | 0 | 0 | 3.7676 | 0 | 0 | 0 | 0 | 0 | 0 | 0 | 0 | -5.4 | 0 | 0 | 0 | 0 | 0 | 0 | 0 | 0 | 0 | 0 | 0 | -19.7627 | 1.822 | 0 | 2.1606 | 2.1606 | 2.1458 | 17.3563 | 1.2254 | 3.0551 | 0 | 0.039387 | 0 | 0.62859 | 0.16139 | 0.33681 | 11.6443 | 19.5511 | -26.541 | 0 | 0.50591 | 0 | 1.6728 | 0.15709
2025_03_25 Hr 04 | 0 | 0 | 0 | 0.075865 | 0.076432 | 0.073955 | 0.071488 | 0.06957 | 0.060685 | 0 | 0 | 0.0050755 | 0.33 | 0.017176 | 1.6301 | 1.6301 | 3.7282 | 0 | 0.0055943 | 0.006688 | 0.0039511 | 0 | 0 | -0.4121 | 0 | -0.51835 | 0 | 0.072835 | 0.014642 | 1.2615 | 0.20257 | 4.1546 | 2.0585 | 0 | 0.59394 | 0.81115 | 0 | 0 | 0 | 1.2864 | 0 | 0.052206 | 0 | 0.059488 | 0 | -0.23212 | 0 | 0 | 0 | 0 | 0 | 0 | 0 | 0 | 3.9055 | 0 | 0 | 0 | 0 | 0 | 0 | 0 | 0 | -5.4 | 0 | 0 | 0 | 0 | 0 | 0 | 0 | 0 | 0 | 0 | 0 | -21.608 | 1.822 | 0 | 2.1606 | 2.1606 | 2.0282 | 17.3563 | 1.2254 | 3.0551 | 0 | 0.039387 | 0 | 0.62859 | 0.16139 | 0.33681 | 9.9832 | 19.511 | -28.1706 | 0 | 0.50591 | 0 | 1.6728 | 0.15799
2025_03_25 Hr 05 | 0 | 0 | 0 | 0.075865 | 0.076432 | 0.073955 | 0.071488 | 0.06957 | 0.060685 | 0 | 0 | 0.0050755 | 0.24 | 0.014511 | 1.6301 | 1.6301 | 3.7282 | 0 | 0.0055943 | 0.006688 | 0.0039511 | 0 | 0 | -0.18667 | 0 | -0.29292 | 0 | 0.072835 | 0.014642 | 1.2615 | 0.20257 | 4.1546 | 2.0585 | 0 | 0.59394 | 0.81115 | 0 | 0 | 0 | 1.6911 | 0 | 0.052206 | 0 | 0 | 0 | -0.26999 | 0 | 0 | 0 | 0 | 0 | 0 | 0 | 0 | 3.6297 | 0 | 0 | 0 | 0 | 0 | 0 | 0 | 0 | -5.4 | 0 | 0 | 0 | 0 | 0 | 0 | 0 | 0 | 0 | 0 | 0 | -25.4764 | 1.822 | 0 | 2.1606 | 2.1606 | 1.754 | 17.3563 | 1.2254 | 3.0551 | 0 | 0.039387 | 0 | 0.62859 | 0.16139 | 0.33681 | 6.292 | 18.8706 | -31.626 | 0 | 0.50591 | 0 | 1.6728 | 0.16029
2025_03_25 Hr 06 | 0 | 0 | 0 | 0.075865 | 0.076432 | 0.073955 | 0.071488 | 0.06957 | 0.060685 | 0 | 0 | 0.0050755 | 0.21 | 0.016698 | 1.6301 | 1.6301 | 3.7282 | 0 | 0.0055943 | 0.006688 | 0.0039511 | 0 | 0 | 0.32363 | 0 | 0.21738 | 0 | 0.072835 | 0.014642 | 1.2615 | 0.20257 | 4.1546 | 2.0585 | 0 | 0.59394 | 0.81115 | 0 | 0 | 0 | 0.48669 | -1.1221 | 0.052206 | 0 | 0 | 0 | -0.35572 | 0 | 0 | 0 | 0 | 0 | 0 | 0 | 0 | 3.3538 | 0 | 0 | 0 | 0 | 0 | 0 | 0 | 0 | -5.4 | 0 | 0 | 0 | 0 | 0 | 0 | 0 | 0 | 0 | 0 | 0 | -32.2641 | 1.822 | 0 | 2.1606 | 2.1606 | 1.7366 | 17.3563 | 1.2254 | 3.0551 | 0 | 0.039387 | 0 | 0.62859 | 0.16139 | 0.33681 | -2.2035 | 18.5543 | -37.4788 | 0 | 0.50591 | 0 | 1.6728 | 0.16509
2025_03_25 Hr 07 | 0 | 0 | 0 | 0.075865 | 0.076432 | 0.073955 | 0.071488 | 0.06957 | 0.060685 | 0 | 0 | 0.0050755 | 0.18 | 0.01448 | 1.6301 | 1.6301 | 3.6761 | 0 | 0.0055943 | 0.006688 | 0.0039511 | 0 | 0 | 0 | 0 | 0 | 0 | 0.072835 | 0.014642 | 1.2615 | 0.20257 | 4.1348 | 2.0585 | 0 | 0.58919 | 0.81115 | 0 | 0 | 0 | 0 | -3.979 | 0.052206 | 0 | 0 | 0 | -0.35991 | 0 | 0 | 0 | 0 | 0 | 0 | 0 | 0 | 3.4264 | 0 | 0 | 0 | 0 | 0 | 0 | 0 | -6.4 | 0 | 0 | 0 | 0 | 0 | 0 | 0 | 0 | 0 | -2.3937 | 0 | 0 | -27.4061 | 1.822 | 0 | 2.1337 | 2.1337 | 1.6365 | 17.2305 | 1.2254 | 3.0551 | 0 | 0.039387 | 0 | 0.62859 | 0.16139 | 0.33681 | -4.8115 | 18.4967 | -36.5597 | 0 | 0.50591 | 0 | 1.6728 | 0.17195
2025_03_25 Hr 08 | 0.11355 | 0 | 0 | 0.075865 | 0.076432 | 0.073955 | 0.071488 | 0.06957 | 0.060685 | 0 | 0 | 0.0050755 | 0.09 | 0.0060997 | 1.6301 | 1.6301 | 3.6761 | 0 | 0.0055943 | 0.006688 | 0.0039511 | 0 | 0 | 0 | 0 | 0 | 0 | 0.072835 | 0.014642 | 1.2615 | 0.20257 | 4.1348 | 2.0585 | 0 | 0.58919 | 0.81115 | 0 | 0 | 0 | 0 | -4.9942 | 0.052206 | 0 | 0 | 0 | -0.30289 | 0 | 0 | 0 | 0 | 0 | 0 | 0 | 0 | 3.9055 | 0 | 0 | 0 | 0 | 0 | 0 | 0 | -6.4 | 0 | 0 | 0 | 0 | 0 | 0 | 0 | 0 | 0 | -2.3937 | 0 | 0 | -15.526 | 1.822 | 0 | 2.1337 | 2.1337 | 1.3449 | 17.2305 | 1.2254 | 3.0551 | 0 | 0.039387 | -0.11355 | 0.62859 | 0.16139 | 0.33681 | 6.2017 | 18.7015 | -24.7362 | 0 | 0.50591 | 0 | 1.6728 | 0.1741
2025_03_25 Hr 09 | 0.36377 | 1.3605e-05 | 0 | 0.075865 | 0.076432 | 0.073955 | 0.071488 | 0.06957 | 0.060685 | 0 | 0 | 0.0050755 | 0.06 | 0.0028218 | 1.6301 | 1.6301 | 3.6761 | 0 | 0.0055943 | 0.006688 | 0.0039511 | 0 | 0 | 0 | 0 | 0 | 0 | 0.072835 | 0.014642 | 1.2615 | 0.20257 | 4.1348 | 2.0585 | 0 | 0.58919 | 0.81115 | 0 | 0 | 0 | 0 | -3.4042 | 0.052206 | 0 | 0 | 0 | -0.20953 | 0 | 0 | 0 | 0 | 0 | 0 | 0 | 0 | 3.695 | 0 | 0 | 0 | 0 | 0 | 0 | 0 | -6.4 | 0 | 0 | 0 | 0 | 0 | 0 | 0 | 0 | 0 | -2.3937 | 0 | 0 | -10.4905 | 1.822 | 0 | 2.1337 | 2.1337 | 0.85308 | 17.2305 | 1.2254 | 3.0551 | 0 | 0.039387 | -0.36377 | 0.62859 | 0.16139 | 0.33681 | 12.1853 | 18.2165 | -19.8575 | 0 | 0.50591 | 0 | 1.6728 | 0.17451
2025_03_25 Hr 10 | 0.20415 | 4.8248e-05 | 0 | 0.075865 | 0.076432 | 0.073955 | 0.071488 | 0.06957 | 0.060685 | 0 | 0 | 0.0050755 | 0.03 | 0.0010234 | 1.6301 | 1.6301 | 3.6761 | 0 | 0.0055943 | 0.006688 | 0.0039511 | 0 | 0 | 0 | 0 | 0 | 0 | 0.072835 | 0.014642 | 1.2615 | 0.20257 | 4.1348 | 2.0585 | 0 | 0.58919 | 0.81115 | 0 | 0 | 0 | 0 | -1.8958 | 0.052206 | 0 | 0 | 0 | -0.15142 | 0 | 0 | 0 | 0 | 0 | 0 | 0 | 0 | 3.7676 | 0 | 0 | 0 | 0 | 0 | 0 | 0 | -6.4 | 0 | 0 | 0 | 0 | 0 | 0 | 0 | 0 | 0 | -2.3937 | 0 | 0 | -8.2753 | 1.822 | 0 | 2.1337 | 2.1337 | 0.40043 | 17.2305 | 1.2254 | 3.0551 | 0 | 0.039387 | -0.20415 | 0.62859 | 0.16139 | 0.33681 | 15.5547 | 17.6446 | -17.4246 | 0 | 0.50591 | 0 | 1.6728 | 0.17402
2025_03_25 Hr 11 | 0.318 | 0.00013777 | 0 | 0.075865 | 0.076432 | 0.073955 | 0.071488 | 0.06957 | 0.060685 | 0 | 0 | 0.0050755 | 0.03 | 0.0010897 | 1.6301 | 1.6301 | 3.6761 | 0 | 0.0055943 | 0.006688 | 0.0039511 | 0 | 0 | 0 | 0 | 0 | 0 | 0.072835 | 0.014642 | 1.2615 | 0.20257 | 4.1348 | 2.0585 | 0 | 0.58919 | 0.81115 | 0 | 0 | 0 | 0 | -1.4905 | 0.052206 | 0 | 0 | 0 | -0.16136 | 0 | 0 | 0 | 0 | 0 | 0 | 0 | 0 | 4.0435 | 0 | 0 | 0 | 0 | 0 | 0 | 0 | -6.4 | 0 | 0 | 0 | 0 | 0 | 0 | 0 | 0 | 0 | -2.3937 | 0 | 0 | -10.0995 | 1.822 | 0 | 2.1337 | 2.1337 | 0.33949 | 17.2305 | 1.2254 | 3.0551 | 0 | 0.039387 | -0.318 | 0.62859 | 0.16139 | 0.33681 | 14.3395 | 17.9722 | -19.3726 | 0 | 0.50591 | 0 | 1.6728 | 0.17266
2025_03_25 Hr 12 | 0.31807 | 0.00034946 | 0 | 0 | 0 | 0 | 0 | 0 | 0 | 0 | 0 | 0.0050755 | 0.03 | 0.00095368 | 1.6301 | 1.6301 | 3.6761 | 0 | 0.0055943 | 0.006688 | 0.0039511 | 0 | 0 | 0 | 0 | 0 | 0 | 0.072835 | 0.014642 | 1.2598 | 0.20257 | 4.1348 | 2.0585 | 0 | 0.58919 | 0.81115 | 0 | 0 | 0 | 0 | -1.2117 | 0.052206 | 0 | 0.0020436 | 0 | -0.14095 | 0 | 0 | 0 | 0 | 0 | 0 | 0 | 0 | 3.7676 | 0 | 0 | 0 | 0 | 0 | 0 | 0 | -6.4 | 0 | 0 | 0 | 0 | 0 | 0 | 0 | 0 | 0 | -2.3937 | 0 | 0 | -7.6293 | 1.822 | 0 | 2.1337 | 2.1337 | 0.47007 | 16.8008 | 1.2254 | 3.0551 | 0 | 0.039387 | -0.31807 | 0.62859 | 0.16139 | 0.33681 | 16.5326 | 17.8255 | -16.8821 | 0 | 0.50591 | 0 | 1.6728 | 0.17116
2025_03_25 Hr 13 | 0.29569 | 0.00037689 | 0 | 0 | 0 | 0 | 0 | 0 | 0 | 0 | 0 | 0.0050755 | 0.09 | 0.0027735 | 1.6301 | 1.6301 | 3.6761 | 0 | 0.0055943 | 0.006688 | 0.0039511 | 0 | 0 | 0 | 0 | 0 | 0 | 0.072835 | 0.014642 | 1.2615 | 0.20257 | 4.1348 | 2.0585 | 0 | 0.58919 | 0.81115 | 0 | 0 | 0 | 0 | -1.0367 | 0.052206 | 0 | 0.0019811 | 0 | -0.13657 | 0 | 0 | 0 | 0 | 0 | 0 | 0 | 0 | 3.5644 | 0 | 0 | 0 | 0 | 0 | 0 | 0 | -6.4 | 0 | 0 | 0 | 0 | 0 | 0 | 0 | 0 | 0 | -2.3937 | 0 | 0 | -8.1599 | 1.822 | 0 | 2.1337 | 2.1337 | 0.39172 | 16.8025 | 1.2254 | 3.0551 | 0 | 0.039387 | -0.29569 | 0.62859 | 0.16139 | 0.33681 | 15.9629 | 17.5831 | -17.3859 | 0 | 0.50591 | 0 | 1.6728 | 0.17085
2025_03_25 Hr 14 | 0.43162 | 0.00030969 | 0 | 0 | 0 | 0 | 0 | 0 | 0 | 0 | 0 | 0.0050755 | 0.09 | 0.0026277 | 1.6301 | 1.6301 | 3.6761 | 0 | 0.0055943 | 0.006688 | 0.0039511 | 0 | 0 | 0 | 0 | 0 | 0 | 0.072835 | 0.014642 | 1.2331 | 0.20257 | 4.1348 | 2.0585 | 0 | 0.58919 | 0.81115 | 0 | 0 | 0 | 0 | -0.72424 | 0.052206 | 0 | 0.0018769 | 0 | -0.12928 | 0 | 0 | 0 | 0 | 0 | 0 | 0 | 0 | 4.1741 | 0 | 0 | 0 | 0 | 0 | 0 | 0 | -6.4 | 0 | 0 | 0 | 0 | 0 | 0 | 0 | 0 | 0 | -2.3937 | 0 | 0 | -8.0862 | 1.822 | 0 | 2.1181 | 2.1181 | 0.38302 | 16.7429 | 1.2254 | 3.0551 | 0 | 0.039387 | -0.43162 | 0.62859 | 0.16139 | 0.33681 | 16.8965 | 18.3186 | -17.4409 | 0 | 0.50591 | 0 | 1.6728 | 0.16957
2025_03_25 Hr 15 | 0.43141 | 9.9489e-05 | 0 | 0 | 0 | 0 | 0 | 0 | 0 | 0 | 0 | 0.0050755 | 0.09 | 0.0029793 | 1.6301 | 1.6301 | 3.6761 | 0 | 0.0055943 | 0.006688 | 0.0039511 | 0 | 0 | 0 | 0 | 0 | 0 | 0.072835 | 0.014642 | 1.2347 | 0.20257 | 4.1348 | 2.0585 | 0 | 0.58919 | 0.81115 | 0 | 0 | 0 | 0.05876 | -0.49293 | 0.052206 | 0 | 0.0021281 | 0 | -0.14687 | 0 | 0 | 0 | 0 | 0 | 0 | 0 | 0 | 3.9709 | 0 | 0 | 0 | 0 | 0 | 0 | 0 | -6.4 | 0 | 0 | 0 | 0 | 0 | 0 | 0 | 0 | 0 | -2.3937 | 0 | 0 | -9.2612 | 1.822 | 0 | 2.0141 | 2.0141 | 0.33949 | 16.5365 | 1.2254 | 3.0551 | 0 | 0.039387 | -0.43141 | 0.62859 | 0.16139 | 0.33681 | 15.5402 | 18.071 | -18.6332 | 0 | 0.50591 | 0 | 1.6728 | 0.16885
2025_03_25 Hr 16 | 0.4771 | 9.8927e-05 | 0 | 0.075865 | 0.076432 | 0.073955 | 0.071488 | 0.06957 | 0.060685 | 0 | 0 | 0.0050755 | 0.15 | 0.0061555 | 1.6301 | 1.6301 | 3.6761 | 0 | 0.0055943 | 0.006688 | 0.0039511 | 0 | 0 | 0 | 0 | 0 | 0 | 0.072835 | 0.014642 | 1.2364 | 0.20257 | 4.1348 | 2.0585 | 0 | 0.58919 | 0.81115 | 0 | 0 | 0 | 0.059865 | -0.38804 | 0.052206 | 0 | 0 | 0 | -0.18256 | 0 | 0 | 0 | 0 | 0 | 0 | 0 | 0 | 3.9709 | 0 | 0 | 0 | 0 | 0 | 0 | 0 | -6.4 | 0 | 0 | 0 | 0 | 0 | 0 | 0 | 0 | 0 | -2.3937 | 0 | 0 | -11.5369 | 1.822 | 0 | 2.0296 | 2.0296 | 0.26115 | 16.9973 | 1.2254 | 3.0551 | 0 | 0.039387 | -0.4771 | 0.62859 | 0.16139 | 0.33681 | 13.779 | 18.1003 | -20.9903 | 0 | 0.50591 | 0 | 1.6728 | 0.16757
2025_03_25 Hr 17 | 0.57685 | 5.5153e-05 | 0 | 0.075865 | 0.076432 | 0.073955 | 0.071488 | 0.06957 | 0.060685 | 0 | 0 | 0.0050755 | 0.18 | 0.0072673 | 1.6301 | 1.6301 | 3.6761 | 0 | 0.0055943 | 0.006688 | 0.0039511 | 0 | 0 | 0 | 0 | 0 | 0 | 0.072835 | 0.014642 | 1.2147 | 0.20257 | 4.1348 | 2.0585 | 0 | 0.58919 | 0.81115 | 0 | 0 | 0 | 0.44557 | 0 | 0.052206 | 0 | 0 | 0 | -0.17958 | 0 | 0 | 0 | 0 | 0 | 0 | 0 | 0 | 3.4264 | 0 | 0 | 0 | 0 | 0 | 0 | 0 | -6.4 | 0 | 0 | 0 | 0 | 0 | 0 | 0 | 0 | 0 | -2.3937 | 0 | 0 | -10.775 | 1.822 | 0 | 2.0087 | 2.0087 | 0.13928 | 16.9337 | 1.2254 | 3.0551 | 0 | 0.039387 | -0.57685 | 0.62859 | 0.16139 | 0.33681 | 14.6179 | 17.5639 | -20.3252 | 0 | 0.50591 | 0 | 1.6728 | 0.16667
2025_03_25 Hr 18 | 0.24934 | 5.3248e-05 | 0 | 0.075865 | 0.076432 | 0.073955 | 0.071488 | 0.06957 | 0.060685 | 0 | 0 | 0.0050755 | 0.18 | 0.011694 | 1.6301 | 1.6301 | 3.6761 | 0 | 0.0055943 | 0.006688 | 0.0039511 | 0 | 0 | 0 | 0 | 0 | 0 | 0.072835 | 0.014642 | 1.2615 | 0.20257 | 4.1348 | 2.0585 | 0 | 0.58919 | 0.81115 | 0 | 0 | 0 | 0.0093686 | -1.1467 | 0.052206 | 0 | 0 | 0 | -0.29024 | 0 | 0 | 0 | 0 | 0 | 0 | 0 | 0 | 3.4264 | 0 | 0 | 0 | 0 | 0 | 0 | 0 | -6.4 | 0 | 0 | 0 | 0 | 0 | 0 | 0 | 0 | 0 | -2.3937 | 0 | 0 | -19.035 | 1.822 | 0 | 2.1337 | 2.1337 | 0.36996 | 17.2305 | 1.2254 | 3.0551 | 0 | 0.039387 | -0.24934 | 0.62859 | 0.16139 | 0.33681 | 5.1985 | 17.4737 | -28.3683 | 0 | 0.50591 | 0 | 1.6728 | 0.16893
2025_03_25 Hr 19 | 0.067929 | 7.2468e-06 | 0 | 0.075865 | 0.076432 | 0.073955 | 0.071488 | 0.06957 | 0.060685 | 0 | 0 | 0.0050755 | 0.51 | 0.032852 | 1.6301 | 1.6301 | 3.6761 | 0 | 0.0055943 | 0.006688 | 0.0039511 | 0 | 0 | 0 | 0 | 0 | 0 | 0.072835 | 0.014642 | 1.2615 | 0.20257 | 4.1348 | 2.0585 | 0 | 0.58919 | 0.81115 | 0 | 0 | 0 | 0 | -1.5938 | 0.052206 | 0 | 0 | 0 | -0.28777 | 0 | 0 | 0 | 0 | 0 | 0 | 0 | 0 | 3.695 | 0 | 0 | 0 | 0 | 0 | 0 | 0 | -6.4 | 0 | 0 | 0 | 0 | 0 | 0 | 0 | 0 | 0 | -2.3937 | 0 | 0 | -19.1861 | 1.822 | 0 | 2.1337 | 2.1337 | 0.50053 | 17.2305 | 1.2254 | 3.0551 | 0 | 0.039387 | -0.067929 | 0.62859 | 0.16139 | 0.33681 | 5.3439 | 18.0429 | -28.3356 | 0 | 0.50591 | 0 | 1.6728 | 0.16919
2025_03_25 Hr 20 | 0 | 0 | 0 | 0.075865 | 0.076432 | 0.073955 | 0.071488 | 0.06957 | 0.060685 | 0 | 0 | 0.0050755 | 1.92 | 0.12233 | 1.6301 | 1.6301 | 3.6761 | 0 | 0.0055943 | 0.006688 | 0.0039511 | 0 | 0 | 0 | 0 | 0 | 0 | 0.072835 | 0.014642 | 1.2615 | 0.20257 | 4.1348 | 2.0585 | 0 | 0.58919 | 0.81115 | 0 | 0 | 0 | 0 | -3.1253 | 0.052206 | 0 | 0 | 0 | -0.2846 | 0 | 0 | 0 | 0 | 0 | 0 | 0 | 0 | 3.6297 | 0 | 0 | 0 | 0 | 0 | 0 | 0 | -6.4 | 0 | 0 | 0 | 0 | 0 | 0 | 0 | 0 | 0 | -2.3937 | 0 | 0 | -25.1164 | 1.822 | 0 | 2.1337 | 2.1337 | 0.42219 | 17.2305 | 1.2254 | 3.0551 | 0 | 0.039387 | 0 | 0.62859 | 0.16139 | 0.33681 | -0.75602 | 19.3336 | -34.1947 | 0 | 0.50591 | 0 | 1.6728 | 0.17206
2025_03_25 Hr 21 | 0 | 0 | 0 | 0.075865 | 0.076432 | 0.073955 | 0.071488 | 0.06957 | 0.060685 | 0 | 0 | 0.0050755 | 2.55 | 0.14993 | 1.6301 | 1.6301 | 3.6761 | 0 | 0.0055943 | 0.006688 | 0.0039511 | 0 | 0 | 0 | 0 | 0 | 0 | 0.072835 | 0.014642 | 1.2615 | 0.20257 | 4.1348 | 2.0585 | 0 | 0.58919 | 0.81115 | 0 | 0 | 0 | 0 | -1.8749 | 0.052206 | 0 | 0 | 0 | -0.26249 | 0 | 0 | 0 | 0 | 0 | 0 | 0 | 0 | 3.695 | 0 | 0 | 0 | 0 | 0 | 0 | 0 | -6.4 | 0 | 0 | 0 | 0 | 0 | 0 | 0 | 0 | 0 | -2.3937 | 0 | 0 | -25.9346 | 1.822 | 0 | 2.1337 | 2.1337 | 0.20892 | 17.2305 | 1.2254 | 3.0551 | 0 | 0.039387 | 0 | 0.62859 | 0.16139 | 0.33681 | 0.20708 | 19.8423 | -34.9908 | 0 | 0.50591 | 0 | 1.6728 | 0.17108
2025_03_25 Hr 22 | 0 | 0 | 0 | 0.075865 | 0.076432 | 0.073955 | 0.071488 | 0.06957 | 0.060685 | 0 | 0 | 0.0050755 | 2.67 | 0.11539 | 1.6301 | 1.6301 | 3.6761 | 0 | 0.0055943 | 0.006688 | 0.0039511 | 0 | 0 | 0 | 0 | 0 | 0 | 0.072835 | 0.014642 | 1.2615 | 0.20257 | 4.1348 | 2.0585 | 0 | 0.58919 | 0.81115 | 0 | 0 | 0 | 0.0071428 | -0.28652 | 0.052206 | 0 | 0 | 0 | -0.19237 | 0 | 0 | 0 | 0 | 0 | 0 | 0 | 0 | 3.7676 | 0 | 0 | 0 | 0 | 0 | 0 | 0 | -6.4 | 0 | 0 | 0 | 0 | 0 | 0 | 0 | 0 | 0 | -2.3937 | 0 | 0 | -20.0039 | 1.822 | 0 | 2.1337 | 2.1337 | 0.32208 | 17.2305 | 1.2254 | 3.0551 | 0 | 0.039387 | 0 | 0.62859 | 0.16139 | 0.33681 | 8.0716 | 20.1105 | -28.9901 | 0 | 0.50591 | 0 | 1.6728 | 0.16815
2025_03_25 Hr 23 | 0 | 0 | 0 | 0.075865 | 0.076432 | 0.073955 | 0.071488 | 0.06957 | 0.060685 | 0 | 0 | 0.0050755 | 2.64 | 0.11605 | 1.6301 | 1.6301 | 3.7282 | 0 | 0.0055943 | 0.006688 | 0.0039511 | 0 | 0 | -0.62881 | 0 | -0.73506 | 0 | 0.072835 | 0.014642 | 1.2615 | 0.20257 | 4.1546 | 2.0585 | 0 | 0.59394 | 0.81115 | 0 | 0 | 0 | 1.0018 | 0 | 0.052206 | 0 | 0 | 0 | -0.19571 | 0 | 0 | 0 | 0 | 0 | 0 | 0 | 0 | 4.1741 | 0 | 0 | 0 | 0 | 0 | 0 | 0 | 0 | -5.4 | 0 | 0 | 0 | 0 | 0 | 0 | 0 | 0 | 0 | 0 | 0 | -21.7645 | 1.822 | 0 | 2.1606 | 2.1606 | 0.55276 | 17.3563 | 1.2254 | 3.0551 | 0 | 0.039387 | 0 | 0.62859 | 0.16139 | 0.33681 | 10.3539 | 20.7199 | -28.7241 | 0 | 0.50591 | 0 | 1.6728 | 0.16491
2025_03_25 Hr 24 | 0 | 0 | 0 | 0.075865 | 0.076432 | 0.073955 | 0.071488 | 0.06957 | 0.060685 | 0 | 0 | 0.0050755 | 2.52 | 0.11104 | 1.6301 | 1.6301 | 3.7282 | 0 | 0.0055943 | 0.006688 | 0.0039511 | 0 | 0 | -0.62594 | 0 | -0.73219 | 0 | 0.072835 | 0.014642 | 1.2615 | 0.20257 | 4.1546 | 2.0585 | 0 | 0.59394 | 0.81115 | 0 | 0 | 0 | 0.83362 | 0 | 0.052206 | 0 | 0 | 0 | -0.19619 | 0 | 0 | 0 | 0 | 0 | 0 | 0 | 0 | 3.7676 | 0 | 0 | 0 | 0 | 0 | 0 | 0 | 0 | -5.4 | 0 | 0 | 0 | 0 | 0 | 0 | 0 | 0 | 0 | 0 | 0 | -23.3897 | 1.822 | 0 | 2.1606 | 2.1606 | 1.2317 | 17.3563 | 1.2254 | 3.0551 | 0 | 0.039387 | 0 | 0.62859 | 0.16139 | 0.33681 | 8.7114 | 20.8655 | -30.344 | 0 | 0.50591 | 0 | 1.6728 | 0.16308
2025_03_26 Hr 01 | 0 | 0 | 0 | 0.069677 | 0.070197 | 0.067923 | 0.065657 | 0.063895 | 0.055735 | 0 | 0 | 0.0050755 | 2.31 | 0.10054 | 1.6301 | 1.6301 | 3.4245 | 0 | 0.0055943 | 0.006688 | 0.0039511 | 0 | 0 | -0.64046 | 0 | -0.74671 | 0 | 0.072835 | 0.014642 | 1.2615 | 0.18644 | 3.8157 | 2.0585 | 0 | 0.59394 | 0.81115 | 0 | 0 | 0 | 1.2596 | 0 | 0.052206 | 0 | 0 | 0 | -0.19375 | 0 | 0 | 0 | 0 | 0 | 0 | 0 | 0 | 3.5644 | 0 | 0 | 0 | 0 | 0 | 0 | 0 | 0 | -5.4 | 0 | 0 | 0 | 0 | 0 | 0 | 0 | 0 | 0 | 0 | 0 | -21.6425 | 1.822 | 0 | 1.9844 | 1.9844 | 1.4058 | 16.3102 | 1.2254 | 3.0551 | 0 | 0.039387 | 0 | 0.62859 | 0.16139 | 0.33681 | 9.5626 | 20.6163 | -28.6234 | 0 | 0.50591 | 0 | 1.6728 | 0.16349
2025_03_26 Hr 02 | 0 | 0 | 0 | 0.069677 | 0.070197 | 0.067923 | 0.065657 | 0.063895 | 0.055735 | 0 | 0 | 0.0050755 | 2.1 | 0.091396 | 1.6301 | 1.6301 | 3.4245 | 0 | 0.0055943 | 0.006688 | 0.0039511 | 0 | 0 | -0.64048 | 0 | -0.74673 | 0 | 0.072835 | 0.014642 | 1.2615 | 0.18644 | 3.8157 | 2.0585 | 0 | 0.59394 | 0.81115 | 0 | 0 | 0 | 1.3947 | 0 | 0.052206 | 0 | 0 | 0 | -0.19375 | 0 | 0 | 0 | 0 | 0 | 0 | 0 | 0 | 3.695 | 0 | 0 | 0 | 0 | 0 | 0 | 0 | 0 | -5.4 | 0 | 0 | 0 | 0 | 0 | 0 | 0 | 0 | 0 | 0 | 0 | -21.6955 | 1.822 | 0 | 1.9844 | 1.9844 | 1.2056 | 16.3102 | 1.2254 | 3.0551 | 0 | 0.039387 | 0 | 0.62859 | 0.16139 | 0.33681 | 9.3551 | 20.3266 | -28.6764 | 0 | 0.50591 | 0 | 1.6728 | 0.16251
2025_03_26 Hr 03 | 0 | 0 | 0 | 0.069677 | 0.070197 | 0.067923 | 0.065657 | 0.063895 | 0.055735 | 0 | 0 | 0.0050755 | 1.65 | 0.074057 | 1.6301 | 1.6301 | 3.4245 | 0 | 0.0055943 | 0.006688 | 0.0039511 | 0 | 0 | -0.60402 | 0 | -0.71027 | 0 | 0.072835 | 0.014642 | 1.2615 | 0.18644 | 3.8157 | 2.0585 | 0 | 0.59394 | 0.81115 | 0 | 0 | 0 | 1.2677 | 0 | 0.052206 | 0 | 0 | 0 | -0.19987 | 0 | 0 | 0 | 0 | 0 | 0 | 0 | 0 | 3.7676 | 0 | 0 | 0 | 0 | 0 | 0 | 0 | 0 | -5.4 | 0 | 0 | 0 | 0 | 0 | 0 | 0 | 0 | 0 | 0 | 0 | -21.5244 | 1.822 | 0 | 1.9844 | 1.9844 | 0.99236 | 16.3102 | 1.2254 | 3.0551 | 0 | 0.039387 | 0 | 0.62859 | 0.16139 | 0.33681 | 8.8586 | 19.7192 | -28.4385 | 0 | 0.50591 | 0 | 1.6728 | 0.1631
2025_03_26 Hr 04 | 0 | 0 | 0 | 0.069677 | 0.070197 | 0.067923 | 0.065657 | 0.063895 | 0.055735 | 0 | 0 | 0.0050755 | 1.38 | 0.064816 | 1.6301 | 1.6301 | 3.4245 | 0 | 0.0055943 | 0.006688 | 0.0039511 | 0 | 0 | -0.54817 | 0 | -0.65442 | 0 | 0.072835 | 0.014642 | 1.2615 | 0.18644 | 3.8157 | 2.0585 | 0 | 0.59394 | 0.81115 | 0 | 0 | 0 | 0.91756 | 0 | 0.052206 | 0 | 0 | 0 | -0.20926 | 0 | 0 | 0 | 0 | 0 | 0 | 0 | 0 | 3.4264 | 0 | 0 | 0 | 0 | 0 | 0 | 0 | 0 | -5.4 | 0 | 0 | 0 | 0 | 0 | 0 | 0 | 0 | 0 | 0 | 0 | -24.2842 | 1.822 | 0 | 1.9844 | 1.9844 | 0.72251 | 16.3102 | 1.2254 | 3.0551 | 0 | 0.039387 | 0 | 0.62859 | 0.16139 | 0.33681 | 4.9621 | 18.8305 | -31.0961 | 0 | 0.50591 | 0 | 1.6728 | 0.16466
2025_03_26 Hr 05 | 0 | 0 | 0 | 0.069677 | 0.070197 | 0.067923 | 0.065657 | 0.063895 | 0.055735 | 0 | 0 | 0.0050755 | 1.23 | 0.073469 | 1.6301 | 1.6301 | 3.4245 | 0 | 0.0055943 | 0.006688 | 0.0039511 | 0 | 0 | -0.20631 | 0 | -0.31256 | 0 | 0.072835 | 0.014642 | 1.2615 | 0.18644 | 3.8157 | 2.0585 | 0 | 0.59394 | 0.81115 | 0 | 0 | 0 | 0.86552 | -0.010116 | 0.052206 | 0 | 0 | 0 | -0.26669 | 0 | 0 | 0 | 0 | 0 | 0 | 0 | 0 | 3.3538 | 0 | 0 | 0 | 0 | 0 | 0 | 0 | 0 | -5.4 | 0 | 0 | 0 | 0 | 0 | 0 | 0 | 0 | 0 | 0 | 0 | -30.5667 | 1.822 | 0 | 1.9844 | 1.9844 | 0.49183 | 16.3102 | 1.2254 | 3.0551 | 0 | 0.039387 | 0 | 0.62859 | 0.16139 | 0.33681 | -1.1993 | 18.3875 | -36.7523 | 0 | 0.50591 | 0 | 1.6728 | 0.16626
2025_03_26 Hr 06 | 0 | 0 | 0 | 0.069677 | 0.070197 | 0.067923 | 0.065657 | 0.063895 | 0.055735 | 0 | 0 | 0.0050755 | 1.2 | 0.075046 | 1.6301 | 1.6301 | 3.4245 | 0 | 0.0055943 | 0.006688 | 0.0039511 | 0 | 0 | -0.13112 | 0 | -0.23737 | 0 | 0.072835 | 0.014642 | 1.2615 | 0.18644 | 3.8157 | 2.0585 | 0 | 0.59394 | 0.81115 | 0 | 0 | 0 | 0.18494 | -1.0679 | 0.052206 | 0 | 0 | 0 | -0.27932 | 0 | 0 | 0 | 0 | 0 | 0 | 0 | 0 | 3.1506 | 0 | 0 | 0 | 0 | 0 | 0 | 0 | 0 | -5.4 | 0 | 0 | 0 | 0 | 0 | 0 | 0 | 0 | 0 | 0 | 0 | -29.878 | 1.822 | 0 | 1.9844 | 1.9844 | 0.43089 | 16.3102 | 1.2254 | 3.0551 | 0 | 0.039387 | 0 | 0.62859 | 0.16139 | 0.33681 | -2.3987 | 18.0999 | -35.9259 | 0 | 0.50591 | 0 | 1.6728 | 0.17137
2025_03_26 Hr 07 | 0 | 0 | 0 | 0.069677 | 0.070197 | 0.067923 | 0.065657 | 0.063895 | 0.055735 | 0 | 0 | 0.0050755 | 1.23 | 0.078533 | 1.6301 | 1.6301 | 3.3766 | 0 | 0.0055943 | 0.006688 | 0.0039511 | 0 | 0 | 0 | 0 | 0 | 0 | 0.072835 | 0.014642 | 1.2615 | 0.18644 | 3.7975 | 2.0585 | 0 | 0.58919 | 0.81115 | 0 | 0 | 0 | 0 | -2.3935 | 0.052206 | 0 | 0 | 0 | -0.28522 | 0 | 0 | 0 | 0 | 0 | 0 | 0 | 0 | 3.1506 | 0 | 0 | 0 | 0 | 0 | 0 | 0 | -6.4 | 0 | 0 | 0 | 0 | 0 | 0 | 0 | 0 | 0 | -2.3937 | 0 | 0 | -27.5437 | 1.822 | 0 | 1.9596 | 1.9596 | 0.5397 | 16.1946 | 1.2254 | 3.0551 | 0 | 0.039387 | 0 | 0.62859 | 0.16139 | 0.33681 | -4.579 | 18.2426 | -36.6226 | 0 | 0.50591 | 0 | 1.6728 | 0.17648
2025_03_26 Hr 08 | 0.22645 | 0 | 0 | 0.069677 | 0.070197 | 0.067923 | 0.065657 | 0.063895 | 0.055735 | 0 | 0 | 0.0050755 | 1.02 | 0.061752 | 1.6301 | 1.6301 | 3.3766 | 0 | 0.0055943 | 0.006688 | 0.0039511 | 0 | 0 | 0 | 0 | 0 | 0 | 0.072835 | 0.014642 | 1.2615 | 0.18644 | 3.7975 | 2.0585 | 0 | 0.58919 | 0.81115 | 0 | 0 | 0 | 0 | -3.203 | 0.052206 | 0 | 0 | 0 | -0.27033 | 0 | 0 | 0 | 0 | 0 | 0 | 0 | 0 | 3.078 | 0 | 0 | 0 | 0 | 0 | 0 | 0 | -6.4 | 0 | 0 | 0 | 0 | 0 | 0 | 0 | 0 | 0 | -2.3937 | 0 | 0 | -24.8019 | 1.822 | 0 | 1.9596 | 1.9596 | 0.66157 | 16.1946 | 1.2254 | 3.0551 | 0 | 0.039387 | -0.22645 | 0.62859 | 0.16139 | 0.33681 | -2.8061 | 18.2948 | -34.0924 | 0 | 0.50591 | 0 | 1.6728 | 0.17968
2025_03_26 Hr 09 | 0.6851 | 0 | 0 | 0.069677 | 0.070197 | 0.067923 | 0.065657 | 0.063895 | 0.055735 | 0 | 0 | 0.0050755 | 0.99 | 0.062335 | 1.6301 | 1.6301 | 3.3766 | 0 | 0.0055943 | 0.006688 | 0.0039511 | 0 | 0 | 0 | 0 | 0 | 0 | 0.072835 | 0.014642 | 1.2615 | 0.18644 | 3.7975 | 2.0585 | 0 | 0.58919 | 0.81115 | 0 | 0 | 0 | 0 | -3.9214 | 0.052206 | 0 | 0 | 0 | -0.28124 | 0 | 0 | 0 | 0 | 0 | 0 | 0 | 0 | 2.5335 | 0 | 0 | 0 | 0 | 0 | 0 | 0 | -6.4 | 0 | 0 | 0 | 0 | 0 | 0 | 0 | 0 | 0 | -2.3937 | 0 | 0 | -21.7758 | 1.822 | 0 | 1.9596 | 1.9596 | 0.93143 | 16.1946 | 1.2254 | 3.0551 | 0 | 0.039387 | -0.6851 | 0.62859 | 0.16139 | 0.33681 | -0.81454 | 18.4482 | -31.5359 | 0 | 0.50591 | 0 | 1.6728 | 0.17851
2025_03_26 Hr 10 | 0.82263 | 3.8928e-06 | 0 | 0.069677 | 0.070197 | 0.067923 | 0.065657 | 0.063895 | 0.055735 | 0 | 0 | 0.0050755 | 0.63 | 0.03052 | 1.6301 | 1.6301 | 3.3766 | 0 | 0.0055943 | 0.006688 | 0.0039511 | 0 | 0 | 0 | 0 | 0 | 0 | 0.072835 | 0.014642 | 1.2615 | 0.18644 | 3.7975 | 2.0585 | 0 | 0.58919 | 0.81115 | 0 | 0 | 0 | 0 | -2.8279 | 0.052206 | 0 | 0 | 0 | -0.2159 | 0 | 0 | 0 | 0 | 0 | 0 | 0 | 0 | 2.9473 | 0 | 0 | 0 | 0 | 0 | 0 | 0 | -6.4 | 0 | 0 | 0 | 0 | 0 | 0 | 0 | 0 | 0 | -2.3937 | 0 | 0 | -18.6053 | 1.822 | 0 | 1.9596 | 1.9596 | 0.78344 | 16.1946 | 1.2254 | 3.0551 | 0 | 0.039387 | -0.82263 | 0.62859 | 0.16139 | 0.33681 | 3.3889 | 18.4598 | -28.4375 | 0 | 0.50591 | 0 | 1.6728 | 0.17858
2025_03_26 Hr 11 | 0.7996 | 5.1855e-06 | 0 | 0.069677 | 0.070197 | 0.067923 | 0.065657 | 0.063895 | 0.055735 | 0 | 0 | 0.0050755 | 0.6 | 0.027656 | 1.6301 | 1.6301 | 3.3766 | 0 | 0.0055943 | 0.006688 | 0.0039511 | 0 | 0 | 0 | 0 | 0 | 0 | 0.072835 | 0.014642 | 1.2615 | 0.18644 | 3.7975 | 2.0585 | 0 | 0.58919 | 0.81115 | 0 | 0 | 0 | 0 | -1.5496 | 0.052206 | 0 | 0 | 0 | -0.20532 | 0 | 0 | 0 | 0 | 0 | 0 | 0 | 0 | 3.1506 | 0 | 0 | 0 | 0 | 0 | 0 | 0 | -6.4 | 0 | 0 | 0 | 0 | 0 | 0 | 0 | 0 | 0 | -2.3937 | 0 | 0 | -18.1683 | 1.822 | 0 | 1.9596 | 1.9596 | 0.72251 | 16.1946 | 1.2254 | 3.0551 | 0 | 0.039387 | -0.7996 | 0.62859 | 0.16139 | 0.33681 | 5.2219 | 18.5439 | -27.9669 | 0 | 0.50591 | 0 | 1.6728 | 0.17624
2025_03_26 Hr 12 | 0.80055 | 5.1062e-06 | 0 | 0.069677 | 0.070197 | 0.067923 | 0.065657 | 0.063895 | 0.055735 | 0 | 0 | 0.0050755 | 0.69 | 0.031318 | 1.6301 | 1.6301 | 3.3766 | 0 | 0.0055943 | 0.006688 | 0.0039511 | 0 | 0 | 0 | 0 | 0 | 0 | 0.072835 | 0.014642 | 1.2615 | 0.18644 | 3.7975 | 2.0585 | 0 | 0.58919 | 0.81115 | 0 | 0 | 0 | 0 | -1.4686 | 0.052206 | 0 | 0 | 0 | -0.20215 | 0 | 0 | 0 | 0 | 0 | 0 | 0 | 0 | 3.5644 | 0 | 0 | 0 | 0 | 0 | 0 | 0 | -6.4 | 0 | 0 | 0 | 0 | 0 | 0 | 0 | 0 | 0 | -2.3937 | 0 | 0 | -17.438 | 1.822 | 0 | 1.9596 | 1.9596 | 0.93143 | 16.1946 | 1.2254 | 3.0551 | 0 | 0.039387 | -0.80055 | 0.62859 | 0.16139 | 0.33681 | 6.7512 | 19.2597 | -27.2344 | 0 | 0.50591 | 0 | 1.6728 | 0.17469
2025_03_26 Hr 13 | 0.70363 | 1.0205e-05 | 0 | 0.069677 | 0.070197 | 0.067923 | 0.065657 | 0.063895 | 0.055735 | 0 | 0 | 0.0050755 | 0.84 | 0.0381 | 1.6301 | 1.6301 | 3.3766 | 0 | 0.0055943 | 0.006688 | 0.0039511 | 0 | 0 | 0 | 0 | 0 | 0 | 0.072835 | 0.014642 | 1.2615 | 0.18644 | 3.7975 | 2.0585 | 0 | 0.58919 | 0.81115 | 0 | 0 | 0 | 0 | -0.76545 | 0.052206 | 0 | 0 | 0 | -0.20201 | 0 | 0 | 0 | 0 | 0 | 0 | 0 | 0 | 3.6297 | 0 | 0 | 0 | 0 | 0 | 0 | 0 | -6.4 | 0 | 0 | 0 | 0 | 0 | 0 | 0 | 0 | 0 | -2.3937 | 0 | 0 | -18.0301 | 1.822 | 0 | 1.9596 | 1.9596 | 0.89225 | 16.1946 | 1.2254 | 3.0551 | 0 | 0.039387 | -0.70363 | 0.62859 | 0.16139 | 0.33681 | 7.0435 | 19.3439 | -27.7295 | 0 | 0.50591 | 0 | 1.6728 | 0.17294
2025_03_26 Hr 14 | 0.65815 | 2.2034e-05 | 0 | 0.069677 | 0.070197 | 0.067923 | 0.065657 | 0.063895 | 0.055735 | 0 | 0 | 0.0050755 | 0.69 | 0.029562 | 1.6301 | 1.6301 | 3.3766 | 0 | 0.0055943 | 0.006688 | 0.0039511 | 0 | 0 | 0 | 0 | 0 | 0 | 0.072835 | 0.014642 | 1.2615 | 0.18644 | 3.7975 | 2.0585 | 0 | 0.58919 | 0.81115 | 0 | 0 | 0 | 0 | -0.47825 | 0.052206 | 0 | 0 | 0 | -0.1907 | 0 | 0 | 0 | 0 | 0 | 0 | 0 | 0 | 3.4264 | 0 | 0 | 0 | 0 | 0 | 0 | 0 | -6.4 | 0 | 0 | 0 | 0 | 0 | 0 | 0 | 0 | 0 | -2.3937 | 0 | 0 | -16.9857 | 1.822 | 0 | 1.9596 | 1.9596 | 0.94448 | 16.1946 | 1.2254 | 3.0551 | 0 | 0.039387 | -0.65815 | 0.62859 | 0.16139 | 0.33681 | 8.0767 | 18.9887 | -26.6283 | 0 | 0.50591 | 0 | 1.6728 | 0.17273
2025_03_26 Hr 15 | 0.68075 | 4.5549e-05 | 0 | 0.069677 | 0.070197 | 0.067923 | 0.065657 | 0.063895 | 0.055735 | 0 | 0 | 0.0050755 | 0.63 | 0.027053 | 1.6301 | 1.6301 | 3.3766 | 0 | 0.0055943 | 0.006688 | 0.0039511 | 0 | 0 | 0 | 0 | 0 | 0 | 0.072835 | 0.014642 | 1.2615 | 0.18644 | 3.7975 | 2.0585 | 0 | 0.58919 | 0.81115 | 0 | 0 | 0 | 0 | -0.48671 | 0.052206 | 0 | 0 | 0 | -0.19114 | 0 | 0 | 0 | 0 | 0 | 0 | 0 | 0 | 3.6297 | 0 | 0 | 0 | 0 | 0 | 0 | 0 | -6.4 | 0 | 0 | 0 | 0 | 0 | 0 | 0 | 0 | 0 | -2.3937 | 0 | 0 | -17.1891 | 1.822 | 0 | 1.9596 | 1.9596 | 1.1055 | 16.1946 | 1.2254 | 3.0551 | 0 | 0.039387 | -0.68075 | 0.62859 | 0.16139 | 0.33681 | 8.1655 | 19.3124 | -26.8548 | 0 | 0.50591 | 0 | 1.6728 | 0.17203
2025_03_26 Hr 16 | 0.67995 | 0.00011023 | 0 | 0.069677 | 0.070197 | 0.067923 | 0.065657 | 0.063895 | 0.055735 | 0 | 0 | 0.0050755 | 0.57 | 0.028329 | 1.6301 | 1.6301 | 3.3766 | 0 | 0.0055943 | 0.006688 | 0.0039511 | 0 | 0 | 0 | 0 | 0 | 0 | 0.072835 | 0.014642 | 1.2598 | 0.18644 | 3.7975 | 2.0585 | 0 | 0.58919 | 0.81115 | 0 | 0 | 0 | 0 | -1.1573 | 0.052206 | 0 | 0 | 0 | -0.22155 | 0 | 0 | 0 | 0 | 0 | 0 | 0 | 0 | 3.5644 | 0 | 0 | 0 | 0 | 0 | 0 | 0 | -6.4 | 0 | 0 | 0 | 0 | 0 | 0 | 0 | 0 | 0 | -2.3937 | 0 | 0 | -17.6368 | 1.822 | 0 | 1.9596 | 1.9596 | 1.1316 | 16.1929 | 1.2254 | 3.0551 | 0 | 0.039387 | -0.67995 | 0.62859 | 0.16139 | 0.33681 | 6.9174 | 19.2139 | -27.3321 | 0 | 0.50591 | 0 | 1.6728 | 0.17219
2025_03_26 Hr 17 | 0.59364 | 8.8715e-05 | 0 | 0.069677 | 0.070197 | 0.067923 | 0.065657 | 0.063895 | 0.055735 | 0 | 0 | 0.0050755 | 0.45 | 0.023657 | 1.6301 | 1.6301 | 3.3766 | 0 | 0.0055943 | 0.006688 | 0.0039511 | 0 | 0 | 0 | 0 | 0 | 0 | 0.072835 | 0.014642 | 1.2615 | 0.18644 | 3.7975 | 2.0585 | 0 | 0.58919 | 0.81115 | 0 | 0 | 0 | 0 | -1.5592 | 0.052206 | 0 | 0 | 0 | -0.23447 | 0 | 0 | 0 | 0 | 0 | 0 | 0 | 0 | 3.2885 | 0 | 0 | 0 | 0 | 0 | 0 | 0 | -6.4 | 0 | 0 | 0 | 0 | 0 | 0 | 0 | 0 | 0 | -2.3937 | 0 | 0 | -18.4717 | 1.822 | 0 | 1.9596 | 1.9596 | 0.92272 | 16.1946 | 1.2254 | 3.0551 | 0 | 0.039387 | -0.59364 | 0.62859 | 0.16139 | 0.33681 | 5.061 | 18.5192 | -28.0935 | 0 | 0.50591 | 0 | 1.6728 | 0.17324
2025_03_26 Hr 18 | 0.35883 | 4.4587e-05 | 0 | 0.069677 | 0.070197 | 0.067923 | 0.065657 | 0.063895 | 0.055735 | 0 | 0 | 0.0050755 | 0.42 | 0.024792 | 1.6301 | 1.6301 | 3.3766 | 0 | 0.0055943 | 0.006688 | 0.0039511 | 0 | 0 | 0 | 0 | 0 | 0 | 0.072835 | 0.014642 | 1.2615 | 0.18644 | 3.7975 | 2.0585 | 0 | 0.58919 | 0.81115 | 0 | 0 | 0 | 0 | -1.5089 | 0.052206 | 0 | 0 | 0 | -0.26353 | 0 | 0 | 0 | 0 | 0 | 0 | 0 | 0 | 3.2885 | 0 | 0 | 0 | 0 | 0 | 0 | 0 | -6.4 | 0 | 0 | 0 | 0 | 0 | 0 | 0 | 0 | 0 | -2.3937 | 0 | 0 | -22.1662 | 1.822 | 0 | 1.9596 | 1.9596 | 0.74427 | 16.1946 | 1.2254 | 3.0551 | 0 | 0.039387 | -0.35883 | 0.62859 | 0.16139 | 0.33681 | 1.1817 | 18.0784 | -31.5823 | 0 | 0.50591 | 0 | 1.6728 | 0.17465
2025_03_26 Hr 19 | 0.11348 | 1.2673e-05 | 0 | 0.069677 | 0.070197 | 0.067923 | 0.065657 | 0.063895 | 0.055735 | 0 | 0 | 0.0050755 | 0.48 | 0.029114 | 1.6301 | 1.6301 | 3.3766 | 0 | 0.0055943 | 0.006688 | 0.0039511 | 0 | 0 | 0 | 0 | 0 | 0 | 0.072835 | 0.014642 | 1.2615 | 0.18644 | 3.7975 | 2.0585 | 0 | 0.58919 | 0.81115 | 0 | 0 | 0 | 0 | -2.168 | 0.052206 | 0 | 0 | 0 | -0.27085 | 0 | 0 | 0 | 0 | 0 | 0 | 0 | 0 | 3.1506 | 0 | 0 | 0 | 0 | 0 | 0 | 0 | -6.4 | 0 | 0 | 0 | 0 | 0 | 0 | 0 | 0 | 0 | -2.3937 | 0 | 0 | -23.5861 | 1.822 | 0 | 1.9596 | 1.9596 | 1.0011 | 16.1946 | 1.2254 | 3.0551 | 0 | 0.039387 | -0.11348 | 0.62859 | 0.16139 | 0.33681 | -0.72055 | 18.0171 | -32.7642 | 0 | 0.50591 | 0 | 1.6728 | 0.17551
2025_03_26 Hr 20 | 0 | 0 | 0 | 0.069677 | 0.070197 | 0.067923 | 0.065657 | 0.063895 | 0.055735 | 0 | 0 | 0.0050755 | 1.17 | 0.062247 | 1.6301 | 1.6301 | 3.3766 | 0 | 0.0055943 | 0.006688 | 0.0039511 | 0 | 0 | 0 | 0 | 0 | 0 | 0.072835 | 0.014642 | 1.2615 | 0.18644 | 3.7975 | 2.0585 | 0 | 0.58919 | 0.81115 | 0 | 0 | 0 | 0 | -1.7994 | 0.052206 | 0 | 0 | 0 | -0.23731 | 0 | 0 | 0 | 0 | 0 | 0 | 0 | 0 | 2.9473 | 0 | 0 | 0 | 0 | 0 | 0 | 0 | -6.4 | 0 | 0 | 0 | 0 | 0 | 0 | 0 | 0 | 0 | -2.3937 | 0 | 0 | -21.3627 | 1.822 | 0 | 1.9596 | 1.9596 | 0.99236 | 16.1946 | 1.2254 | 3.0551 | 0 | 0.039387 | 0 | 0.62859 | 0.16139 | 0.33681 | 2.4171 | 18.4157 | -30.3937 | 0 | 0.50591 | 0 | 1.6728 | 0.17648
2025_03_26 Hr 21 | 0 | 0 | 0 | 0.069677 | 0.070197 | 0.067923 | 0.065657 | 0.063895 | 0.055735 | 0 | 0 | 0.0050755 | 1.38 | 0.079552 | 1.6301 | 1.6301 | 3.3766 | 0 | 0.0055943 | 0.006688 | 0.0039511 | 0 | 0 | 0 | 0 | 0 | 0 | 0.072835 | 0.014642 | 1.2615 | 0.18644 | 3.7975 | 2.0585 | 0 | 0.58919 | 0.81115 | 0 | 0 | 0 | 0 | -1.6626 | 0.052206 | 0 | 0 | 0 | -0.25731 | 0 | 0 | 0 | 0 | 0 | 0 | 0 | 0 | 2.4682 | 0 | 0 | 0 | 0 | 0 | 0 | 0 | -6.4 | 0 | 0 | 0 | 0 | 0 | 0 | 0 | 0 | 0 | -2.3937 | 0 | 0 | -23.4375 | 1.822 | 0 | 1.9596 | 1.9596 | 1.2448 | 16.1946 | 1.2254 | 3.0551 | 0 | 0.039387 | 0 | 0.62859 | 0.16139 | 0.33681 | 0.45846 | 18.4151 | -32.4886 | 0 | 0.50591 | 0 | 1.6728 | 0.17519
2025_03_26 Hr 22 | 0 | 0 | 0 | 0.069677 | 0.070197 | 0.067923 | 0.065657 | 0.063895 | 0.055735 | 0 | 0 | 0.0050755 | 2.58 | 0.14309 | 1.6301 | 1.6301 | 3.3766 | 0 | 0.0055943 | 0.006688 | 0.0039511 | 0 | 0 | 0 | 0 | 0 | 0 | 0.072835 | 0.014642 | 1.2615 | 0.18644 | 3.7975 | 2.0585 | 0 | 0.58919 | 0.81115 | 0 | 0 | 0 | 0.48054 | -0.55263 | 0.052206 | 0 | 0 | 0 | -0.24747 | 0 | 0 | 0 | 0 | 0 | 0 | 0 | 0 | 2.9473 | 0 | 0 | 0 | 0 | 0 | 0 | 0 | -6.4 | 0 | 0 | 0 | 0 | 0 | 0 | 0 | 0 | 0 | -2.3937 | 0 | 0 | -28.9577 | 1.822 | 0 | 1.9596 | 1.9596 | 1.3841 | 16.1946 | 1.2254 | 3.0551 | 0 | 0.039387 | 0 | 0.62859 | 0.16139 | 0.33681 | -1.5833 | 20.2932 | -37.9989 | 0 | 0.50591 | 0 | 1.6728 | 0.17137
2025_03_26 Hr 23 | 0 | 0 | 0 | 0.069677 | 0.070197 | 0.067923 | 0.065657 | 0.063895 | 0.055735 | 0 | 0 | 0.0050755 | 2.76 | 0.1388 | 1.6301 | 1.6301 | 3.4245 | 0 | 0.0055943 | 0.006688 | 0.0039511 | 0 | 0 | -0.45917 | 0 | -0.56542 | 0 | 0.072835 | 0.014642 | 1.2615 | 0.18644 | 3.8157 | 2.0585 | 0 | 0.59394 | 0.81115 | 0 | 0 | 0 | 0.49641 | -0.0027965 | 0.052206 | 0 | 0 | 0 | -0.22421 | 0 | 0 | 0 | 0 | 0 | 0 | 0 | 0 | 2.9473 | 0 | 0 | 0 | 0 | 0 | 0 | 0 | 0 | -5.4 | 0 | 0 | 0 | 0 | 0 | 0 | 0 | 0 | 0 | 0 | 0 | -25.671 | 1.822 | 0 | 1.9844 | 1.9844 | 1.6365 | 16.3102 | 1.2254 | 3.0551 | 0 | 0.039387 | 0 | 0.62859 | 0.16139 | 0.33681 | 5.2063 | 20.7224 | -32.3198 | 0 | 0.50591 | 0 | 1.6728 | 0.16766
2025_03_26 Hr 24 | 0 | 0 | 0 | 0.069677 | 0.070197 | 0.067923 | 0.065657 | 0.063895 | 0.055735 | 0 | 0 | 0.0050755 | 2.76 | 0.11858 | 1.6301 | 1.6301 | 3.4245 | 0 | 0.0055943 | 0.006688 | 0.0039511 | 0 | 0 | -0.6554 | 0 | -0.76165 | 0 | 0.072835 | 0.014642 | 1.2615 | 0.18644 | 3.8157 | 2.0585 | 0 | 0.59394 | 0.81115 | 0 | 0 | 0 | 0.57495 | 0 | 0.052206 | 0 | 0 | 0 | -0.19124 | 0 | 0 | 0 | 0 | 0 | 0 | 0 | 0 | 3.0126 | 0 | 0 | 0 | 0 | 0 | 0 | 0 | 0 | -5.4 | 0 | 0 | 0 | 0 | 0 | 0 | 0 | 0 | 0 | 0 | 0 | -22.777 | 1.822 | 0 | 1.9844 | 1.9844 | 1.7149 | 16.3102 | 1.2254 | 3.0551 | 0 | 0.039387 | 0 | 0.62859 | 0.16139 | 0.33681 | 7.9437 | 20.8438 | -29.7853 | 0 | 0.50591 | 0 | 1.6728 | 0.16568
2025_03_27 Hr 01 | 0 | 0 | 0 | 0.059157 | 0.059599 | 0.057668 | 0.055744 | 0.054248 | 0.04732 | 0 | 0 | 0.0050755 | 2.73 | 0.11617 | 1.6301 | 1.6301 | 2.9082 | 0 | 0.0055943 | 0.006688 | 0.0039511 | 0 | 0 | -0.66648 | 0 | -0.77273 | 0 | 0.072835 | 0.014642 | 1.2615 | 0.15902 | 3.2396 | 2.0585 | 0 | 0.59394 | 0.81115 | 0 | 0 | 0 | 1.8552 | 0 | 0.052206 | 0 | 0 | 0 | -0.18938 | 0 | 0 | 0 | 0 | 0 | 0 | 0 | 0 | 2.9473 | 0 | 0 | 0 | 0 | 0 | 0 | 0 | 0 | -5.4 | 0 | 0 | 0 | 0 | 0 | 0 | 0 | 0 | 0 | 0 | 0 | -22.8378 | 1.822 | 0 | 1.6848 | 1.6848 | 1.5234 | 14.5317 | 1.2254 | 3.0551 | 0 | 0.039387 | 0 | 0.62859 | 0.16139 | 0.33681 | 7.0742 | 20.5537 | -29.8664 | 0 | 0.50591 | 0 | 1.6728 | 0.16475
2025_03_27 Hr 02 | 0 | 0 | 0 | 0.059157 | 0.059599 | 0.057668 | 0.055744 | 0.054248 | 0.04732 | 0 | 0 | 0.0050755 | 2.64 | 0.1138 | 1.6301 | 1.6301 | 2.9082 | 0 | 0.0055943 | 0.006688 | 0.0039511 | 0 | 0 | -0.65167 | 0 | -0.75792 | 0 | 0.072835 | 0.014642 | 1.2615 | 0.15902 | 3.2396 | 2.0585 | 0 | 0.59394 | 0.81115 | 0 | 0 | 0 | 2.1726 | 0 | 0.052206 | 0 | 0 | 0 | -0.19187 | 0 | 0 | 0 | 0 | 0 | 0 | 0 | 0 | 3.078 | 0 | 0 | 0 | 0 | 0 | 0 | 0 | 0 | -5.4 | 0 | 0 | 0 | 0 | 0 | 0 | 0 | 0 | 0 | 0 | 0 | -24.2953 | 1.822 | 0 | 1.6848 | 1.6848 | 1.815 | 14.5317 | 1.2254 | 3.0551 | 0 | 0.039387 | 0 | 0.62859 | 0.16139 | 0.33681 | 6.2899 | 20.8824 | -31.2968 | 0 | 0.50591 | 0 | 1.6728 | 0.16354
2025_03_27 Hr 03 | 0 | 0 | 0 | 0.059157 | 0.059599 | 0.057668 | 0.055744 | 0.054248 | 0.04732 | 0 | 0 | 0.0050755 | 2.55 | 0.1386 | 1.6301 | 1.6301 | 2.9082 | 0 | 0.0055943 | 0.006688 | 0.0039511 | 0 | 0 | -0.35035 | 0 | -0.4566 | 0 | 0.072835 | 0.014642 | 1.2615 | 0.15902 | 3.2396 | 2.0585 | 0 | 0.59394 | 0.81115 | 0 | 0 | 0 | 2.3113 | 0 | 0.052206 | 0 | 0 | 0 | -0.24249 | 0 | 0 | 0 | 0 | 0 | 0 | 0 | 0 | 3.7676 | 0 | 0 | 0 | 0 | 0 | 0 | 0 | 0 | -5.4 | 0 | 0 | 0 | 0 | 0 | 0 | 0 | 0 | 0 | 0 | 0 | -32.9559 | 1.822 | 0 | 1.6848 | 1.6848 | 2.1458 | 14.5317 | 1.2254 | 3.0551 | 0 | 0.039387 | 0 | 0.62859 | 0.16139 | 0.33681 | -0.72557 | 21.8368 | -39.4053 | 0 | 0.50591 | 0 | 1.6728 | 0.16278
2025_03_27 Hr 04 | 0 | 0 | 0 | 0.059157 | 0.059599 | 0.057668 | 0.055744 | 0.054248 | 0.04732 | 0 | 0 | 0.0050755 | 2.61 | 0.14212 | 1.6301 | 1.6301 | 2.9082 | 0 | 0.0055943 | 0.006688 | 0.0039511 | 0 | 0 | -0.34775 | 0 | -0.454 | 0 | 0.072835 | 0.014642 | 1.2615 | 0.15902 | 3.2396 | 2.0585 | 0 | 0.59394 | 0.81115 | 0 | 0 | 0 | 1.6112 | 0 | 0.052206 | 0 | 0 | 0 | -0.24293 | 0 | 0 | 0 | 0 | 0 | 0 | 0 | 0 | 4.0435 | 0 | 0 | 0 | 0 | 0 | 0 | 0 | 0 | -5.4 | 0 | 0 | 0 | 0 | 0 | 0 | 0 | 0 | 0 | 0 | 0 | -31.8699 | 1.822 | 0 | 1.6848 | 1.6848 | 2.2067 | 14.5317 | 1.2254 | 3.0551 | 0 | 0.039387 | 0 | 0.62859 | 0.16139 | 0.33681 | 0.065447 | 22.2371 | -38.3145 | 0 | 0.50591 | 0 | 1.6728 | 0.16274
2025_03_27 Hr 05 | 0 | 0 | 0 | 0.059157 | 0.059599 | 0.057668 | 0.055744 | 0.054248 | 0.04732 | 0 | 0 | 0.0050755 | 2.58 | 0.14616 | 1.6301 | 1.6301 | 2.9082 | 0 | 0.0055943 | 0.006688 | 0.0039511 | 0 | 0 | -0.28885 | 0 | -0.3951 | 0 | 0.072835 | 0.014642 | 1.2615 | 0.15902 | 3.2396 | 2.0585 | 0 | 0.59394 | 0.81115 | 0 | 0 | 0 | 3.6447 | 0 | 0.052206 | 0 | 0 | 0 | -0.25282 | 0 | 0 | 0 | 0 | 0 | 0 | 0 | 0 | 4.3121 | 0 | 0 | 0 | 0 | 0 | 0 | 0 | 0 | -5.4 | 0 | 0 | 0 | 0 | 0 | 0 | 0 | 0 | 0 | 0 | 0 | -34.5949 | 1.822 | 0 | 1.6848 | 1.6848 | 1.9151 | 14.5317 | 1.2254 | 3.0551 | 0 | 0.039387 | 0 | 0.62859 | 0.16139 | 0.33681 | -0.56566 | 22.1897 | -40.9317 | 0 | 0.50591 | 0 | 1.6728 | 0.16427
2025_03_27 Hr 06 | 0 | 0 | 0 | 0.059157 | 0.059599 | 0.057668 | 0.055744 | 0.054248 | 0.04732 | 0 | 0 | 0.0050755 | 2.37 | 0.13731 | 1.6301 | 1.6301 | 2.9082 | 0 | 0.0055943 | 0.006688 | 0.0039511 | 0 | 0 | -0.2544 | 0 | -0.36065 | 0 | 0.072835 | 0.014642 | 1.2615 | 0.15902 | 3.2396 | 2.0585 | 0 | 0.59394 | 0.81115 | 0 | 0 | 0 | 0.26192 | -0.46441 | 0.052206 | 0 | 0 | 0 | -0.25861 | 0 | 0 | 0 | 0 | 0 | 0 | 0 | 0 | 4.6533 | 0 | 0 | 0 | 0 | 0 | 0 | 0 | 0 | -5.4 | 0 | 0 | 0 | 0 | 0 | 0 | 0 | 0 | 0 | 0 | 0 | -33.5768 | 1.822 | 0 | 1.6848 | 1.6848 | 2.6898 | 14.5317 | 1.2254 | 3.0551 | 0 | 0.039387 | 0 | 0.62859 | 0.16139 | 0.33681 | -2.4286 | 23.0926 | -39.8505 | 0 | 0.50591 | 0 | 1.6728 | 0.17019
2025_03_27 Hr 07 | 0 | 0 | 0 | 0.059157 | 0.059599 | 0.057668 | 0.055744 | 0.054248 | 0.04732 | 0 | 0 | 0.0050755 | 2.37 | 0.12478 | 1.6301 | 1.6301 | 2.8675 | 0 | 0.0055943 | 0.006688 | 0.0039511 | 0 | 0 | 0 | 0 | 0 | 0 | 0.072835 | 0.014642 | 1.2615 | 0.15902 | 3.2241 | 2.0585 | 0 | 0.58919 | 0.81115 | 0 | 0 | 0 | 0 | -2.3695 | 0.052206 | 0 | 0 | 0 | -0.23483 | 0 | 0 | 0 | 0 | 0 | 0 | 0 | 0 | 4.6533 | 0 | 0 | 0 | 0 | 0 | 0 | 0 | -6.4 | 0 | 0 | 0 | 0 | 0 | 0 | 0 | 0 | 0 | -2.3937 | 0 | 0 | -29.9736 | 1.822 | 0 | 1.6637 | 1.6637 | 2.6071 | 14.4335 | 1.2254 | 3.0551 | 0 | 0.039387 | 0 | 0.62859 | 0.16139 | 0.33681 | -3.9385 | 22.9996 | -39.0022 | 0 | 0.50591 | 0 | 1.6728 | 0.17714
2025_03_27 Hr 08 | 0.045117 | 0 | 0 | 0.059157 | 0.059599 | 0.057668 | 0.055744 | 0.054248 | 0.04732 | 0 | 0 | 0.0050755 | 1.98 | 0.055731 | 1.6301 | 1.6301 | 2.8675 | 0 | 0.0055943 | 0.006688 | 0.0039511 | 0 | 0 | 0 | 0 | 0 | 0 | 0.072835 | 0.014642 | 1.0539 | 0.15902 | 3.2241 | 2.0585 | 0 | 0.58919 | 0.81115 | 0 | 0 | 0 | 0 | -2.2206 | 0.052206 | 0 | 0 | 0 | -0.12456 | 0 | 0 | 0 | 0 | 0 | 0 | 0 | 0 | 4.2467 | 0 | 0 | 0 | 0 | 0 | 0 | 0 | -6.4 | 0 | 0 | 0 | 0 | 0 | 0 | 0 | 0 | 0 | -2.3937 | 0 | 0 | -10.6688 | 1.822 | 0 | 1.6274 | 1.6274 | 2.346 | 14.1532 | 1.2254 | 3.0551 | 0 | 0.039387 | -0.045117 | 0.62859 | 0.16139 | 0.33681 | 14.2217 | 21.9212 | -19.6322 | 0 | 0.50591 | 0 | 1.6728 | 0.18029
2025_03_27 Hr 09 | 0.318 | 5.7735e-06 | 0 | 0.059157 | 0.059599 | 0.057668 | 0.055744 | 0.054248 | 0.04732 | 0 | 0 | 0.0050755 | 1.44 | 0.047028 | 1.6301 | 1.6301 | 2.8675 | 0 | 0.0055943 | 0.006688 | 0.0039511 | 0 | 0 | 0 | 0 | 0 | 0 | 0.072835 | 0.014642 | 1.1511 | 0.15902 | 3.2241 | 2.0585 | 0 | 0.58919 | 0.81115 | 0 | 0 | 0 | 0 | -2.7182 | 0.052206 | 0 | 0 | 0 | -0.14486 | 0 | 0 | 0 | 0 | 0 | 0 | 0 | 0 | 3.9709 | 0 | 0 | 0 | 0 | 0 | 0 | 0 | -6.4 | 0 | 0 | 0 | 0 | 0 | 0 | 0 | 0 | 0 | -2.3937 | 0 | 0 | -11.5269 | 1.822 | 0 | 1.6637 | 1.6637 | 1.8977 | 14.3232 | 1.2254 | 3.0551 | 0 | 0.039387 | -0.318 | 0.62859 | 0.16139 | 0.33681 | 11.7418 | 20.9203 | -20.7835 | 0 | 0.50591 | 0 | 1.6728 | 0.1794
2025_03_27 Hr 10 | 0.40867 | 2.6723e-05 | 0 | 0.059157 | 0.059599 | 0.057668 | 0.055744 | 0.054248 | 0.04732 | 0 | 0 | 0.0050755 | 1.29 | 0.045638 | 1.6301 | 1.6301 | 2.8675 | 0 | 0.0055943 | 0.006688 | 0.0039511 | 0 | 0 | 0 | 0 | 0 | 0 | 0.072835 | 0.014642 | 1.2615 | 0.15902 | 3.2241 | 2.0585 | 0 | 0.58919 | 0.81115 | 0 | 0 | 0 | 0 | -2.1959 | 0.052206 | 0 | 0 | 0 | -0.1571 | 0 | 0 | 0 | 0 | 0 | 0 | 0 | 0 | 4.5226 | 0 | 0 | 0 | 0 | 0 | 0 | 0 | -6.4 | 0 | 0 | 0 | 0 | 0 | 0 | 0 | 0 | 0 | -2.3937 | 0 | 0 | -12.9615 | 1.822 | 0 | 1.6637 | 1.6637 | 1.1447 | 14.4335 | 1.2254 | 3.0551 | 0 | 0.039387 | -0.40867 | 0.62859 | 0.16139 | 0.33681 | 10.5749 | 20.6583 | -22.321 | 0 | 0.50591 | 0 | 1.6728 | 0.17932
2025_03_27 Hr 11 | 0.4771 | 4.0885e-05 | 0 | 0.059157 | 0.059599 | 0.057668 | 0.055744 | 0.054248 | 0.04732 | 0 | 0 | 0.0050755 | 1.26 | 0.040575 | 1.6301 | 1.6301 | 2.8675 | 0 | 0.0055943 | 0.006688 | 0.0039511 | 0 | 0 | 0 | 0 | 0 | 0 | 0.072835 | 0.014642 | 1.2615 | 0.15902 | 3.2241 | 2.0585 | 0 | 0.58919 | 0.81115 | 0 | 0 | 0 | 0 | -1.4532 | 0.052206 | 0 | 0 | 0 | -0.14281 | 0 | 0 | 0 | 0 | 0 | 0 | 0 | 0 | 4.7912 | 0 | 0 | 0 | 0 | 0 | 0 | 0 | -6.4 | 0 | 0 | 0 | 0 | 0 | 0 | 0 | 0 | 0 | -2.3937 | 0 | 0 | -11.7114 | 1.822 | 0 | 1.6637 | 1.6637 | 0.79215 | 14.4335 | 1.2254 | 3.0551 | 0 | 0.039387 | -0.4771 | 0.62859 | 0.16139 | 0.33681 | 12.4615 | 20.6063 | -21.1251 | 0 | 0.50591 | 0 | 1.6728 | 0.17792
2025_03_27 Hr 12 | 0.43162 | 6.1446e-05 | 0 | 0.059157 | 0.059599 | 0.057668 | 0.055744 | 0.054248 | 0.04732 | 0 | 0 | 0.0050755 | 1.2 | 0.036126 | 1.6301 | 1.6301 | 2.8675 | 0 | 0.0055943 | 0.006688 | 0.0039511 | 0 | 0 | 0 | 0 | 0 | 0 | 0.072835 | 0.014642 | 1.2448 | 0.15902 | 3.2241 | 2.0585 | 0 | 0.58919 | 0.81115 | 0 | 0 | 0 | 0 | -1.2099 | 0.052206 | 0 | 0 | 0 | -0.13337 | 0 | 0 | 0 | 0 | 0 | 0 | 0 | 0 | 5.205 | 0 | 0 | 0 | 0 | 0 | 0 | 0 | -6.4 | 0 | 0 | 0 | 0 | 0 | 0 | 0 | 0 | 0 | -2.3937 | 0 | 0 | -12.6429 | 1.822 | 0 | 1.6637 | 1.6637 | 0.72251 | 14.4168 | 1.2254 | 3.0551 | 0 | 0.039387 | -0.43162 | 0.62859 | 0.16139 | 0.33681 | 12.0453 | 20.8401 | -22.0017 | 0 | 0.50591 | 0 | 1.6728 | 0.17751
2025_03_27 Hr 13 | 0.38643 | 8.4416e-05 | 0 | 0 | 0 | 0 | 0 | 0 | 0 | 0 | 0 | 0.0050755 | 1.11 | 0.028863 | 1.6301 | 1.6301 | 2.8675 | 0 | 0.0055943 | 0.006688 | 0.0039511 | 0 | 0 | 0 | 0 | 0 | 0 | 0.072835 | 0.014642 | 0.66386 | 0.15902 | 3.2241 | 2.0585 | 0 | 0.58919 | 0.81115 | 0 | 0 | 0 | 0 | -0.98133 | 0.052206 | 0 | 0.0016716 | 0 | -0.11491 | 0 | 0 | 0 | 0 | 0 | 0 | 0 | 0 | 4.9291 | 0 | 0 | 0 | 0 | 0 | 0 | 0 | -6.4 | 0 | 0 | 0 | 0 | 0 | 0 | 0 | 0 | 0 | -2.3937 | 0 | 0 | -10.3141 | 1.822 | 0 | 1.6637 | 1.6637 | 0.70075 | 13.5022 | 1.2254 | 3.0551 | 0 | 0.039387 | -0.38643 | 0.62859 | 0.16139 | 0.33681 | 13.3105 | 20.3989 | -19.6092 | 0 | 0.50591 | 0 | 1.6728 | 0.1763
2025_03_27 Hr 14 | 0.38636 | 7.7498e-05 | 0 | 0 | 0 | 0 | 0 | 0 | 0 | 0 | 0 | 0.0050755 | 0.93 | 0.022998 | 1.6301 | 1.6301 | 2.8675 | 0 | 0.0055943 | 0.006688 | 0.0039511 | 0 | 0 | 0 | 0 | 0 | 0 | 0.072835 | 0.014642 | 0.47637 | 0.15902 | 3.2241 | 2.0585 | 0 | 0.58919 | 0.81115 | 0 | 0 | 0 | 0 | -0.95228 | 0.052206 | 0 | 0.0015897 | 0 | -0.10918 | 0 | 0 | 0 | 0 | 0 | 0 | 0 | 0 | 5.1324 | 0 | 0 | 0 | 0 | 0 | 0 | 0 | -6.4 | 0 | 0 | 0 | 0 | 0 | 0 | 0 | 0 | 0 | -2.3937 | 0 | 0 | -10.03 | 1.822 | 0 | 1.6637 | 1.6637 | 0.74427 | 13.3147 | 1.2254 | 3.0551 | 0 | 0.039387 | -0.38636 | 0.62859 | 0.16139 | 0.33681 | 13.5028 | 20.4597 | -19.3193 | 0 | 0.50591 | 0 | 1.6728 | 0.17627
2025_03_27 Hr 15 | 0.36362 | 6.7381e-05 | 0 | 0 | 0 | 0 | 0 | 0 | 0 | 0 | 0 | 0.0050755 | 0.69 | 0.015983 | 1.6197 | 1.6197 | 2.8675 | 0 | 0.0055943 | 0.006688 | 0.0039511 | 0 | 0 | 0 | 0 | 0 | 0 | 0.072835 | 0.014642 | 0.4814 | 0.15902 | 3.2241 | 2.0585 | 0 | 0.58919 | 0.81115 | 0 | 0 | 0 | 0.12216 | -0.27422 | 0.052206 | 0 | 0.0014891 | 0 | -0.10214 | 0 | 0 | 0 | 0 | 0 | 0 | 0 | 0 | 5.0017 | 0 | 0 | 0 | 0 | 0 | 0 | 0 | -6.4 | 0 | 0 | 0 | 0 | 0 | 0 | 0 | 0 | 0 | -2.3937 | 0 | 0 | -8.5669 | 1.822 | 0 | 1.5057 | 1.5057 | 0.531 | 12.9829 | 1.2254 | 3.0551 | 0 | 0.039387 | -0.36362 | 0.62859 | 0.16139 | 0.33681 | 14.8489 | 19.8445 | -17.8265 | 0 | 0.50591 | 0 | 1.6728 | 0.17478
2025_03_27 Hr 16 | 0.1586 | 0.00011402 | 0 | 0 | 0 | 0 | 0 | 0 | 0 | 0 | 0 | 0.0050755 | 0.57 | 0.01671 | 1.568 | 1.568 | 2.7873 | 0 | 0.0055943 | 0.006688 | 0.0039511 | 0 | 0 | 0 | 0 | 0 | 0 | 0.072835 | 0.014642 | 0.60189 | 0.15902 | 3.2178 | 2.0585 | 0 | 0.58781 | 0.81115 | 0 | 0 | 0 | 0.78036 | -0.52418 | 0.052206 | 0 | 0.0018845 | 0 | -0.12982 | 0 | 0 | 0 | 0 | 0 | 0 | 0 | 0 | 5.0017 | 0 | 0 | 0 | 0 | 0 | 0 | 0 | -6.4 | 0 | 0 | 0 | 0 | 0 | 0 | 0 | 0 | 0 | -2.3937 | 0 | 0 | -8.4147 | 1.822 | 0 | 1.4567 | 1.4567 | 0.55276 | 12.8153 | 1.2254 | 3.0551 | 0 | 0.039387 | -0.1586 | 0.62859 | 0.16139 | 0.33681 | 15.1154 | 19.5408 | -17.4969 | 0 | 0.50591 | 0 | 1.6728 | 0.17498
2025_03_27 Hr 17 | 0.1586 | 0.00010225 | 0 | 0 | 0 | 0 | 0 | 0 | 0 | 0 | 0 | 0.0050755 | 0.57 | 0.018693 | 1.6249 | 1.6249 | 2.8675 | 0 | 0.0055943 | 0.006688 | 0.0039511 | 0 | 0 | 0 | 0 | 0 | 0 | 0.072835 | 0.014642 | 0.84295 | 0.15902 | 3.2241 | 2.0585 | 0 | 0.58919 | 0.81115 | 0 | 0 | 0 | 0.089927 | -0.70187 | 0.052206 | 0 | 0.0021082 | 0 | -0.14547 | 0 | 0 | 0 | 0 | 0 | 0 | 0 | 0 | 4.9291 | 0 | 0 | 0 | 0 | 0 | 0 | 0 | -6.4 | 0 | 0 | 0 | 0 | 0 | 0 | 0 | 0 | 0 | -2.3937 | 0 | 0 | -11.5461 | 1.822 | 0 | 1.4931 | 1.4931 | 0.531 | 13.3297 | 1.2254 | 3.0551 | 0 | 0.039387 | -0.1586 | 0.62859 | 0.16139 | 0.33681 | 11.5245 | 19.4507 | -20.6439 | 0 | 0.50591 | 0 | 1.6728 | 0.17586
2025_03_27 Hr 18 | 0.18141 | 4.7481e-05 | 0 | 0.059157 | 0.059599 | 0.057668 | 0.055744 | 0.054248 | 0.04732 | 0 | 0 | 0.0050755 | 0.75 | 0.028407 | 1.6301 | 1.6301 | 2.8675 | 0 | 0.0055943 | 0.006688 | 0.0039511 | 0 | 0 | 0 | 0 | 0 | 0 | 0.072835 | 0.014642 | 1.0841 | 0.15902 | 3.2241 | 2.0585 | 0 | 0.58919 | 0.81115 | 0 | 0 | 0 | 0 | -1.0251 | 0.052206 | 0 | 0 | 0 | -0.16834 | 0 | 0 | 0 | 0 | 0 | 0 | 0 | 0 | 4.8638 | 0 | 0 | 0 | 0 | 0 | 0 | 0 | -6.4 | 0 | 0 | 0 | 0 | 0 | 0 | 0 | 0 | 0 | -2.3937 | 0 | 0 | -16.8555 | 1.822 | 0 | 1.6637 | 1.6637 | 0.49183 | 14.2562 | 1.2254 | 3.0551 | 0 | 0.039387 | -0.18141 | 0.62859 | 0.16139 | 0.33681 | 6.7903 | 19.5583 | -25.999 | 0 | 0.50591 | 0 | 1.6728 | 0.17546
2025_03_27 Hr 19 | 0.045117 | 1.1985e-05 | 0 | 0.059157 | 0.059599 | 0.057668 | 0.055744 | 0.054248 | 0.04732 | 0 | 0 | 0.0050755 | 1.02 | 0.03622 | 1.6301 | 1.6301 | 2.8675 | 0 | 0.0055943 | 0.006688 | 0.0039511 | 0 | 0 | 0 | 0 | 0 | 0 | 0.072835 | 0.014642 | 1.2548 | 0.15902 | 3.2241 | 2.0585 | 0 | 0.58919 | 0.81115 | 0 | 0 | 0 | 0 | -0.671 | 0.052206 | 0 | 0 | 0 | -0.1577 | 0 | 0 | 0 | 0 | 0 | 0 | 0 | 0 | 4.8638 | 0 | 0 | 0 | 0 | 0 | 0 | 0 | -6.4 | 0 | 0 | 0 | 0 | 0 | 0 | 0 | 0 | 0 | -2.3937 | 0 | 0 | -16.4073 | 1.822 | 0 | 1.6637 | 1.6637 | 0.5223 | 14.4269 | 1.2254 | 3.0551 | 0 | 0.039387 | -0.045117 | 0.62859 | 0.16139 | 0.33681 | 8.0819 | 19.7299 | -25.4039 | 0 | 0.50591 | 0 | 1.6728 | 0.17518
2025_03_27 Hr 20 | 0 | 0 | 0 | 0.059157 | 0.059599 | 0.057668 | 0.055744 | 0.054248 | 0.04732 | 0 | 0 | 0.0050755 | 1.02 | 0.033021 | 1.6301 | 1.6301 | 2.8675 | 0 | 0.0055943 | 0.006688 | 0.0039511 | 0 | 0 | 0 | 0 | 0 | 0 | 0.072835 | 0.014642 | 1.2615 | 0.15902 | 3.2241 | 2.0585 | 0 | 0.58919 | 0.81115 | 0 | 0 | 0 | 0 | -0.92433 | 0.052206 | 0 | 0 | 0 | -0.14358 | 0 | 0 | 0 | 0 | 0 | 0 | 0 | 0 | 5.0017 | 0 | 0 | 0 | 0 | 0 | 0 | 0 | -6.4 | 0 | 0 | 0 | 0 | 0 | 0 | 0 | 0 | 0 | -2.3937 | 0 | 0 | -16.1675 | 1.822 | 0 | 1.6637 | 1.6637 | 0.67028 | 14.4335 | 1.2254 | 3.0551 | 0 | 0.039387 | 0 | 0.62859 | 0.16139 | 0.33681 | 8.375 | 19.9707 | -25.1049 | 0 | 0.50591 | 0 | 1.6728 | 0.17835
2025_03_27 Hr 21 | 0 | 0 | 0 | 0.059157 | 0.059599 | 0.057668 | 0.055744 | 0.054248 | 0.04732 | 0 | 0 | 0.0050755 | 0.96 | 0.035647 | 1.6301 | 1.6301 | 2.8675 | 0 | 0.0055943 | 0.006688 | 0.0039511 | 0 | 0 | 0 | 0 | 0 | 0 | 0.072835 | 0.014642 | 1.2615 | 0.15902 | 3.2241 | 2.0585 | 0 | 0.58919 | 0.81115 | 0 | 0 | 0 | 0 | -1.2354 | 0.052206 | 0 | 0 | 0 | -0.16499 | 0 | 0 | 0 | 0 | 0 | 0 | 0 | 0 | 5.1324 | 0 | 0 | 0 | 0 | 0 | 0 | 0 | -6.4 | 0 | 0 | 0 | 0 | 0 | 0 | 0 | 0 | 0 | -2.3937 | 0 | 0 | -18.7603 | 1.822 | 0 | 1.6637 | 1.6637 | 1.0838 | 14.4335 | 1.2254 | 3.0551 | 0 | 0.039387 | 0 | 0.62859 | 0.16139 | 0.33681 | 5.9355 | 20.4565 | -27.7191 | 0 | 0.50591 | 0 | 1.6728 | 0.17735
2025_03_27 Hr 22 | 0 | 0 | 0 | 0.059157 | 0.059599 | 0.057668 | 0.055744 | 0.054248 | 0.04732 | 0 | 0 | 0.0050755 | 0.63 | 0.020735 | 1.6301 | 1.6301 | 2.8675 | 0 | 0.0055943 | 0.006688 | 0.0039511 | 0 | 0 | 0 | 0 | 0 | 0 | 0.072835 | 0.014642 | 1.2615 | 0.15902 | 3.2241 | 2.0585 | 0 | 0.58919 | 0.81115 | 0 | 0 | 0 | 0 | -0.76874 | 0.052206 | 0 | 0 | 0 | -0.14601 | 0 | 0 | 0 | 0 | 0 | 0 | 0 | 0 | 4.3847 | 0 | 0 | 0 | 0 | 0 | 0 | 0 | -6.4 | 0 | 0 | 0 | 0 | 0 | 0 | 0 | 0 | 0 | -2.3937 | 0 | 0 | -15.6033 | 1.822 | 0 | 1.6637 | 1.6637 | 1.2448 | 14.4335 | 1.2254 | 3.0551 | 0 | 0.039387 | 0 | 0.62859 | 0.16139 | 0.33681 | 8.6428 | 19.521 | -24.5431 | 0 | 0.50591 | 0 | 1.6728 | 0.17353
2025_03_27 Hr 23 | 0 | 0 | 0 | 0.059157 | 0.059599 | 0.057668 | 0.055744 | 0.054248 | 0.04732 | 0 | 0 | 0.0050755 | 0.36 | 0.013584 | 1.6301 | 1.6301 | 2.9082 | 0 | 0.0055943 | 0.006688 | 0.0039511 | 0 | 0 | -0.79554 | 0 | -0.90179 | 0 | 0.072835 | 0.014642 | 1.2615 | 0.15902 | 3.2396 | 2.0585 | 0 | 0.59394 | 0.81115 | 0 | 0 | 0 | 0.32771 | -0.002163 | 0.052206 | 0 | 0 | 0 | -0.1677 | 0 | 0 | 0 | 0 | 0 | 0 | 0 | 0 | 3.3538 | 0 | 0 | 0 | 0 | 0 | 0 | 0 | 0 | -5.4 | 0 | 0 | 0 | 0 | 0 | 0 | 0 | 0 | 0 | 0 | 0 | -15.7749 | 1.822 | 0 | 1.6848 | 1.6848 | 0.97495 | 14.5317 | 1.2254 | 3.0551 | 0 | 0.039387 | 0 | 0.62859 | 0.16139 | 0.33681 | 9.7613 | 17.944 | -23.0399 | 0 | 0.50591 | 0 | 1.6728 | 0.16954
2025_03_27 Hr 24 | 0 | 0 | 0 | 0.059157 | 0.059599 | 0.057668 | 0.055744 | 0.054248 | 0.04732 | 0 | 0 | 0.0050755 | 0.21 | 0.0072531 | 1.6301 | 1.6301 | 2.9082 | 0 | 0.0055943 | 0.006688 | 0.0039511 | 0 | 0 | -0.8811 | 0 | -0.98735 | 0 | 0.072835 | 0.014642 | 1.2615 | 0.15902 | 3.2396 | 2.0585 | 0 | 0.59394 | 0.81115 | 0 | 0 | 0 | 0.00037175 | -0.14164 | 0.052206 | 0 | 0 | 0 | -0.15332 | 0 | 0 | 0 | 0 | 0 | 0 | 0 | 0 | 2.8094 | 0 | 0 | 0 | 0 | 0 | 0 | 0 | 0 | -5.4 | 0 | 0 | 0 | 0 | 0 | 0 | 0 | 0 | 0 | 0 | 0 | -13.7254 | 1.822 | 0 | 1.6848 | 1.6848 | 1.1142 | 14.5317 | 1.2254 | 3.0551 | 0 | 0.039387 | 0 | 0.62859 | 0.16139 | 0.33681 | 10.6237 | 17.3805 | -21.1472 | 0 | 0.50591 | 0 | 1.6728 | 0.16753
2025_03_28 Hr 01 | 0 | 0 | 0 | 0.048018 | 0.048377 | 0.046809 | 0.045248 | 0.044034 | 0.03841 | 0 | 0 | 0.0050755 | 0.24 | 0.0090112 | 1.6301 | 1.6301 | 2.3615 | 0 | 0.0055943 | 0.006688 | 0.0039511 | 0 | 0 | -0.80054 | 0 | -0.90679 | 0 | 0.072835 | 0.014642 | 1.2615 | 0.12999 | 2.6295 | 2.0585 | 0 | 0.59394 | 0.81115 | 0 | 0 | 0 | 0.30148 | -0.12861 | 0.052206 | 0 | 0 | 0 | -0.16686 | 0 | 0 | 0 | 0 | 0 | 0 | 0 | 0 | 2.7368 | 0 | 0 | 0 | 0 | 0 | 0 | 0 | 0 | -5.4 | 0 | 0 | 0 | 0 | 0 | 0 | 0 | 0 | 0 | 0 | 0 | -16.7223 | 1.822 | 0 | 1.3675 | 1.3675 | 1.445 | 12.6486 | 1.2254 | 3.0551 | 0 | 0.039387 | 0 | 0.62859 | 0.16139 | 0.33681 | 6.4945 | 17.6696 | -23.9965 | 0 | 0.50591 | 0 | 1.6728 | 0.1667
2025_03_28 Hr 02 | 0 | 0 | 0 | 0.048018 | 0.048377 | 0.046809 | 0.045248 | 0.044034 | 0.03841 | 0 | 0 | 0.0050755 | 0.42 | 0.015732 | 1.6301 | 1.6301 | 2.3615 | 0 | 0.0055943 | 0.006688 | 0.0039511 | 0 | 0 | -0.80294 | 0 | -0.90919 | 0 | 0.072835 | 0.014642 | 1.2615 | 0.12999 | 2.6295 | 2.0585 | 0 | 0.59394 | 0.81115 | 0 | 0 | 0 | 0.020815 | -0.071502 | 0.052206 | 0 | 0 | 0 | -0.16646 | 0 | 0 | 0 | 0 | 0 | 0 | 0 | 0 | 2.6715 | 0 | 0 | 0 | 0 | 0 | 0 | 0 | 0 | -5.4 | 0 | 0 | 0 | 0 | 0 | 0 | 0 | 0 | 0 | 0 | 0 | -16.5443 | 1.822 | 0 | 1.3675 | 1.3675 | 1.6539 | 12.6486 | 1.2254 | 3.0551 | 0 | 0.039387 | 0 | 0.62859 | 0.16139 | 0.33681 | 6.7735 | 17.9986 | -23.8229 | 0 | 0.50591 | 0 | 1.6728 | 0.16537
2025_03_28 Hr 03 | 0 | 0 | 0 | 0.048018 | 0.048377 | 0.046809 | 0.045248 | 0.044034 | 0.03841 | 0 | 0 | 0.0050755 | 0.39 | 0.014407 | 1.6301 | 1.6301 | 2.3615 | 0 | 0.0055943 | 0.006688 | 0.0039511 | 0 | 0 | -0.81677 | 0 | -0.92302 | 0 | 0.072835 | 0.014642 | 1.2615 | 0.12999 | 2.6295 | 2.0585 | 0 | 0.59394 | 0.81115 | 0 | 0 | 0 | 1.2477 | 0 | 0.052206 | 0 | 0 | 0 | -0.16413 | 0 | 0 | 0 | 0 | 0 | 0 | 0 | 0 | 2.5335 | 0 | 0 | 0 | 0 | 0 | 0 | 0 | 0 | -5.4 | 0 | 0 | 0 | 0 | 0 | 0 | 0 | 0 | 0 | 0 | 0 | -17.0798 | 1.822 | 0 | 1.3675 | 1.3675 | 1.1926 | 12.6486 | 1.2254 | 3.0551 | 0 | 0.039387 | 0 | 0.62859 | 0.16139 | 0.33681 | 6.8805 | 17.368 | -24.3837 | 0 | 0.50591 | 0 | 1.6728 | 0.16541
2025_03_28 Hr 04 | 0 | 0 | 0 | 0.048018 | 0.048377 | 0.046809 | 0.045248 | 0.044034 | 0.03841 | 0 | 0 | 0.0050755 | 0.33 | 0.013369 | 1.6301 | 1.6301 | 2.3615 | 0 | 0.0055943 | 0.006688 | 0.0039511 | 0 | 0 | -0.72112 | 0 | -0.82737 | 0 | 0.072835 | 0.014642 | 1.2615 | 0.12999 | 2.6295 | 2.0585 | 0 | 0.59394 | 0.81115 | 0 | 0 | 0 | 1.2676 | 0 | 0.052206 | 0 | 0 | 0 | -0.1802 | 0 | 0 | 0 | 0 | 0 | 0 | 0 | 0 | 2.3956 | 0 | 0 | 0 | 0 | 0 | 0 | 0 | 0 | -5.4 | 0 | 0 | 0 | 0 | 0 | 0 | 0 | 0 | 0 | 0 | 0 | -18.8085 | 1.822 | 0 | 1.3675 | 1.3675 | 1.4058 | 12.6486 | 1.2254 | 3.0551 | 0 | 0.039387 | 0 | 0.62859 | 0.16139 | 0.33681 | 5.3607 | 17.3817 | -25.9372 | 0 | 0.50591 | 0 | 1.6728 | 0.16483
2025_03_28 Hr 05 | 0 | 0 | 0 | 0.048018 | 0.048377 | 0.046809 | 0.045248 | 0.044034 | 0.03841 | 0 | 0 | 0.0050755 | 0.3 | 0.012445 | 1.6301 | 1.6301 | 2.3615 | 0 | 0.0055943 | 0.006688 | 0.0039511 | 0 | 0 | -0.69508 | 0 | -0.80133 | 0 | 0.072835 | 0.014642 | 1.2615 | 0.12999 | 2.6295 | 2.0585 | 0 | 0.59394 | 0.81115 | 0 | 0 | 0 | 1.0896 | 0 | 0.052206 | 0 | 0 | 0 | -0.18458 | 0 | 0 | 0 | 0 | 0 | 0 | 0 | 0 | 2.7368 | 0 | 0 | 0 | 0 | 0 | 0 | 0 | 0 | -5.4 | 0 | 0 | 0 | 0 | 0 | 0 | 0 | 0 | 0 | 0 | 0 | -20.7774 | 1.822 | 0 | 1.3675 | 1.3675 | 1.3754 | 12.6486 | 1.2254 | 3.0551 | 0 | 0.039387 | 0 | 0.62859 | 0.16139 | 0.33681 | 3.5437 | 17.6639 | -27.8584 | 0 | 0.50591 | 0 | 1.6728 | 0.16719
2025_03_28 Hr 06 | 0 | 0 | 0 | 0.048018 | 0.048377 | 0.046809 | 0.045248 | 0.044034 | 0.03841 | 0 | 0 | 0.0050755 | 0.27 | 0.012674 | 1.6301 | 1.6301 | 2.3615 | 0 | 0.0055943 | 0.006688 | 0.0039511 | 0 | 0 | -0.5489 | 0 | -0.65515 | 0 | 0.072835 | 0.014642 | 1.2615 | 0.12999 | 2.6295 | 2.0585 | 0 | 0.59394 | 0.81115 | 0 | 0 | 0 | 0.1844 | -0.030581 | 0.052206 | 0 | 0 | 0 | -0.20914 | 0 | 0 | 0 | 0 | 0 | 0 | 0 | 0 | 3.0126 | 0 | 0 | 0 | 0 | 0 | 0 | 0 | 0 | -5.4 | 0 | 0 | 0 | 0 | 0 | 0 | 0 | 0 | 0 | 0 | 0 | -24.1266 | 1.822 | 0 | 1.3675 | 1.3675 | 1.6539 | 12.6486 | 1.2254 | 3.0551 | 0 | 0.039387 | 0 | 0.62859 | 0.16139 | 0.33681 | 0.056588 | 18.194 | -30.9398 | 0 | 0.50591 | 0 | 1.6728 | 0.17263
2025_03_28 Hr 07 | 0 | 0 | 0 | 0.048018 | 0.048377 | 0.046809 | 0.045248 | 0.044034 | 0.03841 | 0 | 0 | 0.0050755 | 0.27 | 0.014482 | 1.6301 | 1.6301 | 2.3285 | 0 | 0.0055943 | 0.006688 | 0.0039511 | 0 | 0 | 0 | 0 | 0 | 0 | 0.072835 | 0.014642 | 1.2615 | 0.12999 | 2.617 | 2.0585 | 0 | 0.58919 | 0.81115 | 0 | 0 | 0 | 0 | -2.6243 | 0.052206 | 0 | 0 | 0 | -0.23927 | 0 | 0 | 0 | 0 | 0 | 0 | 0 | 0 | 3.4264 | 0 | 0 | 0 | 0 | 0 | 0 | 0 | -6.4 | 0 | 0 | 0 | 0 | 0 | 0 | 0 | 0 | 0 | -2.3937 | 0 | 0 | -27.8054 | 1.822 | 0 | 1.3504 | 1.3504 | 2.2285 | 12.5689 | 1.2254 | 3.0551 | 0 | 0.039387 | 0 | 0.62859 | 0.16139 | 0.33681 | -7.7082 | 19.1856 | -36.8384 | 0 | 0.50591 | 0 | 1.6728 | 0.1789
2025_03_28 Hr 08 | 0.1586 | 7.5398e-07 | 0 | 0.048018 | 0.048377 | 0.046809 | 0.045248 | 0.044034 | 0.03841 | 0 | 0 | 0.0050755 | 0.27 | 0.012667 | 1.6301 | 1.6301 | 2.3285 | 0 | 0.0055943 | 0.006688 | 0.0039511 | 0 | 0 | 0 | 0 | 0 | 0 | 0.072835 | 0.014642 | 1.2615 | 0.12999 | 2.617 | 2.0585 | 0 | 0.58919 | 0.81115 | 0 | 0 | 0 | 0 | -3.1947 | 0.052206 | 0 | 0 | 0 | -0.20901 | 0 | 0 | 0 | 0 | 0 | 0 | 0 | 0 | 3.6297 | 0 | 0 | 0 | 0 | 0 | 0 | 0 | -6.4 | 0 | 0 | 0 | 0 | 0 | 0 | 0 | 0 | 0 | -2.3937 | 0 | 0 | -21.4371 | 1.822 | 0 | 1.3504 | 1.3504 | 2.1458 | 12.5689 | 1.2254 | 3.0551 | 0 | 0.039387 | -0.1586 | 0.62859 | 0.16139 | 0.33681 | -1.7585 | 19.4658 | -30.5985 | 0 | 0.50591 | 0 | 1.6728 | 0.18172
2025_03_28 Hr 09 | 0.40874 | 8.4672e-05 | 0 | 0.048018 | 0.048377 | 0.046809 | 0.045248 | 0.044034 | 0.03841 | 0 | 0 | 0.0050755 | 0.24 | 0.01028 | 1.6301 | 1.6301 | 2.3285 | 0 | 0.0055943 | 0.006688 | 0.0039511 | 0 | 0 | 0 | 0 | 0 | 0 | 0.072835 | 0.014642 | 1.2615 | 0.12999 | 2.617 | 2.0585 | 0 | 0.58919 | 0.81115 | 0 | 0 | 0 | 0 | -1.7131 | 0.052206 | 0 | 0 | 0 | -0.19065 | 0 | 0 | 0 | 0 | 0 | 0 | 0 | 0 | 3.4264 | 0 | 0 | 0 | 0 | 0 | 0 | 0 | -6.4 | 0 | 0 | 0 | 0 | 0 | 0 | 0 | 0 | 0 | -2.3937 | 0 | 0 | -20.4381 | 1.822 | 0 | 1.3504 | 1.3504 | 1.9455 | 12.5689 | 1.2254 | 3.0551 | 0 | 0.039387 | -0.40874 | 0.62859 | 0.16139 | 0.33681 | 0.30518 | 19.2806 | -29.8312 | 0 | 0.50591 | 0 | 1.6728 | 0.18218
2025_03_28 Hr 10 | 0.49948 | 0.00027114 | 0 | 0.048018 | 0.048377 | 0.046809 | 0.045248 | 0.044034 | 0.03841 | 0 | 0 | 0.0050755 | 0.27 | 0.011083 | 1.6301 | 1.6301 | 2.3285 | 0 | 0.0055943 | 0.006688 | 0.0039511 | 0 | 0 | 0 | 0 | 0 | 0 | 0.072835 | 0.014642 | 1.2615 | 0.12999 | 2.617 | 2.0585 | 0 | 0.58919 | 0.81115 | 0 | 0 | 0 | 0 | -2.3409 | 0.052206 | 0 | 0 | 0 | -0.18262 | 0 | 0 | 0 | 0 | 0 | 0 | 0 | 0 | 3.1506 | 0 | 0 | 0 | 0 | 0 | 0 | 0 | -6.4 | 0 | 0 | 0 | 0 | 0 | 0 | 0 | 0 | 0 | -2.3937 | 0 | 0 | -19.339 | 1.822 | 0 | 1.3504 | 1.3504 | 2.5984 | 12.5689 | 1.2254 | 3.0551 | 0 | 0.039387 | -0.49948 | 0.62859 | 0.16139 | 0.33681 | 1.1913 | 19.7782 | -28.8149 | 0 | 0.50591 | 0 | 1.6728 | 0.18106
2025_03_28 Hr 11 | 0.54489 | 0.00029234 | 0 | 0.048018 | 0.048377 | 0.046809 | 0.045248 | 0.044034 | 0.03841 | 0 | 0 | 0.0050755 | 0.24 | 0.0069963 | 1.6301 | 1.6301 | 2.3285 | 0 | 0.0055943 | 0.006688 | 0.0039511 | 0 | 0 | 0 | 0 | 0 | 0 | 0.072835 | 0.014642 | 1.2448 | 0.12999 | 2.617 | 2.0585 | 0 | 0.58919 | 0.81115 | 0 | 0 | 0 | 0 | -2.8245 | 0.052206 | 0 | 0 | 0 | -0.12908 | 0 | 0 | 0 | 0 | 0 | 0 | 0 | 0 | 3.078 | 0 | 0 | 0 | 0 | 0 | 0 | 0 | -6.4 | 0 | 0 | 0 | 0 | 0 | 0 | 0 | 0 | 0 | -2.3937 | 0 | 0 | -10.5327 | 1.822 | 0 | 1.3504 | 1.3504 | 2.5897 | 12.5522 | 1.2254 | 3.0551 | 0 | 0.039387 | -0.54489 | 0.62859 | 0.16139 | 0.33681 | 9.4339 | 19.7065 | -20.0004 | 0 | 0.50591 | 0 | 1.6728 | 0.17936
2025_03_28 Hr 12 | 0.56734 | 0.00034173 | 0 | 0.048018 | 0.048377 | 0.046809 | 0.045248 | 0.044034 | 0.03841 | 0 | 0 | 0.0050755 | 0.18 | 0.0048695 | 1.6301 | 1.6301 | 2.3285 | 0 | 0.0055943 | 0.006688 | 0.0039511 | 0 | 0 | 0 | 0 | 0 | 0 | 0.072835 | 0.014642 | 0.66887 | 0.12999 | 2.617 | 2.0585 | 0 | 0.58919 | 0.81115 | 0 | 0 | 0 | 0 | -1.1408 | 0.052206 | 0 | 0 | 0 | -0.11964 | 0 | 0 | 0 | 0 | 0 | 0 | 0 | 0 | 3.1506 | 0 | 0 | 0 | 0 | 0 | 0 | 0 | -6.4 | 0 | 0 | 0 | 0 | 0 | 0 | 0 | 0 | 0 | -2.3937 | 0 | 0 | -8.8215 | 1.822 | 0 | 1.3504 | 1.3504 | 2.1675 | 11.9763 | 1.2254 | 3.0551 | 0 | 0.039387 | -0.56734 | 0.62859 | 0.16139 | 0.33681 | 11.8479 | 19.3147 | -18.3023 | 0 | 0.50591 | 0 | 1.6728 | 0.1767
2025_03_28 Hr 13 | 0.45415 | 0.00037304 | 0 | 0.048018 | 0.048377 | 0.046809 | 0.045248 | 0.044034 | 0.03841 | 0 | 0 | 0.0050755 | 0.15 | 0.0041547 | 1.6301 | 1.6301 | 2.3285 | 0 | 0.0055943 | 0.006688 | 0.0039511 | 0 | 0 | 0 | 0 | 0 | 0 | 0.072835 | 0.014642 | 0.50654 | 0.12999 | 2.617 | 2.0585 | 0 | 0.58919 | 0.81115 | 0 | 0 | 0 | 0 | -0.2876 | 0.052206 | 0 | 0 | 0 | -0.12254 | 0 | 0 | 0 | 0 | 0 | 0 | 0 | 0 | 2.9473 | 0 | 0 | 0 | 0 | 0 | 0 | 0 | -6.4 | 0 | 0 | 0 | 0 | 0 | 0 | 0 | 0 | 0 | -2.3937 | 0 | 0 | -9.5897 | 1.822 | 0 | 1.3504 | 1.3504 | 2.2067 | 11.814 | 1.2254 | 3.0551 | 0 | 0.039387 | -0.45415 | 0.62859 | 0.16139 | 0.33681 | 11.5716 | 19.0054 | -18.9601 | 0 | 0.50591 | 0 | 1.6728 | 0.17542
2025_03_28 Hr 14 | 0.52222 | 0.00037509 | 0 | 0.048018 | 0.048377 | 0.046809 | 0.045248 | 0.044034 | 0.03841 | 0 | 0 | 0.0050755 | 0.12 | 0.0033541 | 1.6301 | 1.6301 | 2.3285 | 0 | 0.0055943 | 0.006688 | 0.0039511 | 0 | 0 | 0 | 0 | 0 | 0 | 0.072835 | 0.014642 | 0.50878 | 0.12999 | 2.617 | 2.0585 | 0 | 0.58919 | 0.81115 | 0 | 0 | 0 | 0 | -0.6072 | 0.052206 | 0 | 0 | 0 | -0.12368 | 0 | 0 | 0 | 0 | 0 | 0 | 0 | 0 | 1.9165 | 0 | 0 | 0 | 0 | 0 | 0 | 0 | -6.4 | 0 | 0 | 0 | 0 | 0 | 0 | 0 | 0 | 0 | -2.3937 | 0 | 0 | -8.2705 | 1.822 | 0 | 1.3504 | 1.3504 | 2.6898 | 11.8162 | 1.2254 | 3.0551 | 0 | 0.039387 | -0.52222 | 0.62859 | 0.16139 | 0.33681 | 11.9918 | 18.493 | -17.7101 | 0 | 0.50591 | 0 | 1.6728 | 0.17342
2025_03_28 Hr 15 | 0.36362 | 0.00039687 | 0 | 0.048018 | 0.048377 | 0.046809 | 0.045248 | 0.044034 | 0.03841 | 0 | 0 | 0.0050755 | 0.15 | 0.0045561 | 1.6284 | 1.6284 | 2.3285 | 0 | 0.0055943 | 0.006688 | 0.0039511 | 0 | 0 | 0 | 0 | 0 | 0 | 0.072835 | 0.014642 | 0.66901 | 0.12999 | 2.617 | 2.0585 | 0 | 0.58919 | 0.81115 | 0 | 0 | 0 | 0.062912 | -0.48687 | 0.052206 | 0 | 0 | 0 | -0.13458 | 0 | 0 | 0 | 0 | 0 | 0 | 0 | 0 | 3.0126 | 0 | 0 | 0 | 0 | 0 | 0 | 0 | -6.4 | 0 | 0 | 0 | 0 | 0 | 0 | 0 | 0 | 0 | -2.3937 | 0 | 0 | -8.6722 | 1.822 | 0 | 1.3406 | 1.3406 | 2.4156 | 11.9533 | 1.2254 | 3.0551 | 0 | 0.039387 | -0.36362 | 0.62859 | 0.16139 | 0.33681 | 12.753 | 19.1878 | -17.9642 | 0 | 0.50591 | 0 | 1.6728 | 0.17367
2025_03_28 Hr 16 | 0.31814 | 0.00038492 | 0 | 0.048018 | 0.048377 | 0.046809 | 0.045248 | 0.044034 | 0.03841 | 0 | 0 | 0.0050755 | 0.18 | 0.0060211 | 1.6284 | 1.6284 | 2.3285 | 0 | 0.0055943 | 0.006688 | 0.0039511 | 0 | 0 | 0 | 0 | 0 | 0 | 0.072835 | 0.014642 | 0.91006 | 0.12999 | 2.617 | 2.0585 | 0 | 0.58919 | 0.81115 | 0 | 0 | 0 | 0.013778 | -0.43026 | 0.052206 | 0 | 0 | 0 | -0.14843 | 0 | 0 | 0 | 0 | 0 | 0 | 0 | 0 | 2.6715 | 0 | 0 | 0 | 0 | 0 | 0 | 0 | -6.4 | 0 | 0 | 0 | 0 | 0 | 0 | 0 | 0 | 0 | -2.3937 | 0 | 0 | -10.7175 | 1.822 | 0 | 1.3406 | 1.3406 | 2.2459 | 12.1944 | 1.2254 | 3.0551 | 0 | 0.039387 | -0.31814 | 0.62859 | 0.16139 | 0.33681 | 10.4618 | 18.6617 | -19.9778 | 0 | 0.50591 | 0 | 1.6728 | 0.17255
2025_03_28 Hr 17 | 0.45422 | 0.00033724 | 0 | 0.048018 | 0.048377 | 0.046809 | 0.045248 | 0.044034 | 0.03841 | 0 | 0 | 0.0050755 | 0.18 | 0.0076152 | 1.6301 | 1.6301 | 2.3285 | 0 | 0.0055943 | 0.006688 | 0.0039511 | 0 | 0 | 0 | 0 | 0 | 0 | 0.072835 | 0.014642 | 1.1512 | 0.12999 | 2.617 | 2.0585 | 0 | 0.58919 | 0.81115 | 0 | 0 | 0 | 0 | -1.0166 | 0.052206 | 0 | 0 | 0 | -0.18828 | 0 | 0 | 0 | 0 | 0 | 0 | 0 | 0 | 3.1506 | 0 | 0 | 0 | 0 | 0 | 0 | 0 | -6.4 | 0 | 0 | 0 | 0 | 0 | 0 | 0 | 0 | 0 | -2.3937 | 0 | 0 | -15.1259 | 1.822 | 0 | 1.3504 | 1.3504 | 2.0152 | 12.4586 | 1.2254 | 3.0551 | 0 | 0.039387 | -0.45422 | 0.62859 | 0.16139 | 0.33681 | 5.928 | 19.0481 | -24.5622 | 0 | 0.50591 | 0 | 1.6728 | 0.17288
2025_03_28 Hr 18 | 0.4232 | 0.000179 | 0 | 0.048018 | 0.048377 | 0.046809 | 0.045248 | 0.044034 | 0.03841 | 0 | 0 | 0.0050755 | 0.21 | 0.0082939 | 1.6301 | 1.6301 | 2.3285 | 0 | 0.0055943 | 0.006688 | 0.0039511 | 0 | 0 | 0 | 0 | 0 | 0 | 0.072835 | 0.014642 | 1.2364 | 0.12999 | 2.617 | 2.0585 | 0 | 0.58919 | 0.81115 | 0 | 0 | 0 | 0.38381 | 0 | 0.052206 | 0 | 0 | 0 | -0.17563 | 0 | 0 | 0 | 0 | 0 | 0 | 0 | 0 | 2.0544 | 0 | 0 | 0 | 0 | 0 | 0 | 0 | -6.4 | 0 | 0 | 0 | 0 | 0 | 0 | 0 | 0 | 0 | -2.3937 | 0 | 0 | -14.6105 | 1.822 | 0 | 1.3504 | 1.3504 | 1.5538 | 12.5438 | 1.2254 | 3.0551 | 0 | 0.039387 | -0.4232 | 0.62859 | 0.16139 | 0.33681 | 6.4152 | 17.4906 | -24.003 | 0 | 0.50591 | 0 | 1.6728 | 0.17339
2025_03_28 Hr 19 | 0.11348 | 2.7538e-05 | 0 | 0.048018 | 0.048377 | 0.046809 | 0.045248 | 0.044034 | 0.03841 | 0 | 0 | 0.0050755 | 0.21 | 0.0089958 | 1.6301 | 1.6301 | 2.3285 | 0 | 0.0055943 | 0.006688 | 0.0039511 | 0 | 0 | 0 | 0 | 0 | 0 | 0.072835 | 0.014642 | 1.2615 | 0.12999 | 2.617 | 2.0585 | 0 | 0.58919 | 0.81115 | 0 | 0 | 0 | 0.17375 | -0.24419 | 0.052206 | 0 | 0 | 0 | -0.19067 | 0 | 0 | 0 | 0 | 0 | 0 | 0 | 0 | 1.5753 | 0 | 0 | 0 | 0 | 0 | 0 | 0 | -6.4 | 0 | 0 | 0 | 0 | 0 | 0 | 0 | 0 | 0 | -2.3937 | 0 | 0 | -15.3146 | 1.822 | 0 | 1.3504 | 1.3504 | 2.1762 | 12.5689 | 1.2254 | 3.0551 | 0 | 0.039387 | -0.11348 | 0.62859 | 0.16139 | 0.33681 | 5.4101 | 17.3241 | -24.4125 | 0 | 0.50591 | 0 | 1.6728 | 0.1728
2025_03_28 Hr 20 | 0 | 0 | 0 | 0.048018 | 0.048377 | 0.046809 | 0.045248 | 0.044034 | 0.03841 | 0 | 0 | 0.0050755 | 0.12 | 0.0049148 | 1.6301 | 1.6301 | 2.3285 | 0 | 0.0055943 | 0.006688 | 0.0039511 | 0 | 0 | 0 | 0 | 0 | 0 | 0.072835 | 0.014642 | 1.2615 | 0.12999 | 2.617 | 2.0585 | 0 | 0.58919 | 0.81115 | 0 | 0 | 0 | 0 | -0.46438 | 0.052206 | 0 | 0 | 0 | -0.18221 | 0 | 0 | 0 | 0 | 0 | 0 | 0 | 0 | 1.8511 | 0 | 0 | 0 | 0 | 0 | 0 | 0 | -6.4 | 0 | 0 | 0 | 0 | 0 | 0 | 0 | 0 | 0 | -2.3937 | 0 | 0 | -15.7947 | 1.822 | 0 | 1.3504 | 1.3504 | 2.3895 | 12.5689 | 1.2254 | 3.0551 | 0 | 0.039387 | 0 | 0.62859 | 0.16139 | 0.33681 | 4.9414 | 17.6075 | -24.7707 | 0 | 0.50591 | 0 | 1.6728 | 0.17463
2025_03_28 Hr 21 | 0 | 0 | 0 | 0.048018 | 0.048377 | 0.046809 | 0.045248 | 0.044034 | 0.03841 | 0 | 0 | 0.0050755 | 0.12 | 0.0047836 | 1.6301 | 1.6301 | 2.3285 | 0 | 0.0055943 | 0.006688 | 0.0039511 | 0 | 0 | 0 | 0 | 0 | 0 | 0.072835 | 0.014642 | 1.2615 | 0.12999 | 2.617 | 2.0585 | 0 | 0.58919 | 0.81115 | 0 | 0 | 0 | 0 | -0.64598 | 0.052206 | 0 | 0 | 0 | -0.17729 | 0 | 0 | 0 | 0 | 0 | 0 | 0 | 0 | 2.2577 | 0 | 0 | 0 | 0 | 0 | 0 | 0 | -6.4 | 0 | 0 | 0 | 0 | 0 | 0 | 0 | 0 | 0 | -2.3937 | 0 | 0 | -18.2755 | 1.822 | 0 | 1.3504 | 1.3504 | 2.6506 | 12.5689 | 1.2254 | 3.0551 | 0 | 0.039387 | 0 | 0.62859 | 0.16139 | 0.33681 | 2.952 | 18.2757 | -27.2466 | 0 | 0.50591 | 0 | 1.6728 | 0.17525
2025_03_28 Hr 22 | 0 | 0 | 0 | 0.048018 | 0.048377 | 0.046809 | 0.045248 | 0.044034 | 0.03841 | 0 | 0 | 0.0050755 | 0.03 | 0.0011405 | 1.6301 | 1.6301 | 2.3285 | 0 | 0.0055943 | 0.006688 | 0.0039511 | 0 | 0 | 0 | 0 | 0 | 0 | 0.072835 | 0.014642 | 1.2615 | 0.12999 | 2.617 | 2.0585 | 0 | 0.58919 | 0.81115 | 0 | 0 | 0 | 0 | -0.42465 | 0.052206 | 0 | 0 | 0 | -0.16897 | 0 | 0 | 0 | 0 | 0 | 0 | 0 | 0 | 3.3538 | 0 | 0 | 0 | 0 | 0 | 0 | 0 | -6.4 | 0 | 0 | 0 | 0 | 0 | 0 | 0 | 0 | 0 | -2.3937 | 0 | 0 | -19.2818 | 1.822 | 0 | 1.3504 | 1.3504 | 2.8596 | 12.5689 | 1.2254 | 3.0551 | 0 | 0.039387 | 0 | 0.62859 | 0.16139 | 0.33681 | 3.3852 | 19.4855 | -28.2445 | 0 | 0.50591 | 0 | 1.6728 | 0.17363
2025_03_28 Hr 23 | 0 | 0 | 0 | 0.048018 | 0.048377 | 0.046809 | 0.045248 | 0.044034 | 0.03841 | 0 | 0 | 0.0050755 | 0.12 | 0.0044708 | 1.6301 | 1.6301 | 2.3615 | 0 | 0.0055943 | 0.006688 | 0.0039511 | 0 | 0 | -0.80831 | 0 | -0.91456 | 0 | 0.072835 | 0.014642 | 1.2615 | 0.12999 | 2.6295 | 2.0585 | 0 | 0.59394 | 0.81115 | 0 | 0 | 0 | 0 | -0.52701 | 0.052206 | 0 | 0 | 0 | -0.16555 | 0 | 0 | 0 | 0 | 0 | 0 | 0 | 0 | 3.9055 | 0 | 0 | 0 | 0 | 0 | 0 | 0 | 0 | -5.4 | 0 | 0 | 0 | 0 | 0 | 0 | 0 | 0 | 0 | 0 | 0 | -17.9619 | 1.822 | 0 | 1.3675 | 1.3675 | 2.9597 | 12.6486 | 1.2254 | 3.0551 | 0 | 0.039387 | 0 | 0.62859 | 0.16139 | 0.33681 | 7.1033 | 20.2321 | -25.2503 | 0 | 0.50591 | 0 | 1.6728 | 0.17031
2025_03_28 Hr 24 | 0 | 0 | 0 | 0.048018 | 0.048377 | 0.046809 | 0.045248 | 0.044034 | 0.03841 | 0 | 0 | 0.0050755 | 0.12 | 0.0043561 | 1.6301 | 1.6301 | 2.3615 | 0 | 0.0055943 | 0.006688 | 0.0039511 | 0 | 0 | -0.8339 | 0 | -0.94015 | 0 | 0.072835 | 0.014642 | 1.2615 | 0.12999 | 2.6295 | 2.0585 | 0 | 0.59394 | 0.81115 | 0 | 0 | 0 | 0.26621 | -0.011707 | 0.052206 | 0 | 0 | 0 | -0.16126 | 0 | 0 | 0 | 0 | 0 | 0 | 0 | 0 | 3.2885 | 0 | 0 | 0 | 0 | 0 | 0 | 0 | 0 | -5.4 | 0 | 0 | 0 | 0 | 0 | 0 | 0 | 0 | 0 | 0 | 0 | -17.8689 | 1.822 | 0 | 1.3675 | 1.3675 | 2.6202 | 12.6486 | 1.2254 | 3.0551 | 0 | 0.039387 | 0 | 0.62859 | 0.16139 | 0.33681 | 6.9722 | 19.2733 | -25.2041 | 0 | 0.50591 | 0 | 1.6728 | 0.16815
2025_03_29 Hr 01 | 0 | 0 | 0 | 0 | 0 | 0 | 0 | 0 | 0 | 0 | 0 | 0.0050755 | 0.12 | 0.0043301 | 1.6301 | 1.6301 | 3.2878 | 0 | 0.0055943 | 0.006688 | 0.0039511 | 0 | 0 | -0.83971 | 0 | -0.94596 | 0 | 0.072835 | 0.014642 | 1.2615 | 0.17918 | 3.6632 | 2.0585 | 0 | 0.59394 | 0.81115 | 0 | 0 | 0 | 0 | -0.92736 | 0.052206 | 0 | 0.0023197 | 0 | -0.16028 | 0 | 0 | 0 | 0 | 0 | 0 | 0 | 0 | 3.078 | 0 | 0 | 0 | 0 | 0 | 0 | 0 | 0 | -5.4 | 0 | 0 | 0 | 0 | 0 | 0 | 0 | 0 | 0 | 0 | 0 | -15.9175 | 1.822 | 0 | 1.9051 | 1.9051 | 2.4896 | 15.462 | 1.2254 | 3.0551 | 0 | 0.039387 | 0 | 0.62859 | 0.16139 | 0.33681 | 10.2042 | 18.933 | -23.2635 | 0 | 0.50591 | 0 | 1.6728 | 0.16905
2025_03_29 Hr 02 | 0 | 0 | 0 | 0 | 0 | 0 | 0 | 0 | 0 | 0 | 0 | 0.0050755 | 0.06 | 0.002058 | 1.6301 | 1.6301 | 3.2878 | 0 | 0.0055943 | 0.006688 | 0.0039511 | 0 | 0 | -0.88748 | 0 | -0.99373 | 0 | 0.072835 | 0.014642 | 1.2498 | 0 | 3.6632 | 2.0585 | 0 | 0.59394 | 0.81115 | 0 | 0 | 0 | 0 | -1.0592 | 0.052206 | 0 | 0.0022051 | 0 | -0.15225 | 0 | 0 | 0 | 0 | 0 | 0 | 0 | 0 | 3.2885 | 0 | 0 | 0 | 0 | 0 | 0 | 0 | 0 | -5.4 | 0 | 0 | 0 | 0 | 0 | 0 | 0 | 0 | 0 | 0 | 0 | -14.5318 | 1.822 | 0 | 1.9051 | 1.9051 | 2.8378 | 15.2711 | 1.2254 | 3.0551 | 0 | 0.039387 | 0 | 0.62859 | 0.16139 | 0.33681 | 11.6745 | 19.4279 | -21.9653 | 0 | 0.50591 | 0 | 1.6728 | 0.16743
2025_03_29 Hr 03 | 0 | 0 | 0 | 0 | 0 | 0 | 0 | 0 | 0 | 0 | 0 | 0.0050755 | 0.06 | 0.0022037 | 1.6197 | 1.6197 | 3.2324 | 0 | 0.0055943 | 0.006688 | 0.0039511 | 0 | 0 | -0.82244 | 0 | -0.92869 | 0 | 0.072835 | 0.014642 | 1.2147 | 0 | 3.6417 | 2.0585 | 0 | 0.58977 | 0.81115 | 0 | 0 | 0 | 0.1466 | -1.3066 | 0.052206 | 0 | 0.0023611 | 0 | -0.16318 | 0 | 0 | 0 | 0 | 0 | 0 | 0 | 0 | 3.3538 | 0 | 0 | 0 | 0 | 0 | 0 | 0 | 0 | -5.4 | 0 | 0 | 0 | 0 | 0 | 0 | 0 | 0 | 0 | 0 | 0 | -13.3724 | 1.822 | 0 | 1.833 | 1.833 | 2.7682 | 14.9943 | 1.2254 | 3.0551 | 0 | 0.039387 | 0 | 0.62859 | 0.16139 | 0.33681 | 12.5668 | 19.4193 | -20.6867 | 0 | 0.50591 | 0 | 1.6728 | 0.16717
2025_03_29 Hr 04 | 0 | 0 | 0 | 0 | 0 | 0 | 0 | 0 | 0 | 0 | 0 | 0.0050755 | 0.21 | 0.009015 | 1.618 | 1.618 | 3.2786 | 0 | 0.0055943 | 0.006688 | 0.0039511 | 0 | 0 | -0.65637 | 0 | -0.76262 | 0 | 0.072835 | 0.014642 | 1.2364 | 0 | 3.656 | 2.0585 | 0 | 0.59255 | 0.81115 | 0 | 0 | 0 | 0.098561 | -1.1137 | 0.052206 | 0 | 0.0027597 | 0 | -0.19108 | 0 | 0 | 0 | 0 | 0 | 0 | 0 | 0 | 3.695 | 0 | 0 | 0 | 0 | 0 | 0 | 0 | 0 | -5.4 | 0 | 0 | 0 | 0 | 0 | 0 | 0 | 0 | 0 | 0 | 0 | -14.0589 | 1.822 | 0 | 1.7833 | 1.7833 | 2.2981 | 14.9736 | 1.2254 | 3.0551 | 0 | 0.039387 | 0 | 0.62859 | 0.16139 | 0.33681 | 12.3402 | 19.4507 | -21.069 | 0 | 0.50591 | 0 | 1.6728 | 0.16789
2025_03_29 Hr 05 | 0 | 0 | 0 | 0 | 0 | 0 | 0 | 0 | 0 | 0 | 0 | 0.0050755 | 0.45 | 0.014889 | 1.6301 | 1.6301 | 3.2878 | 0 | 0.0055943 | 0.006688 | 0.0039511 | 0 | 0 | -0.91998 | 0 | -1.0262 | 0 | 0.072835 | 0.014642 | 1.2615 | 0 | 3.6632 | 2.0585 | 0 | 0.59394 | 0.81115 | 0 | 0 | 0 | 0 | -1.1418 | 0.052206 | 0 | 0.0021271 | 0 | -0.14679 | 0 | 0 | 0 | 0 | 0 | 0 | 0 | 0 | 3.7676 | 0 | 0 | 0 | 0 | 0 | 0 | 0 | 0 | -5.4 | 0 | 0 | 0 | 0 | 0 | 0 | 0 | 0 | 0 | 0 | 0 | -14.3502 | 1.822 | 0 | 1.9051 | 1.9051 | 2.2459 | 15.2828 | 1.2254 | 3.0551 | 0 | 0.039387 | 0 | 0.62859 | 0.16139 | 0.33681 | 12.0174 | 19.7195 | -21.8432 | 0 | 0.50591 | 0 | 1.6728 | 0.16909
2025_03_29 Hr 06 | 0 | 0 | 0 | 0 | 0 | 0 | 0 | 0 | 0 | 0 | 0 | 0.0050755 | 0.63 | 0.022329 | 1.6301 | 1.6301 | 3.2878 | 0 | 0.0055943 | 0.006688 | 0.0039511 | 0 | 0 | -0.85687 | 0 | -0.96312 | 0 | 0.072835 | 0.014642 | 1.2615 | 0 | 3.6632 | 2.0585 | 0 | 0.59394 | 0.81115 | 0 | 0 | 0 | 0 | -2.1402 | 0.052206 | 0 | 0.0022785 | 0 | -0.1574 | 0 | 0 | 0 | 0 | 0 | 0 | 0 | 0 | 4.0435 | 0 | 0 | 0 | 0 | 0 | 0 | 0 | 0 | -5.4 | 0 | 0 | 0 | 0 | 0 | 0 | 0 | 0 | 0 | 0 | 0 | -15.9966 | 1.822 | 0 | 1.9051 | 1.9051 | 2.3373 | 15.2828 | 1.2254 | 3.0551 | 0 | 0.039387 | 0 | 0.62859 | 0.16139 | 0.33681 | 10.0459 | 20.2772 | -23.374 | 0 | 0.50591 | 0 | 1.6728 | 0.17209
2025_03_29 Hr 07 | 0 | 0 | 0 | 0 | 0 | 0 | 0 | 0 | 0 | 0 | 0 | 0.0050755 | 0.69 | 0.020122 | 1.6301 | 1.6301 | 3.2419 | 0 | 0.0055943 | 0.006688 | 0.0039511 | 0 | 0 | 0 | 0 | 0 | 0 | 0.072835 | 0.014642 | 1.2146 | 0 | 3.6458 | 2.0585 | 0 | 0.58919 | 0.81115 | 0 | 0 | 0 | 0 | -2.3703 | 0.052206 | 0 | 0.0018747 | 0 | -0.12913 | 0 | 0 | 0 | 0 | 0 | 0 | 0 | 0 | 3.6297 | 0 | 0 | 0 | 0 | 0 | 0 | 0 | -6.4 | 0 | 0 | 0 | 0 | 0 | 0 | 0 | 0 | 0 | -2.3937 | 0 | 0 | -13.1898 | 1.822 | 0 | 1.8813 | 1.8813 | 2.2067 | 15.125 | 1.2254 | 3.0551 | 0 | 0.039387 | 0 | 0.62859 | 0.16139 | 0.33681 | 10.4315 | 19.7895 | -22.1127 | 0 | 0.50591 | 0 | 1.6728 | 0.17572
2025_03_29 Hr 08 | 0.045117 | 0 | 0 | 0 | 0 | 0 | 0 | 0 | 0 | 0 | 0 | 0.0050755 | 0.24 | 0.019441 | 1.6284 | 1.6284 | 3.2328 | 0 | 0.0055943 | 0.006688 | 0.0039511 | 0 | 0 | 0 | 0 | 0 | 0 | 0.072835 | 0.014642 | 1.2565 | 0 | 3.6386 | 2.0585 | 0 | 0.58781 | 0.81115 | 0 | 0 | 0 | 0 | -6.1486 | 0.052206 | 0 | 0.0052075 | 0 | -0.36243 | 0 | 0 | 0 | 0 | 0 | 0 | 0 | 0 | 3.7676 | 0 | 0 | 0 | 0 | 0 | 0 | 0 | -6.4 | 0 | 0 | 0 | 0 | 0 | 0 | 0 | 0 | 0 | -2.3937 | 0 | 0 | -15.7362 | 1.822 | 0 | 1.8539 | 1.8539 | 1.8454 | 15.0923 | 1.2254 | 3.0551 | 0 | 0.039387 | -0.045117 | 0.62859 | 0.16139 | 0.33681 | 3.1674 | 19.1612 | -24.9375 | 0 | 0.50591 | 0 | 1.6728 | 0.1776
2025_03_29 Hr 09 | 0.22653 | 9.2172e-06 | 0 | 0 | 0 | 0 | 0 | 0 | 0 | 0 | 0 | 0.0050755 | 0.18 | 0.0051617 | 1.6301 | 1.6301 | 3.2419 | 0 | 0.0055943 | 0.006688 | 0.0039511 | 0 | 0 | 0 | 0 | 0 | 0 | 0.072835 | 0.014642 | 0.91002 | 0 | 3.6458 | 2.0585 | 0 | 0.58919 | 0.81115 | 0 | 0 | 0 | 0 | -2.2879 | 0.052206 | 0 | 0.0018434 | 0 | -0.12694 | 0 | 0 | 0 | 0 | 0 | 0 | 0 | 0 | 3.7676 | 0 | 0 | 0 | 0 | 0 | 0 | 0 | -6.4 | 0 | 0 | 0 | 0 | 0 | 0 | 0 | 0 | 0 | -2.3937 | 0 | 0 | -7.9866 | 1.822 | 0 | 1.7437 | 1.7437 | 1.593 | 14.5452 | 1.2254 | 3.0551 | 0 | 0.039387 | -0.22653 | 0.62859 | 0.16139 | 0.33681 | 14.1422 | 19.0188 | -17.1339 | 0 | 0.50591 | 0 | 1.6728 | 0.17914
2025_03_29 Hr 10 | 0.34081 | 2.6043e-05 | 0 | 0 | 0 | 0 | 0 | 0 | 0 | 0 | 0 | 0.0050755 | 0.45 | 0.017362 | 1.6301 | 1.6301 | 3.2419 | 0 | 0.0055943 | 0.006688 | 0.0039511 | 0 | 0 | 0 | 0 | 0 | 0 | 0.072835 | 0.014642 | 1.1511 | 0 | 3.6458 | 2.0585 | 0 | 0.58919 | 0.81115 | 0 | 0 | 0 | 0 | -3.0038 | 0.052206 | 0 | 0.0066141 | 0 | -0.17152 | 0 | 0 | 0 | 0 | 0 | 0 | 0 | 0 | 3.6297 | 0 | 0 | 0 | 0 | 0 | 0 | 0 | -6.4 | 0 | 0 | 0 | 0 | 0 | 0 | 0 | 0 | 0 | -2.3937 | 0 | 0 | -1.8468 | 1.822 | 0 | 0 | 0 | 1.062 | 11.2989 | 1.2254 | 3.0551 | 0 | 0.039387 | -0.34081 | 0.62859 | 0.16139 | 0.33681 | 15.8881 | 18.7459 | -11.1529 | 0 | 0.50591 | 0 | 1.6728 | 0.17868
2025_03_29 Hr 11 | 0.40867 | 2.0642e-05 | 0 | 0 | 0 | 0 | 0 | 0 | 0 | 0 | 0 | 0.0050755 | 0.54 | 0.01137 | 1.6301 | 1.6301 | 3.2419 | 0 | 0.0055943 | 0.006688 | 0.0039511 | 0 | 0 | 0 | 0 | 0 | 0 | 0.072835 | 0.014642 | 0.47133 | 0 | 3.6458 | 2.0585 | 0 | 0.58919 | 0.81115 | 0 | 0 | 0 | 0 | -1.0379 | 0.052206 | 0 | 0.0036095 | 0 | -0.092649 | 0 | 0 | 0 | 0 | 0 | 0 | 0 | 0 | 3.5644 | 0 | 0 | 0 | 0 | 0 | 0 | 0 | -6.4 | 0 | 0 | 0 | 0 | 0 | 0 | 0 | 0 | 0 | -2.3937 | 0 | 0 | -1.3629 | 1.822 | 0 | 0 | 0 | 1.0838 | 10.6191 | 1.2254 | 3.0551 | 0 | 0.039387 | -0.40867 | 0.62859 | 0.16139 | 0.33681 | 17.7763 | 18.8531 | -10.658 | 0 | 0.50591 | 0 | 1.6728 | 0.17761
2025_03_29 Hr 12 | 0.59 | 2.8555e-05 | 0 | 0 | 0 | 0 | 0 | 0 | 0 | 0 | 0 | 0.0050755 | 1.11 | 0.02216 | 1.6025 | 1.6025 | 3.1511 | 0 | 0.0055943 | 0.006688 | 0.0039511 | 0 | 0 | 0 | 0 | 0 | 0 | 0.072835 | 0.014642 | 0.47133 | 0 | 3.6026 | 2.0585 | 0 | 0.58092 | 0.81115 | 0 | 0 | 0 | 0.11157 | -0.4997 | 0.052206 | 0 | 0.0034224 | 0 | -0.087737 | 0 | 0 | 0 | 0 | 0 | 0 | 0 | 0 | 2.9473 | 0 | 0 | 0 | 0 | 0 | 0 | 0 | -6.4 | 0 | 0 | 0 | 0 | 0 | 0 | 0 | 0 | 0 | -2.3937 | 0 | 0 | -1.0694 | 1.822 | 0 | 0 | 0 | 0.93143 | 10.43 | 1.2254 | 3.0551 | 0 | 0.039387 | -0.59 | 0.62859 | 0.16139 | 0.33681 | 18.336 | 18.8349 | -10.5409 | 0 | 0.50591 | 0 | 1.6728 | 0.17496
2025_03_29 Hr 13 | 0.72637 | 0.00010259 | 0 | 0 | 0 | 0 | 0 | 0 | 0 | 0 | 0 | 0.0050755 | 1.86 | 0.050955 | 1.5507 | 1.5507 | 2.9062 | 0 | 0.0055943 | 0.006688 | 0.0039511 | 0 | 0 | 0 | 0 | 0 | 0 | 0.072835 | 0.014642 | 0.49646 | 0 | 3.4372 | 2.0585 | 0 | 0.54924 | 0.81115 | 0 | 0 | 0 | 0.93967 | -0.12785 | 0.052206 | 0 | 0.0046963 | 0 | -0.12118 | 0 | 0 | 0 | 0 | 0 | 0 | 0 | 0 | 3.3538 | 0 | 0 | 0 | 0 | 0 | 0 | 0 | -6.4 | 0 | 0 | 0 | 0 | 0 | 0 | 0 | 0 | 0 | -2.3937 | 0 | 0 | -1.5394 | 1.822 | 0 | 0 | 0 | 0.86179 | 9.9412 | 1.2254 | 3.0551 | 0 | 0.039387 | -0.72637 | 0.62859 | 0.16139 | 0.33681 | 19.6258 | 20.0535 | -11.1807 | 0 | 0.50591 | 0 | 1.6728 | 0.17303
2025_03_29 Hr 14 | 0.38636 | 0.00013308 | 0 | 0 | 0 | 0 | 0 | 0 | 0 | 0 | 0 | 0.0050755 | 2.16 | 0.042384 | 1.6249 | 1.6249 | 3.2328 | 0 | 0.0055943 | 0.006688 | 0.0039511 | 0 | 0 | 0 | 0 | 0 | 0 | 0.072835 | 0.014642 | 0.47133 | 0 | 3.6458 | 2.0585 | 0 | 0.58919 | 0.81115 | 0 | 0 | 0 | 0.059906 | -0.0055936 | 0.052206 | 0 | 0.0033638 | 0 | -0.086201 | 0 | 0 | 0 | 0 | 0 | 0 | 0 | 0 | 3.5644 | 0 | 0 | 0 | 0 | 0 | 0 | 0 | -6.4 | 0 | 0 | 0 | 0 | 0 | 0 | 0 | 0 | 0 | -2.3937 | 0 | 0 | -2.489 | 1.822 | 0 | 0 | 0 | 1.1229 | 10.5997 | 1.2254 | 3.0551 | 0 | 0.039387 | -0.38636 | 0.62859 | 0.16139 | 0.33681 | 19.4138 | 20.5151 | -11.7553 | 0 | 0.50591 | 0 | 1.6728 | 0.17157
2025_03_29 Hr 15 | 0.31792 | 8.136e-05 | 0 | 0 | 0 | 0 | 0 | 0 | 0 | 0 | 0 | 0.0050755 | 2.16 | 0.039619 | 1.5524 | 1.5524 | 2.9878 | 0 | 0.0055943 | 0.006688 | 0.0039511 | 0 | 0 | 0 | 0 | 0 | 0 | 0.072835 | 0.014642 | 0.47133 | 0 | 3.617 | 2.0585 | 0 | 0.58368 | 0.81115 | 0 | 0 | 0 | 0.49074 | -0.106 | 0.052206 | 0 | 0.0031444 | 0 | -0.080439 | 0 | 0 | 0 | 0 | 0 | 0 | 0 | 0 | 2.8094 | 0 | 0 | 0 | 0 | 0 | 0 | 0 | -6.4 | 0 | 0 | 0 | 0 | 0 | 0 | 0 | 0 | 0 | -2.3937 | 0 | 0 | -1.7558 | 1.822 | 0 | 0 | 0 | 1.4058 | 10.181 | 1.2254 | 3.0551 | 0 | 0.039387 | -0.31792 | 0.62859 | 0.16139 | 0.33681 | 19.5824 | 19.9646 | -10.9479 | 0 | 0.50591 | 0 | 1.6728 | 0.16995
2025_03_29 Hr 16 | 0.43148 | 6.0882e-05 | 0 | 0 | 0 | 0 | 0 | 0 | 0 | 0 | 0 | 0.0050755 | 2.16 | 0.033535 | 0.60528 | 0.6053 | 2.3393 | 0 | 0.0055943 | 0.006688 | 0.0039511 | 0 | 0 | 0 | 0 | 0 | 0 | 0.072835 | 0.014642 | 0.47133 | 0 | 3.0468 | 2.0585 | 0 | 0.47443 | 0.81115 | 0 | 0 | 0 | 0.034568 | -0.8516 | 0.052206 | 0 | 0.0026615 | 0 | -0.067764 | 0 | 0 | 0 | 0 | 0 | 0 | 0 | 0 | 3.0126 | 0 | 0 | 0 | 0 | 0 | 0 | 0 | -6.4 | 0 | 0 | 0 | 0 | 0 | 0 | 0 | 0 | 0 | -2.3937 | 0 | 2.558 | 0 | 1.822 | 0 | 0 | 0 | 1.0838 | 7.068 | 1.2254 | 3.0551 | 0 | 0.039387 | -0.43148 | 0.62859 | 0.16139 | 0.33681 | 19.3594 | 22.4015 | -9.293 | 0 | 0.50591 | 0 | 1.6728 | 0.16948
2025_03_29 Hr 17 | 0.55985 | 3.3594e-05 | 0 | 0 | 0 | 0 | 0 | 0 | 0 | 0 | 0 | 0.0050755 | 2.28 | 0.041806 | 0.71402 | 0.71404 | 2.4119 | 0 | 0.0055943 | 0.006688 | 0.0039511 | 0 | 0 | 0 | 0 | 0 | 0 | 0.072835 | 0.014642 | 0.47133 | 0 | 3.0468 | 2.0585 | 0 | 0.47443 | 0.81115 | 0 | 0 | 0 | 0.043514 | -0.94742 | 0.052206 | 0 | 0.0031433 | 0 | -0.080412 | 0 | 0 | 0 | 0 | 0 | 0 | 0 | 0 | 3.078 | 0 | 0 | 0 | 0 | 0 | 0 | 0 | -6.4 | 0 | 0 | 0 | 0 | 0 | 0 | 0 | 0 | 0 | -2.3937 | 0 | 2.3685 | 0 | 1.822 | 0 | 0 | 0 | 1.1055 | 7.358 | 1.2254 | 3.0551 | 0 | 0.039387 | -0.55985 | 0.62859 | 0.16139 | 0.33681 | 19.5755 | 22.5554 | -9.434 | 0 | 0.50591 | 0 | 1.6728 | 0.16918
2025_03_29 Hr 18 | 0.50892 | 1.2388e-05 | 0 | 0 | 0 | 0 | 0 | 0 | 0 | 0 | 0 | 0.0050755 | 2.28 | 0.039941 | 0.96256 | 0.96258 | 2.7679 | 0 | 0.0055943 | 0.006688 | 0.0039511 | 0 | 0 | 0 | 0 | 0 | 0 | 0.072835 | 0.014642 | 0.47133 | 0 | 3.2725 | 2.0585 | 0 | 0.51766 | 0.81115 | 0 | 0 | 0 | 0 | -2.0255 | 0.052206 | 0 | 0.0030031 | 0 | -0.07673 | 0 | 0 | 0 | 0 | 0 | 0 | 0 | 0 | 3.0126 | 0 | 0 | 0 | 0 | 0 | 0 | 0 | -6.4 | 0 | 0 | 0 | 0 | 0 | 0 | 0 | 0 | 0 | -2.3937 | 0 | 2.5244 | 0 | 1.822 | 0 | 0 | 0 | 1.3536 | 8.4369 | 1.2254 | 3.0551 | 0 | 0.039387 | -0.50892 | 0.62859 | 0.16139 | 0.33681 | 19.9167 | 22.8848 | -9.3794 | 0 | 0.50591 | 0 | 1.6728 | 0.16948
2025_03_29 Hr 19 | 0.090669 | 2.7861e-07 | 0 | 0 | 0 | 0 | 0 | 0 | 0 | 0 | 0 | 0.0050755 | 2.07 | 0.035886 | 1.2111 | 1.2111 | 3.2419 | 0 | 0.0055943 | 0.006688 | 0.0039511 | 0 | 0 | 0 | 0 | 0 | 0 | 0.072835 | 0.014642 | 0.47133 | 0 | 3.6458 | 2.0585 | 0 | 0.58919 | 0.81115 | 0 | 0 | 0 | 0 | -1.71 | 0.052206 | 0 | 0.0029719 | 0 | -0.075912 | 0 | 0 | 0 | 0 | 0 | 0 | 0 | 0 | 2.1923 | 0 | 0 | 0 | 0 | 0 | 0 | 0 | -6.4 | 0 | 0 | 0 | 0 | 0 | 0 | 0 | 0 | 0 | -2.3937 | 0 | 1.268 | 0 | 1.822 | 0 | 0 | 0 | 1.0751 | 9.7812 | 1.2254 | 3.0551 | 0 | 0.039387 | -0.090669 | 0.62859 | 0.16139 | 0.33681 | 19.0798 | 19.969 | -8.9603 | 0 | 0.50591 | 0 | 1.6728 | 0.16979
2025_03_29 Hr 20 | 0 | 0 | 0 | 0 | 0 | 0 | 0 | 0 | 0 | 0 | 0 | 0.0050755 | 1.74 | 0.039626 | 1.4596 | 1.4597 | 3.1874 | 0 | 0.0055943 | 0.006688 | 0.0039511 | 0 | 0 | 0 | 0 | 0 | 0 | 0.072835 | 0.014642 | 0.48138 | 0 | 3.6242 | 2.0585 | 0 | 0.58506 | 0.81115 | 0 | 0 | 0 | 0.093867 | -0.080585 | 0.052206 | 0 | 0.003904 | 0 | -0.10038 | 0 | 0 | 0 | 0 | 0 | 0 | 0 | 0 | 1.51 | 0 | 0 | 0 | 0 | 0 | 0 | 0 | -6.4 | 0 | 0 | 0 | 0 | 0 | 0 | 0 | 0 | 0 | -2.3937 | 0 | 0 | -0.15399 | 1.822 | 0 | 0 | 0 | 0.69204 | 10.2123 | 1.2254 | 3.0551 | 0 | 0.039387 | 0 | 0.62859 | 0.16139 | 0.33681 | 18.3929 | 17.2155 | -9.0481 | 0 | 0.50591 | 0 | 1.6728 | 0.17065
2025_03_29 Hr 21 | 0 | 0 | 0 | 0 | 0 | 0 | 0 | 0 | 0 | 0 | 0 | 0.0050755 | 1.14 | 0.028847 | 1.6258 | 1.6259 | 3.2419 | 0 | 0.0055943 | 0.006688 | 0.0039511 | 0 | 0 | 0 | 0 | 0 | 0 | 0.072835 | 0.014642 | 0.48533 | 0 | 3.6458 | 2.0585 | 0 | 0.58919 | 0.81115 | 0 | 0 | 0 | 0.36166 | 0 | 0.052206 | 0 | 0.0016267 | 0 | -0.11177 | 0 | 0 | 0 | 0 | 0 | 0 | 0 | 0 | 1.7785 | 0 | 0 | 0 | 0 | 0 | 0 | 0 | -6.4 | 0 | 0 | 0 | 0 | 0 | 0 | 0 | 0 | 0 | -2.3937 | 0 | 0 | -5.1302 | 1.822 | 0 | 2.733 | 2.733 | 0.98366 | 13.8359 | 1.2254 | 3.0551 | 0 | 0.039387 | 0 | 0.62859 | 0.16139 | 0.33681 | 17.3323 | 17.1705 | -14.0357 | 0 | 0.50591 | 0 | 1.6728 | 0.17213
2025_03_29 Hr 22 | 0 | 0 | 0 | 0 | 0 | 0 | 0 | 0 | 0 | 0 | 0 | 0.0050755 | 0.72 | 0.021135 | 1.6301 | 1.6301 | 3.2419 | 0 | 0.0055943 | 0.006688 | 0.0039511 | 0 | 0 | 0 | 0 | 0 | 0 | 0.072835 | 0.014642 | 0.66904 | 0 | 3.6458 | 2.0585 | 0 | 0.58919 | 0.81115 | 0 | 0 | 0 | 0.040196 | -0.47323 | 0.052206 | 0 | 0.001887 | 0 | -0.12999 | 0 | 0 | 0 | 0 | 0 | 0 | 0 | 0 | 2.4682 | 0 | 0 | 0 | 0 | 0 | 0 | 0 | -6.4 | 0 | 0 | 0 | 0 | 0 | 0 | 0 | 0 | 0 | -2.3937 | 0 | 0 | -7.0754 | 1.822 | 0 | 1.8581 | 1.8581 | 1.1839 | 14.533 | 1.2254 | 3.0551 | 0 | 0.039387 | 0 | 0.62859 | 0.16139 | 0.33681 | 15.7331 | 17.6322 | -15.9992 | 0 | 0.50591 | 0 | 1.6728 | 0.1717
2025_03_29 Hr 23 | 0 | 0 | 0 | 0 | 0 | 0 | 0 | 0 | 0 | 0 | 0 | 0.0050755 | 0.57 | 0.017915 | 1.6301 | 1.6301 | 3.2878 | 0 | 0.0055943 | 0.006688 | 0.0039511 | 0 | 0 | -0.9644 | 0 | -1.0706 | 0 | 0.072835 | 0.014642 | 0.91012 | 0 | 3.6632 | 2.0585 | 0 | 0.59394 | 0.81115 | 0 | 0 | 0 | 0 | -0.86986 | 0.052206 | 0 | 0.0020205 | 0 | -0.13933 | 0 | 0 | 0 | 0 | 0 | 0 | 0 | 0 | 3.1506 | 0 | 0 | 0 | 0 | 0 | 0 | 0 | 0 | -5.4 | 0 | 0 | 0 | 0 | 0 | 0 | 0 | 0 | 0 | 0 | 0 | -7.5902 | 1.822 | 0 | 1.9051 | 1.9051 | 1.3057 | 14.9314 | 1.2254 | 3.0551 | 0 | 0.039387 | 0 | 0.62859 | 0.16139 | 0.33681 | 17.1809 | 18.2839 | -15.1646 | 0 | 0.50591 | 0 | 1.6728 | 0.16764
2025_03_29 Hr 24 | 0 | 0 | 0 | 0 | 0 | 0 | 0 | 0 | 0 | 0 | 0 | 0.0050755 | 0.36 | 0.011021 | 1.6301 | 1.6301 | 3.2878 | 0 | 0.0055943 | 0.006688 | 0.0039511 | 0 | 0 | -0.98625 | 0 | -1.0925 | 0 | 0.072835 | 0.014642 | 1.1511 | 0 | 3.6632 | 2.0585 | 0 | 0.59394 | 0.81115 | 0 | 0 | 0 | 0.077285 | -0.28413 | 0.052206 | 0 | 0.001968 | 0 | -0.13566 | 0 | 0 | 0 | 0 | 0 | 0 | 0 | 0 | 3.4264 | 0 | 0 | 0 | 0 | 0 | 0 | 0 | 0 | -5.4 | 0 | 0 | 0 | 0 | 0 | 0 | 0 | 0 | 0 | 0 | 0 | -7.5646 | 1.822 | 0 | 1.9051 | 1.9051 | 0.94448 | 15.1725 | 1.2254 | 3.0551 | 0 | 0.039387 | 0 | 0.62859 | 0.16139 | 0.33681 | 17.7667 | 17.9801 | -15.179 | 0 | 0.50591 | 0 | 1.6728 | 0.1661
2025_03_30 Hr 01 | 0 | 0 | 0 | 0 | 0 | 0 | 0 | 0 | 0 | 0 | 0 | 0.0050755 | 0.18 | 0.0058404 | 1.6301 | 1.6301 | 3.2878 | 0 | 0.0055943 | 0.006688 | 0.0039511 | 0 | 0 | -0.93715 | 0 | -1.0434 | 0 | 0.072835 | 0.014642 | 1.2615 | 0 | 3.6632 | 2.0585 | 0 | 0.59394 | 0.81115 | 0 | 0 | 0 | 0.13465 | -0.03552 | 0.052206 | 0 | 0.0020859 | 0 | -0.14391 | 0 | 0 | 0 | 0 | 0 | 0 | 0 | 0 | 3.7676 | 0 | 0 | 0 | 0 | 0 | 0 | 0 | 0 | -5.4 | 0 | 0 | 0 | 0 | 0 | 0 | 0 | 0 | 0 | 0 | 0 | -10.0521 | 1.822 | 0 | 1.9051 | 1.9051 | 1.1926 | 15.2828 | 1.2254 | 3.0551 | 0 | 0.039387 | 0 | 0.62859 | 0.16139 | 0.33681 | 16.1894 | 18.384 | -17.5766 | 0 | 0.50591 | 0 | 1.6728 | 0.16595
2025_03_30 Hr 02 | 0 | 0 | 0 | 0 | 0 | 0 | 0 | 0 | 0 | 0 | 0 | 0.0050755 | 0.06 | 0.0019808 | 1.6301 | 1.6301 | 3.2878 | 0 | 0.0055943 | 0.006688 | 0.0039511 | 0 | 0 | -0.92198 | 0 | -1.0282 | 0 | 0.072835 | 0.014642 | 1.2431 | 0 | 3.6632 | 2.0585 | 0 | 0.59394 | 0.81115 | 0 | 0 | 0 | 0 | -0.39211 | 0.052206 | 0 | 0.0021223 | 0 | -0.14646 | 0 | 0 | 0 | 0 | 0 | 0 | 0 | 0 | 3.2885 | 0 | 0 | 0 | 0 | 0 | 0 | 0 | 0 | -5.4 | 0 | 0 | 0 | 0 | 0 | 0 | 0 | 0 | 0 | 0 | 0 | -9.1493 | 1.822 | 0 | 1.9051 | 1.9051 | 1.506 | 15.2644 | 1.2254 | 3.0551 | 0 | 0.039387 | 0 | 0.62859 | 0.16139 | 0.33681 | 16.3207 | 18.0943 | -16.646 | 0 | 0.50591 | 0 | 1.6728 | 0.16585
2025_03_30 Hr 03 | 0 | 0 | 0 | 0 | 0 | 0 | 0 | 0 | 0 | 0 | 0 | 0.0050755 | 0 | 0 | 1.6197 | 1.6197 | 3.2324 | 0 | 0.0055943 | 0.006688 | 0.0039511 | 0 | 0 | -0.83344 | 0 | -0.93969 | 0 | 0.072835 | 0.014642 | 1.2147 | 0 | 3.6417 | 2.0585 | 0 | 0.58977 | 0.81115 | 0 | 0 | 0 | 0.40161 | -0.12471 | 0.052206 | 0 | 0.0023348 | 0 | -0.16133 | 0 | 0 | 0 | 0 | 0 | 0 | 0 | 0 | 3.0126 | 0 | 0 | 0 | 0 | 0 | 0 | 0 | 0 | -5.4 | 0 | 0 | 0 | 0 | 0 | 0 | 0 | 0 | 0 | 0 | 0 | -9.7259 | 1.822 | 0 | 1.833 | 1.833 | 1.3623 | 14.9943 | 1.2254 | 3.0551 | 0 | 0.039387 | 0 | 0.62859 | 0.16139 | 0.33681 | 15.8199 | 17.6091 | -17.0603 | 0 | 0.50591 | 0 | 1.6728 | 0.16621
2025_03_30 Hr 04 | 0 | 0 | 0 | 0 | 0 | 0 | 0 | 0 | 0 | 0 | 0 | 0.0050755 | 0.12 | 0.0052768 | 1.618 | 1.618 | 3.2786 | 0 | 0.0055943 | 0.006688 | 0.0039511 | 0 | 0 | -0.6284 | 0 | -0.73465 | 0 | 0.072835 | 0.014642 | 1.2364 | 0 | 3.6632 | 2.0585 | 0 | 0.59394 | 0.81115 | 0 | 0 | 0 | 0.52259 | -0.24829 | 0.052206 | 0 | 0.0028269 | 0 | -0.19578 | 0 | 0 | 0 | 0 | 0 | 0 | 0 | 0 | 3.2885 | 0 | 0 | 0 | 0 | 0 | 0 | 0 | 0 | -5.4 | 0 | 0 | 0 | 0 | 0 | 0 | 0 | 0 | 0 | 0 | 0 | -10.8739 | 1.822 | 0 | 1.7833 | 1.7833 | 1.5234 | 14.9807 | 1.2254 | 3.0551 | 0 | 0.039387 | 0 | 0.62859 | 0.16139 | 0.33681 | 15.5976 | 18.1752 | -17.8327 | 0 | 0.50591 | 0 | 1.6728 | 0.16604
2025_03_30 Hr 05 | 0 | 0 | 0 | 0 | 0 | 0 | 0 | 0 | 0 | 0 | 0 | 0.0050755 | 0.18 | 0.0072106 | 1.6301 | 1.6301 | 3.2878 | 0 | 0.0055943 | 0.006688 | 0.0039511 | 0 | 0 | -0.73325 | 0 | -0.8395 | 0 | 0.072835 | 0.014642 | 1.2615 | 0 | 3.6632 | 2.0585 | 0 | 0.59394 | 0.81115 | 0 | 0 | 0 | 0.26535 | -0.18266 | 0.052206 | 0 | 0.0025752 | 0 | -0.17816 | 0 | 0 | 0 | 0 | 0 | 0 | 0 | 0 | 3.0126 | 0 | 0 | 0 | 0 | 0 | 0 | 0 | 0 | -5.4 | 0 | 0 | 0 | 0 | 0 | 0 | 0 | 0 | 0 | 0 | 0 | -13.6303 | 1.822 | 0 | 1.9051 | 1.9051 | 1.7845 | 15.2828 | 1.2254 | 3.0551 | 0 | 0.039387 | 0 | 0.62859 | 0.16139 | 0.33681 | 12.807 | 18.2227 | -20.7812 | 0 | 0.50591 | 0 | 1.6728 | 0.16625
2025_03_30 Hr 06 | 0 | 0 | 0 | 0 | 0 | 0 | 0 | 0 | 0 | 0 | 0 | 0.0050755 | 0.27 | 0.008903 | 1.6301 | 1.6301 | 3.2878 | 0 | 0.0055943 | 0.006688 | 0.0039511 | 0 | 0 | -0.92302 | 0 | -1.0293 | 0 | 0.072835 | 0.014642 | 1.2615 | 0 | 3.6632 | 2.0585 | 0 | 0.59394 | 0.81115 | 0 | 0 | 0 | 0 | -0.77681 | 0.052206 | 0 | 0.0021198 | 0 | -0.14628 | 0 | 0 | 0 | 0 | 0 | 0 | 0 | 0 | 3.4264 | 0 | 0 | 0 | 0 | 0 | 0 | 0 | 0 | -5.4 | 0 | 0 | 0 | 0 | 0 | 0 | 0 | 0 | 0 | 0 | 0 | -10.6686 | 1.822 | 0 | 1.9051 | 1.9051 | 1.8367 | 15.2828 | 1.2254 | 3.0551 | 0 | 0.039387 | 0 | 0.62859 | 0.16139 | 0.33681 | 15.1221 | 18.7833 | -18.1672 | 0 | 0.50591 | 0 | 1.6728 | 0.16916
2025_03_30 Hr 07 | 0 | 0 | 0 | 0 | 0 | 0 | 0 | 0 | 0 | 0 | 0 | 0.0050755 | 0.48 | 0.015115 | 1.6301 | 1.6301 | 3.2419 | 0 | 0.0055943 | 0.006688 | 0.0039511 | 0 | 0 | -0.96277 | 0 | -1.069 | 0 | 0.072835 | 0.014642 | 1.2515 | 0 | 3.6458 | 2.0585 | 0 | 0.58919 | 0.81115 | 0 | 0 | 0 | 0 | -1.8904 | 0.052206 | 0 | 0.0020243 | 0 | -0.1396 | 0 | 0 | 0 | 0 | 0 | 0 | 0 | 0 | 4.2467 | 0 | 0 | 0 | 0 | 0 | 0 | 0 | 0 | -5.4 | 0 | 0 | 0 | 0 | 0 | 0 | 0 | 0 | 0 | 0 | 0 | -13.7872 | 1.822 | 0 | 1.8813 | 1.8813 | 2.0674 | 15.1618 | 1.2254 | 3.0551 | 0 | 0.039387 | 0 | 0.62859 | 0.16139 | 0.33681 | 11.9624 | 20.0495 | -21.3586 | 0 | 0.50591 | 0 | 1.6728 | 0.1729
2025_03_30 Hr 08 | 0.18148 | 0 | 0 | 0 | 0 | 0 | 0 | 0 | 0 | 0 | 0 | 0.0050755 | 0.3 | 0.019509 | 1.6266 | 1.6266 | 3.2328 | 0 | 0.0055943 | 0.006688 | 0.0039511 | 0 | 0 | -0.064416 | 0 | -0.17067 | 0 | 0.072835 | 0.014642 | 1.2347 | 0 | 3.6386 | 2.0585 | 0 | 0.58781 | 0.81115 | 0 | 0 | 0 | 0 | -3.7938 | 0.052206 | 0 | 0.0041804 | 0 | -0.29053 | 0 | 0 | 0 | 0 | 0 | 0 | 0 | 0 | 4.5226 | 0 | 0 | 0 | 0 | 0 | 0 | 0 | 0 | -5.4 | 0 | 0 | 0 | 0 | 0 | 0 | 0 | 0 | 0 | 0 | 0 | -10.9125 | 1.822 | 0 | 1.7896 | 1.7896 | 1.8672 | 14.9385 | 1.2254 | 3.0551 | 0 | 0.039387 | -0.18148 | 0.62859 | 0.16139 | 0.33681 | 14.256 | 20.1309 | -17.0196 | 0 | 0.50591 | 0 | 1.6728 | 0.17414
2025_03_30 Hr 09 | 0.5871 | 1.5817e-05 | 0 | 0 | 0 | 0 | 0 | 0 | 0 | 0 | 0 | 0.0050755 | 0.18 | 0.0050616 | 1.6301 | 1.6301 | 3.2419 | 0 | 0.0055943 | 0.006688 | 0.0039511 | 0 | 0 | -1.053 | 0 | -1.1593 | 0 | 0.072835 | 0.014642 | 0.91001 | 0 | 3.6458 | 2.0585 | 0 | 0.58919 | 0.81115 | 0 | 0 | 0 | 0.0094319 | -1.1246 | 0.052206 | 0 | 0.0018077 | 0 | -0.12444 | 0 | 0 | 0 | 0 | 0 | 0 | 0 | 0 | 4.1741 | 0 | 0 | 0 | 0 | 0 | 0 | 0 | 0 | -5.4 | 0 | 0 | 0 | 0 | 0 | 0 | 0 | 0 | 0 | 0 | 0 | -8.3272 | 1.822 | 0 | 1.5919 | 1.5919 | 1.8977 | 14.2416 | 1.2254 | 3.0551 | 0 | 0.039387 | -0.5871 | 0.62859 | 0.16139 | 0.33681 | 16.5629 | 20.0875 | -16.651 | 0 | 0.50591 | 0 | 1.6728 | 0.17616
2025_03_30 Hr 10 | 0.70363 | 0.00012855 | 0 | 0 | 0 | 0 | 0 | 0 | 0 | 0 | 0 | 0.0050755 | 0.18 | 0.0083223 | 1.6301 | 1.6301 | 3.2419 | 0 | 0.0055943 | 0.006688 | 0.0039511 | 0 | 0 | -0.56781 | 0 | -0.67406 | 0 | 0.072835 | 0.014642 | 1.1511 | 0 | 3.6458 | 2.0585 | 0 | 0.58919 | 0.81115 | 0 | 0 | 0 | 0 | -3.8367 | 0.052206 | 0 | 0.0029723 | 0 | -0.20596 | 0 | 0 | 0 | 0 | 0 | 0 | 0 | 0 | 4.3847 | 0 | 0 | 0 | 0 | 0 | 0 | 0 | 0 | -5.4 | 0 | 0 | 0 | 0 | 0 | 0 | 0 | 0 | 0 | 0 | 0 | -11.4879 | 1.822 | 0 | 1.817 | 1.817 | 1.8454 | 14.9329 | 1.2254 | 3.0551 | 0 | 0.039387 | -0.70363 | 0.62859 | 0.16139 | 0.33681 | 12.4235 | 20.3667 | -19.0394 | 0 | 0.50591 | 0 | 1.6728 | 0.17722
2025_03_30 Hr 11 | 0.56734 | 0.00014532 | 0 | 0 | 0 | 0 | 0 | 0 | 0 | 0 | 0 | 0.0050755 | 0.18 | 0.0049321 | 1.6301 | 1.6301 | 3.2419 | 0 | 0.0055943 | 0.006688 | 0.0039511 | 0 | 0 | -1.0723 | 0 | -1.1786 | 0 | 0.072835 | 0.014642 | 0.54389 | 0 | 3.6458 | 2.0585 | 0 | 0.58919 | 0.81115 | 0 | 0 | 0 | 0 | -1.1352 | 0.052206 | 0 | 0.0017615 | 0 | -0.1212 | 0 | 0 | 0 | 0 | 0 | 0 | 0 | 0 | 4.2467 | 0 | 0 | 0 | 0 | 0 | 0 | 0 | 0 | -5.4 | 0 | 0 | 0 | 0 | 0 | 0 | 0 | 0 | 0 | 0 | 0 | -10.8202 | 1.822 | 0 | 1.8813 | 1.8813 | 1.7453 | 14.4543 | 1.2254 | 3.0551 | 0 | 0.039387 | -0.56734 | 0.62859 | 0.16139 | 0.33681 | 14.147 | 19.9874 | -19.1596 | 0 | 0.50591 | 0 | 1.6728 | 0.17564
2025_03_30 Hr 12 | 0.4771 | 0.00032029 | 0 | 0 | 0 | 0 | 0 | 0 | 0 | 0 | 0 | 0.0050755 | 0.18 | 0.0049754 | 1.6301 | 1.6301 | 3.2419 | 0 | 0.0055943 | 0.006688 | 0.0039511 | 0 | 0 | -1.0659 | 0 | -1.1721 | 0 | 0.072835 | 0.014642 | 0.48141 | 0 | 3.6458 | 2.0585 | 0 | 0.58919 | 0.81115 | 0 | 0 | 0 | 0.034295 | -0.48658 | 0.052206 | 0 | 0.0017769 | 0 | -0.12228 | 0 | 0 | 0 | 0 | 0 | 0 | 0 | 0 | 4.1741 | 0 | 0 | 0 | 0 | 0 | 0 | 0 | 0 | -5.4 | 0 | 0 | 0 | 0 | 0 | 0 | 0 | 0 | 0 | 0 | 0 | -10.5832 | 1.822 | 0 | 1.7622 | 1.7621 | 1.8063 | 14.1535 | 1.2254 | 3.0551 | 0 | 0.039387 | -0.4771 | 0.62859 | 0.16139 | 0.33681 | 14.7649 | 19.8843 | -18.8206 | 0 | 0.50591 | 0 | 1.6728 | 0.17418
2025_03_30 Hr 13 | 0.43162 | 0.00032711 | 0 | 0 | 0 | 0 | 0 | 0 | 0 | 0 | 0 | 0.0050755 | 0.18 | 0.0064615 | 1.5818 | 1.5818 | 2.9878 | 0 | 0.0055943 | 0.006688 | 0.0039511 | 0 | 0 | -0.84472 | 0 | -0.95097 | 0 | 0.072835 | 0.014642 | 0.5316 | 0 | 3.4444 | 2.0585 | 0 | 0.55062 | 0.81115 | 0 | 0 | 0 | 1.2779 | -0.46099 | 0.052206 | 0 | 0.0023077 | 0 | -0.15944 | 0 | 0 | 0 | 0 | 0 | 0 | 0 | 0 | 4.2467 | 0 | 0 | 0 | 0 | 0 | 0 | 0 | 0 | -5.4 | 0 | 0 | 0 | 0 | 0 | 0 | 0 | 0 | 0 | 0 | 0 | -10.407 | 1.822 | 0 | 1.6335 | 1.6335 | 1.9673 | 13.3944 | 1.2254 | 3.0551 | 0 | 0.039387 | -0.43162 | 0.62859 | 0.16139 | 0.33681 | 16.0521 | 20.0345 | -18.1937 | 0 | 0.50591 | 0 | 1.6728 | 0.1733
2025_03_30 Hr 14 | 0.29569 | 0.00020116 | 0 | 0 | 0 | 0 | 0 | 0 | 0 | 0 | 0 | 0.0050755 | 0.18 | 0.0047936 | 1.6301 | 1.6301 | 3.2419 | 0 | 0.0055943 | 0.006688 | 0.0039511 | 0 | 0 | -1.0929 | 0 | -1.1992 | 0 | 0.072835 | 0.014642 | 0.48308 | 0 | 3.6458 | 2.0585 | 0 | 0.58919 | 0.81115 | 0 | 0 | 0 | 0.023413 | -0.63661 | 0.052206 | 0 | 0.001712 | 0 | -0.11774 | 0 | 0 | 0 | 0 | 0 | 0 | 0 | 0 | 3.9709 | 0 | 0 | 0 | 0 | 0 | 0 | 0 | 0 | -5.4 | 0 | 0 | 0 | 0 | 0 | 0 | 0 | 0 | 0 | 0 | 0 | -10.7431 | 1.822 | 0 | 1.8123 | 1.8122 | 2.037 | 14.2554 | 1.2254 | 3.0551 | 0 | 0.039387 | -0.29569 | 0.62859 | 0.16139 | 0.33681 | 14.5226 | 19.729 | -18.8486 | 0 | 0.50591 | 0 | 1.6728 | 0.17316
2025_03_30 Hr 15 | 0.31792 | 0.00020541 | 0 | 0 | 0 | 0 | 0 | 0 | 0 | 0 | 0 | 0.0050755 | 0.18 | 0.0054387 | 1.6301 | 1.6301 | 3.2419 | 0 | 0.0055943 | 0.006688 | 0.0039511 | 0 | 0 | -0.99692 | 0 | -1.1032 | 0 | 0.072835 | 0.014642 | 0.60196 | 0 | 3.6458 | 2.0585 | 0 | 0.58919 | 0.81115 | 0 | 0 | 0 | 0.070882 | -0.3274 | 0.052206 | 0 | 0.0019424 | 0 | -0.13387 | 0 | 0 | 0 | 0 | 0 | 0 | 0 | 0 | 3.7676 | 0 | 0 | 0 | 0 | 0 | 0 | 0 | 0 | -5.4 | 0 | 0 | 0 | 0 | 0 | 0 | 0 | 0 | 0 | 0 | 0 | -11.5161 | 1.822 | 0 | 1.8264 | 1.8264 | 1.8672 | 14.4026 | 1.2254 | 3.0551 | 0 | 0.039387 | -0.31792 | 0.62859 | 0.16139 | 0.33681 | 14.0561 | 19.378 | -19.468 | 0 | 0.50591 | 0 | 1.6728 | 0.17229
2025_03_30 Hr 16 | 0.27201 | 0.00017026 | 0 | 0 | 0 | 0 | 0 | 0 | 0 | 0 | 0 | 0.0050755 | 0.18 | 0.0053416 | 1.6128 | 1.6128 | 3.2419 | 0 | 0.0055943 | 0.006688 | 0.0039511 | 0 | 0 | -1.0114 | 0 | -1.1176 | 0 | 0.072835 | 0.014642 | 0.66903 | 0 | 3.6458 | 2.0585 | 0 | 0.58919 | 0.81115 | 0 | 0 | 0 | 0.36277 | -0.44819 | 0.052206 | 0 | 0.0019077 | 0 | -0.13144 | 0 | 0 | 0 | 0 | 0 | 0 | 0 | 0 | 3.5644 | 0 | 0 | 0 | 0 | 0 | 0 | 0 | 0 | -5.4 | 0 | 0 | 0 | 0 | 0 | 0 | 0 | 0 | 0 | 0 | 0 | -8.7804 | 1.822 | 0 | 1.6973 | 1.6973 | 2.0674 | 14.177 | 1.2254 | 3.0551 | 0 | 0.039387 | -0.27201 | 0.62859 | 0.16139 | 0.33681 | 16.7072 | 19.3285 | -16.7128 | 0 | 0.50591 | 0 | 1.6728 | 0.17189
2025_03_30 Hr 17 | 0.27201 | 6.9586e-05 | 0 | 0 | 0 | 0 | 0 | 0 | 0 | 0 | 0 | 0.0050755 | 0.21 | 0.0069409 | 1.6042 | 1.6042 | 3.1511 | 0 | 0.0055943 | 0.006688 | 0.0039511 | 0 | 0 | -0.92094 | 0 | -1.0272 | 0 | 0.072835 | 0.014642 | 0.91005 | 0 | 3.6242 | 2.0585 | 0 | 0.58506 | 0.81115 | 0 | 0 | 0 | 0.49334 | -0.49425 | 0.052206 | 0 | 0.0021247 | 0 | -0.14663 | 0 | 0 | 0 | 0 | 0 | 0 | 0 | 0 | 3.4264 | 0 | 0 | 0 | 0 | 0 | 0 | 0 | 0 | -5.4 | 0 | 0 | 0 | 0 | 0 | 0 | 0 | 0 | 0 | 0 | 0 | -10.1109 | 1.822 | 0 | 1.7616 | 1.7616 | 2.0065 | 14.4171 | 1.2254 | 3.0551 | 0 | 0.039387 | -0.27201 | 0.62859 | 0.16139 | 0.33681 | 15.696 | 19.1575 | -17.8776 | 0 | 0.50591 | 0 | 1.6728 | 0.17233
2025_03_30 Hr 18 | 0.27215 | 4.7093e-05 | 0 | 0.066892 | 0.067392 | 0.065208 | 0.063033 | 0.061341 | 0.053507 | 0 | 0 | 0.0050755 | 0.27 | 0.011143 | 1.6301 | 1.6301 | 3.2419 | 0 | 0.0055943 | 0.006688 | 0.0039511 | 0 | 0 | -0.70077 | 0 | -0.80702 | 0 | 0.072835 | 0.014642 | 1.1513 | 0.32882 | 3.6458 | 2.0585 | 0 | 0.58919 | 0.81115 | 0 | 0 | 0 | 0 | -0.56894 | 0.052206 | 0 | 0 | 0 | -0.18362 | 0 | 0 | 0 | 0 | 0 | 0 | 0 | 0 | 3.2885 | 0 | 0 | 0 | 0 | 0 | 0 | 0 | 0 | -5.4 | 0 | 0 | 0 | 0 | 0 | 0 | 0 | 0 | 0 | 0 | 0 | -17.7498 | 1.822 | 0 | 1.8813 | 1.8813 | 2.0544 | 15.6182 | 1.2254 | 3.0551 | 0 | 0.039387 | -0.27215 | 0.62859 | 0.16139 | 0.33681 | 9.0721 | 19.1362 | -25.1134 | 0 | 0.50591 | 0 | 1.6728 | 0.17269
2025_03_30 Hr 19 | 0.067929 | 3.6076e-06 | 0 | 0.066892 | 0.067392 | 0.065208 | 0.063033 | 0.061341 | 0.053507 | 0 | 0 | 0.0050755 | 0.18 | 0.0067341 | 1.6301 | 1.6301 | 3.2419 | 0 | 0.0055943 | 0.006688 | 0.0039511 | 0 | 0 | -0.80415 | 0 | -0.9104 | 0 | 0.072835 | 0.014642 | 1.2615 | 0.17918 | 3.6458 | 2.0585 | 0 | 0.58919 | 0.81115 | 0 | 0 | 0 | 0 | -0.42146 | 0.052206 | 0 | 0 | 0 | -0.16625 | 0 | 0 | 0 | 0 | 0 | 0 | 0 | 0 | 2.2577 | 0 | 0 | 0 | 0 | 0 | 0 | 0 | 0 | -5.4 | 0 | 0 | 0 | 0 | 0 | 0 | 0 | 0 | 0 | 0 | 0 | -16.7435 | 1.822 | 0 | 1.8813 | 1.8813 | 2.3155 | 15.7284 | 1.2254 | 3.0551 | 0 | 0.039387 | -0.067929 | 0.62859 | 0.16139 | 0.33681 | 9.2839 | 18.0692 | -24.0922 | 0 | 0.50591 | 0 | 1.6728 | 0.17405
2025_03_30 Hr 20 | 0 | 0 | 0 | 0.066892 | 0.067392 | 0.065208 | 0.063033 | 0.061341 | 0.053507 | 0 | 0 | 0.0050755 | 0.27 | 0.0090455 | 1.6284 | 1.6284 | 3.2328 | 0 | 0.0055943 | 0.006688 | 0.0039511 | 0 | 0 | -0.90887 | 0 | -1.0151 | 0 | 0.072835 | 0.014642 | 1.2398 | 0.17918 | 3.6386 | 2.0585 | 0 | 0.58781 | 0.81115 | 0 | 0 | 0 | 0.038861 | -1.3458 | 0.052206 | 0 | 0 | 0 | -0.14866 | 0 | 0 | 0 | 0 | 0 | 0 | 0 | 0 | 2.1197 | 0 | 0 | 0 | 0 | 0 | 0 | 0 | 0 | -5.4 | 0 | 0 | 0 | 0 | 0 | 0 | 0 | 0 | 0 | 0 | 0 | -14.2276 | 1.822 | 0 | 1.8122 | 1.8122 | 2.7595 | 15.5489 | 1.2254 | 3.0551 | 0 | 0.039387 | 0 | 0.62859 | 0.16139 | 0.33681 | 10.9428 | 18.4011 | -21.7002 | 0 | 0.50591 | 0 | 1.6728 | 0.17687
2025_03_30 Hr 21 | 0 | 0 | 0 | 0.066892 | 0.067392 | 0.065208 | 0.063033 | 0.061341 | 0.053507 | 0 | 0 | 0.0050755 | 0.93 | 0.03694 | 1.6301 | 1.6301 | 3.2419 | 0 | 0.0055943 | 0.006688 | 0.0039511 | 0 | 0 | -0.74231 | 0 | -0.84856 | 0 | 0.072835 | 0.014642 | 1.2615 | 0.17918 | 3.6458 | 2.0585 | 0 | 0.58919 | 0.81115 | 0 | 0 | 0 | 0 | -1.7384 | 0.052206 | 0 | 0 | 0 | -0.17664 | 0 | 0 | 0 | 0 | 0 | 0 | 0 | 0 | 2.2577 | 0 | 0 | 0 | 0 | 0 | 0 | 0 | 0 | -5.4 | 0 | 0 | 0 | 0 | 0 | 0 | 0 | 0 | 0 | 0 | 0 | -20.7683 | 1.822 | 0 | 1.8813 | 1.8813 | 3.1381 | 15.7284 | 1.2254 | 3.0551 | 0 | 0.039387 | 0 | 0.62859 | 0.16139 | 0.33681 | 5.6607 | 19.6065 | -27.9358 | 0 | 0.50591 | 0 | 1.6728 | 0.17643
2025_03_30 Hr 22 | 0 | 0 | 0 | 0.066892 | 0.067392 | 0.065208 | 0.063033 | 0.061341 | 0.053507 | 0 | 0 | 0.0050755 | 1.92 | 0.073136 | 1.6301 | 1.6301 | 3.2419 | 0 | 0.0055943 | 0.006688 | 0.0039511 | 0 | 0 | -0.78594 | 0 | -0.89219 | 0 | 0.072835 | 0.014642 | 1.2615 | 0.17918 | 3.6458 | 2.0585 | 0 | 0.58919 | 0.81115 | 0 | 0 | 0 | 0 | -2.1967 | 0.052206 | 0 | 0 | 0 | -0.16931 | 0 | 0 | 0 | 0 | 0 | 0 | 0 | 0 | 2.4682 | 0 | 0 | 0 | 0 | 0 | 0 | 0 | 0 | -5.4 | 0 | 0 | 0 | 0 | 0 | 0 | 0 | 0 | 0 | 0 | 0 | -20.7789 | 1.822 | 0 | 1.8813 | 1.8813 | 3.1686 | 15.7284 | 1.2254 | 3.0551 | 0 | 0.039387 | 0 | 0.62859 | 0.16139 | 0.33681 | 6.3764 | 20.8711 | -28.0263 | 0 | 0.50591 | 0 | 1.6728 | 0.17383
2025_03_30 Hr 23 | 0 | 0 | 0 | 0.066892 | 0.067392 | 0.065208 | 0.063033 | 0.061341 | 0.053507 | 0 | 0 | 0.0050755 | 2.07 | 0.093414 | 1.6301 | 1.6301 | 3.2878 | 0 | 0.0055943 | 0.006688 | 0.0039511 | 0 | 0 | -0.59748 | 0 | -0.70373 | 0 | 0.072835 | 0.014642 | 1.2615 | 0.17918 | 3.6632 | 2.0585 | 0 | 0.59394 | 0.81115 | 0 | 0 | 0 | 0 | -0.98942 | 0.052206 | 0 | 0 | 0 | -0.20097 | 0 | 0 | 0 | 0 | 0 | 0 | 0 | 0 | 2.5335 | 0 | 0 | 0 | 0 | 0 | 0 | 0 | 0 | -5.4 | 0 | 0 | 0 | 0 | 0 | 0 | 0 | 0 | 0 | 0 | 0 | -22.8784 | 1.822 | 0 | 1.9051 | 1.9051 | 2.2763 | 15.8394 | 1.2254 | 3.0551 | 0 | 0.039387 | 0 | 0.62859 | 0.16139 | 0.33681 | 5.2859 | 20.2166 | -29.7806 | 0 | 0.50591 | 0 | 1.6728 | 0.17123
2025_03_30 Hr 24 | 0 | 0 | 0 | 0.066892 | 0.067392 | 0.065208 | 0.063033 | 0.061341 | 0.053507 | 0 | 0 | 0.0050755 | 2.34 | 0.091586 | 1.6301 | 1.6301 | 3.2878 | 0 | 0.0055943 | 0.006688 | 0.0039511 | 0 | 0 | -0.75787 | 0 | -0.86412 | 0 | 0.072835 | 0.014642 | 1.2615 | 0.17918 | 3.6632 | 2.0585 | 0 | 0.59394 | 0.81115 | 0 | 0 | 0 | 0.043731 | -0.080756 | 0.052206 | 0 | 0 | 0 | -0.17403 | 0 | 0 | 0 | 0 | 0 | 0 | 0 | 0 | 2.0544 | 0 | 0 | 0 | 0 | 0 | 0 | 0 | 0 | -5.4 | 0 | 0 | 0 | 0 | 0 | 0 | 0 | 0 | 0 | 0 | 0 | -19.5538 | 1.822 | 0 | 1.9051 | 1.9051 | 2.0457 | 15.8394 | 1.2254 | 3.0551 | 0 | 0.039387 | 0 | 0.62859 | 0.16139 | 0.33681 | 8.8243 | 19.7717 | -26.7498 | 0 | 0.50591 | 0 | 1.6728 | 0.16797
2025_03_31 Hr 01 | 0 | 0 | 0 | 0 | 0 | 0 | 0 | 0 | 0 | 0 | 0 | 0.0050755 | 2.55 | 0.091513 | 1.6301 | 1.6301 | 3.2878 | 0 | 0.0055943 | 0.006688 | 0.0039511 | 0 | 0 | -0.84498 | 0 | -0.95123 | 0 | 0.072835 | 0.014642 | 1.2615 | 0.17918 | 3.6632 | 2.0585 | 0 | 0.59394 | 0.81115 | 0 | 0 | 0 | 3.0999 | 0 | 0.052206 | 0 | 0.0023071 | 0 | -0.15939 | 0 | 0 | 0 | 0 | 0 | 0 | 0 | 0 | 2.7368 | 0 | 0 | 0 | 0 | 0 | 0 | 0 | 0 | -5.4 | 0 | 0 | 0 | 0 | 0 | 0 | 0 | 0 | 0 | 0 | 0 | -21.1648 | 1.822 | 0 | 1.9051 | 1.9051 | 1.7758 | 15.462 | 1.2254 | 3.0551 | 0 | 0.039387 | 0 | 0.62859 | 0.16139 | 0.33681 | 10.4365 | 20.395 | -28.5204 | 0 | 0.50591 | 0 | 1.6728 | 0.16879
2025_03_31 Hr 02 | 0 | 0 | 0 | 0 | 0 | 0 | 0 | 0 | 0 | 0 | 0 | 0.0050755 | 2.31 | 0.076682 | 1.6301 | 1.6301 | 3.2878 | 0 | 0.0055943 | 0.006688 | 0.0039511 | 0 | 0 | -0.91708 | 0 | -1.0233 | 0 | 0.072835 | 0.014642 | 1.2615 | 0.17918 | 3.6632 | 2.0585 | 0 | 0.59394 | 0.81115 | 0 | 0 | 0 | 0.88071 | 0 | 0.052206 | 0 | 0.002134 | 0 | -0.14728 | 0 | 0 | 0 | 0 | 0 | 0 | 0 | 0 | 3.3538 | 0 | 0 | 0 | 0 | 0 | 0 | 0 | 0 | -5.4 | 0 | 0 | 0 | 0 | 0 | 0 | 0 | 0 | 0 | 0 | 0 | -18.2012 | 1.822 | 0 | 1.9051 | 1.9051 | 2.5592 | 15.462 | 1.2254 | 3.0551 | 0 | 0.039387 | 0 | 0.62859 | 0.16139 | 0.33681 | 12.1947 | 21.5409 | -25.6889 | 0 | 0.50591 | 0 | 1.6728 | 0.16906
2025_03_31 Hr 03 | 0 | 0 | 0 | 0 | 0 | 0 | 0 | 0 | 0 | 0 | 0 | 0.0050755 | 2.43 | 0.082221 | 1.6301 | 1.6301 | 3.2878 | 0 | 0.0055943 | 0.006688 | 0.0039511 | 0 | 0 | -0.89994 | 0 | -1.0062 | 0 | 0.072835 | 0.014642 | 1.2615 | 0.17918 | 3.6632 | 2.0585 | 0 | 0.59394 | 0.81115 | 0 | 0 | 0 | 0.48365 | 0 | 0.052206 | 0 | 0.0021752 | 0 | -0.15016 | 0 | 0 | 0 | 0 | 0 | 0 | 0 | 0 | 3.7676 | 0 | 0 | 0 | 0 | 0 | 0 | 0 | 0 | -5.4 | 0 | 0 | 0 | 0 | 0 | 0 | 0 | 0 | 0 | 0 | 0 | -18.5712 | 1.822 | 0 | 1.9051 | 1.9051 | 2.5984 | 15.462 | 1.2254 | 3.0551 | 0 | 0.039387 | 0 | 0.62859 | 0.16139 | 0.33681 | 12.0374 | 22.1192 | -26.0275 | 0 | 0.50591 | 0 | 1.6728 | 0.16892
2025_03_31 Hr 04 | 0 | 0 | 0 | 0 | 0 | 0 | 0 | 0 | 0 | 0 | 0 | 0.0050755 | 2.52 | 0.091685 | 1.6301 | 1.6301 | 3.2878 | 0 | 0.0055943 | 0.006688 | 0.0039511 | 0 | 0 | -0.83171 | 0 | -0.93796 | 0 | 0.072835 | 0.014642 | 1.2615 | 0.17918 | 3.6632 | 2.0585 | 0 | 0.59394 | 0.81115 | 0 | 0 | 0 | 1.5756 | 0 | 0.052206 | 0 | 0.0023389 | 0 | -0.16162 | 0 | 0 | 0 | 0 | 0 | 0 | 0 | 0 | 4.1741 | 0 | 0 | 0 | 0 | 0 | 0 | 0 | 0 | -5.4 | 0 | 0 | 0 | 0 | 0 | 0 | 0 | 0 | 0 | 0 | 0 | -20.2037 | 1.822 | 0 | 1.9051 | 1.9051 | 1.9368 | 15.462 | 1.2254 | 3.0551 | 0 | 0.039387 | 0 | 0.62859 | 0.16139 | 0.33681 | 11.4674 | 21.9647 | -27.5349 | 0 | 0.50591 | 0 | 1.6728 | 0.16993
2025_03_31 Hr 05 | 0 | 0 | 0 | 0.066892 | 0.067392 | 0.065208 | 0.063033 | 0.061341 | 0.053507 | 0 | 0 | 0.0050755 | 2.31 | 0.092401 | 1.6301 | 1.6301 | 3.2878 | 0 | 0.0055943 | 0.006688 | 0.0039511 | 0 | 0 | -0.73481 | 0 | -0.84106 | 0 | 0.072835 | 0.014642 | 1.2615 | 0.17918 | 3.6632 | 2.0585 | 0 | 0.59394 | 0.81115 | 0 | 0 | 0 | 0.95664 | -0.0059091 | 0.052206 | 0 | 0 | 0 | -0.1779 | 0 | 0 | 0 | 0 | 0 | 0 | 0 | 0 | 4.3847 | 0 | 0 | 0 | 0 | 0 | 0 | 0 | 0 | -5.4 | 0 | 0 | 0 | 0 | 0 | 0 | 0 | 0 | 0 | 0 | 0 | -23.9166 | 1.822 | 0 | 1.9051 | 1.9051 | 2.1153 | 15.8394 | 1.2254 | 3.0551 | 0 | 0.039387 | 0 | 0.62859 | 0.16139 | 0.33681 | 7.8667 | 22.147 | -31.0704 | 0 | 0.50591 | 0 | 1.6728 | 0.17252
2025_03_31 Hr 06 | 0 | 0 | 0 | 0.066892 | 0.067392 | 0.065208 | 0.063033 | 0.061341 | 0.053507 | 0 | 0 | 0.0050755 | 2.61 | 0.12874 | 1.6301 | 1.6301 | 3.2878 | 0 | 0.0055943 | 0.006688 | 0.0039511 | 0 | 0 | -0.48498 | 0 | -0.59123 | 0 | 0.072835 | 0.014642 | 1.2615 | 0.17918 | 3.6632 | 2.0585 | 0 | 0.59394 | 0.81115 | 0 | 0 | 0 | 0.043388 | -1.8696 | 0.052206 | 0 | 0 | 0 | -0.21987 | 0 | 0 | 0 | 0 | 0 | 0 | 0 | 0 | 4.0435 | 0 | 0 | 0 | 0 | 0 | 0 | 0 | 0 | -5.4 | 0 | 0 | 0 | 0 | 0 | 0 | 0 | 0 | 0 | 0 | 0 | -33.4134 | 1.822 | 0 | 1.9051 | 1.9051 | 2.1066 | 15.8394 | 1.2254 | 3.0551 | 0 | 0.039387 | 0 | 0.62859 | 0.16139 | 0.33681 | -3.9562 | 22.1401 | -40.1095 | 0 | 0.50591 | 0 | 1.6728 | 0.17923
2025_03_31 Hr 07 | 0 | 0 | 0 | 0.066892 | 0.067392 | 0.065208 | 0.063033 | 0.061341 | 0.053507 | 0 | 0 | 0.0050755 | 2.43 | 0.12864 | 1.6301 | 1.6301 | 3.2419 | 0 | 0.0055943 | 0.006688 | 0.0039511 | 0 | 0 | 0 | 0 | 0 | 0 | 0.072835 | 0.014642 | 1.2615 | 0.17918 | 3.6458 | 2.0585 | 0 | 0.58919 | 0.81115 | 0 | 0 | 0 | 0 | -3.9616 | 0.052206 | 0 | 0 | 0 | -0.23612 | 0 | 0 | 0 | 0 | 0 | 0 | 0 | 0 | 3.7676 | 0 | 0 | 0 | 0 | 0 | 0 | 0 | -6.4 | 0 | 0 | 0 | 0 | 0 | 0 | 0 | 0 | 0 | -2.3937 | 0 | 0 | -36.0875 | 1.822 | 0 | 1.8813 | 1.8813 | 2.0761 | 15.7284 | 1.2254 | 3.0551 | 0 | 0.039387 | 0 | 0.62859 | 0.16139 | 0.33681 | -11.6957 | 21.6549 | -45.1174 | 0 | 0.50591 | 0 | 1.6728 | 0.18521
2025_03_31 Hr 08 | 0.27208 | 0 | 0 | 0.066892 | 0.067392 | 0.065208 | 0.063033 | 0.061341 | 0.053507 | 0 | 0 | 0.0050755 | 1.95 | 0.10064 | 1.6301 | 1.6301 | 3.2419 | 0 | 0.0055943 | 0.006688 | 0.0039511 | 0 | 0 | 0 | 0 | 0 | 0 | 0.072835 | 0.014642 | 1.2615 | 0.17918 | 3.6458 | 2.0585 | 0 | 0.58919 | 0.81115 | 0 | 0 | 0 | 0 | -5.819 | 0.052206 | 0 | 0 | 0 | -0.23014 | 0 | 0 | 0 | 0 | 0 | 0 | 0 | 0 | 3.2885 | 0 | 0 | 0 | 0 | 0 | 0 | 0 | -6.4 | 0 | 0 | 0 | 0 | 0 | 0 | 0 | 0 | 0 | -2.3937 | 0 | 0 | -33.3052 | 1.822 | 0 | 1.8813 | 1.8813 | 2.0544 | 15.7284 | 1.2254 | 3.0551 | 0 | 0.039387 | -0.27208 | 0.62859 | 0.16139 | 0.33681 | -11.7691 | 20.9226 | -42.6011 | 0 | 0.50591 | 0 | 1.6728 | 0.18974
2025_03_31 Hr 09 | 0.66084 | 4.177e-06 | 0 | 0.066892 | 0.067392 | 0.065208 | 0.063033 | 0.061341 | 0.053507 | 0 | 0 | 0.0050755 | 1.83 | 0.095124 | 1.6301 | 1.6301 | 3.2419 | 0 | 0.0055943 | 0.006688 | 0.0039511 | 0 | 0 | 0 | 0 | 0 | 0 | 0.072835 | 0.014642 | 1.2615 | 0.17918 | 3.6458 | 2.0585 | 0 | 0.58919 | 0.81115 | 0 | 0 | 0 | 0 | -6.5559 | 0.052206 | 0 | 0 | 0 | -0.23181 | 0 | 0 | 0 | 0 | 0 | 0 | 0 | 0 | 2.8094 | 0 | 0 | 0 | 0 | 0 | 0 | 0 | -6.4 | 0 | 0 | 0 | 0 | 0 | 0 | 0 | 0 | 0 | -2.3937 | 0 | 0 | -31.5577 | 1.822 | 0 | 1.8813 | 1.8813 | 2.0674 | 15.7284 | 1.2254 | 3.0551 | 0 | 0.039387 | -0.66084 | 0.62859 | 0.16139 | 0.33681 | -11.3515 | 20.7202 | -41.2442 | 0 | 0.50591 | 0 | 1.6728 | 0.19007
2025_03_31 Hr 10 | 0.77149 | 2.568e-05 | 0 | 0.066892 | 0.067392 | 0.065208 | 0.063033 | 0.061341 | 0.053507 | 0 | 0 | 0.0050755 | 1.89 | 0.086283 | 1.6301 | 1.6301 | 3.2419 | 0 | 0.0055943 | 0.006688 | 0.0039511 | 0 | 0 | 0 | 0 | 0 | 0 | 0.072835 | 0.014642 | 1.2615 | 0.17918 | 3.6458 | 2.0585 | 0 | 0.58919 | 0.81115 | 0 | 0 | 0 | 0 | -4.7025 | 0.052206 | 0 | 0 | 0 | -0.20334 | 0 | 0 | 0 | 0 | 0 | 0 | 0 | 0 | 2.7368 | 0 | 0 | 0 | 0 | 0 | 0 | 0 | -6.4 | 0 | 0 | 0 | 0 | 0 | 0 | 0 | 0 | 0 | -2.3937 | 0 | 0 | -25.5695 | 1.822 | 0 | 1.8813 | 1.8813 | 1.815 | 15.7284 | 1.2254 | 3.0551 | 0 | 0.039387 | -0.77149 | 0.62859 | 0.16139 | 0.33681 | -3.7574 | 20.5549 | -35.3381 | 0 | 0.50591 | 0 | 1.6728 | 0.18799
2025_03_31 Hr 11 | 0.75659 | 6.4288e-05 | 0 | 0.066892 | 0.067392 | 0.065208 | 0.063033 | 0.061341 | 0.053507 | 0 | 0 | 0.0050755 | 1.68 | 0.067881 | 1.6301 | 1.6301 | 3.2419 | 0 | 0.0055943 | 0.006688 | 0.0039511 | 0 | 0 | 0 | 0 | 0 | 0 | 0.072835 | 0.014642 | 1.2615 | 0.17918 | 3.6458 | 2.0585 | 0 | 0.58919 | 0.81115 | 0 | 0 | 0 | 0 | -3.2369 | 0.052206 | 0 | 0 | 0 | -0.17973 | 0 | 0 | 0 | 0 | 0 | 0 | 0 | 0 | 3.1506 | 0 | 0 | 0 | 0 | 0 | 0 | 0 | -6.4 | 0 | 0 | 0 | 0 | 0 | 0 | 0 | 0 | 0 | -2.3937 | 0 | 0 | -21.5168 | 1.822 | 0 | 1.8813 | 1.8813 | 1.7236 | 15.7284 | 1.2254 | 3.0551 | 0 | 0.039387 | -0.75659 | 0.62859 | 0.16139 | 0.33681 | 1.8761 | 20.6315 | -31.2468 | 0 | 0.50591 | 0 | 1.6728 | 0.18545
2025_03_31 Hr 12 | 0.80055 | 5.6361e-05 | 0 | 0.066892 | 0.067392 | 0.065208 | 0.063033 | 0.061341 | 0.053507 | 0 | 0 | 0.0050755 | 1.35 | 0.063124 | 1.6301 | 1.6301 | 3.2419 | 0 | 0.0055943 | 0.006688 | 0.0039511 | 0 | 0 | 0 | 0 | 0 | 0 | 0.072835 | 0.014642 | 1.2615 | 0.17918 | 3.6458 | 2.0585 | 0 | 0.58919 | 0.81115 | 0 | 0 | 0 | 0 | -2.8798 | 0.052206 | 0 | 0 | 0 | -0.20831 | 0 | 0 | 0 | 0 | 0 | 0 | 0 | 0 | 3.6297 | 0 | 0 | 0 | 0 | 0 | 0 | 0 | -6.4 | 0 | 0 | 0 | 0 | 0 | 0 | 0 | 0 | 0 | -2.3937 | 0 | 0 | -25.482 | 1.822 | 0 | 1.8813 | 1.8813 | 1.6235 | 15.7284 | 1.2254 | 3.0551 | 0 | 0.039387 | -0.80055 | 0.62859 | 0.16139 | 0.33681 | -1.7178 | 20.7182 | -35.2846 | 0 | 0.50591 | 0 | 1.6728 | 0.18396
2025_03_31 Hr 13 | 0.79125 | 9.8513e-05 | 0 | 0.066892 | 0.067392 | 0.065208 | 0.063033 | 0.061341 | 0.053507 | 0 | 0 | 0.0050755 | 0.99 | 0.044951 | 1.6301 | 1.6301 | 3.2419 | 0 | 0.0055943 | 0.006688 | 0.0039511 | 0 | 0 | 0 | 0 | 0 | 0 | 0.072835 | 0.014642 | 1.2615 | 0.17918 | 3.6458 | 2.0585 | 0 | 0.58919 | 0.81115 | 0 | 0 | 0 | 0 | -1.6895 | 0.052206 | 0 | 0 | 0 | -0.20222 | 0 | 0 | 0 | 0 | 0 | 0 | 0 | 0 | 3.9055 | 0 | 0 | 0 | 0 | 0 | 0 | 0 | -6.4 | 0 | 0 | 0 | 0 | 0 | 0 | 0 | 0 | 0 | -2.3937 | 0 | 0 | -23.1074 | 1.822 | 0 | 1.8813 | 1.8813 | 1.7236 | 15.7284 | 1.2254 | 3.0551 | 0 | 0.039387 | -0.79125 | 0.62859 | 0.16139 | 0.33681 | 1.8479 | 20.7036 | -32.8946 | 0 | 0.50591 | 0 | 1.6728 | 0.18087
2025_03_31 Hr 14 | 0.74875 | 0.00010518 | 0 | 0.066892 | 0.067392 | 0.065208 | 0.063033 | 0.061341 | 0.053507 | 0 | 0 | 0.0050755 | 0.81 | 0.038136 | 1.6301 | 1.6301 | 3.2419 | 0 | 0.0055943 | 0.006688 | 0.0039511 | 0 | 0 | 0 | 0 | 0 | 0 | 0.072835 | 0.014642 | 1.2615 | 0.17918 | 3.6458 | 2.0585 | 0 | 0.58919 | 0.81115 | 0 | 0 | 0 | 0 | -1.641 | 0.052206 | 0 | 0 | 0 | -0.20977 | 0 | 0 | 0 | 0 | 0 | 0 | 0 | 0 | 4.3121 | 0 | 0 | 0 | 0 | 0 | 0 | 0 | -6.4 | 0 | 0 | 0 | 0 | 0 | 0 | 0 | 0 | 0 | -2.3937 | 0 | 0 | -24.3706 | 1.822 | 0 | 1.8813 | 1.8813 | 1.8541 | 15.7284 | 1.2254 | 3.0551 | 0 | 0.039387 | -0.74875 | 0.62859 | 0.16139 | 0.33681 | 0.97557 | 21.0109 | -34.1228 | 0 | 0.50591 | 0 | 1.6728 | 0.18041
2025_03_31 Hr 15 | 0.59022 | 0.00018119 | 0 | 0.066892 | 0.067392 | 0.065208 | 0.063033 | 0.061341 | 0.053507 | 0 | 0 | 0.0050755 | 0.63 | 0.028185 | 1.6301 | 1.6301 | 3.2419 | 0 | 0.0055943 | 0.006688 | 0.0039511 | 0 | 0 | 0 | 0 | 0 | 0 | 0.072835 | 0.014642 | 1.2615 | 0.17918 | 3.6458 | 2.0585 | 0 | 0.58919 | 0.81115 | 0 | 0 | 0 | 0.0041453 | -0.83128 | 0.052206 | 0 | 0 | 0 | -0.19922 | 0 | 0 | 0 | 0 | 0 | 0 | 0 | 0 | 4.5879 | 0 | 0 | 0 | 0 | 0 | 0 | 0 | -6.4 | 0 | 0 | 0 | 0 | 0 | 0 | 0 | 0 | 0 | -2.3937 | 0 | 0 | -22.9004 | 1.822 | 0 | 1.8813 | 1.8813 | 1.8977 | 15.7284 | 1.2254 | 3.0551 | 0 | 0.039387 | -0.59022 | 0.62859 | 0.16139 | 0.33681 | 3.398 | 20.9803 | -32.4836 | 0 | 0.50591 | 0 | 1.6728 | 0.17877
2025_03_31 Hr 16 | 0.45436 | 0.000181 | 0 | 0.066892 | 0.067392 | 0.065208 | 0.063033 | 0.061341 | 0.053507 | 0 | 0 | 0.0050755 | 0.48 | 0.020322 | 1.6301 | 1.6301 | 3.2419 | 0 | 0.0055943 | 0.006688 | 0.0039511 | 0 | 0 | 0 | 0 | 0 | 0 | 0.072835 | 0.014642 | 1.2448 | 0.17918 | 3.6458 | 2.0585 | 0 | 0.58919 | 0.81115 | 0 | 0 | 0 | 0.55222 | -0.0284 | 0.052206 | 0 | 0 | 0 | -0.18842 | 0 | 0 | 0 | 0 | 0 | 0 | 0 | 0 | 4.3847 | 0 | 0 | 0 | 0 | 0 | 0 | 0 | -6.4 | 0 | 0 | 0 | 0 | 0 | 0 | 0 | 0 | 0 | -2.3937 | 0 | 0 | -18.5808 | 1.822 | 0 | 1.8676 | 1.8676 | 2.0674 | 15.6843 | 1.2254 | 3.0551 | 0 | 0.039387 | -0.45436 | 0.62859 | 0.16139 | 0.33681 | 8.8405 | 20.6497 | -28.0173 | 0 | 0.50591 | 0 | 1.6728 | 0.17545
2025_03_31 Hr 17 | 0.63977 | 0.00017526 | 0 | 0.066892 | 0.067392 | 0.065208 | 0.063033 | 0.061341 | 0.053507 | 0 | 0 | 0.0050755 | 0.42 | 0.018848 | 1.6301 | 1.6301 | 3.2419 | 0 | 0.0055943 | 0.006688 | 0.0039511 | 0 | 0 | 0 | 0 | 0 | 0 | 0.072835 | 0.014642 | 1.2565 | 0.17918 | 3.6458 | 2.0585 | 0 | 0.58919 | 0.81115 | 0 | 0 | 0 | 0.38566 | -0.010785 | 0.052206 | 0 | 0 | 0 | -0.19985 | 0 | 0 | 0 | 0 | 0 | 0 | 0 | 0 | 4.5226 | 0 | 0 | 0 | 0 | 0 | 0 | 0 | -6.4 | 0 | 0 | 0 | 0 | 0 | 0 | 0 | 0 | 0 | -2.3937 | 0 | 0 | -18.378 | 1.822 | 0 | 1.8813 | 1.8813 | 2.0544 | 15.7234 | 1.2254 | 3.0551 | 0 | 0.039387 | -0.63977 | 0.62859 | 0.16139 | 0.33681 | 8.9851 | 20.8982 | -28.0114 | 0 | 0.50591 | 0 | 1.6728 | 0.17515
2025_03_31 Hr 18 | 0.37677 | 9.848e-05 | 0 | 0.066892 | 0.067392 | 0.065208 | 0.063033 | 0.061341 | 0.053507 | 0 | 0 | 0.0050755 | 0.39 | 0.020252 | 1.6301 | 1.6301 | 3.2419 | 0 | 0.0055943 | 0.006688 | 0.0039511 | 0 | 0 | 0 | 0 | 0 | 0 | 0.072835 | 0.014642 | 1.2615 | 0.17918 | 3.6458 | 2.0585 | 0 | 0.58919 | 0.81115 | 0 | 0 | 0 | 0.60434 | 0 | 0.052206 | 0 | 0 | 0 | -0.23158 | 0 | 0 | 0 | 0 | 0 | 0 | 0 | 0 | 4.3847 | 0 | 0 | 0 | 0 | 0 | 0 | 0 | -6.4 | 0 | 0 | 0 | 0 | 0 | 0 | 0 | 0 | 0 | -2.3937 | 0 | 0 | -19.3025 | 1.822 | 0 | 1.8813 | 1.8813 | 1.9847 | 15.7284 | 1.2254 | 3.0551 | 0 | 0.039387 | -0.37677 | 0.62859 | 0.16139 | 0.33681 | 8.0271 | 20.399 | -28.7046 | 0 | 0.50591 | 0 | 1.6728 | 0.17515
2025_03_31 Hr 19 | 0.13586 | 7.7594e-06 | 0 | 0.066892 | 0.067392 | 0.065208 | 0.063033 | 0.061341 | 0.053507 | 0 | 0 | 0.0050755 | 0.51 | 0.027359 | 1.6301 | 1.6301 | 3.2419 | 0 | 0.0055943 | 0.006688 | 0.0039511 | 0 | 0 | 0 | 0 | 0 | 0 | 0.072835 | 0.014642 | 1.2615 | 0.17918 | 3.6458 | 2.0585 | 0 | 0.58919 | 0.81115 | 0 | 0 | 0 | 1.1333 | -0.0096216 | 0.052206 | 0 | 0 | 0 | -0.2393 | 0 | 0 | 0 | 0 | 0 | 0 | 0 | 0 | 3.9709 | 0 | 0 | 0 | 0 | 0 | 0 | 0 | -6.4 | 0 | 0 | 0 | 0 | 0 | 0 | 0 | 0 | 0 | -2.3937 | 0 | 0 | -23.352 | 1.822 | 0 | 1.8813 | 1.8813 | 2.0065 | 15.7284 | 1.2254 | 3.0551 | 0 | 0.039387 | -0.13586 | 0.62859 | 0.16139 | 0.33681 | 4.2251 | 19.8939 | -32.5209 | 0 | 0.50591 | 0 | 1.6728 | 0.17598
2025_03_31 Hr 20 | 0 | 0 | 0 | 0.066892 | 0.067392 | 0.065208 | 0.063033 | 0.061341 | 0.053507 | 0 | 0 | 0.0050755 | 0.69 | 0.031135 | 1.6301 | 1.6301 | 3.2419 | 0 | 0.0055943 | 0.006688 | 0.0039511 | 0 | 0 | 0 | 0 | 0 | 0 | 0.072835 | 0.014642 | 1.2615 | 0.17918 | 3.6458 | 2.0585 | 0 | 0.58919 | 0.81115 | 0 | 0 | 0 | 0.0045994 | -0.093364 | 0.052206 | 0 | 0 | 0 | -0.20096 | 0 | 0 | 0 | 0 | 0 | 0 | 0 | 0 | 4.2467 | 0 | 0 | 0 | 0 | 0 | 0 | 0 | -6.4 | 0 | 0 | 0 | 0 | 0 | 0 | 0 | 0 | 0 | -2.3937 | 0 | 0 | -21.4198 | 1.822 | 0 | 1.8813 | 1.8813 | 2.5201 | 15.7284 | 1.2254 | 3.0551 | 0 | 0.039387 | 0 | 0.62859 | 0.16139 | 0.33681 | 5.9586 | 20.7334 | -30.4145 | 0 | 0.50591 | 0 | 1.6728 | 0.17816
2025_03_31 Hr 21 | 0 | 0 | 0 | 0.066892 | 0.067392 | 0.065208 | 0.063033 | 0.061341 | 0.053507 | 0 | 0 | 0.0050755 | 0.6 | 0.026118 | 1.6301 | 1.6301 | 3.2419 | 0 | 0.0055943 | 0.006688 | 0.0039511 | 0 | 0 | 0 | 0 | 0 | 0 | 0.072835 | 0.014642 | 1.2615 | 0.17918 | 3.6458 | 2.0585 | 0 | 0.58919 | 0.81115 | 0 | 0 | 0 | 0 | -0.87131 | 0.052206 | 0 | 0 | 0 | -0.19379 | 0 | 0 | 0 | 0 | 0 | 0 | 0 | 0 | 4.7912 | 0 | 0 | 0 | 0 | 0 | 0 | 0 | -6.4 | 0 | 0 | 0 | 0 | 0 | 0 | 0 | 0 | 0 | -2.3937 | 0 | 0 | -23.2251 | 1.822 | 0 | 1.8813 | 1.8813 | 2.9205 | 15.7284 | 1.2254 | 3.0551 | 0 | 0.039387 | 0 | 0.62859 | 0.16139 | 0.33681 | 4.2283 | 21.5838 | -32.2126 | 0 | 0.50591 | 0 | 1.6728 | 0.17872
2025_03_31 Hr 22 | 0 | 0 | 0 | 0.066892 | 0.067392 | 0.065208 | 0.063033 | 0.061341 | 0.053507 | 0 | 0 | 0.0050755 | 0.3 | 0.01223 | 1.6301 | 1.6301 | 3.2419 | 0 | 0.0055943 | 0.006688 | 0.0039511 | 0 | 0 | 0 | 0 | 0 | 0 | 0.072835 | 0.014642 | 1.2615 | 0.17918 | 3.6458 | 2.0585 | 0 | 0.58919 | 0.81115 | 0 | 0 | 0 | 0.40999 | -0.18689 | 0.052206 | 0 | 0 | 0 | -0.18136 | 0 | 0 | 0 | 0 | 0 | 0 | 0 | 0 | 4.9291 | 0 | 0 | 0 | 0 | 0 | 0 | 0 | -6.4 | 0 | 0 | 0 | 0 | 0 | 0 | 0 | 0 | 0 | -2.3937 | 0 | 0 | -21.2039 | 1.822 | 0 | 1.8813 | 1.8813 | 2.9684 | 15.7284 | 1.2254 | 3.0551 | 0 | 0.039387 | 0 | 0.62859 | 0.16139 | 0.33681 | 7.2253 | 21.4529 | -30.1791 | 0 | 0.50591 | 0 | 1.6728 | 0.1758
2025_03_31 Hr 23 | 0 | 0 | 0 | 0.066892 | 0.067392 | 0.065208 | 0.063033 | 0.061341 | 0.053507 | 0 | 0 | 0.0050755 | 0.12 | 0.0048041 | 1.6301 | 1.6301 | 3.2878 | 0 | 0.0055943 | 0.006688 | 0.0039511 | 0 | 0 | -0.7339 | 0 | -0.84015 | 0 | 0.072835 | 0.014642 | 1.2615 | 0.17918 | 3.6632 | 2.0585 | 0 | 0.59394 | 0.81115 | 0 | 0 | 0 | 1.0558 | 0 | 0.052206 | 0 | 0 | 0 | -0.17806 | 0 | 0 | 0 | 0 | 0 | 0 | 0 | 0 | 3.1506 | 0 | 0 | 0 | 0 | 0 | 0 | 0 | 0 | -5.4 | 0 | 0 | 0 | 0 | 0 | 0 | 0 | 0 | 0 | 0 | 0 | -18.1278 | 1.822 | 0 | 1.9051 | 1.9051 | 3.0293 | 15.8394 | 1.2254 | 3.0551 | 0 | 0.039387 | 0 | 0.62859 | 0.16139 | 0.33681 | 11.164 | 19.5488 | -25.2799 | 0 | 0.50591 | 0 | 1.6728 | 0.172
2025_03_31 Hr 24 | 0 | 0 | 0 | 0 | 0 | 0 | 0 | 0 | 0 | 0 | 0 | 0.0050755 | 0 | 0 | 1.6301 | 1.6301 | 3.2878 | 0 | 0.0055943 | 0.006688 | 0.0039511 | 0 | 0 | -0.83875 | 0 | -0.945 | 0 | 0.072835 | 0.014642 | 1.2615 | 0.17918 | 3.6632 | 2.0585 | 0 | 0.59394 | 0.81115 | 0 | 0 | 0 | 1.8816 | -0.34635 | 0.052206 | 0 | 0.002322 | 0 | -0.16044 | 0 | 0 | 0 | 0 | 0 | 0 | 0 | 0 | 3.2885 | 0 | 0 | 0 | 0 | 0 | 0 | 0 | 0 | -5.4 | 0 | 0 | 0 | 0 | 0 | 0 | 0 | 0 | 0 | 0 | 0 | -14.0532 | 1.822 | 0 | 1.9051 | 1.9051 | 2.9379 | 15.462 | 1.2254 | 3.0551 | 0 | 0.039387 | 0 | 0.62859 | 0.16139 | 0.33681 | 15.0669 | 19.467 | -21.3974 | 0 | 0.50591 | 0 | 1.6728 | 0.16856
2025_04_01 Hr 01 | 0 | 0 | 0 | 0 | 0 | 0 | 0 | 0 | 0 | 0 | 0 | 0.016972 | 0.03 | 0.0010597 | 1.5544 | 1.5544 | 4.6511 | 0 | 0.0051127 | 0.0054208 | 0.010137 | 0.033051 | 0 | -0.86008 | 0 | 0 | 0 | 0.057082 | 0.017981 | 0.85044 | 0 | 5.1319 | 2.1271 | 0 | 0.51039 | 0.83819 | 0 | 0 | 0 | 0 | -0.94549 | 0.055283 | 0 | 0.0041631 | 0 | -0.15686 | 0 | 0 | 0 | 0 | 0 | 0 | 0 | 0 | 3.4918 | 0.0010361 | 0 | 0 | 0 | 0 | 0 | 0 | 0 | 0 | -1.325 | 0 | 0 | 0 | 0 | 0 | 0 | 0 | 0 | 0 | 0 | -16.851 | 1.8827 | 0 | 2.2934 | 0 | 2.359 | 16.0356 | 1.2663 | 3.1569 | 0.034497 | 0.057553 | 0 | 0.62859 | 0.11453 | 2.6783 | 17.7664 | 21.8693 | -19.193 | 0 | 0.5801 | 0 | 1.7286 | 0.18155
2025_04_01 Hr 02 | 0 | 0 | 0 | 0 | 0 | 0 | 0 | 0 | 0 | 0 | 0 | 0.016972 | 0.18 | 0.0064998 | 1.5544 | 1.5544 | 4.6511 | 0 | 0.0051127 | 0.0054208 | 0.010137 | 0.033051 | 0 | -0.83902 | 0 | 0 | 0 | 0.057082 | 0.017981 | 0.85044 | 0 | 5.1319 | 2.1271 | 0 | 0.51039 | 0.83819 | 0 | 0 | 0 | 0.36583 | 0 | 0.055283 | 0 | 0.0042558 | 0 | -0.16039 | 0 | 0 | 0 | 0 | 0 | 0 | 0 | 0 | 3.078 | 0.0010361 | 0 | 0 | 0 | 0 | 0 | 0 | 0 | 0 | -1.325 | 0 | 0 | 0 | 0 | 0 | 0 | 0 | 0 | 0 | 0 | -18.0464 | 1.8827 | 0 | 2.2934 | 0 | 1.5669 | 16.0356 | 1.2663 | 3.1569 | 0.034497 | 0.057553 | 0 | 0.62859 | 0.11453 | 2.6783 | 16.8487 | 20.818 | -20.3708 | 0 | 0.5801 | 0 | 1.7286 | 0.18078
2025_04_01 Hr 03 | 0 | 0 | 0 | 0 | 0 | 0 | 0 | 0 | 0 | 0 | 0 | 0.016972 | 0.18 | 0.0071642 | 1.5544 | 1.5544 | 4.6511 | 0 | 0.0051127 | 0.0054208 | 0.010137 | 0.033051 | 0 | -0.74015 | 0 | 0 | 0 | 0.057082 | 0.017981 | 0.85044 | 0 | 5.1319 | 2.1271 | 0 | 0.51039 | 0.83819 | 0 | 0 | 0 | 0 | -0.66088 | 0.055283 | 0 | 0.0046909 | 0 | -0.17701 | 0 | 0 | 0 | 0 | 0 | 0 | 0 | 0 | 3.2159 | 0.0010361 | 0 | 0 | 0 | 0 | 0 | 0 | 0 | 0 | -1.325 | 0 | 0 | 0 | 0 | 0 | 0 | 0 | 0 | 0 | 0 | -19.9339 | 1.8827 | 0 | 2.8694 | 0 | 1.8063 | 16.6116 | 1.2663 | 3.1569 | 0.034497 | 0.057553 | 0 | 0.62859 | 0.11453 | 2.6783 | 14.9699 | 21.1953 | -22.1761 | 0 | 0.5801 | 0 | 1.7286 | 0.18007
2025_04_01 Hr 04 | 0 | 0 | 0 | 0 | 0 | 0 | 0 | 0 | 0 | 0 | 0 | 0.016972 | 0.21 | 0.0091305 | 1.5544 | 1.5544 | 4.6511 | 0 | 0.0051127 | 0.0054208 | 0.010137 | 0.033051 | 0 | -0.64165 | 0 | 0 | 0 | 0.057082 | 0.017981 | 0.85044 | 0 | 5.1319 | 2.1271 | 0 | 0.51039 | 0.83819 | 0 | 0 | 0 | 0 | -0.42972 | 0.055283 | 0 | 0.0051243 | 0 | -0.19355 | 0 | 0 | 0 | 0 | 0 | 0 | 0 | 0 | 3.695 | 0.0010361 | 0 | 0 | 0 | 0 | 0 | 0 | 0 | 0 | -1.325 | 0 | 0 | 0 | 0 | 0 | 0 | 0 | 0 | 0 | 0 | -22.7282 | 1.8827 | 0 | 2.9046 | 0 | 1.7236 | 16.6467 | 1.2663 | 3.1569 | 0.034497 | 0.057553 | 0 | 0.62859 | 0.11453 | 2.6783 | 12.9527 | 21.6242 | -24.8884 | 0 | 0.5801 | 0 | 1.7286 | 0.18053
2025_04_01 Hr 05 | 0 | 0 | 0 | 0.099265 | 0.1 | 0.086053 | 0.091976 | 0.10081 | 0.10139 | 0 | 0 | 0.016972 | 0.06 | 0.0030469 | 1.5544 | 1.5544 | 4.6511 | 0 | 0.0051127 | 0.0054208 | 0.010137 | 0.033051 | 0 | -0.44602 | 0 | 0 | 0 | 0.057082 | 0.017981 | 0.85044 | 0.44048 | 5.1319 | 2.1271 | 0 | 0.51039 | 0.83819 | 0 | 0 | 0 | 0 | -0.51617 | 0.055283 | 0 | 0.0027205 | 0 | -0.22642 | 0 | 0 | 0 | 0 | 0 | 0 | 0 | 0 | 4.2467 | 0.0010361 | 0 | 0 | 0 | 0 | 0 | 0 | 0 | 0 | -1.325 | 0 | 0 | 0 | 0 | 0 | 0 | 0 | 0 | 0 | 0 | -29.1095 | 1.8827 | 0 | 2.9046 | 0 | 1.8759 | 17.5171 | 1.2663 | 3.1569 | 0.034497 | 0.057553 | 0 | 0.62859 | 0.11453 | 2.6783 | 8.0682 | 22.1742 | -31.107 | 0 | 0.5801 | 0 | 1.7286 | 0.18264
2025_04_01 Hr 06 | 0 | 0 | 0 | 0.099265 | 0.1 | 0.086053 | 0.091976 | 0.10081 | 0.10139 | 0 | 0 | 0.016972 | 0.06 | 0.0036244 | 1.5544 | 1.5544 | 4.6511 | 0 | 0.0051127 | 0.0054208 | 0.010137 | 0.033051 | 0 | -0.18823 | 0 | 0 | 0 | 0.057082 | 0.017981 | 0.85044 | 0.29084 | 5.1319 | 2.1271 | 0 | 0.51039 | 0.83819 | 0 | 0 | 0 | 0.7262 | 0 | 0.055283 | 0 | 0.003236 | 0 | -0.26973 | 0 | 0 | 0 | 0 | 0 | 0 | 0 | 0 | 3.9709 | 0.0010361 | 0 | 0 | 0 | 0 | 0 | 0 | 0 | 0 | -1.325 | 0 | 0 | 0 | 0 | 0 | 0 | 0 | 0 | 0 | 0 | -35.0313 | 1.8827 | 0 | 2.9046 | 0 | 1.9673 | 17.5171 | 1.2663 | 3.1569 | 0.034497 | 0.057553 | 0 | 0.62859 | 0.11453 | 2.6783 | 3.4281 | 21.9991 | -36.8142 | 0 | 0.5801 | 0 | 1.7286 | 0.19135
2025_04_01 Hr 07 | 0 | 0 | 0 | 0.099265 | 0.1 | 0.086053 | 0.091976 | 0.10081 | 0.10139 | 0 | 0 | 0.016972 | 0.06 | 0.0037406 | 1.5544 | 1.5544 | 4.5546 | 0 | 0.0051127 | 0.0054208 | 0.010137 | 0.033051 | 0 | 0 | 0 | 0 | 0 | 0.057082 | 0.017981 | 0.85044 | 0.29084 | 5.088 | 2.1271 | 0 | 0.50417 | 0.83819 | 0 | 0 | 0 | 0.24507 | -0.22074 | 0.055283 | 0 | 0.0033398 | 0 | -0.27844 | 0 | 0 | 0 | 0 | 0 | 0 | 0 | 0 | 3.5644 | 0.0010361 | 0 | -1.0625 | 0 | 0 | 0 | 0 | 0 | 0 | 0 | 0 | 0 | 0 | 0 | 0 | 0 | 0 | 0 | 0 | 0 | -32.8613 | 1.8827 | 0 | 2.8528 | 0 | 2.4156 | 17.3249 | 1.2663 | 3.1569 | 0.034497 | 0.057553 | 0 | 0.62859 | 0.11453 | 2.6783 | 5.1895 | 22.0425 | -34.2023 | 0 | 0.5801 | 0 | 1.7286 | 0.1991
2025_04_01 Hr 08 | 0.18141 | 0 | 0 | 0.099265 | 0.1 | 0.086053 | 0.091976 | 0.10081 | 0.10139 | 0 | 0 | 0.016972 | 0.03 | 0.0016978 | 1.5544 | 1.5544 | 4.5546 | 0 | 0.0051127 | 0.0054208 | 0.010137 | 0.033051 | 0 | 0 | 0 | 0 | 0 | 0.057082 | 0.017981 | 0.85044 | 0.29084 | 5.088 | 2.1271 | 0 | 0.50417 | 0.83819 | 0 | 0 | 0 | 0.70387 | -0.50313 | 0.055283 | 0 | 0.0030318 | 0 | -0.25257 | 0 | 0 | 0 | 0 | 0 | 0 | 0 | 0 | 3.2159 | 0.0010361 | 0 | -1.0625 | 0 | 0 | 0 | 0 | 0 | 0 | 0 | 0 | 0 | 0 | 0 | 0 | 0 | 0 | 0 | 0 | 0 | -25.3813 | 1.8827 | 0 | 2.8528 | 0 | 2.1893 | 17.3249 | 1.2663 | 3.1569 | 0.034497 | 0.057553 | -0.18141 | 0.62859 | 0.11453 | 2.6783 | 12.2675 | 21.6197 | -26.8778 | 0 | 0.5801 | 0 | 1.7286 | 0.20168
2025_04_01 Hr 09 | 0.59015 | 9.6415e-07 | 0 | 0 | 0 | 0 | 0 | 0 | 0 | 0 | 0 | 0.016972 | 0.03 | 0.00089987 | 1.5544 | 1.5544 | 4.5546 | 0 | 0.0051127 | 0.0054208 | 0.010137 | 0.033051 | 0 | 0 | 0 | 0 | 0 | 0.057082 | 0.017981 | 0.85044 | 0.29084 | 5.088 | 2.1271 | 0 | 0.50417 | 0.83819 | 0 | 0 | 0 | 0.63371 | -0.0070929 | 0.055283 | 0 | 0.0035352 | 0 | -0.13288 | 0 | 0 | 0 | 0 | 0 | 0 | 0 | 0 | 2.5989 | 0.0010361 | 0 | -1.0625 | 0 | 0 | 0 | 0 | 0 | 0 | 0 | 0 | 0 | 0 | 0 | 0 | 0 | 0 | 0 | 0 | 0 | -10.5747 | 1.8827 | 0 | 2.2015 | 0 | 2.1066 | 16.0941 | 1.2663 | 3.1569 | 0.034497 | 0.057553 | -0.59015 | 0.62859 | 0.11453 | 2.6783 | 25.6876 | 21.327 | -12.3602 | 0 | 0.5801 | 0 | 1.7286 | 0.20086
2025_04_01 Hr 10 | 0.58644 | 1.5574e-05 | 0 | 0 | 0 | 0 | 0 | 0 | 0 | 0 | 0 | 0.016972 | 0.18 | 0.0058143 | 1.5544 | 1.5544 | 4.5546 | 0 | 0.0051127 | 0.0054208 | 0.010137 | 0.033051 | 0 | 0 | 0 | 0 | 0 | 0.057082 | 0.017981 | 0.85044 | 0.29084 | 5.088 | 2.1271 | 0 | 0.50417 | 0.83819 | 0 | 0 | 0 | 0.68869 | 0 | 0.055283 | 0 | 0.003807 | 0 | -0.14326 | 0 | 0 | 0 | 0 | 0 | 0 | 0 | 0 | 2.8094 | 0.0010361 | 0 | -1.0625 | 0 | 0 | 0 | 0 | 0 | 0 | 0 | 0 | 0 | 0 | 0 | 0 | 0 | 0 | 0 | 0 | 0 | -11.1022 | 1.8827 | 0 | 2.2015 | 0 | 1.976 | 16.0941 | 1.2663 | 3.1569 | 0.034497 | 0.057553 | -0.58644 | 0.62859 | 0.11453 | 2.6783 | 25.4445 | 21.556 | -12.8944 | 0 | 0.5801 | 0 | 1.7286 | 0.19868
2025_04_01 Hr 11 | 0.74867 | 2.0463e-05 | 0 | 0 | 0 | 0 | 0 | 0 | 0 | 0 | 0 | 0.016972 | 0.21 | 0.0063662 | 1.5544 | 1.5544 | 4.5546 | 0 | 0.0051127 | 0.0054208 | 0.010137 | 0.033051 | 0 | 0 | 0 | 0 | 0 | 0.057082 | 0.017981 | 0.85044 | 0.29084 | 5.088 | 2.1271 | 0 | 0.50417 | 0.83819 | 0 | 0 | 0 | 1.0517 | 0 | 0.055283 | 0 | 0.0035729 | 0 | -0.13432 | 0 | 0 | 0 | 0 | 0 | 0 | 0 | 0 | 2.8094 | 0.0010361 | 0 | -1.0625 | 0 | 0 | 0 | 0 | 0 | 0 | 0 | 0 | 0 | 0 | 0 | 0 | 0 | 0 | 0 | 0 | 0 | -10.5829 | 1.8827 | 0 | 2.2015 | 0 | 1.8367 | 16.0941 | 1.2663 | 3.1569 | 0.034497 | 0.057553 | -0.74867 | 0.62859 | 0.11453 | 2.6783 | 26.225 | 21.6076 | -12.5284 | 0 | 0.5801 | 0 | 1.7286 | 0.1967
2025_04_01 Hr 12 | 0.7563 | 2.9975e-05 | 0 | 0 | 0 | 0 | 0 | 0 | 0 | 0 | 0 | 0.016972 | 0.21 | 0.0091086 | 1.5544 | 1.5544 | 4.5546 | 0 | 0.0051127 | 0.0054208 | 0.010137 | 0.033051 | 0 | 0 | 0 | 0 | 0 | 0.057082 | 0.017981 | 0.85044 | 0.29084 | 5.088 | 2.1271 | 0 | 0.50417 | 0.83819 | 0 | 0 | 0 | 0.66157 | 0 | 0.055283 | 0 | 0.005112 | 0 | -0.19308 | 0 | 0 | 0 | 0 | 0 | 0 | 0 | 0 | 2.3303 | 0.0010361 | 0 | -1.0625 | 0 | 0 | 0 | 0 | 0 | 0 | 0 | 0 | 0 | 0 | 0 | 0 | 0 | 0 | 0 | 0 | 0 | -16.0602 | 1.8827 | 0 | 2.8097 | 0 | 2.0674 | 16.7024 | 1.2663 | 3.1569 | 0.034497 | 0.057553 | -0.7563 | 0.62859 | 0.11453 | 2.6783 | 20.6591 | 21.3672 | -18.0721 | 0 | 0.5801 | 0 | 1.7286 | 0.1944
2025_04_01 Hr 13 | 0.7324 | 9.6726e-06 | 0 | 0.099265 | 0.1 | 0.086053 | 0.091976 | 0.10081 | 0.10139 | 0 | 0 | 0.016972 | 0.21 | 0.0084259 | 1.5544 | 1.5544 | 4.5546 | 0 | 0.0051127 | 0.0054208 | 0.010137 | 0.033051 | 0 | 0 | 0 | 0 | 0 | 0.057082 | 0.017981 | 0.85044 | 0.29084 | 5.088 | 2.1271 | 0 | 0.50417 | 0.83819 | 0 | 0 | 0 | 0.82931 | 0 | 0.055283 | 0 | 0.0021495 | 0 | -0.17845 | 0 | 0 | 0 | 0 | 0 | 0 | 0 | 0 | 2.0544 | 0.0010361 | 0 | -1.0625 | 0 | 0 | 0 | 0 | 0 | 0 | 0 | 0 | 0 | 0 | 0 | 0 | 0 | 0 | 0 | 0 | 0 | -16.7117 | 1.8827 | 0 | 2.6894 | 0 | 2.1893 | 17.1615 | 1.2663 | 3.1569 | 0.034497 | 0.057553 | -0.7324 | 0.62859 | 0.11453 | 2.6783 | 20.493 | 21.1872 | -18.6851 | 0 | 0.5801 | 0 | 1.7286 | 0.19303
2025_04_01 Hr 14 | 0.74817 | 2.4589e-06 | 0 | 0.099265 | 0.1 | 0.086053 | 0.091976 | 0.10081 | 0.10139 | 0 | 0 | 0.016972 | 0.3 | 0.011475 | 1.5544 | 1.5544 | 4.5546 | 0 | 0.0051127 | 0.0054208 | 0.010137 | 0.033051 | 0 | 0 | 0 | 0 | 0 | 0.057082 | 0.017981 | 0.85044 | 0.29084 | 5.088 | 2.1271 | 0 | 0.50417 | 0.83819 | 0 | 0 | 0 | 0.53838 | 0 | 0.055283 | 0 | 0.0020491 | 0 | -0.17002 | 0 | 0 | 0 | 0 | 0 | 0 | 0 | 0 | 2.3303 | 0.0010361 | 0 | -1.0625 | 0 | 0 | 0 | 0 | 0 | 0 | 0 | 0 | 0 | 0 | 0 | 0 | 0 | 0 | 0 | 0 | 0 | -17.8708 | 1.8827 | 0 | 2.3649 | 0 | 2.4461 | 16.8371 | 1.2663 | 3.1569 | 0.034497 | 0.057553 | -0.74817 | 0.62859 | 0.11453 | 2.6783 | 19.3515 | 21.8276 | -19.8515 | 0 | 0.5801 | 0 | 1.7286 | 0.19194
2025_04_01 Hr 15 | 0.72637 | 1.3363e-05 | 0 | 0.099265 | 0.1 | 0.086053 | 0.091976 | 0.10081 | 0.10139 | 0 | 0 | 0.016972 | 0.39 | 0.01474 | 1.5544 | 1.5544 | 4.5546 | 0 | 0.0051127 | 0.0054208 | 0.010137 | 0.033051 | 0 | 0 | 0 | 0 | 0 | 0.057082 | 0.017981 | 0.85044 | 0.29084 | 5.088 | 2.1271 | 0 | 0.50417 | 0.83819 | 0 | 0 | 0 | 0.239 | -0.067127 | 0.055283 | 0 | 0.0020247 | 0 | -0.16798 | 0 | 0 | 0 | 0 | 0 | 0 | 0 | 0 | 2.0544 | 0.0010361 | 0 | -1.0625 | 0 | 0 | 0 | 0 | 0 | 0 | 0 | 0 | 0 | 0 | 0 | 0 | 0 | 0 | 0 | 0 | 0 | -18.9362 | 1.8827 | 0 | 2.375 | 0 | 2.3155 | 16.8471 | 1.2663 | 3.1569 | 0.034497 | 0.057553 | -0.72637 | 0.62859 | 0.11453 | 2.6783 | 17.616 | 21.4901 | -20.893 | 0 | 0.5801 | 0 | 1.7286 | 0.18937
2025_04_01 Hr 16 | 0.67733 | 4.2521e-05 | 0 | 0.099265 | 0.1 | 0.086053 | 0.091976 | 0.10081 | 0.10139 | 0 | 0 | 0.016972 | 0.57 | 0.020659 | 1.5544 | 1.5544 | 4.5546 | 0 | 0.0051127 | 0.0054208 | 0.010137 | 0.033051 | 0 | 0 | 0 | 0 | 0 | 0.057082 | 0.017981 | 0.85044 | 0.29084 | 5.088 | 2.1271 | 0 | 0.50417 | 0.83819 | 0 | 0 | 0 | 0.75857 | 0 | 0.055283 | 0 | 0.0019416 | 0 | -0.16099 | 0 | 0 | 0 | 0 | 0 | 0 | 0 | 0 | 1.9891 | 0.0010361 | 0 | -1.0625 | 0 | 0 | 0 | 0 | 0 | 0 | 0 | 0 | 0 | 0 | 0 | 0 | 0 | 0 | 0 | 0 | 0 | -20.6705 | 1.8827 | 0 | 2.3643 | 0 | 2.0152 | 16.8365 | 1.2663 | 3.1569 | 0.034497 | 0.057553 | -0.67733 | 0.62859 | 0.11453 | 2.6783 | 16.2833 | 21.2596 | -22.5713 | 0 | 0.5801 | 0 | 1.7286 | 0.18767
2025_04_01 Hr 17 | 0.68866 | 0.00011516 | 0 | 0.099265 | 0.1 | 0.086053 | 0.091976 | 0.10081 | 0.10139 | 0 | 0 | 0.016972 | 0.9 | 0.043869 | 1.5544 | 1.5544 | 4.5546 | 0 | 0.0051127 | 0.0054208 | 0.010137 | 0.033051 | 0 | 0 | 0 | 0 | 0 | 0.057082 | 0.017981 | 0.85044 | 0.29084 | 5.088 | 2.1271 | 0 | 0.50417 | 0.83819 | 0 | 0 | 0 | 0.72057 | 0 | 0.055283 | 0 | 0.0026112 | 0 | -0.21724 | 0 | 0 | 0 | 0 | 0 | 0 | 0 | 0 | 1.9891 | 0.0010361 | 0 | -1.0625 | 0 | 0 | 0 | 0 | 0 | 0 | 0 | 0 | 0 | 0 | 0 | 0 | 0 | 0 | 0 | 0 | 0 | -28.733 | 1.8827 | 0 | 2.6788 | 0 | 2.2285 | 17.1509 | 1.2663 | 3.1569 | 0.034497 | 0.057553 | -0.68866 | 0.62859 | 0.11453 | 2.6783 | 9.0076 | 21.8376 | -30.7014 | 0 | 0.5801 | 0 | 1.7286 | 0.18772
2025_04_01 Hr 18 | 0.47718 | 0.00025835 | 0 | 0.099265 | 0.1 | 0.086053 | 0.091976 | 0.10081 | 0.10139 | 0 | 0 | 0.016972 | 0.93 | 0.058857 | 1.5544 | 1.5544 | 4.5546 | 0 | 0.0051127 | 0.0054208 | 0.010137 | 0.033051 | 0 | 0 | 0 | 0 | 0 | 0.057082 | 0.017981 | 0.85044 | 0.29084 | 5.088 | 2.1271 | 0 | 0.50417 | 0.83819 | 0 | 0 | 0 | 0 | -1.3065 | 0.055283 | 0 | 0.0033904 | 0 | -0.28269 | 0 | 0 | 0 | 0 | 0 | 0 | 0 | 0 | 2.3303 | 0.0010361 | 0 | -1.0625 | 0 | 0 | 0 | 0 | 0 | 0 | 0 | 0 | 0 | 0 | 0 | 0 | 0 | 0 | 0 | 0 | 0 | -36.8422 | 1.8827 | 0 | 2.8528 | 0 | 2.4766 | 17.3249 | 1.2663 | 3.1569 | 0.034497 | 0.057553 | -0.47718 | 0.62859 | 0.11453 | 2.6783 | -0.38508 | 22.261 | -38.6645 | 0 | 0.5801 | 0 | 1.7286 | 0.18826
2025_04_01 Hr 19 | 0.090814 | 4.7502e-05 | 0 | 0.099265 | 0.1 | 0.086053 | 0.091976 | 0.10081 | 0.10139 | 0 | 0 | 0.016972 | 0.81 | 0.047882 | 1.5544 | 1.5544 | 4.5546 | 0 | 0.0051127 | 0.0054208 | 0.010137 | 0.033051 | 0 | 0 | 0 | 0 | 0 | 0.057082 | 0.017981 | 0.85044 | 0.29084 | 5.088 | 2.1271 | 0 | 0.50417 | 0.83819 | 0 | 0 | 0 | 0.13511 | -0.5984 | 0.055283 | 0 | 0.0031668 | 0 | -0.26391 | 0 | 0 | 0 | 0 | 0 | 0 | 0 | 0 | 2.1923 | 0.0010361 | 0 | -1.0625 | 0 | 0 | 0 | 0 | 0 | 0 | 0 | 0 | 0 | 0 | 0 | 0 | 0 | 0 | 0 | 0 | 0 | -32.6907 | 1.8827 | 0 | 2.8528 | 0 | 1.8367 | 17.3249 | 1.2663 | 3.1569 | 0.034497 | 0.057553 | -0.090814 | 0.62859 | 0.11453 | 2.6783 | 3.7208 | 20.9671 | -34.1079 | 0 | 0.5801 | 0 | 1.7286 | 0.18963
2025_04_01 Hr 20 | 0.022595 | 0 | 0 | 0.099265 | 0.1 | 0.086053 | 0.091976 | 0.10081 | 0.10139 | 0 | 0 | 0.016972 | 0.75 | 0.050736 | 1.5544 | 1.5544 | 4.5546 | 0 | 0.0051127 | 0.0054208 | 0.010137 | 0.033051 | 0 | 0 | 0 | 0 | 0 | 0.057082 | 0.017981 | 0.85044 | 0.29084 | 5.088 | 2.1271 | 0 | 0.50417 | 0.83819 | 0 | 0 | 0 | 0.029626 | -0.43814 | 0.055283 | 0 | 0.003624 | 0 | -0.30232 | 0 | 0 | 0 | 0 | 0 | 0 | 0 | 0 | 2.9473 | 0.0010361 | 0 | -1.0625 | 0 | 0 | 0 | 0 | 0 | 0 | 0 | 0 | 0 | 0 | 0 | 0 | 0 | 0 | 0 | 0 | 0 | -34.5533 | 1.8827 | 0 | 2.8528 | 0 | 1.5451 | 17.3249 | 1.2663 | 3.1569 | 0.034497 | 0.057553 | -0.022595 | 0.62859 | 0.11453 | 2.6783 | 2.2831 | 21.3074 | -35.9408 | 0 | 0.5801 | 0 | 1.7286 | 0.19196
2025_04_01 Hr 21 | 0 | 0 | 0 | 0.099265 | 0.1 | 0.086053 | 0.091976 | 0.10081 | 0.10139 | 0 | 0 | 0.016972 | 0.72 | 0.04712 | 1.5544 | 1.5544 | 4.5546 | 0 | 0.0051127 | 0.0054208 | 0.010137 | 0.033051 | 0 | 0 | 0 | 0 | 0 | 0.057082 | 0.017981 | 0.85044 | 0.29084 | 5.088 | 2.1271 | 0 | 0.50417 | 0.83819 | 0 | 0 | 0 | 0.48364 | -0.069631 | 0.055283 | 0 | 0.0035059 | 0 | -0.2924 | 0 | 0 | 0 | 0 | 0 | 0 | 0 | 0 | 2.8094 | 0.0010361 | 0 | -1.0625 | 0 | 0 | 0 | 0 | 0 | 0 | 0 | 0 | 0 | 0 | 0 | 0 | 0 | 0 | 0 | 0 | 0 | -33.3107 | 1.8827 | 0 | 2.8528 | 0 | 1.2143 | 17.3249 | 1.2663 | 3.1569 | 0.034497 | 0.057553 | 0 | 0.62859 | 0.11453 | 2.6783 | 3.8562 | 20.7829 | -34.6656 | 0 | 0.5801 | 0 | 1.7286 | 0.19238
2025_04_01 Hr 22 | 0 | 0 | 0 | 0.099265 | 0.1 | 0.086053 | 0.091976 | 0.10081 | 0.10139 | 0 | 0 | 0.016972 | 0.93 | 0.063185 | 1.5544 | 1.5544 | 4.5546 | 0 | 0.0051127 | 0.0054208 | 0.010137 | 0.033051 | 0 | 0 | 0 | 0 | 0 | 0.057082 | 0.017981 | 0.85044 | 0.29084 | 5.088 | 2.1271 | 0 | 0.50417 | 0.83819 | 0 | 0 | 0 | 1.9098 | 0 | 0.055283 | 0 | 0.0036397 | 0 | -0.30363 | 0 | 0 | 0 | 0 | 0 | 0 | 0 | 0 | 2.9473 | 0.0010361 | 0 | -1.0625 | 0 | 0 | 0 | 0 | 0 | 0 | 0 | 0 | 0 | 0 | 0 | 0 | 0 | 0 | 0 | 0 | 0 | -38.479 | 1.8827 | 0 | 2.8528 | 0 | 1.223 | 17.3249 | 1.2663 | 3.1569 | 0.034497 | 0.057553 | 0 | 0.62859 | 0.11453 | 2.6783 | 0.54131 | 21.1517 | -39.8451 | 0 | 0.5801 | 0 | 1.7286 | 0.18852
2025_04_01 Hr 23 | 0 | 0 | 0 | 0.099265 | 0.1 | 0.086053 | 0.091976 | 0.10081 | 0.10139 | 0 | 0 | 0.016972 | 1.08 | 0.084313 | 1.5544 | 1.5544 | 4.6511 | 0 | 0.0051127 | 0.0054208 | 0.010137 | 0.033051 | 0 | 0.28483 | 0 | 0 | 0 | 0.057082 | 0.017981 | 0.85044 | 0.29084 | 5.1319 | 2.1271 | 0 | 0.51039 | 0.83819 | 0 | 0 | 0 | 0.62053 | -0.14601 | 0.055283 | 0 | 0.0041822 | 0 | -0.3492 | 0 | 0 | 0 | 0 | 0 | 0 | 0 | 0 | 2.5989 | 0.0010361 | 0 | 0 | 0 | 0 | 0 | 0 | 0 | 0 | -1.325 | 0 | 0 | 0 | 0 | 0 | 0 | 0 | 0 | 0 | 0 | -46.3271 | 1.8827 | 0 | 2.9046 | 0 | 1.9455 | 17.5171 | 1.2663 | 3.1569 | 0.034497 | 0.057553 | 0 | 0.62859 | 0.11453 | 2.6783 | -8.0269 | 21.698 | -47.7165 | 0 | 0.5801 | 0 | 1.7286 | 0.18342
2025_04_01 Hr 24 | 0 | 0 | 0 | 0.099265 | 0.1 | 0.086053 | 0.091976 | 0.10081 | 0.10139 | 0 | 0 | 0.016972 | 1.38 | 0.091363 | 1.5544 | 1.5544 | 4.6511 | 0 | 0.0051127 | 0.0054208 | 0.010137 | 0.033051 | 0 | -0.032895 | 0 | 0 | 0 | 0.057082 | 0.017981 | 0.85044 | 0.29084 | 5.1319 | 2.1271 | 0 | 0.51039 | 0.83819 | 0 | 0 | 0 | 0 | -1.5832 | 0.055283 | 0 | 0.0035467 | 0 | -0.29582 | 0 | 0 | 0 | 0 | 0 | 0 | 0 | 0 | 1.9891 | 0.0010361 | 0 | 0 | 0 | 0 | 0 | 0 | 0 | 0 | -1.325 | 0 | 0 | 0 | 0 | 0 | 0 | 0 | 0 | 0 | 0 | -41.3358 | 1.8827 | 0 | 2.9046 | 0 | 2.4374 | 17.5171 | 1.2663 | 3.1569 | 0.034497 | 0.057553 | 0 | 0.62859 | 0.11453 | 2.6783 | -5.1717 | 21.8839 | -42.9895 | 0 | 0.5801 | 0 | 1.7286 | 0.18019
2025_04_02 Hr 01 | 0 | 0 | 0 | 0.095601 | 0.096313 | 0.082876 | 0.088581 | 0.097085 | 0.097652 | 0 | 0 | 0.016972 | 1.77 | 0.13154 | 1.5544 | 1.5544 | 4.4795 | 0 | 0.0051127 | 0.0054208 | 0.010137 | 0.033051 | 0 | 0.18429 | 0 | 0 | 0 | 0.057082 | 0.017981 | 0.85044 | 0.28029 | 4.9424 | 2.1271 | 0 | 0.51039 | 0.83819 | 0 | 0 | 0 | 0 | -1.8284 | 0.055283 | 0 | 0.0039811 | 0 | -0.33231 | 0 | 0 | 0 | 0 | 0 | 0 | 0 | 0 | 1.7785 | 0.0010361 | 0 | 0 | 0 | 0 | 0 | 0 | 0 | 0 | -1.325 | 0 | 0 | 0 | 0 | 0 | 0 | 0 | 0 | 0 | 0 | -52.0194 | 1.8827 | 0 | 2.7973 | 0 | 2.1675 | 17.0169 | 1.2663 | 3.1569 | 0.034497 | 0.057553 | 0 | 0.62859 | 0.11453 | 2.6783 | -16.4717 | 21.8321 | -53.4924 | 0 | 0.5801 | 0 | 1.7286 | 0.17864
2025_04_02 Hr 02 | 0 | 0 | 0 | 0.095601 | 0.096313 | 0.082876 | 0.088581 | 0.097085 | 0.097652 | 0 | 0 | 0.016972 | 2.28 | 0.15403 | 1.5544 | 1.5544 | 4.4795 | 0 | 0.0051127 | 0.0054208 | 0.010137 | 0.033051 | 0 | 0.0032716 | 0 | 0 | 0 | 0.057082 | 0.017981 | 0.85044 | 0.28029 | 4.9424 | 2.1271 | 0 | 0.51039 | 0.83819 | 0 | 0 | 0 | 0 | -0.93562 | 0.055283 | 0 | 0.003619 | 0 | -0.3019 | 0 | 0 | 0 | 0 | 0 | 0 | 0 | 0 | 1.8511 | 0.0010361 | 0 | 0 | 0 | 0 | 0 | 0 | 0 | 0 | -1.325 | 0 | 0 | 0 | 0 | 0 | 0 | 0 | 0 | 0 | 0 | -47.2889 | 1.8827 | 0 | 2.7973 | 0 | 1.9978 | 17.0169 | 1.2663 | 3.1569 | 0.034497 | 0.057553 | 0 | 0.62859 | 0.11453 | 2.6783 | -10.5654 | 22.2658 | -48.9125 | 0 | 0.5801 | 0 | 1.7286 | 0.17699
2025_04_02 Hr 03 | 0 | 0 | 0 | 0.095601 | 0.096313 | 0.082876 | 0.088581 | 0.097085 | 0.097652 | 0 | 0 | 0.016972 | 2.43 | 0.16459 | 1.5544 | 1.5544 | 4.4795 | 0 | 0.0051127 | 0.0054208 | 0.010137 | 0.033051 | 0 | 0.0079799 | 0 | 0 | 0 | 0.057082 | 0.017981 | 0.85044 | 0.28029 | 4.9424 | 2.1271 | 0 | 0.51039 | 0.83819 | 0 | 0 | 0 | 0 | -1.9227 | 0.055283 | 0 | 0.0036285 | 0 | -0.30269 | 0 | 0 | 0 | 0 | 0 | 0 | 0 | 0 | 2.0544 | 0.0010361 | 0 | 0 | 0 | 0 | 0 | 0 | 0 | 0 | -1.325 | 0 | 0 | 0 | 0 | 0 | 0 | 0 | 0 | 0 | 0 | -46.6275 | 1.8827 | 0 | 2.7973 | 0 | 2.1458 | 17.0169 | 1.2663 | 3.1569 | 0.034497 | 0.057553 | 0 | 0.62859 | 0.11453 | 2.6783 | -10.3756 | 22.7774 | -48.2472 | 0 | 0.5801 | 0 | 1.7286 | 0.17675
2025_04_02 Hr 04 | 0 | 0 | 0 | 0.095601 | 0.096313 | 0.082876 | 0.088581 | 0.097085 | 0.097652 | 0 | 0 | 0.016972 | 2.43 | 0.16915 | 1.5544 | 1.5544 | 4.4795 | 0 | 0.0051127 | 0.0054208 | 0.010137 | 0.033051 | 0 | 0.058272 | 0 | 0 | 0 | 0.057082 | 0.017981 | 0.85044 | 0.28029 | 4.9424 | 2.1271 | 0 | 0.51039 | 0.83819 | 0 | 0 | 0 | 0 | -2.1557 | 0.055283 | 0 | 0.003729 | 0 | -0.31114 | 0 | 0 | 0 | 0 | 0 | 0 | 0 | 0 | 2.1923 | 0.0010361 | 0 | 0 | 0 | 0 | 0 | 0 | 0 | 0 | -1.325 | 0 | 0 | 0 | 0 | 0 | 0 | 0 | 0 | 0 | 0 | -47.3622 | 1.8827 | 0 | 2.7973 | 0 | 1.8977 | 17.0169 | 1.2663 | 3.1569 | 0.034497 | 0.057553 | 0 | 0.62859 | 0.11453 | 2.6783 | -11.4075 | 22.6714 | -48.9401 | 0 | 0.5801 | 0 | 1.7286 | 0.17633
2025_04_02 Hr 05 | 0 | 0 | 0 | 0.095601 | 0.096313 | 0.082876 | 0.088581 | 0.097085 | 0.097652 | 0 | 0 | 0.016972 | 2.43 | 0.21294 | 1.5544 | 1.5544 | 4.4795 | 0 | 0.0051127 | 0.0054208 | 0.010137 | 0.033051 | 0 | 0.54092 | 0 | 0 | 0 | 0.057082 | 0.017981 | 0.85044 | 0.28029 | 4.9424 | 2.1271 | 0 | 0.51039 | 0.83819 | 0 | 0 | 0 | 0.12803 | -0.52579 | 0.055283 | 0 | 0.0046943 | 0 | -0.39222 | 0 | 0 | 0 | 0 | 0 | 0 | 0 | 0 | 2.2577 | 0.0010361 | 0 | 0 | 0 | 0 | 0 | 0 | 0 | 0 | -1.325 | 0 | 0 | 0 | 0 | 0 | 0 | 0 | 0 | 0 | 0 | -60.1333 | 1.8827 | 0 | 2.7973 | 0 | 1.593 | 17.0169 | 1.2663 | 3.1569 | 0.034497 | 0.057553 | 0 | 0.62859 | 0.11453 | 2.6783 | -22.2122 | 22.4782 | -61.3096 | 0 | 0.5801 | 0 | 1.7286 | 0.17874
2025_04_02 Hr 06 | 0 | 0 | 0 | 0.095601 | 0.096313 | 0.082876 | 0.088581 | 0.097085 | 0.097652 | 0 | 0 | 0.016972 | 2.22 | 0.21103 | 1.5544 | 1.5544 | 4.4795 | 0 | 0.0051127 | 0.0054208 | 0.010137 | 0.033051 | 0 | 0.73992 | 0 | 0 | 0 | 0.057082 | 0.017981 | 0.85044 | 0.28029 | 4.9424 | 2.1271 | 0 | 0.51039 | 0.83819 | 0 | 0 | 0 | 0.32181 | -0.0029465 | 0.055283 | 0 | 0.0050923 | 0 | -0.42566 | 0 | 0 | 0 | 0 | 0 | 0 | 0 | 0 | 2.2577 | 0.0010361 | 0 | 0 | 0 | 0 | 0 | 0 | 0 | 0 | -1.325 | 0 | 0 | 0 | 0 | 0 | 0 | 0 | 0 | 0 | 0 | -60.6742 | 1.8827 | 0 | 2.7973 | 0 | 2.0065 | 17.0169 | 1.2663 | 3.1569 | 0.034497 | 0.057553 | 0 | 0.62859 | 0.11453 | 2.6783 | -21.6631 | 22.6861 | -61.685 | 0 | 0.5801 | 0 | 1.7286 | 0.18499
2025_04_02 Hr 07 | 0 | 0 | 0 | 0.095601 | 0.096313 | 0.082876 | 0.088581 | 0.097085 | 0.097652 | 0 | 0 | 0.016972 | 1.59 | 0.13282 | 1.5544 | 1.5544 | 4.3866 | 0 | 0.0051127 | 0.0054208 | 0.010137 | 0.033051 | 0 | 0 | 0 | 0 | 0 | 0.057082 | 0.017981 | 0.85044 | 0.28029 | 4.9002 | 2.1271 | 0 | 0.50417 | 0.83819 | 0 | 0 | 0 | 0.61581 | -0.035403 | 0.055283 | 0 | 0.0044752 | 0 | -0.37382 | 0 | 0 | 0 | 0 | 0 | 0 | 0 | 0 | 2.3303 | 0.0010361 | 0 | -1.0625 | 0 | 0 | 0 | 0 | 0 | 0 | 0 | 0 | 0 | 0 | 0 | 0 | 0 | 0 | 0 | 0 | 0 | -46.092 | 1.8827 | 0 | 2.7475 | 0 | 2.4461 | 16.8319 | 1.2663 | 3.1569 | 0.034497 | 0.057553 | 0 | 0.62859 | 0.11453 | 2.6783 | -7.6244 | 22.4917 | -47.5284 | 0 | 0.5801 | 0 | 1.7286 | 0.19284
2025_04_02 Hr 08 | 0.18141 | 9.3128e-07 | 0 | 0.095601 | 0.096313 | 0.082876 | 0.088581 | 0.097085 | 0.097652 | 0 | 0 | 0.016972 | 0.9 | 0.052151 | 1.5544 | 1.5544 | 4.3866 | 0 | 0.0051127 | 0.0054208 | 0.010137 | 0.033051 | 0 | 0 | 0 | 0 | 0 | 0.057082 | 0.017981 | 0.85044 | 0.28029 | 4.9002 | 2.1271 | 0 | 0.50417 | 0.83819 | 0 | 0 | 0 | 0.56388 | -0.69472 | 0.055283 | 0 | 0.0031043 | 0 | -0.25866 | 0 | 0 | 0 | 0 | 0 | 0 | 0 | 0 | 2.5989 | 0.0010361 | 0 | -1.0625 | 0 | 0 | 0 | 0 | 0 | 0 | 0 | 0 | 0 | 0 | 0 | 0 | 0 | 0 | 0 | 0 | 0 | -18.4457 | 1.8827 | 0 | 2.7475 | 0 | 2.4766 | 16.8319 | 1.2663 | 3.1569 | 0.034497 | 0.057553 | -0.18141 | 0.62859 | 0.11453 | 2.6783 | 18.9574 | 22.2047 | -19.9483 | 0 | 0.5801 | 0 | 1.7286 | 0.19604
2025_04_02 Hr 09 | 0.52222 | 8.5412e-05 | 0 | 0.095601 | 0.096313 | 0.082876 | 0.088581 | 0.097085 | 0.097652 | 0 | 0 | 0.016972 | 0.84 | 0.039506 | 1.5544 | 1.5544 | 4.3866 | 0 | 0.0051127 | 0.0054208 | 0.010137 | 0.033051 | 0 | 0 | 0 | 0 | 0 | 0.057082 | 0.017981 | 0.85044 | 0.28029 | 4.9002 | 2.1271 | 0 | 0.50417 | 0.83819 | 0 | 0 | 0 | 0.74349 | -0.013446 | 0.055283 | 0 | 0.0025195 | 0 | -0.20954 | 0 | 0 | 0 | 0 | 0 | 0 | 0 | 0 | 2.5335 | 0.0010361 | 0 | -1.0625 | 0 | 0 | 0 | 0 | 0 | 0 | 0 | 0 | 0 | 0 | 0 | 0 | 0 | 0 | 0 | 0 | 0 | -23.0482 | 1.8827 | 0 | 2.7475 | 0 | 2.2154 | 16.8319 | 1.2663 | 3.1569 | 0.034497 | 0.057553 | -0.52222 | 0.62859 | 0.11453 | 2.6783 | 14.8658 | 22.1463 | -24.8425 | 0 | 0.5801 | 0 | 1.7286 | 0.1959
2025_04_02 Hr 10 | 0.68983 | 0.00031667 | 0 | 0.095601 | 0.096313 | 0.082876 | 0.088581 | 0.097085 | 0.097652 | 0 | 0 | 0.016972 | 1.05 | 0.051085 | 1.5544 | 1.5544 | 4.3866 | 0 | 0.0051127 | 0.0054208 | 0.010137 | 0.033051 | 0 | 0 | 0 | 0 | 0 | 0.057082 | 0.017981 | 0.85044 | 0.28029 | 4.9002 | 2.1271 | 0 | 0.50417 | 0.83819 | 0 | 0 | 0 | 0 | -0.36678 | 0.055283 | 0 | 0.0026064 | 0 | -0.21684 | 0 | 0 | 0 | 0 | 0 | 0 | 0 | 0 | 2.5335 | 0.0010361 | 0 | -1.0625 | 0 | 0 | 0 | 0 | 0 | 0 | 0 | 0 | 0 | 0 | 0 | 0 | 0 | 0 | 0 | 0 | 0 | -26.3161 | 1.8827 | 0 | 2.7475 | 0 | 2.4156 | 16.8319 | 1.2663 | 3.1569 | 0.034497 | 0.057553 | -0.68983 | 0.62859 | 0.11453 | 2.6783 | 10.9178 | 22.7379 | -28.2853 | 0 | 0.5801 | 0 | 1.7286 | 0.1979
2025_04_02 Hr 11 | 0.80919 | 0.00047036 | 0 | 0.095601 | 0.096313 | 0.082876 | 0.088581 | 0.097085 | 0.097652 | 0 | 0 | 0.016972 | 0.87 | 0.038521 | 1.5544 | 1.5544 | 4.3866 | 0 | 0.0051127 | 0.0054208 | 0.010137 | 0.033051 | 0 | 0 | 0 | 0 | 0 | 0.057082 | 0.017981 | 0.85044 | 0.28029 | 4.9002 | 2.1271 | 0 | 0.50417 | 0.83819 | 0 | 0 | 0 | 1.0376 | 0 | 0.055283 | 0 | 0.002372 | 0 | -0.19714 | 0 | 0 | 0 | 0 | 0 | 0 | 0 | 0 | 2.5335 | 0.0010361 | 0 | -1.0625 | 0 | 0 | 0 | 0 | 0 | 0 | 0 | 0 | 0 | 0 | 0 | 0 | 0 | 0 | 0 | 0 | 0 | -29.2309 | 1.8827 | 0 | 2.7475 | 0 | 1.9673 | 16.8319 | 1.2663 | 3.1569 | 0.034497 | 0.057553 | -0.80919 | 0.62859 | 0.11453 | 2.6783 | 8.7844 | 22.2145 | -31.2997 | 0 | 0.5801 | 0 | 1.7286 | 0.19586
2025_04_02 Hr 12 | 0.79786 | 0.00050788 | 0 | 0.095601 | 0.096313 | 0.082876 | 0.088581 | 0.097085 | 0.097652 | 0 | 0 | 0.016972 | 0.84 | 0.032812 | 1.5544 | 1.5544 | 4.3866 | 0 | 0.0051127 | 0.0054208 | 0.010137 | 0.033051 | 0 | 0 | 0 | 0 | 0 | 0.057082 | 0.017981 | 0.85044 | 0.28029 | 4.9002 | 2.1271 | 0 | 0.50417 | 0.83819 | 0 | 0 | 0 | 0.44685 | 0 | 0.055283 | 0 | 0.0020926 | 0 | -0.17368 | 0 | 0 | 0 | 0 | 0 | 0 | 0 | 0 | 2.3303 | 0.0010361 | 0 | -1.0625 | 0 | 0 | 0 | 0 | 0 | 0 | 0 | 0 | 0 | 0 | 0 | 0 | 0 | 0 | 0 | 0 | 0 | -23.995 | 1.8827 | 0 | 2.7475 | 0 | 2.3677 | 16.8319 | 1.2663 | 3.1569 | 0.034497 | 0.057553 | -0.79786 | 0.62859 | 0.11453 | 2.6783 | 13.613 | 22.3634 | -26.0291 | 0 | 0.5801 | 0 | 1.7286 | 0.19454
2025_04_02 Hr 13 | 0.78703 | 0.00056471 | 0 | 0.095601 | 0.096313 | 0.082876 | 0.088581 | 0.097085 | 0.097652 | 0 | 0 | 0.016972 | 0.78 | 0.032589 | 1.5544 | 1.5544 | 4.3866 | 0 | 0.0051127 | 0.0054208 | 0.010137 | 0.033051 | 0 | 0 | 0 | 0 | 0 | 0.057082 | 0.017981 | 0.85044 | 0.28029 | 4.9002 | 2.1271 | 0 | 0.50417 | 0.83819 | 0 | 0 | 0 | 0.99241 | 0 | 0.055283 | 0 | 0.0022383 | 0 | -0.18591 | 0 | 0 | 0 | 0 | 0 | 0 | 0 | 0 | 2.1923 | 0.0010361 | 0 | -1.0625 | 0 | 0 | 0 | 0 | 0 | 0 | 0 | 0 | 0 | 0 | 0 | 0 | 0 | 0 | 0 | 0 | 0 | -26.05 | 1.8827 | 0 | 2.7475 | 0 | 2.4461 | 16.8319 | 1.2663 | 3.1569 | 0.034497 | 0.057553 | -0.78703 | 0.62859 | 0.11453 | 2.6783 | 11.9712 | 22.2324 | -28.0855 | 0 | 0.5801 | 0 | 1.7286 | 0.1941
2025_04_02 Hr 14 | 0.81464 | 0.00050385 | 0 | 0.095601 | 0.096313 | 0.082876 | 0.088581 | 0.097085 | 0.097652 | 0 | 0 | 0.016972 | 0.87 | 0.032704 | 1.5544 | 1.5544 | 4.3866 | 0 | 0.0051127 | 0.0054208 | 0.010137 | 0.033051 | 0 | 0 | 0 | 0 | 0 | 0.057082 | 0.017981 | 0.85044 | 0.28029 | 4.9002 | 2.1271 | 0 | 0.50417 | 0.83819 | 0 | 0 | 0 | 0.66721 | 0 | 0.055283 | 0 | 0.0020138 | 0 | -0.16706 | 0 | 0 | 0 | 0 | 0 | 0 | 0 | 0 | 1.9891 | 0.0010361 | 0 | -1.0625 | 0 | 0 | 0 | 0 | 0 | 0 | 0 | 0 | 0 | 0 | 0 | 0 | 0 | 0 | 0 | 0 | 0 | -26.4507 | 1.8827 | 0 | 2.5276 | 0 | 2.8987 | 16.612 | 1.2663 | 3.1569 | 0.034497 | 0.057553 | -0.81464 | 0.62859 | 0.11453 | 2.6783 | 11.3844 | 22.6 | -28.4949 | 0 | 0.5801 | 0 | 1.7286 | 0.19469
2025_04_02 Hr 15 | 0.7486 | 0.00054364 | 0 | 0.095601 | 0.096313 | 0.082876 | 0.088581 | 0.097085 | 0.097652 | 0 | 0 | 0.016972 | 0.78 | 0.032776 | 1.5544 | 1.5544 | 4.3866 | 0 | 0.0051127 | 0.0054208 | 0.010137 | 0.033051 | 0 | 0 | 0 | 0 | 0 | 0.057082 | 0.017981 | 0.85044 | 0.28029 | 4.9002 | 2.1271 | 0 | 0.50417 | 0.83819 | 0 | 0 | 0 | 0 | -0.34849 | 0.055283 | 0 | 0.0022511 | 0 | -0.18699 | 0 | 0 | 0 | 0 | 0 | 0 | 0 | 0 | 2.1923 | 0.0010361 | 0 | -1.0625 | 0 | 0 | 0 | 0 | 0 | 0 | 0 | 0 | 0 | 0 | 0 | 0 | 0 | 0 | 0 | 0 | 0 | -29.232 | 1.8827 | 0 | 2.7264 | 0 | 2.9988 | 16.8109 | 1.2663 | 3.1569 | 0.034497 | 0.057553 | -0.7486 | 0.62859 | 0.11453 | 2.6783 | 7.9773 | 22.7451 | -31.2301 | 0 | 0.5801 | 0 | 1.7286 | 0.1923
2025_04_02 Hr 16 | 0.71678 | 0.00046077 | 0 | 0.095601 | 0.096313 | 0.082876 | 0.088581 | 0.097085 | 0.097652 | 0 | 0 | 0.016972 | 0.81 | 0.033034 | 1.5544 | 1.5544 | 4.3866 | 0 | 0.0051127 | 0.0054208 | 0.010137 | 0.033051 | 0 | 0 | 0 | 0 | 0 | 0.057082 | 0.017981 | 0.85044 | 0.28029 | 4.9002 | 2.1271 | 0 | 0.50417 | 0.83819 | 0 | 0 | 0 | 0.15951 | -0.046603 | 0.055283 | 0 | 0.0021848 | 0 | -0.18142 | 0 | 0 | 0 | 0 | 0 | 0 | 0 | 0 | 2.1923 | 0.0010361 | 0 | -1.0625 | 0 | 0 | 0 | 0 | 0 | 0 | 0 | 0 | 0 | 0 | 0 | 0 | 0 | 0 | 0 | 0 | 0 | -28.9451 | 1.8827 | 0 | 2.5799 | 0 | 2.6071 | 16.6643 | 1.2663 | 3.1569 | 0.034497 | 0.057553 | -0.71678 | 0.62859 | 0.11453 | 2.6783 | 8.2229 | 22.3514 | -30.9058 | 0 | 0.5801 | 0 | 1.7286 | 0.19203
2025_04_02 Hr 17 | 0.59756 | 0.00029512 | 0 | 0.095601 | 0.096313 | 0.082876 | 0.088581 | 0.097085 | 0.097652 | 0 | 0 | 0.016972 | 0.78 | 0.028994 | 1.5544 | 1.5544 | 4.3866 | 0 | 0.0051127 | 0.0054208 | 0.010137 | 0.033051 | 0 | 0 | 0 | 0 | 0 | 0.057082 | 0.017981 | 0.85044 | 0.28029 | 4.9002 | 2.1271 | 0 | 0.50417 | 0.83819 | 0 | 0 | 0 | 0.50014 | 0 | 0.055283 | 0 | 0.0019913 | 0 | -0.16517 | 0 | 0 | 0 | 0 | 0 | 0 | 0 | 0 | 2.1923 | 0.0010361 | 0 | -1.0625 | 0 | 0 | 0 | 0 | 0 | 0 | 0 | 0 | 0 | 0 | 0 | 0 | 0 | 0 | 0 | 0 | 0 | -26.5376 | 1.8827 | 0 | 2.3185 | 0 | 2.4461 | 16.403 | 1.2663 | 3.1569 | 0.034497 | 0.057553 | -0.59756 | 0.62859 | 0.11453 | 2.6783 | 10.5782 | 22.0379 | -28.3628 | 0 | 0.5801 | 0 | 1.7286 | 0.19297
2025_04_02 Hr 18 | 0.40874 | 0.00014523 | 0 | 0.095601 | 0.096313 | 0.082876 | 0.088581 | 0.097085 | 0.097652 | 0 | 0 | 0.016972 | 0.75 | 0.037443 | 1.5544 | 1.5544 | 4.3866 | 0 | 0.0051127 | 0.0054208 | 0.010137 | 0.033051 | 0 | 0 | 0 | 0 | 0 | 0.057082 | 0.017981 | 0.85044 | 0.28029 | 4.9002 | 2.1271 | 0 | 0.50417 | 0.83819 | 0 | 0 | 0 | 0.026092 | -0.22854 | 0.055283 | 0 | 0.0026745 | 0 | -0.22256 | 0 | 0 | 0 | 0 | 0 | 0 | 0 | 0 | 1.9891 | 0.0010361 | 0 | -1.0625 | 0 | 0 | 0 | 0 | 0 | 0 | 0 | 0 | 0 | 0 | 0 | 0 | 0 | 0 | 0 | 0 | 0 | -35.0574 | 1.8827 | 0 | 2.6952 | 0 | 2.359 | 16.7796 | 1.2663 | 3.1569 | 0.034497 | 0.057553 | -0.40874 | 0.62859 | 0.11453 | 2.6783 | 1.3646 | 21.5386 | -36.7512 | 0 | 0.5801 | 0 | 1.7286 | 0.19453
2025_04_02 Hr 19 | 0.067929 | 3.8185e-05 | 0 | 0.095601 | 0.096313 | 0.082876 | 0.088581 | 0.097085 | 0.097652 | 0 | 0 | 0.016972 | 0.69 | 0.037259 | 1.5544 | 1.5544 | 4.3866 | 0 | 0.0051127 | 0.0054208 | 0.010137 | 0.033051 | 0 | 0 | 0 | 0 | 0 | 0.057082 | 0.017981 | 0.85044 | 0.28029 | 4.9002 | 2.1271 | 0 | 0.50417 | 0.83819 | 0 | 0 | 0 | 0 | -1.0115 | 0.055283 | 0 | 0.0028928 | 0 | -0.24089 | 0 | 0 | 0 | 0 | 0 | 0 | 0 | 0 | 2.9473 | 0.0010361 | 0 | -1.0625 | 0 | 0 | 0 | 0 | 0 | 0 | 0 | 0 | 0 | 0 | 0 | 0 | 0 | 0 | 0 | 0 | 0 | -37.1907 | 1.8827 | 0 | 2.7475 | 0 | 1.976 | 16.8319 | 1.2663 | 3.1569 | 0.034497 | 0.057553 | -0.067929 | 0.62859 | 0.11453 | 2.6783 | -1.0294 | 21.7123 | -38.5621 | 0 | 0.5801 | 0 | 1.7286 | 0.19409
2025_04_02 Hr 20 | 0 | 0 | 0 | 0.095601 | 0.096313 | 0.082876 | 0.088581 | 0.097085 | 0.097652 | 0 | 0 | 0.016972 | 0.48 | 0.025965 | 1.5544 | 1.5544 | 4.3866 | 0 | 0.0051127 | 0.0054208 | 0.010137 | 0.033051 | 0 | 0 | 0 | 0 | 0 | 0.057082 | 0.017981 | 0.85044 | 0.28029 | 4.9002 | 2.1271 | 0 | 0.50417 | 0.83819 | 0 | 0 | 0 | 0.19198 | -0.24605 | 0.055283 | 0 | 0.0028979 | 0 | -0.24133 | 0 | 0 | 0 | 0 | 0 | 0 | 0 | 0 | 3.4918 | 0.0010361 | 0 | -1.0625 | 0 | 0 | 0 | 0 | 0 | 0 | 0 | 0 | 0 | 0 | 0 | 0 | 0 | 0 | 0 | 0 | 0 | -34.0702 | 1.8827 | 0 | 2.7475 | 0 | 1.2056 | 16.8319 | 1.2663 | 3.1569 | 0.034497 | 0.057553 | 0 | 0.62859 | 0.11453 | 2.6783 | 2.6018 | 21.198 | -35.374 | 0 | 0.5801 | 0 | 1.7286 | 0.19497
2025_04_02 Hr 21 | 0 | 0 | 0 | 0.095601 | 0.096313 | 0.082876 | 0.088581 | 0.097085 | 0.097652 | 0 | 0 | 0.016972 | 0.24 | 0.015865 | 1.5544 | 1.5544 | 4.3866 | 0 | 0.0051127 | 0.0054208 | 0.010137 | 0.033051 | 0 | 0 | 0 | 0 | 0 | 0.057082 | 0.017981 | 0.85044 | 0.28029 | 4.9002 | 2.1271 | 0 | 0.50417 | 0.83819 | 0 | 0 | 0 | 0.21955 | -0.14824 | 0.055283 | 0 | 0.0035413 | 0 | -0.29537 | 0 | 0 | 0 | 0 | 0 | 0 | 0 | 0 | 4.1088 | 0.0010361 | 0 | -1.0625 | 0 | 0 | 0 | 0 | 0 | 0 | 0 | 0 | 0 | 0 | 0 | 0 | 0 | 0 | 0 | 0 | 0 | -39.2318 | 1.8827 | 0 | 2.7475 | 0 | 0.93143 | 16.8319 | 1.2663 | 3.1569 | 0.034497 | 0.057553 | 0 | 0.62859 | 0.11453 | 2.6783 | -2.3972 | 21.2892 | -40.5897 | 0 | 0.5801 | 0 | 1.7286 | 0.19348
2025_04_02 Hr 22 | 0 | 0 | 0 | 0.095601 | 0.096313 | 0.082876 | 0.088581 | 0.097085 | 0.097652 | 0 | 0 | 0.016972 | 0.06 | 0.003726 | 1.5544 | 1.5544 | 4.3866 | 0 | 0.0051127 | 0.0054208 | 0.010137 | 0.033051 | 0 | 0 | 0 | 0 | 0 | 0.057082 | 0.017981 | 0.85044 | 0.28029 | 4.9002 | 2.1271 | 0 | 0.50417 | 0.83819 | 0 | 0 | 0 | 0.75487 | -0.066217 | 0.055283 | 0 | 0.0033268 | 0 | -0.27735 | 0 | 0 | 0 | 0 | 0 | 0 | 0 | 0 | 4.1088 | 0.0010361 | 0 | -1.0625 | 0 | 0 | 0 | 0 | 0 | 0 | 0 | 0 | 0 | 0 | 0 | 0 | 0 | 0 | 0 | 0 | 0 | -38.8064 | 1.8827 | 0 | 2.7475 | 0 | 0.74427 | 16.8319 | 1.2663 | 3.1569 | 0.034497 | 0.057553 | 0 | 0.62859 | 0.11453 | 2.6783 | -1.7174 | 20.9083 | -40.1463 | 0 | 0.5801 | 0 | 1.7286 | 0.19187
2025_04_02 Hr 23 | 0 | 0 | 0 | 0.095601 | 0.096313 | 0.082876 | 0.088581 | 0.097085 | 0.097652 | 0 | 0 | 0.016972 | 0.15 | 0.010394 | 1.5544 | 1.5544 | 4.4795 | 0 | 0.0051127 | 0.0054208 | 0.010137 | 0.033051 | 0 | 0.049834 | 0 | 0 | 0 | 0.057082 | 0.017981 | 0.85044 | 0.28029 | 4.9424 | 2.1271 | 0 | 0.51039 | 0.83819 | 0 | 0 | 0 | 0 | -0.87737 | 0.055283 | 0 | 0.0037122 | 0 | -0.30972 | 0 | 0 | 0 | 0 | 0 | 0 | 0 | 0 | 3.833 | 0.0010361 | 0 | 0 | 0 | 0 | 0 | 0 | 0 | 0 | -1.325 | 0 | 0 | 0 | 0 | 0 | 0 | 0 | 0 | 0 | 0 | -40.4717 | 1.8827 | 0 | 2.7973 | 0 | 0.84438 | 17.0169 | 1.2663 | 3.1569 | 0.034497 | 0.057553 | 0 | 0.62859 | 0.11453 | 2.6783 | -5.0882 | 20.8289 | -42.0566 | 0 | 0.5801 | 0 | 1.7286 | 0.18523
2025_04_02 Hr 24 | 0 | 0 | 0 | 0.095601 | 0.096313 | 0.082876 | 0.088581 | 0.097085 | 0.097652 | 0 | 0 | 0.016972 | 0.27 | 0.016816 | 1.5544 | 1.5544 | 4.4795 | 0 | 0.0051127 | 0.0054208 | 0.010137 | 0.033051 | 0 | -0.138 | 0 | 0 | 0 | 0.057082 | 0.017981 | 0.85044 | 0.28029 | 4.9424 | 2.1271 | 0 | 0.51039 | 0.83819 | 0 | 0 | 0 | 0 | -1.9536 | 0.055283 | 0 | 0.0033365 | 0 | -0.27817 | 0 | 0 | 0 | 0 | 0 | 0 | 0 | 0 | 3.5644 | 0.0010361 | 0 | 0 | 0 | 0 | 0 | 0 | 0 | 0 | -1.325 | 0 | 0 | 0 | 0 | 0 | 0 | 0 | 0 | 0 | 0 | -35.3321 | 1.8827 | 0 | 2.7973 | 0 | 0.78344 | 17.0169 | 1.2663 | 3.1569 | 0.034497 | 0.057553 | 0 | 0.62859 | 0.11453 | 2.6783 | -1.3886 | 20.6214 | -37.0733 | 0 | 0.5801 | 0 | 1.7286 | 0.18086
2025_04_03 Hr 01 | 0 | 0 | 0 | 0.10265 | 0.10341 | 0.088985 | 0.09511 | 0.10424 | 0.10485 | 0 | 0 | 0.016972 | 0.69 | 0.039439 | 1.5544 | 1.5544 | 4.8094 | 0 | 0.0051127 | 0.0054208 | 0.010137 | 0.033051 | 0 | -0.27525 | 0 | 0 | 0 | 0.057082 | 0.017981 | 0.85044 | 0.30059 | 5.3067 | 2.1271 | 0 | 0.51039 | 0.83819 | 0 | 0 | 0 | 0 | -0.82341 | 0.055283 | 0 | 0.003062 | 0 | -0.25511 | 0 | 0 | 0 | 0 | 0 | 0 | 0 | 0 | 3.3538 | 0.0010361 | 0 | 0 | 0 | 0 | 0 | 0 | 0 | 0 | -1.325 | 0 | 0 | 0 | 0 | 0 | 0 | 0 | 0 | 0 | 0 | -36.0613 | 1.8827 | 0 | 3.0035 | 0 | 0.35255 | 17.9787 | 1.2663 | 3.1569 | 0.034497 | 0.057553 | 0 | 0.62859 | 0.11453 | 2.6783 | -0.33933 | 20.422 | -37.9166 | 0 | 0.5801 | 0 | 1.7286 | 0.18025
2025_04_03 Hr 02 | 0 | 0 | 0 | 0.10265 | 0.10341 | 0.088985 | 0.09511 | 0.10424 | 0.10485 | 0 | 0 | 0.016972 | 1.35 | 0.07655 | 1.5544 | 1.5544 | 4.8094 | 0 | 0.0051127 | 0.0054208 | 0.010137 | 0.033051 | 0 | -0.2874 | 0 | 0 | 0 | 0.057082 | 0.017981 | 0.85044 | 0.30059 | 5.3067 | 2.1271 | 0 | 0.51039 | 0.83819 | 0 | 0 | 0 | 0 | -0.68931 | 0.055283 | 0 | 0.0030377 | 0 | -0.25307 | 0 | 0 | 0 | 0 | 0 | 0 | 0 | 0 | 3.695 | 0.0010361 | 0 | 0 | 0 | 0 | 0 | 0 | 0 | 0 | -1.325 | 0 | 0 | 0 | 0 | 0 | 0 | 0 | 0 | 0 | 0 | -38.563 | 1.8827 | 0 | 3.0035 | 0 | 0.38302 | 17.9787 | 1.2663 | 3.1569 | 0.034497 | 0.057553 | 0 | 0.62859 | 0.11453 | 2.6783 | -1.6473 | 21.4917 | -40.4284 | 0 | 0.5801 | 0 | 1.7286 | 0.18121
2025_04_03 Hr 03 | 0 | 0 | 0 | 0.10265 | 0.10341 | 0.088985 | 0.09511 | 0.10424 | 0.10485 | 0 | 0 | 0.016972 | 1.68 | 0.10116 | 1.5544 | 1.5544 | 4.8094 | 0 | 0.0051127 | 0.0054208 | 0.010137 | 0.033051 | 0 | -0.1934 | 0 | 0 | 0 | 0.057082 | 0.017981 | 0.85044 | 0.30059 | 5.3067 | 2.1271 | 0 | 0.51039 | 0.83819 | 0 | 0 | 0 | 0 | -1.1531 | 0.055283 | 0 | 0.0032257 | 0 | -0.26886 | 0 | 0 | 0 | 0 | 0 | 0 | 0 | 0 | 3.2885 | 0.0010361 | 0 | 0 | 0 | 0 | 0 | 0 | 0 | 0 | -1.325 | 0 | 0 | 0 | 0 | 0 | 0 | 0 | 0 | 0 | 0 | -40.7045 | 1.8827 | 0 | 3.0035 | 0 | 0.50053 | 17.9787 | 1.2663 | 3.1569 | 0.034497 | 0.057553 | 0 | 0.62859 | 0.11453 | 2.6783 | -4.1097 | 21.5565 | -42.4918 | 0 | 0.5801 | 0 | 1.7286 | 0.18037
2025_04_03 Hr 04 | 0 | 0 | 0 | 0.10265 | 0.10341 | 0.088985 | 0.09511 | 0.10424 | 0.10485 | 0 | 0 | 0.016972 | 2.07 | 0.13066 | 1.5544 | 1.5544 | 4.8094 | 0 | 0.0051127 | 0.0054208 | 0.010137 | 0.033051 | 0 | -0.1155 | 0 | 0 | 0 | 0.057082 | 0.017981 | 0.85044 | 0.30059 | 5.3067 | 2.1271 | 0 | 0.51039 | 0.83819 | 0 | 0 | 0 | 0 | -1.4301 | 0.055283 | 0 | 0.0033815 | 0 | -0.28195 | 0 | 0 | 0 | 0 | 0 | 0 | 0 | 0 | 3.2159 | 0.0010361 | 0 | 0 | 0 | 0 | 0 | 0 | 0 | 0 | -1.325 | 0 | 0 | 0 | 0 | 0 | 0 | 0 | 0 | 0 | 0 | -42.62 | 1.8827 | 0 | 3.0035 | 0 | 0.39172 | 17.9787 | 1.2663 | 3.1569 | 0.034497 | 0.057553 | 0 | 0.62859 | 0.11453 | 2.6783 | -5.9993 | 21.7945 | -44.3424 | 0 | 0.5801 | 0 | 1.7286 | 0.18033
2025_04_03 Hr 05 | 0 | 0 | 0 | 0.10265 | 0.10341 | 0.088985 | 0.09511 | 0.10424 | 0.10485 | 0 | 0 | 0.016972 | 2.28 | 0.15066 | 1.5544 | 1.5544 | 4.8094 | 0 | 0.0051127 | 0.0054208 | 0.010137 | 0.033051 | 0 | -0.036249 | 0 | 0 | 0 | 0.057082 | 0.017981 | 0.85044 | 0.30059 | 5.3067 | 2.1271 | 0 | 0.51039 | 0.83819 | 0 | 0 | 0 | 0.025193 | -1.1468 | 0.055283 | 0 | 0.00354 | 0 | -0.29526 | 0 | 0 | 0 | 0 | 0 | 0 | 0 | 0 | 2.2577 | 0.0010361 | 0 | 0 | 0 | 0 | 0 | 0 | 0 | 0 | -1.325 | 0 | 0 | 0 | 0 | 0 | 0 | 0 | 0 | 0 | 0 | -42.5468 | 1.8827 | 0 | 3.0035 | 0 | 0.19151 | 17.9787 | 1.2663 | 3.1569 | 0.034497 | 0.057553 | 0 | 0.62859 | 0.11453 | 2.6783 | -6.4771 | 20.8691 | -44.2033 | 0 | 0.5801 | 0 | 1.7286 | 0.18338
2025_04_03 Hr 06 | 0 | 0 | 0 | 0.10265 | 0.10341 | 0.088985 | 0.09511 | 0.10424 | 0.10485 | 0 | 0 | 0.016972 | 2.4 | 0.20758 | 1.5544 | 1.5544 | 4.8094 | 0 | 0.0051127 | 0.0054208 | 0.010137 | 0.033051 | 0 | 0.51048 | 0 | 0 | 0 | 0.057082 | 0.017981 | 0.85044 | 0.30059 | 5.3067 | 2.1271 | 0 | 0.51039 | 0.83819 | 0 | 0 | 0 | 0.46278 | -1.2373 | 0.055283 | 0 | 0.0046335 | 0 | -0.38711 | 0 | 0 | 0 | 0 | 0 | 0 | 0 | 0 | 2.1923 | 0.0010361 | 0 | 0 | 0 | 0 | 0 | 0 | 0 | 0 | -1.325 | 0 | 0 | 0 | 0 | 0 | 0 | 0 | 0 | 0 | 0 | -51.7392 | 1.8827 | 0 | 3.0035 | 0 | 0.10011 | 17.9787 | 1.2663 | 3.1569 | 0.034497 | 0.057553 | 0 | 0.62859 | 0.11453 | 2.6783 | -14.8413 | 20.8953 | -52.9408 | 0 | 0.5801 | 0 | 1.7286 | 0.18934
2025_04_03 Hr 07 | 0.045044 | 0 | 0 | 0.10265 | 0.10341 | 0.088985 | 0.09511 | 0.10424 | 0.10485 | 0 | 0 | 0.016972 | 2.52 | 0.15382 | 1.5544 | 1.5544 | 4.7096 | 0 | 0.0051127 | 0.0054208 | 0.010137 | 0.033051 | 0 | 0 | 0 | 0 | 0 | 0.057082 | 0.017981 | 0.85044 | 0.30059 | 5.2614 | 2.1271 | 0 | 0.50417 | 0.83819 | 0 | 0 | 0 | 1.0243 | -0.14142 | 0.055283 | 0 | 0.0032699 | 0 | -0.27257 | 0 | 0 | 0 | 0 | 0 | 0 | 0 | 0 | 1.5753 | 0.0010361 | 0 | -1.0625 | 0 | 0 | 0 | 0 | 0 | 0 | 0 | 0 | 0 | 0 | 0 | 0 | 0 | 0 | 0 | 0 | 0 | -33.1679 | 1.8827 | 0 | 2.95 | 0 | 0.030467 | 17.78 | 1.2663 | 3.1569 | 0.034497 | 0.057553 | -0.045044 | 0.62859 | 0.11453 | 2.6783 | 4.436 | 20.3211 | -34.5481 | 0 | 0.5801 | 0 | 1.7286 | 0.19681
2025_04_03 Hr 08 | 0.24927 | 9.1494e-07 | 0 | 0.10265 | 0.10341 | 0.088985 | 0.09511 | 0.10424 | 0.10485 | 0 | 0 | 0.016972 | 1.83 | 0.10418 | 1.5544 | 1.5544 | 4.7096 | 0 | 0.0051127 | 0.0054208 | 0.010137 | 0.033051 | 0 | 0 | 0 | 0 | 0 | 0.057082 | 0.017981 | 0.85044 | 0.30059 | 5.2614 | 2.1271 | 0 | 0.50417 | 0.83819 | 0 | 0 | 0 | 0.62488 | -0.028268 | 0.055283 | 0 | 0.0030498 | 0 | -0.25408 | 0 | 0 | 0 | 0 | 0 | 0 | 0 | 0 | 1.8511 | 0.0010361 | 0 | -1.0625 | 0 | 0 | 0 | 0 | 0 | 0 | 0 | 0 | 0 | 0 | 0 | 0 | 0 | 0 | 0 | 0 | 0 | -27.7413 | 1.8827 | 0 | 2.95 | 0 | 0.20021 | 17.78 | 1.2663 | 3.1569 | 0.034497 | 0.057553 | -0.24927 | 0.62859 | 0.11453 | 2.6783 | 9.303 | 20.2335 | -29.3071 | 0 | 0.5801 | 0 | 1.7286 | 0.19904
2025_04_03 Hr 09 | 0.45436 | 6.6227e-05 | 0 | 0.10265 | 0.10341 | 0.088985 | 0.09511 | 0.10424 | 0.10485 | 0 | 0 | 0.016972 | 2.19 | 0.10373 | 1.5544 | 1.5544 | 4.7096 | 0 | 0.0051127 | 0.0054208 | 0.010137 | 0.033051 | 0 | 0 | 0 | 0 | 0 | 0.057082 | 0.017981 | 0.85044 | 0.30059 | 5.2614 | 2.1271 | 0 | 0.50417 | 0.83819 | 0 | 0 | 0 | 0.34137 | 0 | 0.055283 | 0 | 0.0025374 | 0 | -0.21104 | 0 | 0 | 0 | 0 | 0 | 0 | 0 | 0 | 1.5753 | 0.0010361 | 0 | -1.0625 | 0 | 0 | 0 | 0 | 0 | 0 | 0 | 0 | 0 | 0 | 0 | 0 | 0 | 0 | 0 | 0 | 0 | -25.1155 | 1.8827 | 0 | 2.95 | 0 | 0.25244 | 17.78 | 1.2663 | 3.1569 | 0.034497 | 0.057553 | -0.45436 | 0.62859 | 0.11453 | 2.6783 | 11.8527 | 20.5748 | -26.8434 | 0 | 0.5801 | 0 | 1.7286 | 0.19921
2025_04_03 Hr 10 | 0.56654 | 6.5262e-05 | 0 | 0.10265 | 0.10341 | 0.088985 | 0.09511 | 0.10424 | 0.10485 | 0 | 0 | 0.016972 | 2.19 | 0.08893 | 1.5544 | 1.5544 | 4.7096 | 0 | 0.0051127 | 0.0054208 | 0.010137 | 0.033051 | 0 | 0 | 0 | 0 | 0 | 0.057082 | 0.017981 | 0.85044 | 0.30059 | 5.2614 | 2.1271 | 0 | 0.50417 | 0.83819 | 0 | 0 | 0 | 0.40651 | 0 | 0.055283 | 0 | 0.0021754 | 0 | -0.18063 | 0 | 0 | 0 | 0 | 0 | 0 | 0 | 0 | 1.5753 | 0.0010361 | 0 | -1.0625 | 0 | 0 | 0 | 0 | 0 | 0 | 0 | 0 | 0 | 0 | 0 | 0 | 0 | 0 | 0 | 0 | 0 | -21.8408 | 1.8827 | 0 | 2.7139 | 0 | 0.19151 | 17.5439 | 1.2663 | 3.1569 | 0.034497 | 0.057553 | -0.56654 | 0.62859 | 0.11453 | 2.6783 | 14.909 | 20.609 | -23.6505 | 0 | 0.5801 | 0 | 1.7286 | 0.19702
2025_04_03 Hr 11 | 0.56734 | 9.8835e-05 | 0 | 0 | 0 | 0 | 0 | 0 | 0 | 0 | 0 | 0.016972 | 2.31 | 0.082115 | 1.5544 | 1.5544 | 4.7096 | 0 | 0.0051127 | 0.0054208 | 0.010137 | 0.033051 | 0 | 0 | 0 | 0 | 0 | 0.057082 | 0.017981 | 0.85044 | 0.30059 | 5.2614 | 2.1271 | 0 | 0.50417 | 0.83819 | 0 | 0 | 0 | 1.0012 | 0 | 0.055283 | 0 | 0.0041895 | 0 | -0.15786 | 0 | 0 | 0 | 0 | 0 | 0 | 0 | 0 | 2.2577 | 0.0010361 | 0 | -1.0625 | 0 | 0 | 0 | 0 | 0 | 0 | 0 | 0 | 0 | 0 | 0 | 0 | 0 | 0 | 0 | 0 | 0 | -20.0783 | 1.8827 | 0 | 2.2765 | 0 | 0.039172 | 16.5073 | 1.2663 | 3.1569 | 0.034497 | 0.057553 | -0.56734 | 0.62859 | 0.11453 | 2.6783 | 16.8942 | 21.2517 | -21.866 | 0 | 0.5801 | 0 | 1.7286 | 0.19565
2025_04_03 Hr 12 | 0.7563 | 0.00014682 | 0 | 0 | 0 | 0 | 0 | 0 | 0 | 0 | 0 | 0.016972 | 2.4 | 0.08666 | 1.5544 | 1.5544 | 4.7096 | 0 | 0.0051127 | 0.0054208 | 0.010137 | 0.033051 | 0 | 0 | 0 | 0 | 0 | 0.057082 | 0.017981 | 0.85044 | 0.30059 | 5.2614 | 2.1271 | 0 | 0.50417 | 0.83819 | 0 | 0 | 0 | 1.4128 | 0 | 0.055283 | 0 | 0.0042556 | 0 | -0.16039 | 0 | 0 | 0 | 0 | 0 | 0 | 0 | 0 | 1.7132 | 0.0010361 | 0 | -1.0625 | 0 | 0 | 0 | 0 | 0 | 0 | 0 | 0 | 0 | 0 | 0 | 0 | 0 | 0 | 0 | 0 | 0 | -20.0931 | 1.8827 | 0 | 2.2765 | 0 | 0.091402 | 16.5073 | 1.2663 | 3.1569 | 0.034497 | 0.057553 | -0.7563 | 0.62859 | 0.11453 | 2.6783 | 16.8891 | 21.0413 | -22.0723 | 0 | 0.5801 | 0 | 1.7286 | 0.19386
2025_04_03 Hr 13 | 0.69607 | 9.6014e-05 | 0 | 0 | 0 | 0 | 0 | 0 | 0 | 0 | 0 | 0.016972 | 2.43 | 0.09017 | 1.5544 | 1.5544 | 4.7096 | 0 | 0.0051127 | 0.0054208 | 0.010137 | 0.033051 | 0 | 0 | 0 | 0 | 0 | 0.057082 | 0.017981 | 0.85044 | 0.30059 | 5.2614 | 2.1271 | 0 | 0.50417 | 0.83819 | 0 | 0 | 0 | 1.2091 | 0 | 0.055283 | 0 | 0.0043733 | 0 | -0.16488 | 0 | 0 | 0 | 0 | 0 | 0 | 0 | 0 | 1.2994 | 0.0010361 | 0 | -1.0625 | 0 | 0 | 0 | 0 | 0 | 0 | 0 | 0 | 0 | 0 | 0 | 0 | 0 | 0 | 0 | 0 | 0 | -22.285 | 1.8827 | 0 | 2.3217 | 0 | 0.5397 | 16.5525 | 1.2663 | 3.1569 | 0.034497 | 0.057553 | -0.69607 | 0.62859 | 0.11453 | 2.6783 | 14.6016 | 21.0486 | -24.2085 | 0 | 0.5801 | 0 | 1.7286 | 0.19341
2025_04_03 Hr 14 | 0.65801 | 0.00011512 | 0 | 0 | 0 | 0 | 0 | 0 | 0 | 0 | 0 | 0.016972 | 2.43 | 0.092094 | 1.5544 | 1.5544 | 4.7096 | 0 | 0.0051127 | 0.0054208 | 0.010137 | 0.033051 | 0 | 0 | 0 | 0 | 0 | 0.057082 | 0.017981 | 0.85044 | 0.30059 | 5.2614 | 2.1271 | 0 | 0.50417 | 0.83819 | 0 | 0 | 0 | 1.4063 | 0 | 0.055283 | 0 | 0.0044666 | 0 | -0.16844 | 0 | 0 | 0 | 0 | 0 | 0 | 0 | 0 | 1.9891 | 0.0010361 | 0 | -1.0625 | 0 | 0 | 0 | 0 | 0 | 0 | 0 | 0 | 0 | 0 | 0 | 0 | 0 | 0 | 0 | 0 | 0 | -25.1295 | 1.8827 | 0 | 2.2991 | 0 | 0.83132 | 16.5299 | 1.2663 | 3.1569 | 0.034497 | 0.057553 | -0.65801 | 0.62859 | 0.11453 | 2.6783 | 12.9109 | 21.9931 | -27.0184 | 0 | 0.5801 | 0 | 1.7286 | 0.19286
2025_04_03 Hr 15 | 0.54503 | 0.00015708 | 0 | 0 | 0 | 0 | 0 | 0 | 0 | 0 | 0 | 0.016972 | 2.43 | 0.09314 | 1.5544 | 1.5544 | 4.7096 | 0 | 0.0051127 | 0.0054208 | 0.010137 | 0.033051 | 0 | 0 | 0 | 0 | 0 | 0.057082 | 0.017981 | 0.85044 | 0.30059 | 5.2614 | 2.1271 | 0 | 0.50417 | 0.83819 | 0 | 0 | 0 | 0.93414 | 0 | 0.055283 | 0 | 0.0045174 | 0 | -0.17038 | 0 | 0 | 0 | 0 | 0 | 0 | 0 | 0 | 2.3303 | 0.0010361 | 0 | -1.0625 | 0 | 0 | 0 | 0 | 0 | 0 | 0 | 0 | 0 | 0 | 0 | 0 | 0 | 0 | 0 | 0 | 0 | -27.7832 | 1.8827 | 0 | 2.3772 | 0 | 1.2622 | 16.608 | 1.2663 | 3.1569 | 0.034497 | 0.057553 | -0.54503 | 0.62859 | 0.11453 | 2.6783 | 10.6339 | 22.6529 | -29.5612 | 0 | 0.5801 | 0 | 1.7286 | 0.19242
2025_04_03 Hr 16 | 0.52236 | 9.2975e-05 | 0 | 0 | 0 | 0 | 0 | 0 | 0 | 0 | 0 | 0.016972 | 2.49 | 0.09415 | 1.5544 | 1.5544 | 4.7096 | 0 | 0.0051127 | 0.0054208 | 0.010137 | 0.033051 | 0 | 0 | 0 | 0 | 0 | 0.057082 | 0.017981 | 0.85044 | 0.30059 | 5.2614 | 2.1271 | 0 | 0.50417 | 0.83819 | 0 | 0 | 0 | 0.80001 | 0 | 0.055283 | 0 | 0.0044563 | 0 | -0.16805 | 0 | 0 | 0 | 0 | 0 | 0 | 0 | 0 | 2.7368 | 0.0010361 | 0 | -1.0625 | 0 | 0 | 0 | 0 | 0 | 0 | 0 | 0 | 0 | 0 | 0 | 0 | 0 | 0 | 0 | 0 | 0 | -28.6136 | 1.8827 | 0 | 2.49 | 0 | 1.4058 | 16.7208 | 1.2663 | 3.1569 | 0.034497 | 0.057553 | -0.52236 | 0.62859 | 0.11453 | 2.6783 | 10.394 | 23.2397 | -30.3665 | 0 | 0.5801 | 0 | 1.7286 | 0.19074
2025_04_03 Hr 17 | 0.40874 | 0.00010354 | 0 | 0.10265 | 0.10341 | 0.088985 | 0.09511 | 0.10424 | 0.10485 | 0 | 0 | 0.016972 | 2.58 | 0.13298 | 1.5544 | 1.5544 | 4.7096 | 0 | 0.0051127 | 0.0054208 | 0.010137 | 0.033051 | 0 | 0 | 0 | 0 | 0 | 0.057082 | 0.017981 | 0.85044 | 0.30059 | 5.2614 | 2.1271 | 0 | 0.50417 | 0.83819 | 0 | 0 | 0 | 0.4609 | 0 | 0.055283 | 0 | 0.0027612 | 0 | -0.22984 | 0 | 0 | 0 | 0 | 0 | 0 | 0 | 0 | 2.9473 | 0.0010361 | 0 | -1.0625 | 0 | 0 | 0 | 0 | 0 | 0 | 0 | 0 | 0 | 0 | 0 | 0 | 0 | 0 | 0 | 0 | 0 | -41.7031 | 1.8827 | 0 | 2.7932 | 0 | 1.6148 | 17.6232 | 1.2663 | 3.1569 | 0.034497 | 0.057553 | -0.40874 | 0.62859 | 0.11453 | 2.6783 | -1.6444 | 23.6757 | -43.4042 | 0 | 0.5801 | 0 | 1.7286 | 0.19208
2025_04_03 Hr 18 | 0.24927 | 4e-05 | 0 | 0.10265 | 0.10341 | 0.088985 | 0.09511 | 0.10424 | 0.10485 | 0 | 0 | 0.016972 | 2.55 | 0.14104 | 1.5544 | 1.5544 | 4.7096 | 0 | 0.0051127 | 0.0054208 | 0.010137 | 0.033051 | 0 | 0 | 0 | 0 | 0 | 0.057082 | 0.017981 | 0.85044 | 0.30059 | 5.2614 | 2.1271 | 0 | 0.50417 | 0.83819 | 0 | 0 | 0 | 0.66126 | -0.042179 | 0.055283 | 0 | 0.002963 | 0 | -0.24679 | 0 | 0 | 0 | 0 | 0 | 0 | 0 | 0 | 2.8094 | 0.0010361 | 0 | -1.0625 | 0 | 0 | 0 | 0 | 0 | 0 | 0 | 0 | 0 | 0 | 0 | 0 | 0 | 0 | 0 | 0 | 0 | -43.3598 | 1.8827 | 0 | 2.95 | 0 | 1.6757 | 17.78 | 1.2663 | 3.1569 | 0.034497 | 0.057553 | -0.24927 | 0.62859 | 0.11453 | 2.6783 | -3.1031 | 23.4161 | -44.9184 | 0 | 0.5801 | 0 | 1.7286 | 0.19102
2025_04_03 Hr 19 | 0.11363 | 1.0994e-05 | 0 | 0.10265 | 0.10341 | 0.088985 | 0.09511 | 0.10424 | 0.10485 | 0 | 0 | 0.016972 | 2.67 | 0.1405 | 1.5544 | 1.5544 | 4.7096 | 0 | 0.0051127 | 0.0054208 | 0.010137 | 0.033051 | 0 | 0 | 0 | 0 | 0 | 0.057082 | 0.017981 | 0.85044 | 0.30059 | 5.2614 | 2.1271 | 0 | 0.50417 | 0.83819 | 0 | 0 | 0 | 0.51198 | -0.034203 | 0.055283 | 0 | 0.002819 | 0 | -0.23469 | 0 | 0 | 0 | 0 | 0 | 0 | 0 | 0 | 3.0126 | 0.0010361 | 0 | -1.0625 | 0 | 0 | 0 | 0 | 0 | 0 | 0 | 0 | 0 | 0 | 0 | 0 | 0 | 0 | 0 | 0 | 0 | -42.6828 | 1.8827 | 0 | 2.95 | 0 | 1.8367 | 17.78 | 1.2663 | 3.1569 | 0.034497 | 0.057553 | -0.11363 | 0.62859 | 0.11453 | 2.6783 | -2.0709 | 23.7649 | -44.0936 | 0 | 0.5801 | 0 | 1.7286 | 0.19176
2025_04_03 Hr 20 | 0 | 0 | 0 | 0.10265 | 0.10341 | 0.088985 | 0.09511 | 0.10424 | 0.10485 | 0 | 0 | 0.016972 | 2.73 | 0.14098 | 1.5544 | 1.5544 | 4.7096 | 0 | 0.0051127 | 0.0054208 | 0.010137 | 0.033051 | 0 | 0 | 0 | 0 | 0 | 0.057082 | 0.017981 | 0.85044 | 0.30059 | 5.2614 | 2.1271 | 0 | 0.50417 | 0.83819 | 0 | 0 | 0 | 0.27052 | -0.35317 | 0.055283 | 0 | 0.0027665 | 0 | -0.23029 | 0 | 0 | 0 | 0 | 0 | 0 | 0 | 0 | 3.0126 | 0.0010361 | 0 | -1.0625 | 0 | 0 | 0 | 0 | 0 | 0 | 0 | 0 | 0 | 0 | 0 | 0 | 0 | 0 | 0 | 0 | 0 | -40.5521 | 1.8827 | 0 | 2.95 | 0 | 1.9978 | 17.78 | 1.2663 | 3.1569 | 0.034497 | 0.057553 | 0 | 0.62859 | 0.11453 | 2.6783 | -0.27261 | 23.8749 | -41.8449 | 0 | 0.5801 | 0 | 1.7286 | 0.19381
2025_04_03 Hr 21 | 0 | 0 | 0 | 0.10265 | 0.10341 | 0.088985 | 0.09511 | 0.10424 | 0.10485 | 0 | 0 | 0.016972 | 2.73 | 0.11192 | 1.5544 | 1.5544 | 4.7096 | 0 | 0.0051127 | 0.0054208 | 0.010137 | 0.033051 | 0 | 0 | 0 | 0 | 0 | 0.057082 | 0.017981 | 0.85044 | 0.30059 | 5.2614 | 2.1271 | 0 | 0.50417 | 0.83819 | 0 | 0 | 0 | 0.16308 | -0.2455 | 0.055283 | 0 | 0.0021961 | 0 | -0.18238 | 0 | 0 | 0 | 0 | 0 | 0 | 0 | 0 | 2.9473 | 0.0010361 | 0 | -1.0625 | 0 | 0 | 0 | 0 | 0 | 0 | 0 | 0 | 0 | 0 | 0 | 0 | 0 | 0 | 0 | 0 | 0 | -31.4465 | 1.8827 | 0 | 2.8261 | 0 | 1.7845 | 17.6562 | 1.2663 | 3.1569 | 0.034497 | 0.057553 | 0 | 0.62859 | 0.11453 | 2.6783 | 8.4493 | 23.5669 | -32.6914 | 0 | 0.5801 | 0 | 1.7286 | 0.19353
2025_04_03 Hr 22 | 0 | 0 | 0 | 0.10265 | 0.10341 | 0.088985 | 0.09511 | 0.10424 | 0.10485 | 0 | 0 | 0.016972 | 2.76 | 0.11578 | 1.5544 | 1.5544 | 4.7096 | 0 | 0.0051127 | 0.0054208 | 0.010137 | 0.033051 | 0 | 0 | 0 | 0 | 0 | 0.057082 | 0.017981 | 0.85044 | 0.30059 | 5.2614 | 2.1271 | 0 | 0.50417 | 0.83819 | 0 | 0 | 0 | 0.54538 | -0.030302 | 0.055283 | 0 | 0.0022473 | 0 | -0.18667 | 0 | 0 | 0 | 0 | 0 | 0 | 0 | 0 | 3.0126 | 0.0010361 | 0 | -1.0625 | 0 | 0 | 0 | 0 | 0 | 0 | 0 | 0 | 0 | 0 | 0 | 0 | 0 | 0 | 0 | 0 | 0 | -33.0608 | 1.8827 | 0 | 2.77 | 0 | 1.4842 | 17.6001 | 1.2663 | 3.1569 | 0.034497 | 0.057553 | 0 | 0.62859 | 0.11453 | 2.6783 | 7.1674 | 23.3622 | -34.3099 | 0 | 0.5801 | 0 | 1.7286 | 0.18991
2025_04_03 Hr 23 | 0 | 0 | 0 | 0.10265 | 0.10341 | 0.088985 | 0.09511 | 0.10424 | 0.10485 | 0 | 0 | 0.016972 | 2.64 | 0.13397 | 1.5544 | 1.5544 | 4.8094 | 0 | 0.0051127 | 0.0054208 | 0.010137 | 0.033051 | 0 | -0.44696 | 0 | 0 | 0 | 0.057082 | 0.017981 | 0.85044 | 0.30059 | 5.3067 | 2.1271 | 0 | 0.51039 | 0.83819 | 0 | 0 | 0 | 0.25716 | -0.15905 | 0.055283 | 0 | 0.0027186 | 0 | -0.22626 | 0 | 0 | 0 | 0 | 0 | 0 | 0 | 0 | 3.5644 | 0.0010361 | 0 | 0 | 0 | 0 | 0 | 0 | 0 | 0 | -1.325 | 0 | 0 | 0 | 0 | 0 | 0 | 0 | 0 | 0 | 0 | -39.0386 | 1.8827 | 0 | 3.0035 | 0 | 1.6365 | 17.9787 | 1.2663 | 3.1569 | 0.034497 | 0.057553 | 0 | 0.62859 | 0.11453 | 2.6783 | 1.0068 | 23.9669 | -41.0369 | 0 | 0.5801 | 0 | 1.7286 | 0.18613
2025_04_03 Hr 24 | 0 | 0 | 0 | 0.10265 | 0.10341 | 0.088985 | 0.09511 | 0.10424 | 0.10485 | 0 | 0 | 0.016972 | 2.64 | 0.13089 | 1.5544 | 1.5544 | 4.8094 | 0 | 0.0051127 | 0.0054208 | 0.010137 | 0.033051 | 0 | -0.47825 | 0 | 0 | 0 | 0.057082 | 0.017981 | 0.85044 | 0.30059 | 5.3067 | 2.1271 | 0 | 0.51039 | 0.83819 | 0 | 0 | 0 | 0 | -0.65194 | 0.055283 | 0 | 0.002656 | 0 | -0.221 | 0 | 0 | 0 | 0 | 0 | 0 | 0 | 0 | 3.5644 | 0.0010361 | 0 | 0 | 0 | 0 | 0 | 0 | 0 | 0 | -1.325 | 0 | 0 | 0 | 0 | 0 | 0 | 0 | 0 | 0 | 0 | -40.3709 | 1.8827 | 0 | 3.0035 | 0 | 1.9847 | 17.9787 | 1.2663 | 3.1569 | 0.034497 | 0.057553 | 0 | 0.62859 | 0.11453 | 2.6783 | -0.75905 | 24.3093 | -42.3951 | 0 | 0.5801 | 0 | 1.7286 | 0.18343
2025_04_04 Hr 01 | 0 | 0 | 0 | 0.10321 | 0.10398 | 0.089473 | 0.095633 | 0.10481 | 0.10543 | 0 | 0 | 0.016972 | 2.46 | 0.12204 | 1.5544 | 1.5544 | 4.8358 | 0 | 0.0051127 | 0.0054208 | 0.010137 | 0.033051 | 0 | -0.47737 | 0 | 0 | 0 | 0.057082 | 0.017981 | 0.85044 | 0.30221 | 5.3359 | 2.1271 | 0 | 0.51039 | 0.83819 | 0 | 0 | 0 | 0 | -1.4582 | 0.055283 | 0 | 0.0026578 | 0 | -0.22115 | 0 | 0 | 0 | 0 | 0 | 0 | 0 | 0 | 3.2885 | 0.0010361 | 0 | 0 | 0 | 0 | 0 | 0 | 0 | 0 | -1.325 | 0 | 0 | 0 | 0 | 0 | 0 | 0 | 0 | 0 | 0 | -39.6927 | 1.8827 | 0 | 3.02 | 0 | 2.0152 | 18.0557 | 1.2663 | 3.1569 | 0.034497 | 0.057553 | 0 | 0.62859 | 0.11453 | 2.6783 | -1.2462 | 23.8726 | -41.7162 | 0 | 0.5801 | 0 | 1.7286 | 0.18098
2025_04_04 Hr 02 | 0 | 0 | 0 | 0.10321 | 0.10398 | 0.089473 | 0.095633 | 0.10481 | 0.10543 | 0 | 0 | 0.016972 | 2.16 | 0.10674 | 1.5544 | 1.5544 | 4.8358 | 0 | 0.0051127 | 0.0054208 | 0.010137 | 0.033051 | 0 | -0.48265 | 0 | 0 | 0 | 0.057082 | 0.017981 | 0.85044 | 0.30221 | 5.3359 | 2.1271 | 0 | 0.51039 | 0.83819 | 0 | 0 | 0 | 0 | -0.26722 | 0.055283 | 0 | 0.0026472 | 0 | -0.22027 | 0 | 0 | 0 | 0 | 0 | 0 | 0 | 0 | 3.3538 | 0.0010361 | 0 | 0 | 0 | 0 | 0 | 0 | 0 | 0 | -1.325 | 0 | 0 | 0 | 0 | 0 | 0 | 0 | 0 | 0 | 0 | -40.8415 | 1.8827 | 0 | 3.02 | 0 | 1.6975 | 18.0557 | 1.2663 | 3.1569 | 0.034497 | 0.057553 | 0 | 0.62859 | 0.11453 | 2.6783 | -1.778 | 23.3029 | -42.8694 | 0 | 0.5801 | 0 | 1.7286 | 0.179
2025_04_04 Hr 03 | 0 | 0 | 0 | 0.10321 | 0.10398 | 0.089473 | 0.095633 | 0.10481 | 0.10543 | 0 | 0 | 0.016972 | 1.38 | 0.068192 | 1.5544 | 1.5544 | 4.8358 | 0 | 0.0051127 | 0.0054208 | 0.010137 | 0.033051 | 0 | -0.48265 | 0 | 0 | 0 | 0.057082 | 0.017981 | 0.85044 | 0.30221 | 5.3359 | 2.1271 | 0 | 0.51039 | 0.83819 | 0 | 0 | 0 | 0 | -0.37159 | 0.055283 | 0 | 0.0026472 | 0 | -0.22027 | 0 | 0 | 0 | 0 | 0 | 0 | 0 | 0 | 3.5644 | 0.0010361 | 0 | 0 | 0 | 0 | 0 | 0 | 0 | 0 | -1.325 | 0 | 0 | 0 | 0 | 0 | 0 | 0 | 0 | 0 | 0 | -40.9158 | 1.8827 | 0 | 3.02 | 0 | 2.0544 | 18.0557 | 1.2663 | 3.1569 | 0.034497 | 0.057553 | 0 | 0.62859 | 0.11453 | 2.6783 | -2.2074 | 23.0523 | -42.9437 | 0 | 0.5801 | 0 | 1.7286 | 0.17945
2025_04_04 Hr 04 | 0 | 0 | 0 | 0.10321 | 0.10398 | 0.089473 | 0.095633 | 0.10481 | 0.10543 | 0 | 0 | 0.016972 | 0.42 | 0.021255 | 1.5544 | 1.5544 | 4.8358 | 0 | 0.0051127 | 0.0054208 | 0.010137 | 0.033051 | 0 | -0.45073 | 0 | 0 | 0 | 0.057082 | 0.017981 | 0.85044 | 0.30221 | 5.3359 | 2.1271 | 0 | 0.51039 | 0.83819 | 0 | 0 | 0 | 0 | -1.1883 | 0.055283 | 0 | 0.002711 | 0 | -0.22563 | 0 | 0 | 0 | 0 | 0 | 0 | 0 | 0 | 4.0435 | 0.0010361 | 0 | 0 | 0 | 0 | 0 | 0 | 0 | 0 | -1.325 | 0 | 0 | 0 | 0 | 0 | 0 | 0 | 0 | 0 | 0 | -39.8916 | 1.8827 | 0 | 3.02 | 0 | 2.3373 | 18.0557 | 1.2663 | 3.1569 | 0.034497 | 0.057553 | 0 | 0.62859 | 0.11453 | 2.6783 | -2.2183 | 22.8072 | -41.8929 | 0 | 0.5801 | 0 | 1.7286 | 0.17934
2025_04_04 Hr 05 | 0 | 0 | 0 | 0.10321 | 0.10398 | 0.089473 | 0.095633 | 0.10481 | 0.10543 | 0 | 0 | 0.016972 | 1.77 | 0.095952 | 1.5544 | 1.5544 | 4.8358 | 0 | 0.0051127 | 0.0054208 | 0.010137 | 0.033051 | 0 | -0.35419 | 0 | 0 | 0 | 0.057082 | 0.017981 | 0.85044 | 0.30221 | 5.3359 | 2.1271 | 0 | 0.51039 | 0.83819 | 0 | 0 | 0 | 0 | -0.96377 | 0.055283 | 0 | 0.0029041 | 0 | -0.24185 | 0 | 0 | 0 | 0 | 0 | 0 | 0 | 0 | 4.7259 | 0.0010361 | 0 | 0 | 0 | 0 | 0 | 0 | 0 | 0 | -1.325 | 0 | 0 | 0 | 0 | 0 | 0 | 0 | 0 | 0 | 0 | -45.8739 | 1.8827 | 0 | 3.02 | 0 | 2.1893 | 18.0557 | 1.2663 | 3.1569 | 0.034497 | 0.057553 | 0 | 0.62859 | 0.11453 | 2.6783 | -5.935 | 24.768 | -47.7949 | 0 | 0.5801 | 0 | 1.7286 | 0.18103
2025_04_04 Hr 06 | 0 | 0 | 0 | 0.10321 | 0.10398 | 0.089473 | 0.095633 | 0.10481 | 0.10543 | 0 | 0 | 0.016972 | 1.89 | 0.11301 | 1.5544 | 1.5544 | 4.8358 | 0 | 0.0051127 | 0.0054208 | 0.010137 | 0.033051 | 0 | -0.20458 | 0 | 0 | 0 | 0.057082 | 0.017981 | 0.85044 | 0.30221 | 5.3359 | 2.1271 | 0 | 0.51039 | 0.83819 | 0 | 0 | 0 | 0.10643 | -0.58259 | 0.055283 | 0 | 0.0032033 | 0 | -0.26698 | 0 | 0 | 0 | 0 | 0 | 0 | 0 | 0 | 4.8638 | 0.0010361 | 0 | 0 | 0 | 0 | 0 | 0 | 0 | 0 | -1.325 | 0 | 0 | 0 | 0 | 0 | 0 | 0 | 0 | 0 | 0 | -50.1881 | 1.8827 | 0 | 3.02 | 0 | 2.1675 | 18.0557 | 1.2663 | 3.1569 | 0.034497 | 0.057553 | 0 | 0.62859 | 0.11453 | 2.6783 | -9.3772 | 25.0279 | -51.9846 | 0 | 0.5801 | 0 | 1.7286 | 0.18767
2025_04_04 Hr 07 | 0.022885 | 0 | 0 | 0.10321 | 0.10398 | 0.089473 | 0.095633 | 0.10481 | 0.10543 | 0 | 0 | 0.016972 | 1.71 | 0.080755 | 1.5544 | 1.5544 | 4.7355 | 0 | 0.0051127 | 0.0054208 | 0.010137 | 0.033051 | 0 | 0 | 0 | 0 | 0 | 0.057082 | 0.017981 | 0.85044 | 0.30221 | 5.2903 | 2.1271 | 0 | 0.50417 | 0.83819 | 0 | 0 | 0 | 0.48863 | -0.038564 | 0.055283 | 0 | 0.0025299 | 0 | -0.21041 | 0 | 0 | 0 | 0 | 0 | 0 | 0 | 0 | 5.5462 | 0.0010361 | 0 | -1.0625 | 0 | 0 | 0 | 0 | 0 | 0 | 0 | 0 | 0 | 0 | 0 | 0 | 0 | 0 | 0 | 0 | 0 | -41.5471 | 1.8827 | 0 | 2.9662 | 0 | 2.2285 | 17.8559 | 1.2663 | 3.1569 | 0.034497 | 0.057553 | -0.022885 | 0.62859 | 0.11453 | 2.6783 | 1.0474 | 25.5844 | -42.8429 | 0 | 0.5801 | 0 | 1.7286 | 0.19641
2025_04_04 Hr 08 | 0.13586 | 5.8909e-07 | 0 | 0 | 0 | 0 | 0 | 0 | 0 | 0 | 0 | 0.016972 | 1.35 | 0.049483 | 1.5544 | 1.5544 | 4.7355 | 0 | 0.0051127 | 0.0054208 | 0.010137 | 0.033051 | 0 | 0 | 0 | 0 | 0 | 0.057082 | 0.017981 | 0.85044 | 0 | 5.2903 | 2.1271 | 0 | 0.50417 | 0.83819 | 0 | 0 | 0 | 1.1554 | 0 | 0.055283 | 0 | 0.00432 | 0 | -0.16284 | 0 | 0 | 0 | 0 | 0 | 0 | 0 | 0 | 5.6188 | 0.0010361 | 0 | -1.0625 | 0 | 0 | 0 | 0 | 0 | 0 | 0 | 0 | 0 | 0 | 0 | 0 | 0 | 0 | 0 | 0 | 0 | -28.574 | 1.8827 | 0 | 2.4583 | 0 | 2.2763 | 16.4432 | 1.2663 | 3.1569 | 0.034497 | 0.057553 | -0.13586 | 0.62859 | 0.11453 | 2.6783 | 13.0938 | 25.4304 | -29.9352 | 0 | 0.5801 | 0 | 1.7286 | 0.20024
2025_04_04 Hr 09 | 0.4771 | 3.3641e-05 | 0 | 0 | 0 | 0 | 0 | 0 | 0 | 0 | 0 | 0.016972 | 0.87 | 0.02718 | 1.5544 | 1.5544 | 4.7355 | 0 | 0.0051127 | 0.0054208 | 0.010137 | 0.033051 | 0 | 0 | 0 | 0 | 0 | 0.057082 | 0.017981 | 0.85044 | 0 | 5.2903 | 2.1271 | 0 | 0.50417 | 0.83819 | 0 | 0 | 0 | 0.15395 | -0.084174 | 0.055283 | 0 | 0.0053557 | 0 | -0.13849 | 0 | 0 | 0 | 0 | 0 | 0 | 0 | 0 | 5.6188 | 0.0010361 | 0 | -1.0625 | 0 | 0 | 0 | 0 | 0 | 0 | 0 | 0 | 0 | 0 | 0 | 0 | 0 | 0 | 0 | 0 | 0 | -19.056 | 1.8827 | 0 | 0 | 0 | 2.5462 | 13.9849 | 1.2663 | 3.1569 | 0.034497 | 0.057553 | -0.4771 | 0.62859 | 0.11453 | 2.6783 | 18.861 | 25.5404 | -20.7341 | 0 | 0.5801 | 0 | 1.7286 | 0.20147
2025_04_04 Hr 10 | 0.56654 | 5.3575e-05 | 0 | 0 | 0 | 0 | 0 | 0 | 0 | 0 | 0 | 0.016972 | 1.05 | 0.024307 | 1.5544 | 1.5544 | 3.0611 | 0 | 0.0051127 | 0.0054208 | 0.010137 | 0.033051 | 0 | 0 | 0 | 0 | 0 | 0.057082 | 0.017981 | 0.32706 | 0 | 5.1113 | 2.1271 | 0 | 0.48392 | 0.83819 | 0 | 0 | 0 | 0.93076 | 0 | 0.055283 | 0 | 0.0039685 | 0 | -0.10207 | 0 | 0 | 0 | 0 | 0 | 0 | 0 | 0 | 6.0253 | 0.0010361 | 0 | -1.0625 | 0 | 0 | 0 | 0 | 0 | 0 | 0 | 0 | 0 | 0 | 0 | 0 | 0 | 0 | 0 | 0 | 0 | -11.5048 | 1.8827 | 0 | 0 | 0 | 2.3373 | 11.6083 | 1.2663 | 3.1569 | 0.034497 | 0.057553 | -0.56654 | 0.62859 | 0.11453 | 2.6783 | 25.2888 | 25.9857 | -13.2359 | 0 | 0.5801 | 0 | 1.7286 | 0.20282
2025_04_04 Hr 11 | 0.56734 | 0.00011075 | 0 | 0 | 0 | 0 | 0 | 0 | 0 | 0 | 0 | 0.016972 | 1.05 | 0.026601 | 1.5544 | 1.5544 | 4.1292 | 0 | 0.0051127 | 0.0054208 | 0.010137 | 0.033051 | 0 | 0 | 0 | 0 | 0 | 0.057082 | 0.017981 | 0.49896 | 0 | 5.2903 | 2.1271 | 0 | 0.50417 | 0.83819 | 0 | 0 | 0 | 1.0876 | 0 | 0.055283 | 0 | 0.0043431 | 0 | -0.11191 | 0 | 0 | 0 | 0 | 0 | 0 | 0 | 0 | 5.822 | 0.0010361 | 0 | -1.0625 | 0 | 0 | 0 | 0 | 0 | 0 | 0 | 0 | 0 | 0 | 0 | 0 | 0 | 0 | 0 | 0 | 0 | -15.0381 | 1.8827 | 0 | 0 | 0 | 2.3286 | 13.0272 | 1.2663 | 3.1569 | 0.034497 | 0.057553 | -0.56734 | 0.62859 | 0.11453 | 2.6783 | 23.1309 | 25.796 | -16.7798 | 0 | 0.5801 | 0 | 1.7286 | 0.20166
2025_04_04 Hr 12 | 0.6357 | 0.00013544 | 0 | 0 | 0 | 0 | 0 | 0 | 0 | 0 | 0 | 0.016972 | 1.26 | 0.033391 | 1.5544 | 1.5544 | 4.7355 | 0 | 0.0051127 | 0.0054208 | 0.010137 | 0.033051 | 0 | 0 | 0 | 0 | 0 | 0.057082 | 0.017981 | 0.74009 | 0 | 5.2903 | 2.1271 | 0 | 0.50417 | 0.83819 | 0 | 0 | 0 | 0.52034 | 0 | 0.055283 | 0 | 0.0045429 | 0 | -0.11715 | 0 | 0 | 0 | 0 | 0 | 0 | 0 | 0 | 5.6188 | 0.0010361 | 0 | -1.0625 | 0 | 0 | 0 | 0 | 0 | 0 | 0 | 0 | 0 | 0 | 0 | 0 | 0 | 0 | 0 | 0 | 0 | -17.4024 | 1.8827 | 0 | 0 | 0 | 2.0282 | 13.8746 | 1.2663 | 3.1569 | 0.034497 | 0.057553 | -0.6357 | 0.62859 | 0.11453 | 2.6783 | 20.755 | 25.5778 | -19.2177 | 0 | 0.5801 | 0 | 1.7286 | 0.2019
2025_04_04 Hr 13 | 0.65546 | 0.00010827 | 0 | 0 | 0 | 0 | 0 | 0 | 0 | 0 | 0 | 0.016972 | 1.32 | 0.034203 | 1.5544 | 1.5544 | 4.7204 | 0 | 0.0051127 | 0.0054208 | 0.010137 | 0.033051 | 0 | 0 | 0 | 0 | 0 | 0.057082 | 0.017981 | 0.84877 | 0 | 5.2903 | 2.1271 | 0 | 0.50417 | 0.83819 | 0 | 0 | 0 | 0.46045 | 0 | 0.055283 | 0 | 0.004442 | 0 | -0.1145 | 0 | 0 | 0 | 0 | 0 | 0 | 0 | 0 | 5.067 | 0.0010361 | 0 | -1.0625 | 0 | 0 | 0 | 0 | 0 | 0 | 0 | 0 | 0 | 0 | 0 | 0 | 0 | 0 | 0 | 0 | 0 | -17.2865 | 1.8827 | 0 | 0 | 0 | 2.1762 | 13.9683 | 1.2663 | 3.1569 | 0.034497 | 0.057553 | -0.65546 | 0.62859 | 0.11453 | 2.6783 | 20.5629 | 25.2532 | -19.119 | 0 | 0.5801 | 0 | 1.7286 | 0.20043
2025_04_04 Hr 14 | 0.68082 | 0.00012439 | 0 | 0 | 0 | 0 | 0 | 0 | 0 | 0 | 0 | 0.016972 | 1.5 | 0.043645 | 1.5544 | 1.5544 | 4.7355 | 0 | 0.0051127 | 0.0054208 | 0.010137 | 0.033051 | 0 | 0 | 0 | 0 | 0 | 0.057082 | 0.017981 | 0.85044 | 0 | 5.2903 | 2.1271 | 0 | 0.50417 | 0.83819 | 0 | 0 | 0 | 0 | -0.25006 | 0.055283 | 0 | 0.004988 | 0 | -0.12884 | 0 | 0 | 0 | 0 | 0 | 0 | 0 | 0 | 4.2467 | 0.0010361 | 0 | -1.0625 | 0 | 0 | 0 | 0 | 0 | 0 | 0 | 0 | 0 | 0 | 0 | 0 | 0 | 0 | 0 | 0 | 0 | -18.7284 | 1.8827 | 0 | 0 | 0 | 2.3895 | 13.9849 | 1.2663 | 3.1569 | 0.034497 | 0.057553 | -0.68082 | 0.62859 | 0.11453 | 2.6783 | 17.9928 | 24.8585 | -20.6005 | 0 | 0.5801 | 0 | 1.7286 | 0.19794
2025_04_04 Hr 15 | 0.65801 | 8.0239e-05 | 0 | 0 | 0 | 0 | 0 | 0 | 0 | 0 | 0 | 0.016972 | 1.47 | 0.040325 | 1.5544 | 1.5544 | 4.7204 | 0 | 0.0051127 | 0.0054208 | 0.010137 | 0.033051 | 0 | 0 | 0 | 0 | 0 | 0.057082 | 0.017981 | 0.85044 | 0 | 5.2903 | 2.1271 | 0 | 0.50417 | 0.83819 | 0 | 0 | 0 | 0.007317 | -0.20396 | 0.055283 | 0 | 0.0047027 | 0 | -0.12134 | 0 | 0 | 0 | 0 | 0 | 0 | 0 | 0 | 4.2467 | 0.0010361 | 0 | -1.0625 | 0 | 0 | 0 | 0 | 0 | 0 | 0 | 0 | 0 | 0 | 0 | 0 | 0 | 0 | 0 | 0 | 0 | -16.6158 | 1.8827 | 0 | 0 | 0 | 1.9064 | 13.9699 | 1.2663 | 3.1569 | 0.034497 | 0.057553 | -0.65801 | 0.62859 | 0.11453 | 2.6783 | 19.6331 | 24.3174 | -18.4576 | 0 | 0.5801 | 0 | 1.7286 | 0.19623
2025_04_04 Hr 16 | 0.52236 | 0.00010007 | 0 | 0 | 0 | 0 | 0 | 0 | 0 | 0 | 0 | 0.016972 | 1.41 | 0.035983 | 1.5544 | 1.5544 | 4.0599 | 0 | 0.0051127 | 0.0054208 | 0.010137 | 0.033051 | 0 | 0 | 0 | 0 | 0 | 0.057082 | 0.017981 | 0.77512 | 0 | 5.1113 | 2.1271 | 0 | 0.48392 | 0.83819 | 0 | 0 | 0 | 1.2092 | 0 | 0.055283 | 0 | 0.0043748 | 0 | -0.11274 | 0 | 0 | 0 | 0 | 0 | 0 | 0 | 0 | 4.0435 | 0.0010361 | 0 | -1.0625 | 0 | 0 | 0 | 0 | 0 | 0 | 0 | 0 | 0 | 0 | 0 | 0 | 0 | 0 | 0 | 0 | 0 | -14.2433 | 1.8827 | 0 | 0 | 0 | 1.4842 | 13.0551 | 1.2663 | 3.1569 | 0.034497 | 0.057553 | -0.52236 | 0.62859 | 0.11453 | 2.6783 | 21.7926 | 23.4693 | -15.9409 | 0 | 0.5801 | 0 | 1.7286 | 0.19376
2025_04_04 Hr 17 | 0.43155 | 0.00014056 | 0 | 0 | 0 | 0 | 0 | 0 | 0 | 0 | 0 | 0.016972 | 1.17 | 0.034806 | 1.5544 | 1.5544 | 4.3151 | 0 | 0.0051127 | 0.0054208 | 0.010137 | 0.033051 | 0 | 0 | 0 | 0 | 0 | 0.057082 | 0.017981 | 0.80358 | 0 | 5.1709 | 2.1271 | 0 | 0.49067 | 0.83819 | 0 | 0 | 0 | 0.65824 | -0.0046228 | 0.055283 | 0 | 0.0050998 | 0 | -0.13177 | 0 | 0 | 0 | 0 | 0 | 0 | 0 | 0 | 3.4918 | 0.0010361 | 0 | -1.0625 | 0 | 0 | 0 | 0 | 0 | 0 | 0 | 0 | 0 | 0 | 0 | 0 | 0 | 0 | 0 | 0 | 0 | -15.5735 | 1.8827 | 0 | 0 | 0 | 1.5147 | 13.3984 | 1.2663 | 3.1569 | 0.034497 | 0.057553 | -0.43155 | 0.62859 | 0.11453 | 2.6783 | 19.4752 | 22.6225 | -17.1993 | 0 | 0.5801 | 0 | 1.7286 | 0.19336
2025_04_04 Hr 18 | 0.36377 | 6.1548e-05 | 0 | 0 | 0 | 0 | 0 | 0 | 0 | 0 | 0 | 0.016972 | 0.78 | 0.022292 | 1.5544 | 1.5544 | 4.3151 | 0 | 0.0051127 | 0.0054208 | 0.010137 | 0.033051 | 0 | 0 | 0 | 0 | 0 | 0.057082 | 0.017981 | 0.80358 | 0 | 5.1709 | 2.1271 | 0 | 0.49067 | 0.83819 | 0 | 0 | 0 | 0.96708 | 0 | 0.055283 | 0 | 0.0048993 | 0 | -0.12651 | 0 | 0 | 0 | 0 | 0 | 0 | 0 | 0 | 3.4918 | 0.0010361 | 0 | -1.0625 | 0 | 0 | 0 | 0 | 0 | 0 | 0 | 0 | 0 | 0 | 0 | 0 | 0 | 0 | 0 | 0 | 0 | -13.9075 | 1.8827 | 0 | 0 | 0 | 1.3754 | 13.3984 | 1.2663 | 3.1569 | 0.034497 | 0.057553 | -0.36377 | 0.62859 | 0.11453 | 2.6783 | 20.9168 | 22.0116 | -15.4603 | 0 | 0.5801 | 0 | 1.7286 | 0.19219
2025_04_04 Hr 19 | 0.090814 | 2.7909e-05 | 0 | 0 | 0 | 0 | 0 | 0 | 0 | 0 | 0 | 0.016972 | 0.99 | 0.036579 | 1.5544 | 1.5544 | 4.7355 | 0 | 0.0051127 | 0.0054208 | 0.010137 | 0.033051 | 0 | 0 | 0 | 0 | 0 | 0.057082 | 0.017981 | 0.85044 | 0 | 5.2903 | 2.1271 | 0 | 0.50417 | 0.83819 | 0 | 0 | 0 | 0.33887 | -0.12392 | 0.055283 | 0 | 0.006334 | 0 | -0.16417 | 0 | 0 | 0 | 0 | 0 | 0 | 0 | 0 | 3.5644 | 0.0010361 | 0 | -1.0625 | 0 | 0 | 0 | 0 | 0 | 0 | 0 | 0 | 0 | 0 | 0 | 0 | 0 | 0 | 0 | 0 | 0 | -21.1548 | 1.8827 | 0 | 0 | 0 | 1.5669 | 13.9849 | 1.2663 | 3.1569 | 0.034497 | 0.057553 | -0.090814 | 0.62859 | 0.11453 | 2.6783 | 13.9705 | 22.2429 | -22.4723 | 0 | 0.5801 | 0 | 1.7286 | 0.19455
2025_04_04 Hr 20 | 0.022595 | 0 | 0 | 0 | 0 | 0 | 0 | 0 | 0 | 0 | 0 | 0.016972 | 0.99 | 0.020716 | 1.5544 | 1.5544 | 3.0611 | 0 | 0.0051127 | 0.0054208 | 0.010137 | 0.033051 | 0 | 0 | 0 | 0 | 0 | 0.057082 | 0.017981 | 0.31942 | 0 | 3.9892 | 2.1271 | 0 | 0.35697 | 0.83819 | 0 | 0 | 0 | 0.19382 | -0.23645 | 0.055283 | 0 | 0.0035872 | 0 | -0.092063 | 0 | 0 | 0 | 0 | 0 | 0 | 0 | 0 | 3.9709 | 0.0010361 | 0 | -1.0625 | 0 | 0 | 0 | 0 | 0 | 0 | 0 | 0 | 0 | 0 | 0 | 0 | 0 | 0 | 0 | 0 | 0 | -7.2807 | 1.8827 | 0 | 0 | 0 | 1.6365 | 10.4786 | 1.2663 | 3.1569 | 0.034497 | 0.057553 | -0.022595 | 0.62859 | 0.11453 | 2.6783 | 24.4677 | 22.4896 | -8.4578 | 0 | 0.5801 | 0 | 1.7286 | 0.1964
2025_04_04 Hr 21 | 0 | 0 | 0 | 0 | 0 | 0 | 0 | 0 | 0 | 0 | 0 | 0.016972 | 0.87 | 0.017233 | 1.5544 | 1.5544 | 3.0461 | 0 | 0.0051127 | 0.0054208 | 0.010137 | 0.033051 | 0 | 0 | 0 | 0 | 0 | 0.057082 | 0.017981 | 0.31775 | 0 | 3.9534 | 2.1271 | 0 | 0.35292 | 0.83819 | 0 | 0 | 0 | 0.072994 | -0.009662 | 0.055283 | 0 | 0.0033957 | 0 | -0.087038 | 0 | 0 | 0 | 0 | 0 | 0 | 0 | 0 | 5.205 | 0.0010361 | 0 | -1.0625 | 0 | 0 | 0 | 0 | 0 | 0 | 0 | 0 | 0 | 0 | 0 | 0 | 0 | 0 | 0 | 0 | 0 | -7.0729 | 1.8827 | 0 | 0 | 0 | 1.4929 | 10.4261 | 1.2663 | 3.1569 | 0.034497 | 0.057553 | 0 | 0.62859 | 0.11453 | 2.6783 | 25.6955 | 23.4285 | -8.2224 | 0 | 0.5801 | 0 | 1.7286 | 0.19498
2025_04_04 Hr 22 | 0 | 0 | 0 | 0 | 0 | 0 | 0 | 0 | 0 | 0 | 0 | 0.016972 | 1.05 | 0.025128 | 1.5544 | 1.5544 | 3.0461 | 0 | 0.0051127 | 0.0054208 | 0.010137 | 0.033051 | 0 | 0 | 0 | 0 | 0 | 0.057082 | 0.017981 | 0.4483 | 0 | 4.025 | 2.1271 | 0 | 0.36101 | 0.83819 | 0 | 0 | 0 | 0.45663 | -0.0018325 | 0.055283 | 0 | 0.0041026 | 0 | -0.10559 | 0 | 0 | 0 | 0 | 0 | 0 | 0 | 0 | 4.7912 | 0.0010361 | 0 | -1.0625 | 0 | 0 | 0 | 0 | 0 | 0 | 0 | 0 | 0 | 0 | 0 | 0 | 0 | 0 | 0 | 0 | 0 | -8.8658 | 1.8827 | 0 | 0 | 0 | 1.4363 | 10.6282 | 1.2663 | 3.1569 | 0.034497 | 0.057553 | 0 | 0.62859 | 0.11453 | 2.6783 | 24.202 | 23.1529 | -10.0338 | 0 | 0.5801 | 0 | 1.7286 | 0.19369
2025_04_04 Hr 23 | 0 | 0 | 0 | 0 | 0 | 0 | 0 | 0 | 0 | 0 | 0 | 0.016972 | 0.87 | 0.027221 | 1.5544 | 1.5544 | 4.086 | 0 | 0.0051127 | 0.0054208 | 0.010137 | 0.033051 | 0 | -0.96817 | 0 | 0 | 0 | 0.057082 | 0.017981 | 0.68936 | 0 | 4.7601 | 2.1271 | 0 | 0.44429 | 0.83819 | 0 | 0 | 0 | 2.2758 | -0.053554 | 0.055283 | 0 | 0.0053637 | 0 | -0.1387 | 0 | 0 | 0 | 0 | 0 | 0 | 0 | 0 | 4.7912 | 0.0010361 | 0 | 0 | 0 | 0 | 0 | 0 | 0 | 0 | -1.325 | 0 | 0 | 0 | 0 | 0 | 0 | 0 | 0 | 0 | 0 | -17.1205 | 1.8827 | 0 | 0 | 0 | 1.8367 | 12.6443 | 1.2663 | 3.1569 | 0.034497 | 0.057553 | 0 | 0.62859 | 0.11453 | 2.6783 | 18.7674 | 23.4533 | -19.5524 | 0 | 0.5801 | 0 | 1.7286 | 0.1883
2025_04_04 Hr 24 | 0 | 0 | 0 | 0 | 0 | 0 | 0 | 0 | 0 | 0 | 0 | 0.016972 | 0.99 | 0.033892 | 1.5544 | 1.5544 | 4.8358 | 0 | 0.0051127 | 0.0054208 | 0.010137 | 0.033051 | 0 | -0.88927 | 0 | 0 | 0 | 0.057082 | 0.017981 | 0.84707 | 0 | 5.3359 | 2.1271 | 0 | 0.51039 | 0.83819 | 0 | 0 | 0 | 0.054892 | -0.17876 | 0.055283 | 0 | 0.0058687 | 0 | -0.15195 | 0 | 0 | 0 | 0 | 0 | 0 | 0 | 0 | 4.7912 | 0.0010361 | 0 | 0 | 0 | 0 | 0 | 0 | 0 | 0 | -1.325 | 0 | 0 | 0 | 0 | 0 | 0 | 0 | 0 | 0 | 0 | -20.6832 | 1.8827 | 0 | 0 | 0 | 2.0152 | 14.1275 | 1.2663 | 3.1569 | 0.034497 | 0.057553 | 0 | 0.62859 | 0.11453 | 2.6783 | 14.7748 | 23.8205 | -23.0494 | 0 | 0.5801 | 0 | 1.7286 | 0.18437
2025_04_05 Hr 01 | 0 | 0 | 0 | 0 | 0 | 0 | 0 | 0 | 0 | 0 | 0 | 0.016972 | 1.11 | 0.0362 | 1.5544 | 1.5544 | 4.5587 | 0 | 0.0051127 | 0.0054208 | 0.010137 | 0.033051 | 0 | -0.93271 | 0 | 0 | 0 | 0.057082 | 0.017981 | 0.85044 | 0 | 5.0299 | 2.1271 | 0 | 0.51039 | 0.83819 | 0 | 0 | 0 | 0 | -0.42765 | 0.055283 | 0 | 0.0055907 | 0 | -0.14466 | 0 | 0 | 0 | 0 | 0 | 0 | 0 | 0 | 4.2467 | 0.0010361 | 0 | 0 | 0 | 0 | 0 | 0 | 0 | 0 | -1.325 | 0 | 0 | 0 | 0 | 0 | 0 | 0 | 0 | 0 | 0 | -17.7315 | 1.8827 | 0 | 0 | 0 | 2.2589 | 13.5478 | 1.2663 | 3.1569 | 0.034497 | 0.057553 | 0 | 0.62859 | 0.11453 | 2.6783 | 16.6269 | 23.6406 | -20.1338 | 0 | 0.5801 | 0 | 1.7286 | 0.18279
2025_04_05 Hr 02 | 0 | 0 | 0 | 0 | 0 | 0 | 0 | 0 | 0 | 0 | 0 | 0.016972 | 0.75 | 0.030113 | 1.5544 | 1.5544 | 4.5587 | 0 | 0.0051127 | 0.0054208 | 0.010137 | 0.033051 | 0 | -0.73079 | 0 | 0 | 0 | 0.057082 | 0.017981 | 0.85044 | 0 | 5.0299 | 2.1271 | 0 | 0.51039 | 0.83819 | 0 | 0 | 0 | 0 | -0.45488 | 0.055283 | 0 | 0.0068829 | 0 | -0.17858 | 0 | 0 | 0 | 0 | 0 | 0 | 0 | 0 | 3.833 | 0.0010361 | 0 | 0 | 0 | 0 | 0 | 0 | 0 | 0 | -1.325 | 0 | 0 | 0 | 0 | 0 | 0 | 0 | 0 | 0 | 0 | -24.8925 | 1.8827 | 0 | 0 | 0 | 2.3286 | 13.5478 | 1.2663 | 3.1569 | 0.034497 | 0.057553 | 0 | 0.62859 | 0.11453 | 2.6783 | 8.8961 | 22.93 | -27.1268 | 0 | 0.5801 | 0 | 1.7286 | 0.18251
2025_04_05 Hr 03 | 0 | 0 | 0 | 0 | 0 | 0 | 0 | 0 | 0 | 0 | 0 | 0.016972 | 0.45 | 0.017394 | 1.5544 | 1.5544 | 4.5587 | 0 | 0.0051127 | 0.0054208 | 0.010137 | 0.033051 | 0 | -0.77087 | 0 | 0 | 0 | 0.057082 | 0.017981 | 0.85044 | 0 | 5.0299 | 2.1271 | 0 | 0.51039 | 0.83819 | 0 | 0 | 0 | 0 | -0.64907 | 0.055283 | 0 | 0.0066264 | 0 | -0.17184 | 0 | 0 | 0 | 0 | 0 | 0 | 0 | 0 | 3.3538 | 0.0010361 | 0 | 0 | 0 | 0 | 0 | 0 | 0 | 0 | -1.325 | 0 | 0 | 0 | 0 | 0 | 0 | 0 | 0 | 0 | 0 | -22.5722 | 1.8827 | 0 | 0 | 0 | 2.4374 | 13.5478 | 1.2663 | 3.1569 | 0.034497 | 0.057553 | 0 | 0.62859 | 0.11453 | 2.6783 | 10.3049 | 22.2461 | -24.8399 | 0 | 0.5801 | 0 | 1.7286 | 0.18155
2025_04_05 Hr 04 | 0 | 0 | 0 | 0 | 0 | 0 | 0 | 0 | 0 | 0 | 0 | 0.016972 | 0.18 | 0.007625 | 1.5544 | 1.5544 | 4.5587 | 0 | 0.0051127 | 0.0054208 | 0.010137 | 0.033051 | 0 | -0.67158 | 0 | 0 | 0 | 0.057082 | 0.017981 | 0.85044 | 0 | 5.0299 | 2.1271 | 0 | 0.51039 | 0.83819 | 0 | 0 | 0 | 0.089045 | -0.055991 | 0.055283 | 0 | 0.0072619 | 0 | -0.18852 | 0 | 0 | 0 | 0 | 0 | 0 | 0 | 0 | 4.0435 | 0.0010361 | 0 | 0 | 0 | 0 | 0 | 0 | 0 | 0 | -1.325 | 0 | 0 | 0 | 0 | 0 | 0 | 0 | 0 | 0 | 0 | -27.0246 | 1.8827 | 0 | 0 | 0 | 2.3982 | 13.5478 | 1.2663 | 3.1569 | 0.034497 | 0.057553 | 0 | 0.62859 | 0.11453 | 2.6783 | 6.988 | 22.6169 | -29.2097 | 0 | 0.5801 | 0 | 1.7286 | 0.18166
2025_04_05 Hr 05 | 0 | 0 | 0 | 0 | 0 | 0 | 0 | 0 | 0 | 0 | 0 | 0.016972 | 0.15 | 0.0066061 | 1.5544 | 1.5544 | 4.5587 | 0 | 0.0051127 | 0.0054208 | 0.010137 | 0.033051 | 0 | -0.62658 | 0 | 0 | 0 | 0.057082 | 0.017981 | 0.85044 | 0 | 5.0299 | 2.1271 | 0 | 0.51039 | 0.83819 | 0 | 0 | 0 | 0.11227 | -0.47397 | 0.055283 | 0 | 0.0075499 | 0 | -0.19608 | 0 | 0 | 0 | 0 | 0 | 0 | 0 | 0 | 4.3121 | 0.0010361 | 0 | 0 | 0 | 0 | 0 | 0 | 0 | 0 | -1.325 | 0 | 0 | 0 | 0 | 0 | 0 | 0 | 0 | 0 | 0 | -28.723 | 1.8827 | 0 | 0 | 0 | 2.8378 | 13.5478 | 1.2663 | 3.1569 | 0.034497 | 0.057553 | 0 | 0.62859 | 0.11453 | 2.6783 | 5.611 | 23.2956 | -30.8707 | 0 | 0.5801 | 0 | 1.7286 | 0.18325
2025_04_05 Hr 06 | 0 | 0 | 0 | 0 | 0 | 0 | 0 | 0 | 0 | 0 | 0 | 0.016972 | 0.15 | 0.0056996 | 1.5544 | 1.5544 | 4.5587 | 0 | 0.0051127 | 0.0054208 | 0.010137 | 0.033051 | 0 | -0.78846 | 0 | 0 | 0 | 0.057082 | 0.017981 | 0.85044 | 0 | 5.0299 | 2.1271 | 0 | 0.51039 | 0.83819 | 0 | 0 | 0 | 0.13643 | -0.50855 | 0.055283 | 0 | 0.0065139 | 0 | -0.16889 | 0 | 0 | 0 | 0 | 0 | 0 | 0 | 0 | 4.2467 | 0.0010361 | 0 | 0 | 0 | 0 | 0 | 0 | 0 | 0 | -1.325 | 0 | 0 | 0 | 0 | 0 | 0 | 0 | 0 | 0 | 0 | -22.6727 | 1.8827 | 0 | 0 | 0 | 2.9988 | 13.5478 | 1.2663 | 3.1569 | 0.034497 | 0.057553 | 0 | 0.62859 | 0.11453 | 2.6783 | 11.6154 | 23.3947 | -24.955 | 0 | 0.5801 | 0 | 1.7286 | 0.18755
2025_04_05 Hr 07 | 0 | 0 | 0 | 0 | 0 | 0 | 0 | 0 | 0 | 0 | 0 | 0.016972 | 0.15 | 0.004199 | 1.5544 | 1.5544 | 4.4641 | 0 | 0.0051127 | 0.0054208 | 0.010137 | 0.033051 | 0 | 0 | 0 | 0 | 0 | 0.057082 | 0.017981 | 0.84877 | 0 | 4.9869 | 2.1271 | 0 | 0.50417 | 0.83819 | 0 | 0 | 0 | 0.18443 | -0.10683 | 0.055283 | 0 | 0.0047988 | 0 | -0.12387 | 0 | 0 | 0 | 0 | 0 | 0 | 0 | 0 | 4.45 | 0.0010361 | 0 | -1.0625 | 0 | 0 | 0 | 0 | 0 | 0 | 0 | 0 | 0 | 0 | 0 | 0 | 0 | 0 | 0 | 0 | 0 | -18.7981 | 1.8827 | 0 | 0 | 0 | 3.0119 | 13.4086 | 1.2663 | 3.1569 | 0.034497 | 0.057553 | 0 | 0.62859 | 0.11453 | 2.6783 | 17.1091 | 23.6074 | -19.9845 | 0 | 0.5801 | 0 | 1.7286 | 0.19163
2025_04_05 Hr 08 | 0.11341 | 3.9616e-07 | 0 | 0 | 0 | 0 | 0 | 0 | 0 | 0 | 0 | 0.016972 | 0.15 | 0.0036975 | 1.5544 | 1.5544 | 4.3792 | 0 | 0.0051127 | 0.0054208 | 0.010137 | 0.033051 | 0 | 0 | 0 | 0 | 0 | 0.057082 | 0.017981 | 0.73328 | 0 | 4.9869 | 2.1271 | 0 | 0.50417 | 0.83819 | 0 | 0 | 0 | 0.030278 | -0.38882 | 0.055283 | 0 | 0.0042257 | 0 | -0.10882 | 0 | 0 | 0 | 0 | 0 | 0 | 0 | 0 | 4.2467 | 0.0010361 | 0 | -1.0625 | 0 | 0 | 0 | 0 | 0 | 0 | 0 | 0 | 0 | 0 | 0 | 0 | 0 | 0 | 0 | 0 | 0 | -13.5785 | 1.8827 | 0 | 0 | 0 | 3.1294 | 13.2081 | 1.2663 | 3.1569 | 0.034497 | 0.057553 | -0.11341 | 0.62859 | 0.11453 | 2.6783 | 21.6238 | 23.6375 | -14.8633 | 0 | 0.5801 | 0 | 1.7286 | 0.19451
2025_04_05 Hr 09 | 0.4771 | 1.0985e-05 | 0 | 0 | 0 | 0 | 0 | 0 | 0 | 0 | 0 | 0.016972 | 0.15 | 0.0039435 | 1.5544 | 1.5544 | 4.3226 | 0 | 0.0051127 | 0.0054208 | 0.010137 | 0.033051 | 0 | 0 | 0 | 0 | 0 | 0.057082 | 0.017981 | 0.74005 | 0 | 4.9869 | 2.1271 | 0 | 0.50417 | 0.83819 | 0 | 0 | 0 | 0.012292 | -0.33473 | 0.055283 | 0 | 0.0045069 | 0 | -0.11621 | 0 | 0 | 0 | 0 | 0 | 0 | 0 | 0 | 4.2467 | 0.0010361 | 0 | -1.0625 | 0 | 0 | 0 | 0 | 0 | 0 | 0 | 0 | 0 | 0 | 0 | 0 | 0 | 0 | 0 | 0 | 0 | -14.7155 | 1.8827 | 0 | 0 | 0 | 2.9205 | 13.1583 | 1.2663 | 3.1569 | 0.034497 | 0.057553 | -0.4771 | 0.62859 | 0.11453 | 2.6783 | 20.2592 | 23.7946 | -16.3713 | 0 | 0.5801 | 0 | 1.7286 | 0.19667
2025_04_05 Hr 10 | 0.60439 | 5.1405e-05 | 0 | 0 | 0 | 0 | 0 | 0 | 0 | 0 | 0 | 0.016972 | 0.12 | 0.0036555 | 1.5544 | 1.5544 | 4.4641 | 0 | 0.0051127 | 0.0054208 | 0.010137 | 0.033051 | 0 | 0 | 0 | 0 | 0 | 0.057082 | 0.017981 | 0.85044 | 0 | 4.9869 | 2.1271 | 0 | 0.50417 | 0.83819 | 0 | 0 | 0 | 0.29341 | -0.095575 | 0.055283 | 0 | 0.0052221 | 0 | -0.13498 | 0 | 0 | 0 | 0 | 0 | 0 | 0 | 0 | 4.7259 | 0.0010361 | 0 | -1.0625 | 0 | 0 | 0 | 0 | 0 | 0 | 0 | 0 | 0 | 0 | 0 | 0 | 0 | 0 | 0 | 0 | 0 | -19.4271 | 1.8827 | 0 | 0 | 0 | 2.3286 | 13.4102 | 1.2663 | 3.1569 | 0.034497 | 0.057553 | -0.60439 | 0.62859 | 0.11453 | 2.6783 | 16.161 | 23.7819 | -21.2289 | 0 | 0.5801 | 0 | 1.7286 | 0.19966
2025_04_05 Hr 11 | 0.65801 | 7.7118e-05 | 0 | 0 | 0 | 0 | 0 | 0 | 0 | 0 | 0 | 0.016972 | 0.15 | 0.0039331 | 1.5544 | 1.5544 | 3.9546 | 0 | 0.0051127 | 0.0054208 | 0.010137 | 0.033051 | 0 | 0 | 0 | 0 | 0 | 0.057082 | 0.017981 | 0.79022 | 0 | 4.8182 | 2.1271 | 0 | 0.48392 | 0.83819 | 0 | 0 | 0 | 0.70231 | -0.20509 | 0.055283 | 0 | 0.004495 | 0 | -0.11589 | 0 | 0 | 0 | 0 | 0 | 0 | 0 | 0 | 4.45 | 0.0010361 | 0 | -1.0625 | 0 | 0 | 0 | 0 | 0 | 0 | 0 | 0 | 0 | 0 | 0 | 0 | 0 | 0 | 0 | 0 | 0 | -14.8648 | 1.8827 | 0 | 0 | 0 | 2.2676 | 12.6718 | 1.2663 | 3.1569 | 0.034497 | 0.057553 | -0.65801 | 0.62859 | 0.11453 | 2.6783 | 19.9777 | 23.5099 | -16.7012 | 0 | 0.5801 | 0 | 1.7286 | 0.2008
2025_04_05 Hr 12 | 0.72099 | 8.1708e-05 | 0 | 0 | 0 | 0 | 0 | 0 | 0 | 0 | 0 | 0.016972 | 0.15 | 0.0037567 | 1.5544 | 1.5544 | 3.8272 | 0 | 0.0051127 | 0.0054208 | 0.010137 | 0.033051 | 0 | 0 | 0 | 0 | 0 | 0.057082 | 0.017981 | 0.57428 | 0 | 4.9756 | 2.1271 | 0 | 0.50282 | 0.83819 | 0 | 0 | 0 | 0.86296 | -0.046743 | 0.055283 | 0 | 0.0042933 | 0 | -0.1106 | 0 | 0 | 0 | 0 | 0 | 0 | 0 | 0 | 4.3121 | 0.0010361 | 0 | -1.0625 | 0 | 0 | 0 | 0 | 0 | 0 | 0 | 0 | 0 | 0 | 0 | 0 | 0 | 0 | 0 | 0 | 0 | -14.3995 | 1.8827 | 0 | 0 | 0 | 2.2589 | 12.4859 | 1.2663 | 3.1569 | 0.034497 | 0.057553 | -0.72099 | 0.62859 | 0.11453 | 2.6783 | 20.4517 | 23.4432 | -16.2936 | 0 | 0.5801 | 0 | 1.7286 | 0.19903
2025_04_05 Hr 13 | 0.56726 | 9.9264e-05 | 0 | 0 | 0 | 0 | 0 | 0 | 0 | 0 | 0 | 0.016972 | 0.21 | 0.0053819 | 1.5544 | 1.5544 | 4.3084 | 0 | 0.0051127 | 0.0054208 | 0.010137 | 0.033051 | 0 | 0 | 0 | 0 | 0 | 0.057082 | 0.017981 | 0.74004 | 0 | 4.9531 | 2.1271 | 0 | 0.50012 | 0.83819 | 0 | 0 | 0 | 0.40763 | -0.0082428 | 0.055283 | 0 | 0.0043934 | 0 | -0.11323 | 0 | 0 | 0 | 0 | 0 | 0 | 0 | 0 | 4.3121 | 0.0010361 | 0 | -1.0625 | 0 | 0 | 0 | 0 | 0 | 0 | 0 | 0 | 0 | 0 | 0 | 0 | 0 | 0 | 0 | 0 | 0 | -17.0431 | 1.8827 | 0 | 0 | 0 | 2.3068 | 13.1104 | 1.2663 | 3.1569 | 0.034497 | 0.057553 | -0.56726 | 0.62859 | 0.11453 | 2.6783 | 18.1203 | 23.3967 | -18.7861 | 0 | 0.5801 | 0 | 1.7286 | 0.19944
2025_04_05 Hr 14 | 0.54503 | 0.00011324 | 0 | 0 | 0 | 0 | 0 | 0 | 0 | 0 | 0 | 0.016972 | 0.27 | 0.0071252 | 1.5544 | 1.5544 | 4.3651 | 0 | 0.0051127 | 0.0054208 | 0.010137 | 0.033051 | 0 | 0 | 0 | 0 | 0 | 0.057082 | 0.017981 | 0.81365 | 0 | 4.9419 | 2.1271 | 0 | 0.49877 | 0.83819 | 0 | 0 | 0 | 0.36593 | 0 | 0.055283 | 0 | 0.0045239 | 0 | -0.11665 | 0 | 0 | 0 | 0 | 0 | 0 | 0 | 0 | 4.3121 | 0.0010361 | 0 | -1.0625 | 0 | 0 | 0 | 0 | 0 | 0 | 0 | 0 | 0 | 0 | 0 | 0 | 0 | 0 | 0 | 0 | 0 | -18.2299 | 1.8827 | 0 | 0 | 0 | 2.3764 | 13.2294 | 1.2663 | 3.1569 | 0.034497 | 0.057553 | -0.54503 | 0.62859 | 0.11453 | 2.6783 | 17.1441 | 23.5028 | -19.954 | 0 | 0.5801 | 0 | 1.7286 | 0.19773
2025_04_05 Hr 15 | 0.61289 | 0.00023035 | 0 | 0 | 0 | 0 | 0 | 0 | 0 | 0 | 0 | 0.016972 | 0.3 | 0.0085826 | 1.544 | 1.544 | 3.6945 | 0 | 0.0051127 | 0.0054208 | 0.010137 | 0.033051 | 0 | 0 | 0 | 0 | 0 | 0.057082 | 0.017981 | 0.74003 | 0 | 4.4808 | 2.1271 | 0 | 0.44342 | 0.83819 | 0 | 0 | 0 | 1.9798 | 0 | 0.055283 | 0 | 0.0049044 | 0 | -0.12664 | 0 | 0 | 0 | 0 | 0 | 0 | 0 | 0 | 4.45 | 0.0010361 | 0 | -1.0625 | 0 | 0 | 0 | 0 | 0 | 0 | 0 | 0 | 0 | 0 | 0 | 0 | 0 | 0 | 0 | 0 | 0 | -18.2254 | 1.8827 | 0 | 0 | 0 | 2.3155 | 12.0033 | 1.2663 | 3.1569 | 0.034497 | 0.057553 | -0.61289 | 0.62859 | 0.11453 | 2.6783 | 17.5788 | 23.6231 | -20.0274 | 0 | 0.5801 | 0 | 1.7286 | 0.19694
2025_04_05 Hr 16 | 0.34095 | 0.00015178 | 0 | 0 | 0 | 0 | 0 | 0 | 0 | 0 | 0 | 0.016972 | 0.33 | 0.0091393 | 1.5544 | 1.5544 | 4.45 | 0 | 0.0051127 | 0.0054208 | 0.010137 | 0.033051 | 0 | 0 | 0 | 0 | 0 | 0.057082 | 0.017981 | 0.83204 | 0 | 4.9869 | 2.1271 | 0 | 0.50417 | 0.83819 | 0 | 0 | 0 | 0.08381 | -0.0116 | 0.055283 | 0 | 0.0047477 | 0 | -0.12253 | 0 | 0 | 0 | 0 | 0 | 0 | 0 | 0 | 4.2467 | 0.0010361 | 0 | -1.0625 | 0 | 0 | 0 | 0 | 0 | 0 | 0 | 0 | 0 | 0 | 0 | 0 | 0 | 0 | 0 | 0 | 0 | -19.6888 | 1.8827 | 0 | 0 | 0 | 2.4069 | 13.3777 | 1.2663 | 3.1569 | 0.034497 | 0.057553 | -0.34095 | 0.62859 | 0.11453 | 2.6783 | 15.5654 | 23.3302 | -21.2147 | 0 | 0.5801 | 0 | 1.7286 | 0.19665
2025_04_05 Hr 17 | 0.20408 | 0.00013245 | 0 | 0 | 0 | 0 | 0 | 0 | 0 | 0 | 0 | 0.016972 | 0.45 | 0.016781 | 1.5544 | 1.5544 | 4.4641 | 0 | 0.0051127 | 0.0054208 | 0.010137 | 0.033051 | 0 | 0 | 0 | 0 | 0 | 0.057082 | 0.017981 | 0.85044 | 0 | 4.9869 | 2.1271 | 0 | 0.50417 | 0.83819 | 0 | 0 | 0 | 0.10658 | -0.1041 | 0.055283 | 0 | 0.004395 | 0 | -0.16571 | 0 | 0 | 0 | 0 | 0 | 0 | 0 | 0 | 3.9709 | 0.0010361 | 0 | -1.0625 | 0 | 0 | 0 | 0 | 0 | 0 | 0 | 0 | 0 | 0 | 0 | 0 | 0 | 0 | 0 | 0 | 0 | -29.8065 | 1.8827 | 0 | 3.622 | 0 | 2.2676 | 15.7917 | 1.2663 | 3.1569 | 0.034497 | 0.057553 | -0.20408 | 0.62859 | 0.11453 | 2.6783 | 7.4606 | 22.9051 | -31.2388 | 0 | 0.5801 | 0 | 1.7286 | 0.19597
2025_04_05 Hr 18 | 0.27208 | 0.00012899 | 0 | 0 | 0 | 0 | 0 | 0 | 0 | 0 | 0 | 0.016972 | 0.84 | 0.038091 | 1.5544 | 1.5544 | 4.4641 | 0 | 0.0051127 | 0.0054208 | 0.010137 | 0.033051 | 0 | 0 | 0 | 0 | 0 | 0.057082 | 0.017981 | 0.84877 | 0.4348 | 4.9869 | 2.1271 | 0 | 0.50417 | 0.83819 | 0 | 0 | 0 | 0.57063 | 0 | 0.055283 | 0 | 0.0053444 | 0 | -0.20196 | 0 | 0 | 0 | 0 | 0 | 0 | 0 | 0 | 3.4918 | 0.0010361 | 0 | -1.0625 | 0 | 0 | 0 | 0 | 0 | 0 | 0 | 0 | 0 | 0 | 0 | 0 | 0 | 0 | 0 | 0 | 0 | -36.5983 | 1.8827 | 0 | 2.4659 | 0 | 1.8063 | 16.1596 | 1.2663 | 3.1569 | 0.034497 | 0.057553 | -0.27208 | 0.62859 | 0.11453 | 2.6783 | 1.0398 | 22.4444 | -38.1348 | 0 | 0.5801 | 0 | 1.7286 | 0.19637
2025_04_05 Hr 19 | 0.045117 | 2.4291e-05 | 0 | 0 | 0 | 0 | 0 | 0 | 0 | 0 | 0 | 0.016972 | 2.04 | 0.083334 | 1.5544 | 1.5544 | 4.4641 | 0 | 0.0051127 | 0.0054208 | 0.010137 | 0.033051 | 0 | 0 | 0 | 0 | 0 | 0.057082 | 0.017981 | 0.85044 | 0.28516 | 4.9869 | 2.1271 | 0 | 0.50417 | 0.83819 | 0 | 0 | 0 | 1.4514 | 0 | 0.055283 | 0 | 0.0048145 | 0 | -0.18173 | 0 | 0 | 0 | 0 | 0 | 0 | 0 | 0 | 3.3538 | 0.0010361 | 0 | -1.0625 | 0 | 0 | 0 | 0 | 0 | 0 | 0 | 0 | 0 | 0 | 0 | 0 | 0 | 0 | 0 | 0 | 0 | -35.0511 | 1.8827 | 0 | 2.5723 | 0 | 1.754 | 16.2677 | 1.2663 | 3.1569 | 0.034497 | 0.057553 | -0.045117 | 0.62859 | 0.11453 | 2.6783 | 4.6503 | 23.2717 | -36.3405 | 0 | 0.5801 | 0 | 1.7286 | 0.1957
2025_04_05 Hr 20 | 0 | 0 | 0 | 0 | 0 | 0 | 0 | 0 | 0 | 0 | 0 | 0.016972 | 2.43 | 0.091372 | 1.5544 | 1.5544 | 4.4641 | 0 | 0.0051127 | 0.0054208 | 0.010137 | 0.033051 | 0 | 0 | 0 | 0 | 0 | 0.057082 | 0.017981 | 0.85044 | 0.28516 | 4.9869 | 2.1271 | 0 | 0.50417 | 0.83819 | 0 | 0 | 0 | 1.0529 | 0 | 0.055283 | 0 | 0.0044316 | 0 | -0.16711 | 0 | 0 | 0 | 0 | 0 | 0 | 0 | 0 | 3.4918 | 0.0010361 | 0 | -1.0625 | 0 | 0 | 0 | 0 | 0 | 0 | 0 | 0 | 0 | 0 | 0 | 0 | 0 | 0 | 0 | 0 | 0 | -32.7578 | 1.8827 | 0 | 2.3173 | 0 | 2.4461 | 16.0127 | 1.2663 | 3.1569 | 0.034497 | 0.057553 | 0 | 0.62859 | 0.11453 | 2.6783 | 7.5339 | 24.4557 | -33.9874 | 0 | 0.5801 | 0 | 1.7286 | 0.19677
2025_04_05 Hr 21 | 0 | 0 | 0 | 0 | 0 | 0 | 0 | 0 | 0 | 0 | 0 | 0.016972 | 2.7 | 0.10016 | 1.5544 | 1.5544 | 4.4641 | 0 | 0.0051127 | 0.0054208 | 0.010137 | 0.033051 | 0 | 0 | 0 | 0 | 0 | 0.057082 | 0.017981 | 0.85044 | 0.28516 | 4.9869 | 2.1271 | 0 | 0.50417 | 0.83819 | 0 | 0 | 0 | 0.61907 | 0 | 0.055283 | 0 | 0.0043721 | 0 | -0.16484 | 0 | 0 | 0 | 0 | 0 | 0 | 0 | 0 | 3.7676 | 0.0010361 | 0 | -1.0625 | 0 | 0 | 0 | 0 | 0 | 0 | 0 | 0 | 0 | 0 | 0 | 0 | 0 | 0 | 0 | 0 | 0 | -32.9248 | 1.8827 | 0 | 2.3497 | 0 | 2.7072 | 16.0451 | 1.2663 | 3.1569 | 0.034497 | 0.057553 | 0 | 0.62859 | 0.11453 | 2.6783 | 7.7848 | 25.2727 | -34.1521 | 0 | 0.5801 | 0 | 1.7286 | 0.19801
2025_04_05 Hr 22 | 0 | 0 | 0 | 0 | 0 | 0 | 0 | 0 | 0 | 0 | 0 | 0.016972 | 2.79 | 0.10942 | 1.5544 | 1.5544 | 4.4641 | 0 | 0.0051127 | 0.0054208 | 0.010137 | 0.033051 | 0 | 0 | 0 | 0 | 0 | 0.057082 | 0.017981 | 0.85044 | 0.28516 | 4.9869 | 2.1271 | 0 | 0.50417 | 0.83819 | 0 | 0 | 0 | 0.11315 | -0.15372 | 0.055283 | 0 | 0.0046222 | 0 | -0.17438 | 0 | 0 | 0 | 0 | 0 | 0 | 0 | 0 | 3.7676 | 0.0010361 | 0 | -1.0625 | 0 | 0 | 0 | 0 | 0 | 0 | 0 | 0 | 0 | 0 | 0 | 0 | 0 | 0 | 0 | 0 | 0 | -34.3004 | 1.8827 | 0 | 2.5833 | 0 | 2.5984 | 16.2787 | 1.2663 | 3.1569 | 0.034497 | 0.057553 | 0 | 0.62859 | 0.11453 | 2.6783 | 5.9613 | 25.2604 | -35.5373 | 0 | 0.5801 | 0 | 1.7286 | 0.19529
2025_04_05 Hr 23 | 0 | 0 | 0 | 0.097292 | 0.098017 | 0.084342 | 0.090148 | 0.098802 | 0.099379 | 0 | 0 | 0.016972 | 2.67 | 0.13207 | 1.5544 | 1.5544 | 4.5587 | 0 | 0.0051127 | 0.0054208 | 0.010137 | 0.033051 | 0 | -0.48133 | 0 | 0 | 0 | 0.057082 | 0.017981 | 0.85044 | 0.28516 | 5.0299 | 2.1271 | 0 | 0.51039 | 0.83819 | 0 | 0 | 0 | 0.13625 | -0.11435 | 0.055283 | 0 | 0.0026498 | 0 | -0.22049 | 0 | 0 | 0 | 0 | 0 | 0 | 0 | 0 | 3.695 | 0.0010361 | 0 | 0 | 0 | 0 | 0 | 0 | 0 | 0 | -1.325 | 0 | 0 | 0 | 0 | 0 | 0 | 0 | 0 | 0 | 0 | -41.9078 | 1.8827 | 0 | 2.8468 | 0 | 2.2676 | 17.2478 | 1.2663 | 3.1569 | 0.034497 | 0.057553 | 0 | 0.62859 | 0.11453 | 2.6783 | -1.9038 | 24.7612 | -43.9346 | 0 | 0.5801 | 0 | 1.7286 | 0.19053
2025_04_05 Hr 24 | 0 | 0 | 0 | 0.097292 | 0.098017 | 0.084342 | 0.090148 | 0.098802 | 0.099379 | 0 | 0 | 0.016972 | 1.77 | 0.087515 | 1.5544 | 1.5544 | 4.5587 | 0 | 0.0051127 | 0.0054208 | 0.010137 | 0.033051 | 0 | -0.48187 | 0 | 0 | 0 | 0.057082 | 0.017981 | 0.85044 | 0.28516 | 5.0299 | 2.1271 | 0 | 0.51039 | 0.83819 | 0 | 0 | 0 | 0 | -0.75403 | 0.055283 | 0 | 0.0026488 | 0 | -0.2204 | 0 | 0 | 0 | 0 | 0 | 0 | 0 | 0 | 3.4918 | 0.0010361 | 0 | 0 | 0 | 0 | 0 | 0 | 0 | 0 | -1.325 | 0 | 0 | 0 | 0 | 0 | 0 | 0 | 0 | 0 | 0 | -41.9897 | 1.8827 | 0 | 2.8468 | 0 | 2.5375 | 17.2478 | 1.2663 | 3.1569 | 0.034497 | 0.057553 | 0 | 0.62859 | 0.11453 | 2.6783 | -3.6435 | 23.8797 | -44.017 | 0 | 0.5801 | 0 | 1.7286 | 0.18707
2025_04_06 Hr 01 | 0 | 0 | 0 | 0.097292 | 0.098017 | 0.084342 | 0.090148 | 0.098802 | 0.099379 | 0 | 0 | 0.016972 | 1.65 | 0.08365 | 1.5544 | 1.5544 | 4.5587 | 0 | 0.0051127 | 0.0054208 | 0.010137 | 0.033051 | 0 | -0.44829 | 0 | 0 | 0 | 0.057082 | 0.017981 | 0.85044 | 0.28516 | 5.0299 | 2.1271 | 0 | 0.51039 | 0.83819 | 0 | 0 | 0 | 0 | -1.3725 | 0.055283 | 0 | 0.0027159 | 0 | -0.22604 | 0 | 0 | 0 | 0 | 0 | 0 | 0 | 0 | 3.3538 | 0.0010361 | 0 | 0 | 0 | 0 | 0 | 0 | 0 | 0 | -1.325 | 0 | 0 | 0 | 0 | 0 | 0 | 0 | 0 | 0 | 0 | -43.2743 | 1.8827 | 0 | 2.8468 | 0 | 2.4766 | 17.2478 | 1.2663 | 3.1569 | 0.034497 | 0.057553 | 0 | 0.62859 | 0.11453 | 2.6783 | -5.8427 | 23.5556 | -45.2736 | 0 | 0.5801 | 0 | 1.7286 | 0.18572
2025_04_06 Hr 02 | 0 | 0 | 0 | 0.097292 | 0.098017 | 0.084342 | 0.090148 | 0.098802 | 0.099379 | 0 | 0 | 0.016972 | 2.25 | 0.10123 | 1.5544 | 1.5544 | 4.5587 | 0 | 0.0051127 | 0.0054208 | 0.010137 | 0.033051 | 0 | -0.60108 | 0 | 0 | 0 | 0.057082 | 0.017981 | 0.85044 | 0.28516 | 5.0299 | 2.1271 | 0 | 0.51039 | 0.83819 | 0 | 0 | 0 | 0 | -1.2711 | 0.055283 | 0 | 0.0024103 | 0 | -0.20037 | 0 | 0 | 0 | 0 | 0 | 0 | 0 | 0 | 3.7676 | 0.0010361 | 0 | 0 | 0 | 0 | 0 | 0 | 0 | 0 | -1.325 | 0 | 0 | 0 | 0 | 0 | 0 | 0 | 0 | 0 | 0 | -37.3218 | 1.8827 | 0 | 2.8468 | 0 | 2.1588 | 17.2478 | 1.2663 | 3.1569 | 0.034497 | 0.057553 | 0 | 0.62859 | 0.11453 | 2.6783 | 0.79652 | 24.268 | -39.4482 | 0 | 0.5801 | 0 | 1.7286 | 0.18447
2025_04_06 Hr 03 | 0 | 0 | 0 | 0.097292 | 0.098017 | 0.084342 | 0.090148 | 0.098802 | 0.099379 | 0 | 0 | 0.016972 | 2.52 | 0.12162 | 1.5544 | 1.5544 | 4.5587 | 0 | 0.0051127 | 0.0054208 | 0.010137 | 0.033051 | 0 | -0.51356 | 0 | 0 | 0 | 0.057082 | 0.017981 | 0.85044 | 0.28516 | 5.0299 | 2.1271 | 0 | 0.51039 | 0.83819 | 0 | 0 | 0 | 0 | -1.4138 | 0.055283 | 0 | 0.0025854 | 0 | -0.21507 | 0 | 0 | 0 | 0 | 0 | 0 | 0 | 0 | 3.9709 | 0.0010361 | 0 | 0 | 0 | 0 | 0 | 0 | 0 | 0 | -1.325 | 0 | 0 | 0 | 0 | 0 | 0 | 0 | 0 | 0 | 0 | -41.6467 | 1.8827 | 0 | 2.8468 | 0 | 1.815 | 17.2478 | 1.2663 | 3.1569 | 0.034497 | 0.057553 | 0 | 0.62859 | 0.11453 | 2.6783 | -3.4495 | 24.4169 | -43.7004 | 0 | 0.5801 | 0 | 1.7286 | 0.1835
2025_04_06 Hr 04 | 0 | 0 | 0 | 0.097292 | 0.098017 | 0.084342 | 0.090148 | 0.098802 | 0.099379 | 0 | 0 | 0.016972 | 2.46 | 0.12049 | 1.5544 | 1.5544 | 4.5587 | 0 | 0.0051127 | 0.0054208 | 0.010137 | 0.033051 | 0 | -0.49431 | 0 | 0 | 0 | 0.057082 | 0.017981 | 0.85044 | 0.28516 | 5.0299 | 2.1271 | 0 | 0.51039 | 0.83819 | 0 | 0 | 0 | 0 | -0.81145 | 0.055283 | 0 | 0.0026239 | 0 | -0.21831 | 0 | 0 | 0 | 0 | 0 | 0 | 0 | 0 | 4.1088 | 0.0010361 | 0 | 0 | 0 | 0 | 0 | 0 | 0 | 0 | -1.325 | 0 | 0 | 0 | 0 | 0 | 0 | 0 | 0 | 0 | 0 | -41.2909 | 1.8827 | 0 | 2.8468 | 0 | 1.4668 | 17.2478 | 1.2663 | 3.1569 | 0.034497 | 0.057553 | 0 | 0.62859 | 0.11453 | 2.6783 | -2.747 | 24.1452 | -43.3285 | 0 | 0.5801 | 0 | 1.7286 | 0.18326
2025_04_06 Hr 05 | 0 | 0 | 0 | 0.097292 | 0.098017 | 0.084342 | 0.090148 | 0.098802 | 0.099379 | 0 | 0 | 0.016972 | 2.4 | 0.11195 | 1.5544 | 1.5544 | 4.5587 | 0 | 0.0051127 | 0.0054208 | 0.010137 | 0.033051 | 0 | -0.55683 | 0 | 0 | 0 | 0.057082 | 0.017981 | 0.85044 | 0.28516 | 5.0299 | 2.1271 | 0 | 0.51039 | 0.83819 | 0 | 0 | 0 | 0.0019694 | -0.88088 | 0.055283 | 0 | 0.0024988 | 0 | -0.2078 | 0 | 0 | 0 | 0 | 0 | 0 | 0 | 0 | 4.3121 | 0.0010361 | 0 | 0 | 0 | 0 | 0 | 0 | 0 | 0 | -1.325 | 0 | 0 | 0 | 0 | 0 | 0 | 0 | 0 | 0 | 0 | -39.2369 | 1.8827 | 0 | 2.8468 | 0 | 1.445 | 17.2478 | 1.2663 | 3.1569 | 0.034497 | 0.057553 | 0 | 0.62859 | 0.11453 | 2.6783 | -0.6983 | 24.2594 | -41.3265 | 0 | 0.5801 | 0 | 1.7286 | 0.18441
2025_04_06 Hr 06 | 0 | 0 | 0 | 0.097292 | 0.098017 | 0.084342 | 0.090148 | 0.098802 | 0.099379 | 0 | 0 | 0.016972 | 2.31 | 0.11057 | 1.5544 | 1.5544 | 4.5587 | 0 | 0.0051127 | 0.0054208 | 0.010137 | 0.033051 | 0 | -0.52419 | 0 | 0 | 0 | 0.057082 | 0.017981 | 0.85044 | 0.28516 | 5.0299 | 2.1271 | 0 | 0.51039 | 0.83819 | 0 | 0 | 0 | 0.022083 | -0.96548 | 0.055283 | 0 | 0.0025641 | 0 | -0.21329 | 0 | 0 | 0 | 0 | 0 | 0 | 0 | 0 | 4.3121 | 0.0010361 | 0 | 0 | 0 | 0 | 0 | 0 | 0 | 0 | -1.325 | 0 | 0 | 0 | 0 | 0 | 0 | 0 | 0 | 0 | 0 | -39.175 | 1.8827 | 0 | 2.8468 | 0 | 1.3623 | 17.2478 | 1.2663 | 3.1569 | 0.034497 | 0.057553 | 0 | 0.62859 | 0.11453 | 2.6783 | -0.84488 | 24.0882 | -41.2374 | 0 | 0.5801 | 0 | 1.7286 | 0.18731
2025_04_06 Hr 07 | 0.022885 | 0 | 0 | 0 | 0 | 0 | 0 | 0 | 0 | 0 | 0 | 0.016972 | 2.04 | 0.08143 | 1.5544 | 1.5544 | 4.4641 | 0 | 0.0051127 | 0.0054208 | 0.010137 | 0.033051 | 0 | -0.73706 | 0 | 0 | 0 | 0.057082 | 0.017981 | 0.85044 | 0 | 4.9869 | 2.1271 | 0 | 0.50417 | 0.83819 | 0 | 0 | 0 | 0.57112 | -0.076158 | 0.055283 | 0 | 0.0047044 | 0 | -0.17752 | 0 | 0 | 0 | 0 | 0 | 0 | 0 | 0 | 3.9709 | 0.0010361 | 0 | 0 | 0 | 0 | 0 | 0 | 0 | 0 | -1.325 | 0 | 0 | 0 | 0 | 0 | 0 | 0 | 0 | 0 | 0 | -33.78 | 1.8827 | 0 | 2.6255 | 0 | 1.1926 | 16.0357 | 1.2663 | 3.1569 | 0.034497 | 0.057553 | -0.022885 | 0.62859 | 0.11453 | 2.6783 | 3.7876 | 23.2994 | -36.0425 | 0 | 0.5801 | 0 | 1.7286 | 0.19193
2025_04_06 Hr 08 | 0.18141 | 1.7772e-06 | 0 | 0 | 0 | 0 | 0 | 0 | 0 | 0 | 0 | 0.016972 | 0.84 | 0.023221 | 1.5544 | 1.5544 | 4.4641 | 0 | 0.0051127 | 0.0054208 | 0.010137 | 0.033051 | 0 | -1.0658 | 0 | 0 | 0 | 0.057082 | 0.017981 | 0.85044 | 0 | 4.9869 | 2.1271 | 0 | 0.50417 | 0.83819 | 0 | 0 | 0 | 0 | -0.15736 | 0.055283 | 0 | 0.0047391 | 0 | -0.1223 | 0 | 0 | 0 | 0 | 0 | 0 | 0 | 0 | 3.7676 | 0.0010361 | 0 | 0 | 0 | 0 | 0 | 0 | 0 | 0 | -1.325 | 0 | 0 | 0 | 0 | 0 | 0 | 0 | 0 | 0 | 0 | -17.4325 | 1.8827 | 0 | 0 | 0 | 1.4842 | 13.4102 | 1.2663 | 3.1569 | 0.034497 | 0.057553 | -0.18141 | 0.62859 | 0.11453 | 2.6783 | 15.4175 | 22.2916 | -20.127 | 0 | 0.5801 | 0 | 1.7286 | 0.19552
2025_04_06 Hr 09 | 0.40881 | 1.0316e-05 | 0 | 0 | 0 | 0 | 0 | 0 | 0 | 0 | 0 | 0.016972 | 0.21 | 0.0056165 | 1.5544 | 1.5544 | 4.3792 | 0 | 0.0051127 | 0.0054208 | 0.010137 | 0.033051 | 0 | -1.0899 | 0 | 0 | 0 | 0.057082 | 0.017981 | 0.83371 | 0 | 4.9869 | 2.1271 | 0 | 0.50417 | 0.83819 | 0 | 0 | 0 | 0.0037719 | -0.48555 | 0.055283 | 0 | 0.0045849 | 0 | -0.11825 | 0 | 0 | 0 | 0 | 0 | 0 | 0 | 0 | 3.4918 | 0.0010361 | 0 | 0 | 0 | 0 | 0 | 0 | 0 | 0 | -1.325 | 0 | 0 | 0 | 0 | 0 | 0 | 0 | 0 | 0 | 0 | -14.3742 | 1.8827 | 0 | 0 | 0 | 1.2535 | 13.3086 | 1.2663 | 3.1569 | 0.034497 | 0.057553 | -0.40881 | 0.62859 | 0.11453 | 2.6783 | 16.8789 | 21.3683 | -17.3161 | 0 | 0.5801 | 0 | 1.7286 | 0.19889
2025_04_06 Hr 10 | 0.45436 | 7.8273e-05 | 0 | 0 | 0 | 0 | 0 | 0 | 0 | 0 | 0 | 0.016972 | 0.27 | 0.0084838 | 1.5544 | 1.5544 | 4.4641 | 0 | 0.0051127 | 0.0054208 | 0.010137 | 0.033051 | 0 | -0.9646 | 0 | 0 | 0 | 0.057082 | 0.017981 | 0.85044 | 0 | 4.9869 | 2.1271 | 0 | 0.50417 | 0.83819 | 0 | 0 | 0 | 0.1545 | -0.0014754 | 0.055283 | 0 | 0.0053865 | 0 | -0.1393 | 0 | 0 | 0 | 0 | 0 | 0 | 0 | 0 | 3.3538 | 0.0010361 | 0 | 0 | 0 | 0 | 0 | 0 | 0 | 0 | -1.325 | 0 | 0 | 0 | 0 | 0 | 0 | 0 | 0 | 0 | 0 | -18.517 | 1.8827 | 0 | 0 | 0 | 0.43089 | 13.4102 | 1.2663 | 3.1569 | 0.034497 | 0.057553 | -0.45436 | 0.62859 | 0.11453 | 2.6783 | 12.6812 | 20.5182 | -21.4003 | 0 | 0.5801 | 0 | 1.7286 | 0.20083
2025_04_06 Hr 11 | 0.4771 | 0.00025869 | 0 | 0 | 0 | 0 | 0 | 0 | 0 | 0 | 0 | 0.016972 | 0.36 | 0.0097719 | 1.5544 | 1.5544 | 4.1669 | 0 | 0.0051127 | 0.0054208 | 0.010137 | 0.033051 | 0 | -1.0792 | 0 | 0 | 0 | 0.057082 | 0.017981 | 0.79023 | 0 | 4.9194 | 2.1271 | 0 | 0.49607 | 0.83819 | 0 | 0 | 0 | 0.92525 | 0 | 0.055283 | 0 | 0.0046533 | 0 | -0.12005 | 0 | 0 | 0 | 0 | 0 | 0 | 0 | 0 | 3.3538 | 0.0010361 | 0 | 0 | 0 | 0 | 0 | 0 | 0 | 0 | -1.325 | 0 | 0 | 0 | 0 | 0 | 0 | 0 | 0 | 0 | 0 | -15.4431 | 1.8827 | 0 | 0 | 0 | 0.30032 | 12.9853 | 1.2663 | 3.1569 | 0.034497 | 0.057553 | -0.4771 | 0.62859 | 0.11453 | 2.6783 | 15.961 | 20.4949 | -18.4444 | 0 | 0.5801 | 0 | 1.7286 | 0.20203
2025_04_06 Hr 12 | 0.59 | 0.00034533 | 0 | 0 | 0 | 0 | 0 | 0 | 0 | 0 | 0 | 0.016972 | 0.39 | 0.01032 | 1.5544 | 1.5544 | 4.45 | 0 | 0.0051127 | 0.0054208 | 0.010137 | 0.033051 | 0 | -1.0975 | 0 | 0 | 0 | 0.057082 | 0.017981 | 0.8471 | 0 | 4.9869 | 2.1271 | 0 | 0.50417 | 0.83819 | 0 | 0 | 0 | 0.33011 | 0 | 0.055283 | 0 | 0.0045363 | 0 | -0.11698 | 0 | 0 | 0 | 0 | 0 | 0 | 0 | 0 | 3.7676 | 0.0010361 | 0 | 0 | 0 | 0 | 0 | 0 | 0 | 0 | -1.325 | 0 | 0 | 0 | 0 | 0 | 0 | 0 | 0 | 0 | 0 | -15.9727 | 1.8827 | 0 | 0 | 0 | 0.48312 | 13.3927 | 1.2663 | 3.1569 | 0.034497 | 0.057553 | -0.59 | 0.62859 | 0.11453 | 2.6783 | 15.864 | 21.2433 | -19.1022 | 0 | 0.5801 | 0 | 1.7286 | 0.20221
2025_04_06 Hr 13 | 0.61282 | 0.00035491 | 0 | 0 | 0 | 0 | 0 | 0 | 0 | 0 | 0 | 0.016972 | 0.27 | 0.0070229 | 1.5544 | 1.5544 | 4.3651 | 0 | 0.0051127 | 0.0054208 | 0.010137 | 0.033051 | 0 | -1.1095 | 0 | 0 | 0 | 0.057082 | 0.017981 | 0.82872 | 0 | 4.9531 | 2.1271 | 0 | 0.50012 | 0.83819 | 0 | 0 | 0 | 0.44369 | 0 | 0.055283 | 0 | 0.004459 | 0 | -0.11495 | 0 | 0 | 0 | 0 | 0 | 0 | 0 | 0 | 3.695 | 0.0010361 | 0 | 0 | 0 | 0 | 0 | 0 | 0 | 0 | -1.325 | 0 | 0 | 0 | 0 | 0 | 0 | 0 | 0 | 0 | 0 | -16.2846 | 1.8827 | 0 | 0 | 0 | 0.56147 | 13.2557 | 1.2663 | 3.1569 | 0.034497 | 0.057553 | -0.61282 | 0.62859 | 0.11453 | 2.6783 | 15.3964 | 21.1439 | -19.4469 | 0 | 0.5801 | 0 | 1.7286 | 0.20158
2025_04_06 Hr 14 | 0.65801 | 0.00035998 | 0 | 0 | 0 | 0 | 0 | 0 | 0 | 0 | 0 | 0.016972 | 0.45 | 0.011858 | 1.5544 | 1.5544 | 4.3651 | 0 | 0.0051127 | 0.0054208 | 0.010137 | 0.033051 | 0 | -1.1004 | 0 | 0 | 0 | 0.057082 | 0.017981 | 0.81365 | 0 | 4.9419 | 2.1271 | 0 | 0.49877 | 0.83819 | 0 | 0 | 0 | 0.39448 | 0 | 0.055283 | 0 | 0.0045174 | 0 | -0.11648 | 0 | 0 | 0 | 0 | 0 | 0 | 0 | 0 | 3.4918 | 0.0010361 | 0 | 0 | 0 | 0 | 0 | 0 | 0 | 0 | -1.325 | 0 | 0 | 0 | 0 | 0 | 0 | 0 | 0 | 0 | 0 | -16.6172 | 1.8827 | 0 | 0 | 0 | 0.6137 | 13.2294 | 1.2663 | 3.1569 | 0.034497 | 0.057553 | -0.65801 | 0.62859 | 0.11453 | 2.6783 | 15.0268 | 21.2201 | -19.8171 | 0 | 0.5801 | 0 | 1.7286 | 0.2001
2025_04_06 Hr 15 | 0.68075 | 0.00034816 | 0 | 0 | 0 | 0 | 0 | 0 | 0 | 0 | 0 | 0.016972 | 0.66 | 0.019721 | 1.544 | 1.544 | 3.7739 | 0 | 0.0051127 | 0.0054208 | 0.010137 | 0.033051 | 0 | -1.0059 | 0 | 0 | 0 | 0.057082 | 0.017981 | 0.75844 | 0 | 4.672 | 2.1271 | 0 | 0.46637 | 0.83819 | 0 | 0 | 0 | 1.5123 | -0.044753 | 0.055283 | 0 | 0.0051223 | 0 | -0.13236 | 0 | 0 | 0 | 0 | 0 | 0 | 0 | 0 | 3.2159 | 0.0010361 | 0 | 0 | 0 | 0 | 0 | 0 | 0 | 0 | -1.325 | 0 | 0 | 0 | 0 | 0 | 0 | 0 | 0 | 0 | 0 | -18.9123 | 1.8827 | 0 | 0 | 0 | 0.59193 | 12.2923 | 1.2663 | 3.1569 | 0.034497 | 0.057553 | -0.68075 | 0.62859 | 0.11453 | 2.6783 | 12.8334 | 21.13 | -22.0563 | 0 | 0.5801 | 0 | 1.7286 | 0.19942
2025_04_06 Hr 16 | 0.73443 | 0.00016779 | 0 | 0 | 0 | 0 | 0 | 0 | 0 | 0 | 0 | 0.016972 | 1.26 | 0.034257 | 1.5544 | 1.5544 | 4.3792 | 0 | 0.0051127 | 0.0054208 | 0.010137 | 0.033051 | 0 | -1.078 | 0 | 0 | 0 | 0.057082 | 0.017981 | 0.79023 | 0 | 4.9869 | 2.1271 | 0 | 0.50417 | 0.83819 | 0 | 0 | 0 | 0.22747 | 0 | 0.055283 | 0 | 0.0046609 | 0 | -0.12025 | 0 | 0 | 0 | 0 | 0 | 0 | 0 | 0 | 3.2885 | 0.0010361 | 0 | 0 | 0 | 0 | 0 | 0 | 0 | 0 | -1.325 | 0 | 0 | 0 | 0 | 0 | 0 | 0 | 0 | 0 | 0 | -19.4016 | 1.8827 | 0 | 0 | 0 | 0.531 | 13.2651 | 1.2663 | 3.1569 | 0.034497 | 0.057553 | -0.73443 | 0.62859 | 0.11453 | 2.6783 | 12.6787 | 21.8454 | -22.6593 | 0 | 0.5801 | 0 | 1.7286 | 0.19736
2025_04_06 Hr 17 | 0.7199 | 0.00010427 | 0 | 0 | 0 | 0 | 0 | 0 | 0 | 0 | 0 | 0.016972 | 1.56 | 0.050104 | 1.5544 | 1.5544 | 4.45 | 0 | 0.0051127 | 0.0054208 | 0.010137 | 0.033051 | 0 | -0.94595 | 0 | 0 | 0 | 0.057082 | 0.017981 | 0.8471 | 0 | 4.9869 | 2.1271 | 0 | 0.50417 | 0.83819 | 0 | 0 | 0 | 0.28027 | 0 | 0.055283 | 0 | 0.0055059 | 0 | -0.14243 | 0 | 0 | 0 | 0 | 0 | 0 | 0 | 0 | 2.9473 | 0.0010361 | 0 | 0 | 0 | 0 | 0 | 0 | 0 | 0 | -1.325 | 0 | 0 | 0 | 0 | 0 | 0 | 0 | 0 | 0 | 0 | -22.9985 | 1.8827 | 0 | 0 | 0 | 0.45266 | 13.3927 | 1.2663 | 3.1569 | 0.034497 | 0.057553 | -0.7199 | 0.62859 | 0.11453 | 2.6783 | 9.2681 | 21.7269 | -26.1318 | 0 | 0.5801 | 0 | 1.7286 | 0.19714
2025_04_06 Hr 18 | 0.7247 | 4.2058e-05 | 0 | 0 | 0 | 0 | 0 | 0 | 0 | 0 | 0 | 0.016972 | 1.77 | 0.055142 | 1.5284 | 1.5284 | 3.8272 | 0 | 0.0051127 | 0.0054208 | 0.010137 | 0.033051 | 0 | -0.97177 | 0 | 0 | 0 | 0.057082 | 0.017981 | 0.77514 | 0 | 4.582 | 2.1271 | 0 | 0.45557 | 0.83819 | 0 | 0 | 0 | 1.4878 | -0.013088 | 0.055283 | 0 | 0.0053406 | 0 | -0.13809 | 0 | 0 | 0 | 0 | 0 | 0 | 0 | 0 | 2.7368 | 0.0010361 | 0 | 0 | 0 | 0 | 0 | 0 | 0 | 0 | -1.325 | 0 | 0 | 0 | 0 | 0 | 0 | 0 | 0 | 0 | 0 | -19.3218 | 1.8827 | 0 | 0 | 0 | 0.55276 | 12.2411 | 1.2663 | 3.1569 | 0.034497 | 0.057553 | -0.7247 | 0.62859 | 0.11453 | 2.6783 | 13.0234 | 21.7889 | -22.4814 | 0 | 0.5801 | 0 | 1.7286 | 0.19839
2025_04_06 Hr 19 | 0.11363 | 8.8001e-06 | 0 | 0 | 0 | 0 | 0 | 0 | 0 | 0 | 0 | 0.016972 | 1.32 | 0.045174 | 1.5544 | 1.5544 | 4.4641 | 0 | 0.0051127 | 0.0054208 | 0.010137 | 0.033051 | 0 | -0.88957 | 0 | 0 | 0 | 0.057082 | 0.017981 | 0.85044 | 0 | 4.9869 | 2.1271 | 0 | 0.50417 | 0.83819 | 0 | 0 | 0 | 0.91583 | 0 | 0.055283 | 0 | 0.0040334 | 0 | -0.1519 | 0 | 0 | 0 | 0 | 0 | 0 | 0 | 0 | 2.3303 | 0.0010361 | 0 | 0 | 0 | 0 | 0 | 0 | 0 | 0 | -1.325 | 0 | 0 | 0 | 0 | 0 | 0 | 0 | 0 | 0 | 0 | -26.3485 | 1.8827 | 0 | 3.5468 | 0 | 0.42219 | 15.7166 | 1.2663 | 3.1569 | 0.034497 | 0.057553 | -0.11363 | 0.62859 | 0.11453 | 2.6783 | 8.0329 | 20.2291 | -28.8286 | 0 | 0.5801 | 0 | 1.7286 | 0.19817
2025_04_06 Hr 20 | 0.022595 | 0 | 0 | 0 | 0 | 0 | 0 | 0 | 0 | 0 | 0 | 0.016972 | 0.72 | 0.024201 | 1.5544 | 1.5544 | 4.4641 | 0 | 0.0051127 | 0.0054208 | 0.010137 | 0.033051 | 0 | -0.90592 | 0 | 0 | 0 | 0.057082 | 0.017981 | 0.85044 | 0 | 4.9869 | 2.1271 | 0 | 0.50417 | 0.83819 | 0 | 0 | 0 | 0.64984 | 0 | 0.055283 | 0 | 0.0039615 | 0 | -0.14916 | 0 | 0 | 0 | 0 | 0 | 0 | 0 | 0 | 2.5989 | 0.0010361 | 0 | 0 | 0 | 0 | 0 | 0 | 0 | 0 | -1.325 | 0 | 0 | 0 | 0 | 0 | 0 | 0 | 0 | 0 | 0 | -24.7958 | 1.8827 | 0 | 2.2751 | 0 | 0.63981 | 15.6854 | 1.2663 | 3.1569 | 0.034497 | 0.057553 | -0.022595 | 0.62859 | 0.11453 | 2.6783 | 9.1427 | 20.0059 | -27.1984 | 0 | 0.5801 | 0 | 1.7286 | 0.20074
2025_04_06 Hr 21 | 0 | 0 | 0 | 0 | 0 | 0 | 0 | 0 | 0 | 0 | 0 | 0.016972 | 1.29 | 0.040206 | 1.5544 | 1.5544 | 4.4641 | 0 | 0.0051127 | 0.0054208 | 0.010137 | 0.033051 | 0 | -0.97142 | 0 | 0 | 0 | 0.057082 | 0.017981 | 0.85044 | 0 | 4.9869 | 2.1271 | 0 | 0.50417 | 0.83819 | 0 | 0 | 0 | 0.83242 | 0 | 0.055283 | 0 | 0.0036733 | 0 | -0.13815 | 0 | 0 | 0 | 0 | 0 | 0 | 0 | 0 | 2.7368 | 0.0010361 | 0 | 0 | 0 | 0 | 0 | 0 | 0 | 0 | -1.325 | 0 | 0 | 0 | 0 | 0 | 0 | 0 | 0 | 0 | 0 | -23.6778 | 1.8827 | 0 | 2.1577 | 0 | 0.5397 | 15.568 | 1.2663 | 3.1569 | 0.034497 | 0.057553 | 0 | 0.62859 | 0.11453 | 2.6783 | 10.895 | 20.6071 | -26.1124 | 0 | 0.5801 | 0 | 1.7286 | 0.20068
2025_04_06 Hr 22 | 0 | 0 | 0 | 0 | 0 | 0 | 0 | 0 | 0 | 0 | 0 | 0.016972 | 2.37 | 0.093586 | 1.5544 | 1.5544 | 4.4641 | 0 | 0.0051127 | 0.0054208 | 0.010137 | 0.033051 | 0 | -0.74854 | 0 | 0 | 0 | 0.057082 | 0.017981 | 0.85044 | 0 | 4.9869 | 2.1271 | 0 | 0.50417 | 0.83819 | 0 | 0 | 0 | 0.86908 | 0 | 0.055283 | 0 | 0.0046539 | 0 | -0.1756 | 0 | 0 | 0 | 0 | 0 | 0 | 0 | 0 | 3.2885 | 0.0010361 | 0 | 0 | 0 | 0 | 0 | 0 | 0 | 0 | -1.325 | 0 | 0 | 0 | 0 | 0 | 0 | 0 | 0 | 0 | 0 | -35.5259 | 1.8827 | 0 | 2.5833 | 0 | 0.56147 | 15.9936 | 1.2663 | 3.1569 | 0.034497 | 0.057553 | 0 | 0.62859 | 0.11453 | 2.6783 | 1.3981 | 22.3105 | -37.775 | 0 | 0.5801 | 0 | 1.7286 | 0.19731
2025_04_06 Hr 23 | 0 | 0 | 0 | 0 | 0 | 0 | 0 | 0 | 0 | 0 | 0 | 0.016972 | 1.98 | 0.087216 | 1.5544 | 1.5544 | 4.5587 | 0 | 0.0051127 | 0.0054208 | 0.010137 | 0.033051 | 0 | -0.62637 | 0 | 0 | 0 | 0.057082 | 0.017981 | 0.85044 | 0 | 5.0299 | 2.1271 | 0 | 0.51039 | 0.83819 | 0 | 0 | 0 | 0.10916 | -0.048908 | 0.055283 | 0 | 0.0051915 | 0 | -0.19612 | 0 | 0 | 0 | 0 | 0 | 0 | 0 | 0 | 3.695 | 0.0010361 | 0 | 0 | 0 | 0 | 0 | 0 | 0 | 0 | -1.325 | 0 | 0 | 0 | 0 | 0 | 0 | 0 | 0 | 0 | 0 | -34.9018 | 1.8827 | 0 | 2.8468 | 0 | 0.86179 | 16.3946 | 1.2663 | 3.1569 | 0.034497 | 0.057553 | 0 | 0.62859 | 0.11453 | 2.6783 | 2.0276 | 22.622 | -37.0493 | 0 | 0.5801 | 0 | 1.7286 | 0.19207
2025_04_06 Hr 24 | 0 | 0 | 0 | 0 | 0 | 0 | 0 | 0 | 0 | 0 | 0 | 0.016972 | 2.16 | 0.09559 | 1.5544 | 1.5544 | 4.5587 | 0 | 0.0051127 | 0.0054208 | 0.010137 | 0.033051 | 0 | -0.62085 | 0 | 0 | 0 | 0.057082 | 0.017981 | 0.85044 | 0 | 5.0299 | 2.1271 | 0 | 0.51039 | 0.83819 | 0 | 0 | 0 | 0 | -0.41407 | 0.055283 | 0 | 0.0052157 | 0 | -0.19705 | 0 | 0 | 0 | 0 | 0 | 0 | 0 | 0 | 3.695 | 0.0010361 | 0 | 0 | 0 | 0 | 0 | 0 | 0 | 0 | -1.325 | 0 | 0 | 0 | 0 | 0 | 0 | 0 | 0 | 0 | 0 | -36.2659 | 1.8827 | 0 | 2.8468 | 0 | 1.1534 | 16.3946 | 1.2663 | 3.1569 | 0.034497 | 0.057553 | 0 | 0.62859 | 0.11453 | 2.6783 | 0.66843 | 23.0967 | -38.4088 | 0 | 0.5801 | 0 | 1.7286 | 0.18676
2025_04_07 Hr 01 | 0 | 0 | 0 | 0 | 0 | 0 | 0 | 0 | 0 | 0 | 0 | 0.016972 | 2.37 | 0.09248 | 1.5544 | 1.5544 | 4.5587 | 0 | 0.0051127 | 0.0054208 | 0.010137 | 0.033051 | 0 | -0.76104 | 0 | 0 | 0 | 0.057082 | 0.017981 | 0.85044 | 0 | 5.0299 | 2.1271 | 0 | 0.51039 | 0.83819 | 0 | 0 | 0 | 0 | -0.9421 | 0.055283 | 0 | 0.0045989 | 0 | -0.17349 | 0 | 0 | 0 | 0 | 0 | 0 | 0 | 0 | 4.2467 | 0.0010361 | 0 | 0 | 0 | 0 | 0 | 0 | 0 | 0 | -1.325 | 0 | 0 | 0 | 0 | 0 | 0 | 0 | 0 | 0 | 0 | -34.0677 | 1.8827 | 0 | 2.8251 | 0 | 1.3231 | 16.3728 | 1.2663 | 3.1569 | 0.034497 | 0.057553 | 0 | 0.62859 | 0.11453 | 2.6783 | 3.1258 | 24.0223 | -36.3272 | 0 | 0.5801 | 0 | 1.7286 | 0.18405
2025_04_07 Hr 02 | 0 | 0 | 0 | 0 | 0 | 0 | 0 | 0 | 0 | 0 | 0 | 0.016972 | 2.55 | 0.099254 | 1.5544 | 1.5544 | 4.5587 | 0 | 0.0051127 | 0.0054208 | 0.010137 | 0.033051 | 0 | -0.76367 | 0 | 0 | 0 | 0.057082 | 0.017981 | 0.85044 | 0 | 5.0299 | 2.1271 | 0 | 0.51039 | 0.83819 | 0 | 0 | 0 | 0 | -0.72213 | 0.055283 | 0 | 0.0045874 | 0 | -0.17305 | 0 | 0 | 0 | 0 | 0 | 0 | 0 | 0 | 4.3121 | 0.0010361 | 0 | 0 | 0 | 0 | 0 | 0 | 0 | 0 | -1.325 | 0 | 0 | 0 | 0 | 0 | 0 | 0 | 0 | 0 | 0 | -34.9859 | 1.8827 | 0 | 2.8468 | 0 | 1.2143 | 16.3946 | 1.2663 | 3.1569 | 0.034497 | 0.057553 | 0 | 0.62859 | 0.11453 | 2.6783 | 2.5894 | 24.1645 | -37.2476 | 0 | 0.5801 | 0 | 1.7286 | 0.18291
2025_04_07 Hr 03 | 0 | 0 | 0 | 0 | 0 | 0 | 0 | 0 | 0 | 0 | 0 | 0.016972 | 2.67 | 0.11096 | 1.5544 | 1.5544 | 4.5587 | 0 | 0.0051127 | 0.0054208 | 0.010137 | 0.033051 | 0 | -0.69312 | 0 | 0 | 0 | 0.057082 | 0.017981 | 0.85044 | 0 | 5.0299 | 2.1271 | 0 | 0.51039 | 0.83819 | 0 | 0 | 0 | 0 | -0.52903 | 0.055283 | 0 | 0.0048978 | 0 | -0.18491 | 0 | 0 | 0 | 0 | 0 | 0 | 0 | 0 | 5.205 | 0.0010361 | 0 | 0 | 0 | 0 | 0 | 0 | 0 | 0 | -1.325 | 0 | 0 | 0 | 0 | 0 | 0 | 0 | 0 | 0 | 0 | -38.9129 | 1.8827 | 0 | 2.8468 | 0 | 1.2535 | 16.3946 | 1.2663 | 3.1569 | 0.034497 | 0.057553 | 0 | 0.62859 | 0.11453 | 2.6783 | -0.022018 | 25.2283 | -41.1159 | 0 | 0.5801 | 0 | 1.7286 | 0.18296
2025_04_07 Hr 04 | 0 | 0 | 0 | 0 | 0 | 0 | 0 | 0 | 0 | 0 | 0 | 0.016972 | 2.22 | 0.098674 | 1.5544 | 1.5544 | 4.5587 | 0 | 0.0051127 | 0.0054208 | 0.010137 | 0.033051 | 0 | -0.61569 | 0 | 0 | 0 | 0.057082 | 0.017981 | 0.85044 | 0.4348 | 5.0299 | 2.1271 | 0 | 0.51039 | 0.83819 | 0 | 0 | 0 | 0 | -0.25196 | 0.055283 | 0 | 0.0052385 | 0 | -0.19791 | 0 | 0 | 0 | 0 | 0 | 0 | 0 | 0 | 5.3429 | 0.0010361 | 0 | 0 | 0 | 0 | 0 | 0 | 0 | 0 | -1.325 | 0 | 0 | 0 | 0 | 0 | 0 | 0 | 0 | 0 | 0 | -44.5402 | 1.8827 | 0 | 2.8468 | 0 | 1.4842 | 16.6798 | 1.2663 | 3.1569 | 0.034497 | 0.057553 | 0 | 0.62859 | 0.11453 | 2.6783 | -5.1158 | 25.1351 | -46.6788 | 0 | 0.5801 | 0 | 1.7286 | 0.18348
2025_04_07 Hr 05 | 0 | 0 | 0 | 0.097292 | 0.098017 | 0.084342 | 0.090148 | 0.098802 | 0.099379 | 0 | 0 | 0.016972 | 1.89 | 0.097258 | 1.5544 | 1.5544 | 4.5587 | 0 | 0.0051127 | 0.0054208 | 0.010137 | 0.033051 | 0 | -0.42787 | 0 | 0 | 0 | 0.057082 | 0.017981 | 0.85044 | 0.28516 | 5.0299 | 2.1271 | 0 | 0.51039 | 0.83819 | 0 | 0 | 0 | 0 | -0.86737 | 0.055283 | 0 | 0.0027568 | 0 | -0.22947 | 0 | 0 | 0 | 0 | 0 | 0 | 0 | 0 | 5.3429 | 0.0010361 | 0 | 0 | 0 | 0 | 0 | 0 | 0 | 0 | -1.325 | 0 | 0 | 0 | 0 | 0 | 0 | 0 | 0 | 0 | 0 | -53.774 | 1.8827 | 0 | 2.8468 | 0 | 1.8977 | 17.2478 | 1.2663 | 3.1569 | 0.034497 | 0.057553 | 0 | 0.62859 | 0.11453 | 2.6783 | -14.1554 | 25.2206 | -55.7563 | 0 | 0.5801 | 0 | 1.7286 | 0.18682
2025_04_07 Hr 06 | 0 | 0 | 0 | 0.097292 | 0.098017 | 0.084342 | 0.090148 | 0.098802 | 0.099379 | 0 | 0 | 0.016972 | 1.53 | 0.088242 | 1.5544 | 1.5544 | 4.5587 | 0 | 0.0051127 | 0.0054208 | 0.010137 | 0.033051 | 0 | -0.2614 | 0 | 0 | 0 | 0.057082 | 0.017981 | 0.85044 | 0.28516 | 5.0299 | 2.1271 | 0 | 0.51039 | 0.83819 | 0 | 0 | 0 | 0 | -0.40008 | 0.055283 | 0 | 0.0030897 | 0 | -0.25744 | 0 | 0 | 0 | 0 | 0 | 0 | 0 | 0 | 5.4808 | 0.0010361 | 0 | 0 | 0 | 0 | 0 | 0 | 0 | 0 | -1.325 | 0 | 0 | 0 | 0 | 0 | 0 | 0 | 0 | 0 | 0 | -60.0815 | 1.8827 | 0 | 2.8468 | 0 | 1.9368 | 17.2478 | 1.2663 | 3.1569 | 0.034497 | 0.057553 | 0 | 0.62859 | 0.11453 | 2.6783 | -20.041 | 25.0366 | -61.9253 | 0 | 0.5801 | 0 | 1.7286 | 0.19476
2025_04_07 Hr 07 | 0.022885 | 0 | 0 | 0.097292 | 0.098017 | 0.084342 | 0.090148 | 0.098802 | 0.099379 | 0 | 0 | 0.016972 | 1.26 | 0.05353 | 1.5544 | 1.5544 | 4.4641 | 0 | 0.0051127 | 0.0054208 | 0.010137 | 0.033051 | 0 | 0 | 0 | 0 | 0 | 0.057082 | 0.017981 | 0.85044 | 0.28516 | 4.9869 | 2.1271 | 0 | 0.50417 | 0.83819 | 0 | 0 | 0 | 0.83884 | 0 | 0.055283 | 0 | 0.0022759 | 0 | -0.18908 | 0 | 0 | 0 | 0 | 0 | 0 | 0 | 0 | 5.067 | 0.0010361 | 0 | -1.0625 | 0 | 0 | 0 | 0 | 0 | 0 | 0 | 0 | 0 | 0 | 0 | 0 | 0 | 0 | 0 | 0 | 0 | -44.5689 | 1.8827 | 0 | 2.7961 | 0 | 2.0282 | 17.0594 | 1.2663 | 3.1569 | 0.034497 | 0.057553 | -0.022885 | 0.62859 | 0.11453 | 2.6783 | -3.5107 | 24.4344 | -45.8434 | 0 | 0.5801 | 0 | 1.7286 | 0.20301
2025_04_07 Hr 08 | 0.22653 | 0 | 0 | 0.097292 | 0.098017 | 0.084342 | 0.090148 | 0.098802 | 0.099379 | 0 | 0 | 0.016972 | 0.75 | 0.030155 | 1.5544 | 1.5544 | 4.4641 | 0 | 0.0051127 | 0.0054208 | 0.010137 | 0.033051 | 0 | 0 | 0 | 0 | 0 | 0.057082 | 0.017981 | 0.85044 | 0.28516 | 4.9869 | 2.1271 | 0 | 0.50417 | 0.83819 | 0 | 0 | 0 | 0.013589 | -0.30466 | 0.055283 | 0 | 0.0021539 | 0 | -0.17883 | 0 | 0 | 0 | 0 | 0 | 0 | 0 | 0 | 4.8638 | 0.0010361 | 0 | -1.0625 | 0 | 0 | 0 | 0 | 0 | 0 | 0 | 0 | 0 | 0 | 0 | 0 | 0 | 0 | 0 | 0 | 0 | -36.9657 | 1.8827 | 0 | 2.6787 | 0 | 2.3677 | 16.9421 | 1.2663 | 3.1569 | 0.034497 | 0.057553 | -0.22653 | 0.62859 | 0.11453 | 2.6783 | 2.462 | 24.2446 | -38.4335 | 0 | 0.5801 | 0 | 1.7286 | 0.20672
2025_04_07 Hr 09 | 0.38643 | 1.0991e-05 | 0 | 0 | 0 | 0 | 0 | 0 | 0 | 0 | 0 | 0.016972 | 0.39 | 0.013335 | 1.5544 | 1.5544 | 4.4641 | 0 | 0.0051127 | 0.0054208 | 0.010137 | 0.033051 | 0 | 0 | 0 | 0 | 0 | 0.057082 | 0.017981 | 0.85044 | 0 | 4.9869 | 2.1271 | 0 | 0.50417 | 0.83819 | 0 | 0 | 0 | 0.83218 | 0 | 0.055283 | 0 | 0.0040299 | 0 | -0.15177 | 0 | 0 | 0 | 0 | 0 | 0 | 0 | 0 | 4.7912 | 0.0010361 | 0 | -1.0625 | 0 | 0 | 0 | 0 | 0 | 0 | 0 | 0 | 0 | 0 | 0 | 0 | 0 | 0 | 0 | 0 | 0 | -29.4604 | 1.8827 | 0 | 2.2219 | 0 | 1.815 | 15.6321 | 1.2663 | 3.1569 | 0.034497 | 0.057553 | -0.38643 | 0.62859 | 0.11453 | 2.6783 | 8.807 | 23.4038 | -31.0611 | 0 | 0.5801 | 0 | 1.7286 | 0.20817
2025_04_07 Hr 10 | 0.5451 | 8.5144e-05 | 0 | 0 | 0 | 0 | 0 | 0 | 0 | 0 | 0 | 0.016972 | 0.75 | 0.022968 | 1.5544 | 1.5544 | 4.4641 | 0 | 0.0051127 | 0.0054208 | 0.010137 | 0.033051 | 0 | 0 | 0 | 0 | 0 | 0.057082 | 0.017981 | 0.85044 | 0 | 4.9869 | 2.1271 | 0 | 0.50417 | 0.83819 | 0 | 0 | 0 | 0.92447 | 0 | 0.055283 | 0 | 0.0036092 | 0 | -0.13571 | 0 | 0 | 0 | 0 | 0 | 0 | 0 | 0 | 5.067 | 0.0010361 | 0 | -1.0625 | 0 | 0 | 0 | 0 | 0 | 0 | 0 | 0 | 0 | 0 | 0 | 0 | 0 | 0 | 0 | 0 | 0 | -27.0875 | 1.8827 | 0 | 2.1577 | 0 | 1.8063 | 15.568 | 1.2663 | 3.1569 | 0.034497 | 0.057553 | -0.5451 | 0.62859 | 0.11453 | 2.6783 | 11.8602 | 24.1986 | -28.8308 | 0 | 0.5801 | 0 | 1.7286 | 0.20741
2025_04_07 Hr 11 | 0.52236 | 0.00019567 | 0 | 0 | 0 | 0 | 0 | 0 | 0 | 0 | 0 | 0.016972 | 1.02 | 0.029852 | 1.5544 | 1.5544 | 4.4641 | 0 | 0.0051127 | 0.0054208 | 0.010137 | 0.033051 | 0 | 0 | 0 | 0 | 0 | 0.057082 | 0.017981 | 0.85044 | 0 | 4.9869 | 2.1271 | 0 | 0.50417 | 0.83819 | 0 | 0 | 0 | 0.67217 | 0 | 0.055283 | 0 | 0.0034493 | 0 | -0.1296 | 0 | 0 | 0 | 0 | 0 | 0 | 0 | 0 | 4.7259 | 0.0010361 | 0 | -1.0625 | 0 | 0 | 0 | 0 | 0 | 0 | 0 | 0 | 0 | 0 | 0 | 0 | 0 | 0 | 0 | 0 | 0 | -26.174 | 1.8827 | 0 | 2.1577 | 0 | 1.9064 | 15.568 | 1.2663 | 3.1569 | 0.034497 | 0.057553 | -0.52236 | 0.62859 | 0.11453 | 2.6783 | 12.5624 | 24.2108 | -27.8885 | 0 | 0.5801 | 0 | 1.7286 | 0.20643
2025_04_07 Hr 12 | 0.52236 | 0.00029654 | 0 | 0 | 0 | 0 | 0 | 0 | 0 | 0 | 0 | 0.016972 | 1.08 | 0.035146 | 1.5544 | 1.5544 | 4.4641 | 0 | 0.0051127 | 0.0054208 | 0.010137 | 0.033051 | 0 | 0 | 0 | 0 | 0 | 0.057082 | 0.017981 | 0.85044 | 0 | 4.9869 | 2.1271 | 0 | 0.50417 | 0.83819 | 0 | 0 | 0 | 1.3338 | 0 | 0.055283 | 0 | 0.0038353 | 0 | -0.14434 | 0 | 0 | 0 | 0 | 0 | 0 | 0 | 0 | 5.0017 | 0.0010361 | 0 | -1.0625 | 0 | 0 | 0 | 0 | 0 | 0 | 0 | 0 | 0 | 0 | 0 | 0 | 0 | 0 | 0 | 0 | 0 | -30.2961 | 1.8827 | 0 | 2.1577 | 0 | 1.8063 | 15.568 | 1.2663 | 3.1569 | 0.034497 | 0.057553 | -0.52236 | 0.62859 | 0.11453 | 2.6783 | 9.3284 | 24.452 | -32.0253 | 0 | 0.5801 | 0 | 1.7286 | 0.20655
2025_04_07 Hr 13 | 0.59022 | 0.00015404 | 0 | 0 | 0 | 0 | 0 | 0 | 0 | 0 | 0 | 0.016972 | 1.95 | 0.051773 | 1.5544 | 1.5544 | 4.4641 | 0 | 0.0051127 | 0.0054208 | 0.010137 | 0.033051 | 0 | 0 | 0 | 0 | 0 | 0.057082 | 0.017981 | 0.85044 | 0 | 4.9869 | 2.1271 | 0 | 0.50417 | 0.83819 | 0 | 0 | 0 | 0.28167 | 0 | 0.055283 | 0 | 0.0031291 | 0 | -0.11738 | 0 | 0 | 0 | 0 | 0 | 0 | 0 | 0 | 5.0017 | 0.0010361 | 0 | -1.0625 | 0 | 0 | 0 | 0 | 0 | 0 | 0 | 0 | 0 | 0 | 0 | 0 | 0 | 0 | 0 | 0 | 0 | -25.3487 | 1.8827 | 0 | 2.1577 | 0 | 2.2372 | 15.568 | 1.2663 | 3.1569 | 0.034497 | 0.057553 | -0.59022 | 0.62859 | 0.11453 | 2.6783 | 14.5663 | 25.8355 | -27.1188 | 0 | 0.5801 | 0 | 1.7286 | 0.20482
2025_04_07 Hr 14 | 0.54503 | 2.9256e-05 | 0 | 0 | 0 | 0 | 0 | 0 | 0 | 0 | 0 | 0.016972 | 2.16 | 0.058686 | 1.5544 | 1.5544 | 4.4641 | 0 | 0.0051127 | 0.0054208 | 0.010137 | 0.033051 | 0 | 0 | 0 | 0 | 0 | 0.057082 | 0.017981 | 0.85044 | 0 | 4.9869 | 2.1271 | 0 | 0.50417 | 0.83819 | 0 | 0 | 0 | 0.73687 | 0 | 0.055283 | 0 | 0.0032021 | 0 | -0.12016 | 0 | 0 | 0 | 0 | 0 | 0 | 0 | 0 | 5.0017 | 0.0010361 | 0 | -1.0625 | 0 | 0 | 0 | 0 | 0 | 0 | 0 | 0 | 0 | 0 | 0 | 0 | 0 | 0 | 0 | 0 | 0 | -27.0229 | 1.8827 | 0 | 2.1577 | 0 | 1.815 | 15.568 | 1.2663 | 3.1569 | 0.034497 | 0.057553 | -0.54503 | 0.62859 | 0.11453 | 2.6783 | 13.1383 | 25.5841 | -28.7506 | 0 | 0.5801 | 0 | 1.7286 | 0.20396
2025_04_07 Hr 15 | 0.54503 | 2.6282e-05 | 0 | 0 | 0 | 0 | 0 | 0 | 0 | 0 | 0 | 0.016972 | 2.22 | 0.066007 | 1.5544 | 1.5544 | 4.4641 | 0 | 0.0051127 | 0.0054208 | 0.010137 | 0.033051 | 0 | 0 | 0 | 0 | 0 | 0.057082 | 0.017981 | 0.85044 | 0 | 4.9869 | 2.1271 | 0 | 0.50417 | 0.83819 | 0 | 0 | 0 | 0.51323 | 0 | 0.055283 | 0 | 0.0035042 | 0 | -0.1317 | 0 | 0 | 0 | 0 | 0 | 0 | 0 | 0 | 5.067 | 0.0010361 | 0 | -1.0625 | 0 | 0 | 0 | 0 | 0 | 0 | 0 | 0 | 0 | 0 | 0 | 0 | 0 | 0 | 0 | 0 | 0 | -29.6401 | 1.8827 | 0 | 2.1577 | 0 | 1.8672 | 15.568 | 1.2663 | 3.1569 | 0.034497 | 0.057553 | -0.54503 | 0.62859 | 0.11453 | 2.6783 | 10.4688 | 25.767 | -31.3793 | 0 | 0.5801 | 0 | 1.7286 | 0.202
2025_04_07 Hr 16 | 0.56748 | 8.7136e-05 | 0 | 0.097292 | 0.098017 | 0.084342 | 0.090148 | 0.098802 | 0.099379 | 0 | 0 | 0.016972 | 2.4 | 0.099331 | 1.5544 | 1.5544 | 4.4641 | 0 | 0.0051127 | 0.0054208 | 0.010137 | 0.033051 | 0 | 0 | 0 | 0 | 0 | 0.057082 | 0.017981 | 0.85044 | 0.4348 | 4.9869 | 2.1271 | 0 | 0.50417 | 0.83819 | 0 | 0 | 0 | 0.21847 | -0.22981 | 0.055283 | 0 | 0.0022172 | 0 | -0.18415 | 0 | 0 | 0 | 0 | 0 | 0 | 0 | 0 | 5.205 | 0.0010361 | 0 | -1.0625 | 0 | 0 | 0 | 0 | 0 | 0 | 0 | 0 | 0 | 0 | 0 | 0 | 0 | 0 | 0 | 0 | 0 | -44.4116 | 1.8827 | 0 | 2.6255 | 0 | 1.7062 | 16.8889 | 1.2663 | 3.1569 | 0.034497 | 0.057553 | -0.56748 | 0.62859 | 0.11453 | 2.6783 | -3.3687 | 25.9795 | -46.2257 | 0 | 0.5801 | 0 | 1.7286 | 0.20177
2025_04_07 Hr 17 | 0.539 | 5.1024e-05 | 0 | 0.097292 | 0.098017 | 0.084342 | 0.090148 | 0.098802 | 0.099379 | 0 | 0 | 0.016972 | 2.31 | 0.11829 | 1.5544 | 1.5544 | 4.4641 | 0 | 0.0051127 | 0.0054208 | 0.010137 | 0.033051 | 0 | 0 | 0 | 0 | 0 | 0.057082 | 0.017981 | 0.85044 | 0.28516 | 4.9869 | 2.1271 | 0 | 0.50417 | 0.83819 | 0 | 0 | 0 | 0.047106 | -0.14336 | 0.055283 | 0 | 0.0027432 | 0 | -0.22833 | 0 | 0 | 0 | 0 | 0 | 0 | 0 | 0 | 5.067 | 0.0010361 | 0 | -1.0625 | 0 | 0 | 0 | 0 | 0 | 0 | 0 | 0 | 0 | 0 | 0 | 0 | 0 | 0 | 0 | 0 | 0 | -52.5883 | 1.8827 | 0 | 2.7319 | 0 | 1.4537 | 16.9953 | 1.2663 | 3.1569 | 0.034497 | 0.057553 | -0.539 | 0.62859 | 0.11453 | 2.6783 | -12.0288 | 25.4903 | -54.4182 | 0 | 0.5801 | 0 | 1.7286 | 0.20252
2025_04_07 Hr 18 | 0.43162 | 2.8067e-05 | 0 | 0.097292 | 0.098017 | 0.084342 | 0.090148 | 0.098802 | 0.099379 | 0 | 0 | 0.016972 | 2.43 | 0.14634 | 1.5544 | 1.5544 | 4.4641 | 0 | 0.0051127 | 0.0054208 | 0.010137 | 0.033051 | 0 | 0 | 0 | 0 | 0 | 0.057082 | 0.017981 | 0.85044 | 0.28516 | 4.9869 | 2.1271 | 0 | 0.50417 | 0.83819 | 0 | 0 | 0 | 0.49178 | -0.29264 | 0.055283 | 0 | 0.0032261 | 0 | -0.26889 | 0 | 0 | 0 | 0 | 0 | 0 | 0 | 0 | 4.3121 | 0.0010361 | 0 | -1.0625 | 0 | 0 | 0 | 0 | 0 | 0 | 0 | 0 | 0 | 0 | 0 | 0 | 0 | 0 | 0 | 0 | 0 | -63.161 | 1.8827 | 0 | 2.7961 | 0 | 1.1926 | 17.0594 | 1.2663 | 3.1569 | 0.034497 | 0.057553 | -0.43162 | 0.62859 | 0.11453 | 2.6783 | -23.1481 | 24.5173 | -64.924 | 0 | 0.5801 | 0 | 1.7286 | 0.205
2025_04_07 Hr 19 | 0.11363 | 3.2122e-06 | 0 | 0.097292 | 0.098017 | 0.084342 | 0.090148 | 0.098802 | 0.099379 | 0 | 0 | 0.016972 | 2.61 | 0.17389 | 1.5544 | 1.5544 | 4.4641 | 0 | 0.0051127 | 0.0054208 | 0.010137 | 0.033051 | 0 | 0 | 0 | 0 | 0 | 0.057082 | 0.017981 | 0.85044 | 0.28516 | 4.9869 | 2.1271 | 0 | 0.50417 | 0.83819 | 0 | 0 | 0 | 0.75 | 0 | 0.055283 | 0 | 0.0035691 | 0 | -0.2977 | 0 | 0 | 0 | 0 | 0 | 0 | 0 | 0 | 4.3121 | 0.0010361 | 0 | -1.0625 | 0 | 0 | 0 | 0 | 0 | 0 | 0 | 0 | 0 | 0 | 0 | 0 | 0 | 0 | 0 | 0 | 0 | -70.0761 | 1.8827 | 0 | 2.7961 | 0 | 1.0751 | 17.0594 | 1.2663 | 3.1569 | 0.034497 | 0.057553 | -0.11363 | 0.62859 | 0.11453 | 2.6783 | -29.4516 | 24.2889 | -71.5499 | 0 | 0.5801 | 0 | 1.7286 | 0.2046
2025_04_07 Hr 20 | 0 | 0 | 0 | 0.097292 | 0.098017 | 0.084342 | 0.090148 | 0.098802 | 0.099379 | 0 | 0 | 0.016972 | 2.67 | 0.20599 | 1.5544 | 1.5544 | 4.4641 | 0 | 0.0051127 | 0.0054208 | 0.010137 | 0.033051 | 0 | 0 | 0 | 0 | 0 | 0.057082 | 0.017981 | 0.85044 | 0.28516 | 4.9869 | 2.1271 | 0 | 0.50417 | 0.83819 | 0 | 0 | 0 | 2.3692 | 0 | 0.055283 | 0 | 0.004133 | 0 | -0.34508 | 0 | 0 | 0 | 0 | 0 | 0 | 0 | 0 | 4.3121 | 0.0010361 | 0 | -1.0625 | 0 | 0 | 0 | 0 | 0 | 0 | 0 | 0 | 0 | 0 | 0 | 0 | 0 | 0 | 0 | 0 | 0 | -82.4789 | 1.8827 | 0 | 2.7961 | 0 | 1.1142 | 17.0594 | 1.2663 | 3.1569 | 0.034497 | 0.057553 | 0 | 0.62859 | 0.11453 | 2.6783 | -40.1503 | 24.3076 | -83.8865 | 0 | 0.5801 | 0 | 1.7286 | 0.20562
2025_04_07 Hr 21 | 0 | 0 | 0 | 0.097292 | 0.098017 | 0.084342 | 0.090148 | 0.098802 | 0.099379 | 0 | 0 | 0.016972 | 2.67 | 0.18531 | 1.5544 | 1.5544 | 4.4641 | 0 | 0.0051127 | 0.0054208 | 0.010137 | 0.033051 | 0 | 0 | 0 | 0 | 0 | 0.057082 | 0.017981 | 0.85044 | 0.28516 | 4.9869 | 2.1271 | 0 | 0.50417 | 0.83819 | 0 | 0 | 0 | 2.376 | 0 | 0.055283 | 0 | 0.0037181 | 0 | -0.31022 | 0 | 0 | 0 | 0 | 0 | 0 | 0 | 0 | 3.7676 | 0.0010361 | 0 | -1.0625 | 0 | 0 | 0 | 0 | 0 | 0 | 0 | 0 | 0 | 0 | 0 | 0 | 0 | 0 | 0 | 0 | 0 | -76.768 | 1.8827 | 0 | 2.7961 | 0 | 1.7062 | 17.0594 | 1.2663 | 3.1569 | 0.034497 | 0.057553 | 0 | 0.62859 | 0.11453 | 2.6783 | -34.3714 | 24.3339 | -78.1407 | 0 | 0.5801 | 0 | 1.7286 | 0.20512
2025_04_07 Hr 22 | 0 | 0 | 0 | 0.097292 | 0.098017 | 0.084342 | 0.090148 | 0.098802 | 0.099379 | 0 | 0 | 0.016972 | 2.43 | 0.11982 | 1.5544 | 1.5544 | 4.4641 | 0 | 0.0051127 | 0.0054208 | 0.010137 | 0.033051 | 0 | 0 | 0 | 0 | 0 | 0.057082 | 0.017981 | 0.85044 | 0.28516 | 4.9869 | 2.1271 | 0 | 0.50417 | 0.83819 | 0 | 0 | 0 | 0.58943 | -0.15547 | 0.055283 | 0 | 0.0026415 | 0 | -0.21978 | 0 | 0 | 0 | 0 | 0 | 0 | 0 | 0 | 3.078 | 0.0010361 | 0 | -1.0625 | 0 | 0 | 0 | 0 | 0 | 0 | 0 | 0 | 0 | 0 | 0 | 0 | 0 | 0 | 0 | 0 | 0 | -54.2605 | 1.8827 | 0 | 2.7961 | 0 | 2.4287 | 17.0594 | 1.2663 | 3.1569 | 0.034497 | 0.057553 | 0 | 0.62859 | 0.11453 | 2.6783 | -13.9922 | 24.0572 | -55.5428 | 0 | 0.5801 | 0 | 1.7286 | 0.20102
2025_04_07 Hr 23 | 0 | 0 | 0 | 0.097292 | 0.098017 | 0.084342 | 0.090148 | 0.098802 | 0.099379 | 0 | 0 | 0.016972 | 2.61 | 0.11978 | 1.5544 | 1.5544 | 4.5587 | 0 | 0.0051127 | 0.0054208 | 0.010137 | 0.033051 | 0 | -0.57698 | 0 | 0 | 0 | 0.057082 | 0.017981 | 0.85044 | 0.28516 | 5.0299 | 2.1271 | 0 | 0.51039 | 0.83819 | 0 | 0 | 0 | 0 | -0.10314 | 0.055283 | 0 | 0.0024585 | 0 | -0.20442 | 0 | 0 | 0 | 0 | 0 | 0 | 0 | 0 | 2.9473 | 0.0010361 | 0 | 0 | 0 | 0 | 0 | 0 | 0 | 0 | -1.325 | 0 | 0 | 0 | 0 | 0 | 0 | 0 | 0 | 0 | 0 | -45.2742 | 1.8827 | 0 | 2.8468 | 0 | 2.4983 | 17.2478 | 1.2663 | 3.1569 | 0.034497 | 0.057553 | 0 | 0.62859 | 0.11453 | 2.6783 | -6.0604 | 24.1755 | -47.3806 | 0 | 0.5801 | 0 | 1.7286 | 0.19424
2025_04_07 Hr 24 | 0 | 0 | 0 | 0 | 0 | 0 | 0 | 0 | 0 | 0 | 0 | 0.016972 | 2.55 | 0.1034 | 1.5544 | 1.5544 | 4.5587 | 0 | 0.0051127 | 0.0054208 | 0.010137 | 0.033051 | 0 | -0.72015 | 0 | 0 | 0 | 0.057082 | 0.017981 | 0.85044 | 0 | 5.0299 | 2.1271 | 0 | 0.51039 | 0.83819 | 0 | 0 | 0 | 0.015212 | -0.19666 | 0.055283 | 0 | 0.0047789 | 0 | -0.18037 | 0 | 0 | 0 | 0 | 0 | 0 | 0 | 0 | 3.2159 | 0.0010361 | 0 | 0 | 0 | 0 | 0 | 0 | 0 | 0 | -1.325 | 0 | 0 | 0 | 0 | 0 | 0 | 0 | 0 | 0 | 0 | -39.125 | 1.8827 | 0 | 2.8468 | 0 | 2.7595 | 16.3946 | 1.2663 | 3.1569 | 0.034497 | 0.057553 | 0 | 0.62859 | 0.11453 | 2.6783 | -0.51399 | 24.6234 | -41.3505 | 0 | 0.5801 | 0 | 1.7286 | 0.18871
2025_04_08 Hr 01 | 0 | 0 | 0 | 0 | 0 | 0 | 0 | 0 | 0 | 0 | 0 | 0.016972 | 2.13 | 0.098116 | 1.5544 | 1.5544 | 5.2052 | 0 | 0.0051127 | 0.0054208 | 0.010137 | 0.033051 | 0 | -0.5724 | 0 | 0 | 0 | 0.057082 | 0.017981 | 0.85044 | 0 | 5.7439 | 2.1271 | 0 | 0.51039 | 0.83819 | 0 | 0 | 0 | 0 | -0.44936 | 0.055283 | 0 | 0.005429 | 0 | -0.20519 | 0 | 0 | 0 | 0 | 0 | 0 | 0 | 0 | 3.0126 | 0.0010361 | 0 | 0 | 0 | 0 | 0 | 0 | 0 | 0 | -1.325 | 0 | 0 | 0 | 0 | 0 | 0 | 0 | 0 | 0 | 0 | -46.6485 | 1.8827 | 0 | 3.251 | 0 | 3.112 | 18.1593 | 1.2663 | 3.1569 | 0.034497 | 0.057553 | 0 | 0.62859 | 0.11453 | 2.6783 | -6.6966 | 24.3446 | -48.7511 | 0 | 0.5801 | 0 | 1.7286 | 0.18595
2025_04_08 Hr 02 | 0 | 0 | 0 | 0 | 0 | 0 | 0 | 0 | 0 | 0 | 0 | 0.016972 | 2.16 | 0.087699 | 1.5544 | 1.5544 | 5.2052 | 0 | 0.0051127 | 0.0054208 | 0.010137 | 0.033051 | 0 | -0.71871 | 0 | 0 | 0 | 0.057082 | 0.017981 | 0.85044 | 0 | 5.7439 | 2.1271 | 0 | 0.51039 | 0.83819 | 0 | 0 | 0 | 0 | -0.51813 | 0.055283 | 0 | 0.0047852 | 0 | -0.18061 | 0 | 0 | 0 | 0 | 0 | 0 | 0 | 0 | 3.2885 | 0.0010361 | 0 | 0 | 0 | 0 | 0 | 0 | 0 | 0 | -1.325 | 0 | 0 | 0 | 0 | 0 | 0 | 0 | 0 | 0 | 0 | -40.3593 | 1.8827 | 0 | 2.567 | 0 | 3.4123 | 17.4753 | 1.2663 | 3.1569 | 0.034497 | 0.057553 | 0 | 0.62859 | 0.11453 | 2.6783 | -0.68727 | 24.9392 | -42.5836 | 0 | 0.5801 | 0 | 1.7286 | 0.18472
2025_04_08 Hr 03 | 0 | 0 | 0 | 0 | 0 | 0 | 0 | 0 | 0 | 0 | 0 | 0.016972 | 2.25 | 0.088463 | 1.5544 | 1.5544 | 5.2052 | 0 | 0.0051127 | 0.0054208 | 0.010137 | 0.033051 | 0 | -0.75312 | 0 | 0 | 0 | 0.057082 | 0.017981 | 0.85044 | 0 | 5.7439 | 2.1271 | 0 | 0.51039 | 0.83819 | 0 | 0 | 0 | 0.079069 | -0.32196 | 0.055283 | 0 | 0.0046338 | 0 | -0.17483 | 0 | 0 | 0 | 0 | 0 | 0 | 0 | 0 | 3.5644 | 0.0010361 | 0 | 0 | 0 | 0 | 0 | 0 | 0 | 0 | -1.325 | 0 | 0 | 0 | 0 | 0 | 0 | 0 | 0 | 0 | 0 | -39.4336 | 1.8827 | 0 | 2.567 | 0 | 3.1599 | 17.4753 | 1.2663 | 3.1569 | 0.034497 | 0.057553 | 0 | 0.62859 | 0.11453 | 2.6783 | 0.59939 | 25.0535 | -41.6865 | 0 | 0.5801 | 0 | 1.7286 | 0.18492
2025_04_08 Hr 04 | 0 | 0 | 0 | 0 | 0 | 0 | 0 | 0 | 0 | 0 | 0 | 0.016972 | 2.22 | 0.096073 | 1.5544 | 1.5544 | 5.2052 | 0 | 0.0051127 | 0.0054208 | 0.010137 | 0.033051 | 0 | -0.64707 | 0 | 0 | 0 | 0.057082 | 0.017981 | 0.85044 | 0 | 5.7439 | 2.1271 | 0 | 0.51039 | 0.83819 | 0 | 0 | 0 | 0 | -0.38313 | 0.055283 | 0 | 0.0051004 | 0 | -0.19264 | 0 | 0 | 0 | 0 | 0 | 0 | 0 | 0 | 3.4918 | 0.0010361 | 0 | 0 | 0 | 0 | 0 | 0 | 0 | 0 | -1.325 | 0 | 0 | 0 | 0 | 0 | 0 | 0 | 0 | 0 | 0 | -44.066 | 1.8827 | 0 | 2.9266 | 0 | 3.0902 | 17.8349 | 1.2663 | 3.1569 | 0.034497 | 0.057553 | 0 | 0.62859 | 0.11453 | 2.6783 | -3.8905 | 24.8884 | -46.2307 | 0 | 0.5801 | 0 | 1.7286 | 0.18438
2025_04_08 Hr 05 | 0 | 0 | 0 | 0 | 0 | 0 | 0 | 0 | 0 | 0 | 0 | 0.016972 | 1.71 | 0.070615 | 1.5544 | 1.5544 | 5.2052 | 0 | 0.0051127 | 0.0054208 | 0.010137 | 0.033051 | 0 | -0.70013 | 0 | 0 | 0 | 0.057082 | 0.017981 | 0.85044 | 0 | 5.7439 | 2.1271 | 0 | 0.51039 | 0.83819 | 0 | 0 | 0 | 0.083175 | -0.30235 | 0.055283 | 0 | 0.0048669 | 0 | -0.18373 | 0 | 0 | 0 | 0 | 0 | 0 | 0 | 0 | 4.2467 | 0.0010361 | 0 | 0 | 0 | 0 | 0 | 0 | 0 | 0 | -1.325 | 0 | 0 | 0 | 0 | 0 | 0 | 0 | 0 | 0 | 0 | -40.5158 | 1.8827 | 0 | 2.7556 | 0 | 3.1991 | 17.6639 | 1.2663 | 3.1569 | 0.034497 | 0.057553 | 0 | 0.62859 | 0.11453 | 2.6783 | -0.061115 | 25.2188 | -42.7246 | 0 | 0.5801 | 0 | 1.7286 | 0.18647
2025_04_08 Hr 06 | 0 | 0 | 0 | 0 | 0 | 0 | 0 | 0 | 0 | 0 | 0 | 0.016972 | 2.22 | 0.1189 | 1.5544 | 1.5544 | 5.2052 | 0 | 0.0051127 | 0.0054208 | 0.010137 | 0.033051 | 0 | -0.3716 | 0 | 0 | 0 | 0.057082 | 0.017981 | 0.85044 | 0 | 5.7439 | 2.1271 | 0 | 0.51039 | 0.83819 | 0 | 0 | 0 | 0.049539 | -0.45917 | 0.055283 | 0 | 0.0063124 | 0 | -0.23892 | 0 | 0 | 0 | 0 | 0 | 0 | 0 | 0 | 4.45 | 0.0010361 | 0 | 0 | 0 | 0 | 0 | 0 | 0 | 0 | -1.325 | 0 | 0 | 0 | 0 | 0 | 0 | 0 | 0 | 0 | 0 | -55.4294 | 1.8827 | 0 | 3.2116 | 0 | 3.2992 | 18.1199 | 1.2663 | 3.1569 | 0.034497 | 0.057553 | 0 | 0.62859 | 0.11453 | 2.6783 | -13.5666 | 26.088 | -57.3649 | 0 | 0.5801 | 0 | 1.7286 | 0.19406
2025_04_08 Hr 07 | 0 | 0 | 0 | 0 | 0 | 0 | 0 | 0 | 0 | 0 | 0 | 0.016972 | 1.98 | 0.07423 | 1.5544 | 1.5544 | 5.0972 | 0 | 0.0051127 | 0.0054208 | 0.010137 | 0.033051 | 0 | 0 | 0 | 0 | 0 | 0.057082 | 0.017981 | 0.85044 | 0 | 5.6948 | 2.1271 | 0 | 0.50417 | 0.83819 | 0 | 0 | 0 | 1.5171 | 0 | 0.055283 | 0 | 0.0044184 | 0 | -0.1666 | 0 | 0 | 0 | 0 | 0 | 0 | 0 | 0 | 3.695 | 0.0010361 | 0 | -1.0625 | 0 | 0 | 0 | 0 | 0 | 0 | 0 | 0 | 0 | 0 | 0 | 0 | 0 | 0 | 0 | 0 | 0 | -38.2419 | 1.8827 | 0 | 2.464 | 0 | 3.4297 | 17.2153 | 1.2663 | 3.1569 | 0.034497 | 0.057553 | 0 | 0.62859 | 0.11453 | 2.6783 | 4.4436 | 25.1822 | -39.471 | 0 | 0.5801 | 0 | 1.7286 | 0.20356
2025_04_08 Hr 08 | 0.27208 | 4.4684e-07 | 0 | 0 | 0 | 0 | 0 | 0 | 0 | 0 | 0 | 0.016972 | 1.71 | 0.047544 | 1.5544 | 1.5544 | 5.0003 | 0 | 0.0051127 | 0.0054208 | 0.010137 | 0.033051 | 0 | 0 | 0 | 0 | 0 | 0.057082 | 0.017981 | 0.84877 | 0 | 5.6819 | 2.1271 | 0 | 0.50282 | 0.83819 | 0 | 0 | 0 | 0.315 | -0.17195 | 0.055283 | 0 | 0.0047663 | 0 | -0.12301 | 0 | 0 | 0 | 0 | 0 | 0 | 0 | 0 | 3.078 | 0.0010361 | 0 | -1.0625 | 0 | 0 | 0 | 0 | 0 | 0 | 0 | 0 | 0 | 0 | 0 | 0 | 0 | 0 | 0 | 0 | 0 | -20.7943 | 1.8827 | 0 | 0 | 0 | 3.9129 | 14.6398 | 1.2663 | 3.1569 | 0.034497 | 0.057553 | -0.27208 | 0.62859 | 0.11453 | 2.6783 | 17.5577 | 25.0268 | -22.2519 | 0 | 0.5801 | 0 | 1.7286 | 0.20798
2025_04_08 Hr 09 | 0.38643 | 1.8696e-05 | 0 | 0 | 0 | 0 | 0 | 0 | 0 | 0 | 0 | 0.016972 | 1.56 | 0.035584 | 1.5544 | 1.5544 | 3.295 | 0 | 0.0051127 | 0.0054208 | 0.010137 | 0.033051 | 0 | 0 | 0 | 0 | 0 | 0.057082 | 0.017981 | 0.49364 | 0 | 4.7354 | 2.1271 | 0 | 0.40333 | 0.83819 | 0 | 0 | 0 | 1.2125 | -0.19206 | 0.055283 | 0 | 0.0039103 | 0 | -0.10054 | 0 | 0 | 0 | 0 | 0 | 0 | 0 | 0 | 2.9473 | 0.0010361 | 0 | -1.0625 | 0 | 0 | 0 | 0 | 0 | 0 | 0 | 0 | 0 | 0 | 0 | 0 | 0 | 0 | 0 | 0 | 0 | -13.2129 | 1.8827 | 0 | 0 | 0 | 3.7301 | 11.6328 | 1.2663 | 3.1569 | 0.034497 | 0.057553 | -0.38643 | 0.62859 | 0.11453 | 2.6783 | 22.458 | 24.567 | -14.7624 | 0 | 0.5801 | 0 | 1.7286 | 0.20878
2025_04_08 Hr 10 | 0.52222 | 1.9868e-05 | 0 | 0 | 0 | 0 | 0 | 0 | 0 | 0 | 0 | 0.016972 | 1.86 | 0.033324 | 1.5527 | 1.5527 | 3.2788 | 0 | 0.0051127 | 0.0054208 | 0.010137 | 0.033051 | 0 | 0 | 0 | 0 | 0 | 0.057082 | 0.017981 | 0.31775 | 0 | 4.2557 | 2.1271 | 0 | 0.35292 | 0.83819 | 0 | 0 | 0 | 0.2918 | 0 | 0.055283 | 0 | 0.0030714 | 0 | -0.078524 | 0 | 0 | 0 | 0 | 0 | 0 | 0 | 0 | 3.2885 | 0.0010361 | 0 | -1.0625 | 0 | 0 | 0 | 0 | 0 | 0 | 0 | 0 | 0 | 0 | 0 | 0 | 0 | 0 | 0 | 0 | 0 | -8.6591 | 1.8827 | 0 | 0 | 0 | 3.5124 | 10.9576 | 1.2663 | 3.1569 | 0.034497 | 0.057553 | -0.52222 | 0.62859 | 0.11453 | 2.6783 | 26.0018 | 25.0747 | -10.3224 | 0 | 0.5801 | 0 | 1.7286 | 0.20977
2025_04_08 Hr 11 | 0.45429 | 4.8019e-05 | 0 | 0 | 0 | 0 | 0 | 0 | 0 | 0 | 0 | 0.016972 | 1.35 | 0.02401 | 1.5527 | 1.5527 | 3.2788 | 0 | 0.0051127 | 0.0054208 | 0.010137 | 0.033051 | 0 | 0 | 0 | 0 | 0 | 0.057082 | 0.017981 | 0.31775 | 0 | 4.2557 | 2.1271 | 0 | 0.35292 | 0.83819 | 0 | 0 | 0 | 0.16239 | 0 | 0.055283 | 0 | 0.0030488 | 0 | -0.077932 | 0 | 0 | 0 | 0 | 0 | 0 | 0 | 0 | 2.9473 | 0.0010361 | 0 | -1.0625 | 0 | 0 | 0 | 0 | 0 | 0 | 0 | 0 | 0 | 0 | 0 | 0 | 0 | 0 | 0 | 0 | 0 | -7.831 | 1.8827 | 0 | 0 | 0 | 3.7431 | 10.9576 | 1.2663 | 3.1569 | 0.034497 | 0.057553 | -0.45429 | 0.62859 | 0.11453 | 2.6783 | 26.0697 | 24.3755 | -9.4257 | 0 | 0.5801 | 0 | 1.7286 | 0.20826
2025_04_08 Hr 12 | 0.56734 | 9.6584e-05 | 0 | 0 | 0 | 0 | 0 | 0 | 0 | 0 | 0 | 0.016972 | 0.99 | 0.0163 | 0.55249 | 0.55249 | 3.2788 | 0 | 0.0051127 | 0.0054208 | 0.010137 | 0.033051 | 0 | 0 | 0 | 0 | 0 | 0.057082 | 0.017981 | 0.31775 | 0 | 4.2557 | 2.1271 | 0 | 0.35292 | 0.83819 | 0 | 0 | 0 | 2.6359 | 0 | 0.055283 | 0 | 0.0028225 | 0 | -0.071992 | 0 | 0 | 0 | 0 | 0 | 0 | 0 | 0 | 2.7368 | 0.0010361 | 0 | -1.0625 | 0 | 0 | 0 | 0 | 0 | 0 | 0 | 0 | 0 | 0 | 0 | 0 | 0 | 0 | 0 | 0 | 0 | -7.021 | 1.8827 | 0 | 0 | 0 | 3.7736 | 8.9573 | 1.2663 | 3.1569 | 0.034497 | 0.057553 | -0.56734 | 0.62859 | 0.11453 | 2.6783 | 26.8099 | 23.9396 | -8.7228 | 0 | 0.5801 | 0 | 1.7286 | 0.20706
2025_04_08 Hr 13 | 0.49933 | 0.0001884 | 0 | 0 | 0 | 0 | 0 | 0 | 0 | 0 | 0 | 0.016972 | 0.66 | 0.0096471 | 0.55249 | 0.55249 | 3.2788 | 0 | 0.0051127 | 0.0054208 | 0.010137 | 0.033051 | 0 | 0 | 0 | 0 | 0 | 0.057082 | 0.017981 | 0.31775 | 0 | 4.2557 | 2.1271 | 0 | 0.35292 | 0.83819 | 0 | 0 | 0 | 1.5619 | 0 | 0.055283 | 0 | 0.0025057 | 0 | -0.063676 | 0 | 0 | 0 | 0 | 0 | 0 | 0 | 0 | 2.9473 | 0.0010361 | 0 | -1.0625 | 0 | 0 | 0 | 0 | 0 | 0 | 0 | 0 | 0 | 0 | 0 | 0 | 0 | 0 | 0 | 0 | 0 | -5.927 | 1.8827 | 0 | 0 | 0 | 4.0217 | 8.9573 | 1.2663 | 3.1569 | 0.034497 | 0.057553 | -0.49933 | 0.62859 | 0.11453 | 2.6783 | 26.9606 | 23.9939 | -7.5525 | 0 | 0.5801 | 0 | 1.7286 | 0.20729
2025_04_08 Hr 14 | 0.54503 | 0.00020958 | 0 | 0 | 0 | 0 | 0 | 0 | 0 | 0 | 0 | 0.016972 | 0.6 | 0.0092924 | 0.55277 | 0.55277 | 3.2788 | 0 | 0.0051127 | 0.0054208 | 0.010137 | 0.033051 | 0 | 0 | 0 | 0 | 0 | 0.057082 | 0.017981 | 0.31775 | 0 | 4.2557 | 2.1271 | 0 | 0.35292 | 0.83819 | 0 | 0 | 0 | 1.9652 | 0 | 0.055283 | 0 | 0.002655 | 0 | -0.067593 | 0 | 0 | 0 | 0 | 0 | 0 | 0 | 0 | 2.9473 | 0.0010361 | 0 | -1.0625 | 0 | 0 | 0 | 0 | 0 | 0 | 0 | 0 | 0 | 0 | 0 | 0 | 0 | 0 | 0 | 0 | 0 | -7.0846 | 1.8827 | 0 | 0 | 0 | 3.791 | 8.9578 | 1.2663 | 3.1569 | 0.034497 | 0.057553 | -0.54503 | 0.62859 | 0.11453 | 2.6783 | 25.9114 | 23.7481 | -8.7597 | 0 | 0.5801 | 0 | 1.7286 | 0.20683
2025_04_08 Hr 15 | 0.49941 | 0.00014911 | 0 | 0 | 0 | 0 | 0 | 0 | 0 | 0 | 0 | 0.016972 | 0.6 | 0.010233 | 0.69108 | 0.69108 | 3.2788 | 0 | 0.0051127 | 0.0054208 | 0.010137 | 0.033051 | 0 | 0 | 0 | 0 | 0 | 0.057082 | 0.017981 | 0.31775 | 0 | 4.2557 | 2.1271 | 0 | 0.35292 | 0.83819 | 0 | 0 | 0 | 2.3019 | 0 | 0.055283 | 0 | 0.0029237 | 0 | -0.074646 | 0 | 0 | 0 | 0 | 0 | 0 | 0 | 0 | 2.8094 | 0.0010361 | 0 | -1.0625 | 0 | 0 | 0 | 0 | 0 | 0 | 0 | 0 | 0 | 0 | 0 | 0 | 0 | 0 | 0 | 0 | 0 | -7.3392 | 1.8827 | 0 | 0 | 0 | 3.1294 | 9.2345 | 1.2663 | 3.1569 | 0.034497 | 0.057553 | -0.49941 | 0.62859 | 0.11453 | 2.6783 | 25.4635 | 22.9029 | -8.9758 | 0 | 0.5801 | 0 | 1.7286 | 0.20584
2025_04_08 Hr 16 | 0.49955 | 0.0001127 | 0 | 0 | 0 | 0 | 0 | 0 | 0 | 0 | 0 | 0.016972 | 0.57 | 0.0099431 | 0.94072 | 0.94075 | 3.2788 | 0 | 0.0051127 | 0.0054208 | 0.010137 | 0.033051 | 0 | 0 | 0 | 0 | 0 | 0.057082 | 0.017981 | 0.31775 | 0 | 4.2557 | 2.1271 | 0 | 0.35292 | 0.83819 | 0 | 0 | 0 | 1.7701 | 0 | 0.055283 | 0 | 0.0029904 | 0 | -0.076398 | 0 | 0 | 0 | 0 | 0 | 0 | 0 | 0 | 3.078 | 0.0010361 | 0 | -1.0625 | 0 | 0 | 0 | 0 | 0 | 0 | 0 | 0 | 0 | 0 | 0 | 0 | 0 | 0 | 0 | 0 | 0 | -8.1849 | 1.8827 | 0 | 0 | 0 | 3.26 | 9.7338 | 1.2663 | 3.1569 | 0.034497 | 0.057553 | -0.49955 | 0.62859 | 0.11453 | 2.6783 | 24.9515 | 23.2709 | -9.8233 | 0 | 0.5801 | 0 | 1.7286 | 0.20493
2025_04_08 Hr 17 | 0.40874 | 7.2998e-05 | 0 | 0 | 0 | 0 | 0 | 0 | 0 | 0 | 0 | 0.016972 | 0.42 | 0.0080834 | 1.1903 | 1.1904 | 3.295 | 0 | 0.0051127 | 0.0054208 | 0.010137 | 0.033051 | 0 | 0 | 0 | 0 | 0 | 0.057082 | 0.017981 | 0.32277 | 0 | 4.2943 | 2.1271 | 0 | 0.35697 | 0.83819 | 0 | 0 | 0 | 0.7203 | 0 | 0.055283 | 0 | 0.0032994 | 0 | -0.084508 | 0 | 0 | 0 | 0 | 0 | 0 | 0 | 0 | 3.078 | 0.0010361 | 0 | -1.0625 | 0 | 0 | 0 | 0 | 0 | 0 | 0 | 0 | 0 | 0 | 0 | 0 | 0 | 0 | 0 | 0 | 0 | -7.8905 | 1.8827 | 0 | 0 | 0 | 3.4733 | 10.2927 | 1.2663 | 3.1569 | 0.034497 | 0.057553 | -0.40874 | 0.62859 | 0.11453 | 2.6783 | 24.8124 | 23.2457 | -9.4463 | 0 | 0.5801 | 0 | 1.7286 | 0.20504
2025_04_08 Hr 18 | 0.38651 | 7.731e-05 | 0 | 0 | 0 | 0 | 0 | 0 | 0 | 0 | 0 | 0.016972 | 0.36 | 0.0091144 | 1.44 | 1.4401 | 3.6182 | 0 | 0.0051127 | 0.0054208 | 0.010137 | 0.033051 | 0 | 0 | 0 | 0 | 0 | 0.057082 | 0.017981 | 0.39307 | 0 | 4.8337 | 2.1271 | 0 | 0.41366 | 0.83819 | 0 | 0 | 0 | 3.3221 | 0 | 0.055283 | 0 | 0.0043402 | 0 | -0.11183 | 0 | 0 | 0 | 0 | 0 | 0 | 0 | 0 | 3.3538 | 0.0010361 | 0 | -1.0625 | 0 | 0 | 0 | 0 | 0 | 0 | 0 | 0 | 0 | 0 | 0 | 0 | 0 | 0 | 0 | 0 | 0 | -16.0224 | 1.8827 | 0 | 0 | 0 | 3.0206 | 11.725 | 1.2663 | 3.1569 | 0.034497 | 0.057553 | -0.38651 | 0.62859 | 0.11453 | 2.6783 | 20.5109 | 23.047 | -17.5832 | 0 | 0.5801 | 0 | 1.7286 | 0.20771
2025_04_08 Hr 19 | 0.11363 | 2.1463e-05 | 0 | 0 | 0 | 0 | 0 | 0 | 0 | 0 | 0 | 0.016972 | 0.87 | 0.018154 | 1.5544 | 1.5544 | 3.2788 | 0 | 0.0051127 | 0.0054208 | 0.010137 | 0.033051 | 0 | 0 | 0 | 0 | 0 | 0.057082 | 0.017981 | 0.32701 | 0 | 4.3328 | 2.1271 | 0 | 0.36101 | 0.83819 | 0 | 0 | 0 | 0 | -0.40409 | 0.055283 | 0 | 0.0035772 | 0 | -0.091801 | 0 | 0 | 0 | 0 | 0 | 0 | 0 | 0 | 3.2159 | 0.0010361 | 0 | -1.0625 | 0 | 0 | 0 | 0 | 0 | 0 | 0 | 0 | 0 | 0 | 0 | 0 | 0 | 0 | 0 | 0 | 0 | -10.1822 | 1.8827 | 0 | 0 | 0 | 3.0511 | 11.0474 | 1.2663 | 3.1569 | 0.034497 | 0.057553 | -0.11363 | 0.62859 | 0.11453 | 2.6783 | 22.3271 | 23.1339 | -11.4502 | 0 | 0.5801 | 0 | 1.7286 | 0.20863
2025_04_08 Hr 20 | 0.022595 | 0 | 0 | 0 | 0 | 0 | 0 | 0 | 0 | 0 | 0 | 0.016972 | 1.08 | 0.028469 | 1.5544 | 1.5544 | 4.2426 | 0 | 0.0051127 | 0.0054208 | 0.010137 | 0.033051 | 0 | 0 | 0 | 0 | 0 | 0.057082 | 0.017981 | 0.49896 | 0 | 5.1934 | 2.1271 | 0 | 0.45147 | 0.83819 | 0 | 0 | 0 | 2.2953 | 0 | 0.055283 | 0 | 0.0045188 | 0 | -0.11652 | 0 | 0 | 0 | 0 | 0 | 0 | 0 | 0 | 3.0126 | 0.0010361 | 0 | -1.0625 | 0 | 0 | 0 | 0 | 0 | 0 | 0 | 0 | 0 | 0 | 0 | 0 | 0 | 0 | 0 | 0 | 0 | -17.5757 | 1.8827 | 0 | 0 | 0 | 2.0848 | 13.0438 | 1.2663 | 3.1569 | 0.034497 | 0.057553 | -0.022595 | 0.62859 | 0.11453 | 2.6783 | 18.7467 | 22.1849 | -18.7773 | 0 | 0.5801 | 0 | 1.7286 | 0.20938
2025_04_08 Hr 21 | 0 | 0 | 0 | 0 | 0 | 0 | 0 | 0 | 0 | 0 | 0 | 0.016972 | 1.11 | 0.030888 | 1.5544 | 1.5544 | 5.0972 | 0 | 0.0051127 | 0.0054208 | 0.010137 | 0.033051 | 0 | 0 | 0 | 0 | 0 | 0.057082 | 0.017981 | 0.74021 | 0 | 5.6948 | 2.1271 | 0 | 0.50417 | 0.83819 | 0 | 0 | 0 | 1.0614 | 0 | 0.055283 | 0 | 0.0047704 | 0 | -0.12312 | 0 | 0 | 0 | 0 | 0 | 0 | 0 | 0 | 2.9473 | 0.0010361 | 0 | -1.0625 | 0 | 0 | 0 | 0 | 0 | 0 | 0 | 0 | 0 | 0 | 0 | 0 | 0 | 0 | 0 | 0 | 0 | -18.6545 | 1.8827 | 0 | 0 | 0 | 2.1675 | 14.641 | 1.2663 | 3.1569 | 0.034497 | 0.057553 | 0 | 0.62859 | 0.11453 | 2.6783 | 18.1246 | 22.2622 | -19.8401 | 0 | 0.5801 | 0 | 1.7286 | 0.20684
2025_04_08 Hr 22 | 0 | 0 | 0 | 0 | 0 | 0 | 0 | 0 | 0 | 0 | 0 | 0.016972 | 1.35 | 0.034188 | 1.5544 | 1.5544 | 4.0365 | 0 | 0.0051127 | 0.0054208 | 0.010137 | 0.033051 | 0 | 0 | 0 | 0 | 0 | 0.057082 | 0.017981 | 0.83371 | 0 | 5.6177 | 2.1271 | 0 | 0.49607 | 0.83819 | 0 | 0 | 0 | 1.0673 | -0.0857 | 0.055283 | 0 | 0.0043414 | 0 | -0.11186 | 0 | 0 | 0 | 0 | 0 | 0 | 0 | 0 | 3.0126 | 0.0010361 | 0 | -1.0625 | 0 | 0 | 0 | 0 | 0 | 0 | 0 | 0 | 0 | 0 | 0 | 0 | 0 | 0 | 0 | 0 | 0 | -16.5016 | 1.8827 | 0 | 0 | 0 | 2.8813 | 13.5967 | 1.2663 | 3.1569 | 0.034497 | 0.057553 | 0 | 0.62859 | 0.11453 | 2.6783 | 20.1736 | 23.2713 | -17.676 | 0 | 0.5801 | 0 | 1.7286 | 0.20157
2025_04_08 Hr 23 | 0 | 0 | 0 | 0 | 0 | 0 | 0 | 0 | 0 | 0 | 0 | 0.016972 | 1.02 | 0.036795 | 1.5544 | 1.5544 | 4.3982 | 0 | 0.0051127 | 0.0054208 | 0.010137 | 0.033051 | 0 | -0.84 | 0 | 0 | 0 | 0.057082 | 0.017981 | 0.85044 | 0 | 5.7439 | 2.1271 | 0 | 0.51039 | 0.83819 | 0 | 0 | 0 | 0.67962 | -0.29256 | 0.055283 | 0 | 0.006184 | 0 | -0.16023 | 0 | 0 | 0 | 0 | 0 | 0 | 0 | 0 | 2.7368 | 0.0010361 | 0 | 0 | 0 | 0 | 0 | 0 | 0 | 0 | -1.325 | 0 | 0 | 0 | 0 | 0 | 0 | 0 | 0 | 0 | 0 | -20.9383 | 1.8827 | 0 | 0 | 0 | 2.5592 | 14.1013 | 1.2663 | 3.1569 | 0.034497 | 0.057553 | 0 | 0.62859 | 0.11453 | 2.6783 | 13.5794 | 22.3546 | -23.2635 | 0 | 0.5801 | 0 | 1.7286 | 0.19584
2025_04_08 Hr 24 | 0 | 0 | 0 | 0 | 0 | 0 | 0 | 0 | 0 | 0 | 0 | 0.016972 | 0.54 | 0.020625 | 1.5544 | 1.5544 | 5.2052 | 0 | 0.0051127 | 0.0054208 | 0.010137 | 0.033051 | 0 | -0.78317 | 0 | 0 | 0 | 0.057082 | 0.017981 | 0.85044 | 0 | 5.7439 | 2.1271 | 0 | 0.51039 | 0.83819 | 0 | 0 | 0 | 0 | -0.8658 | 0.055283 | 0 | 0.0065477 | 0 | -0.16978 | 0 | 0 | 0 | 0 | 0 | 0 | 0 | 0 | 2.5335 | 0.0010361 | 0 | 0 | 0 | 0 | 0 | 0 | 0 | 0 | -1.325 | 0 | 0 | 0 | 0 | 0 | 0 | 0 | 0 | 0 | 0 | -21.888 | 1.8827 | 0 | 0 | 0 | 2.0979 | 14.9083 | 1.2663 | 3.1569 | 0.034497 | 0.057553 | 0 | 0.62859 | 0.11453 | 2.6783 | 11.0655 | 21.1889 | -24.1659 | 0 | 0.5801 | 0 | 1.7286 | 0.19095
2025_04_09 Hr 01 | 0 | 0 | 0 | 0 | 0 | 0 | 0 | 0 | 0 | 0 | 0 | 0.016972 | 0.21 | 0.008385 | 1.5544 | 1.5544 | 4.9281 | 0 | 0.0051127 | 0.0054208 | 0.010137 | 0.033051 | 0 | -0.73673 | 0 | 0 | 0 | 0.057082 | 0.017981 | 0.85044 | 0 | 5.4379 | 2.1271 | 0 | 0.51039 | 0.83819 | 0 | 0 | 0 | 0 | -0.48405 | 0.055283 | 0 | 0.0047059 | 0 | -0.17758 | 0 | 0 | 0 | 0 | 0 | 0 | 0 | 0 | 2.4682 | 0.0010361 | 0 | 0 | 0 | 0 | 0 | 0 | 0 | 0 | -1.325 | 0 | 0 | 0 | 0 | 0 | 0 | 0 | 0 | 0 | 0 | -26.8795 | 1.8827 | 0 | 3.9105 | 0 | 1.8672 | 16.934 | 1.2663 | 3.1569 | 0.034497 | 0.057553 | 0 | 0.62859 | 0.11453 | 2.6783 | 7.8799 | 20.5487 | -29.1188 | 0 | 0.5801 | 0 | 1.7286 | 0.18906
2025_04_09 Hr 02 | 0 | 0 | 0 | 0 | 0 | 0 | 0 | 0 | 0 | 0 | 0 | 0.016972 | 0.12 | 0.0047939 | 1.5544 | 1.5544 | 4.9281 | 0 | 0.0051127 | 0.0054208 | 0.010137 | 0.033051 | 0 | -0.73619 | 0 | 0 | 0 | 0.057082 | 0.017981 | 0.85044 | 0 | 5.4379 | 2.1271 | 0 | 0.51039 | 0.83819 | 0 | 0 | 0 | 0.021625 | -0.14029 | 0.055283 | 0 | 0.0047083 | 0 | -0.17767 | 0 | 0 | 0 | 0 | 0 | 0 | 0 | 0 | 2.8094 | 0.0010361 | 0 | 0 | 0 | 0 | 0 | 0 | 0 | 0 | -1.325 | 0 | 0 | 0 | 0 | 0 | 0 | 0 | 0 | 0 | 0 | -26.4875 | 1.8827 | 0 | 2.5548 | 0 | 1.6757 | 16.8801 | 1.2663 | 3.1569 | 0.034497 | 0.057553 | 0 | 0.62859 | 0.11453 | 2.6783 | 8.6385 | 20.6034 | -28.7263 | 0 | 0.5801 | 0 | 1.7286 | 0.1876
2025_04_09 Hr 03 | 0 | 0 | 0 | 0 | 0 | 0 | 0 | 0 | 0 | 0 | 0 | 0.016972 | 0.12 | 0.0048682 | 1.5544 | 1.5544 | 4.9281 | 0 | 0.0051127 | 0.0054208 | 0.010137 | 0.033051 | 0 | -0.7196 | 0 | 0 | 0 | 0.057082 | 0.017981 | 0.85044 | 0 | 5.4379 | 2.1271 | 0 | 0.51039 | 0.83819 | 0 | 0 | 0 | 0.14874 | -0.076589 | 0.055283 | 0 | 0.0047813 | 0 | -0.18046 | 0 | 0 | 0 | 0 | 0 | 0 | 0 | 0 | 2.9473 | 0.0010361 | 0 | 0 | 0 | 0 | 0 | 0 | 0 | 0 | -1.325 | 0 | 0 | 0 | 0 | 0 | 0 | 0 | 0 | 0 | 0 | -27.3043 | 1.8827 | 0 | 2.5244 | 0 | 1.7062 | 16.8497 | 1.2663 | 3.1569 | 0.034497 | 0.057553 | 0 | 0.62859 | 0.11453 | 2.6783 | 8.1657 | 20.7732 | -29.5294 | 0 | 0.5801 | 0 | 1.7286 | 0.189
2025_04_09 Hr 04 | 0 | 0 | 0 | 0.10518 | 0.10597 | 0.091184 | 0.097461 | 0.10682 | 0.10744 | 0 | 0 | 0.016972 | 0.3 | 0.01482 | 1.5544 | 1.5544 | 4.9281 | 0 | 0.0051127 | 0.0054208 | 0.010137 | 0.033051 | 0 | -0.48306 | 0 | 0 | 0 | 0.057082 | 0.017981 | 0.85044 | 0.45753 | 5.4379 | 2.1271 | 0 | 0.51039 | 0.83819 | 0 | 0 | 0 | 0 | -0.65319 | 0.055283 | 0 | 0.0026464 | 0 | -0.2202 | 0 | 0 | 0 | 0 | 0 | 0 | 0 | 0 | 3.0126 | 0.0010361 | 0 | 0 | 0 | 0 | 0 | 0 | 0 | 0 | -1.325 | 0 | 0 | 0 | 0 | 0 | 0 | 0 | 0 | 0 | 0 | -36.9564 | 1.8827 | 0 | 3.0405 | 0 | 1.8759 | 18.2877 | 1.2663 | 3.1569 | 0.034497 | 0.057553 | 0 | 0.62859 | 0.11453 | 2.6783 | -0.15222 | 21.198 | -38.9847 | 0 | 0.5801 | 0 | 1.7286 | 0.18871
2025_04_09 Hr 05 | 0 | 0 | 0 | 0.10518 | 0.10597 | 0.091184 | 0.097461 | 0.10682 | 0.10744 | 0 | 0 | 0.016972 | 0.63 | 0.033898 | 1.5544 | 1.5544 | 4.9281 | 0 | 0.0051127 | 0.0054208 | 0.010137 | 0.033051 | 0 | -0.365 | 0 | 0 | 0 | 0.057082 | 0.017981 | 0.85044 | 0.30789 | 5.4379 | 2.1271 | 0 | 0.51039 | 0.83819 | 0 | 0 | 0 | 0 | -0.99534 | 0.055283 | 0 | 0.0028825 | 0 | -0.24003 | 0 | 0 | 0 | 0 | 0 | 0 | 0 | 0 | 3.4918 | 0.0010361 | 0 | 0 | 0 | 0 | 0 | 0 | 0 | 0 | -1.325 | 0 | 0 | 0 | 0 | 0 | 0 | 0 | 0 | 0 | 0 | -39.4385 | 1.8827 | 0 | 3.0778 | 0 | 1.9543 | 18.325 | 1.2663 | 3.1569 | 0.034497 | 0.057553 | 0 | 0.62859 | 0.11453 | 2.6783 | -1.9328 | 22.1061 | -41.3686 | 0 | 0.5801 | 0 | 1.7286 | 0.19029
2025_04_09 Hr 06 | 0 | 0 | 0 | 0.10518 | 0.10597 | 0.091184 | 0.097461 | 0.10682 | 0.10744 | 0 | 0 | 0.016972 | 1.29 | 0.072974 | 1.5544 | 1.5544 | 4.9281 | 0 | 0.0051127 | 0.0054208 | 0.010137 | 0.033051 | 0 | -0.291 | 0 | 0 | 0 | 0.057082 | 0.017981 | 0.85044 | 0.30789 | 5.4379 | 2.1271 | 0 | 0.51039 | 0.83819 | 0 | 0 | 0 | 0 | -0.76193 | 0.055283 | 0 | 0.0030305 | 0 | -0.25246 | 0 | 0 | 0 | 0 | 0 | 0 | 0 | 0 | 3.5644 | 0.0010361 | 0 | 0 | 0 | 0 | 0 | 0 | 0 | 0 | -1.325 | 0 | 0 | 0 | 0 | 0 | 0 | 0 | 0 | 0 | 0 | -40.799 | 1.8827 | 0 | 3.0778 | 0 | 1.9064 | 18.325 | 1.2663 | 3.1569 | 0.034497 | 0.057553 | 0 | 0.62859 | 0.11453 | 2.6783 | -2.2664 | 22.838 | -42.6674 | 0 | 0.5801 | 0 | 1.7286 | 0.19841
2025_04_09 Hr 07 | 0 | 0 | 0 | 0.10518 | 0.10597 | 0.091184 | 0.097461 | 0.10682 | 0.10744 | 0 | 0 | 0.016972 | 2.37 | 0.10902 | 1.5544 | 1.5544 | 4.8259 | 0 | 0.0051127 | 0.0054208 | 0.010137 | 0.033051 | 0 | 0 | 0 | 0 | 0 | 0.057082 | 0.017981 | 0.85044 | 0.30789 | 5.3914 | 2.1271 | 0 | 0.50417 | 0.83819 | 0 | 0 | 0 | 0.42237 | -0.0096521 | 0.055283 | 0 | 0.0024644 | 0 | -0.20491 | 0 | 0 | 0 | 0 | 0 | 0 | 0 | 0 | 3.4918 | 0.0010361 | 0 | -1.0625 | 0 | 0 | 0 | 0 | 0 | 0 | 0 | 0 | 0 | 0 | 0 | 0 | 0 | 0 | 0 | 0 | 0 | -35.2467 | 1.8827 | 0 | 3.0229 | 0 | 1.7976 | 18.1213 | 1.2663 | 3.1569 | 0.034497 | 0.057553 | 0 | 0.62859 | 0.11453 | 2.6783 | 5.7983 | 23.7783 | -36.5141 | 0 | 0.5801 | 0 | 1.7286 | 0.21032
2025_04_09 Hr 08 | 0.29584 | 9.3037e-06 | 0 | 0.10518 | 0.10597 | 0.091184 | 0.097461 | 0.10682 | 0.10744 | 0 | 0 | 0.016972 | 2.31 | 0.10287 | 1.5544 | 1.5544 | 4.8259 | 0 | 0.0051127 | 0.0054208 | 0.010137 | 0.033051 | 0 | 0 | 0 | 0 | 0 | 0.057082 | 0.017981 | 0.85044 | 0.30789 | 5.3914 | 2.1271 | 0 | 0.50417 | 0.83819 | 0 | 0 | 0 | 0.27734 | -0.16252 | 0.055283 | 0 | 0.0023856 | 0 | -0.19829 | 0 | 0 | 0 | 0 | 0 | 0 | 0 | 0 | 3.3538 | 0.0010361 | 0 | -1.0625 | 0 | 0 | 0 | 0 | 0 | 0 | 0 | 0 | 0 | 0 | 0 | 0 | 0 | 0 | 0 | 0 | 0 | -31.4845 | 1.8827 | 0 | 2.9535 | 0 | 1.7758 | 18.052 | 1.2663 | 3.1569 | 0.034497 | 0.057553 | -0.29584 | 0.62859 | 0.11453 | 2.6783 | 8.9763 | 23.8507 | -33.0412 | 0 | 0.5801 | 0 | 1.7286 | 0.21266
2025_04_09 Hr 09 | 0.43155 | 0.00010181 | 0 | 0 | 0 | 0 | 0 | 0 | 0 | 0 | 0 | 0.016972 | 2.46 | 0.091131 | 1.5544 | 1.5544 | 4.8259 | 0 | 0.0051127 | 0.0054208 | 0.010137 | 0.033051 | 0 | 0 | 0 | 0 | 0 | 0.057082 | 0.017981 | 0.85044 | 0.30789 | 5.3914 | 2.1271 | 0 | 0.50417 | 0.83819 | 0 | 0 | 0 | 0.81396 | 0 | 0.055283 | 0 | 0.004366 | 0 | -0.1646 | 0 | 0 | 0 | 0 | 0 | 0 | 0 | 0 | 3.0126 | 0.0010361 | 0 | -1.0625 | 0 | 0 | 0 | 0 | 0 | 0 | 0 | 0 | 0 | 0 | 0 | 0 | 0 | 0 | 0 | 0 | 0 | -26.5442 | 1.8827 | 0 | 2.4021 | 0 | 1.5538 | 16.8866 | 1.2663 | 3.1569 | 0.034497 | 0.057553 | -0.43155 | 0.62859 | 0.11453 | 2.6783 | 13.0569 | 23.5592 | -28.2029 | 0 | 0.5801 | 0 | 1.7286 | 0.21031
2025_04_09 Hr 10 | 0.43155 | 0.00029096 | 0 | 0 | 0 | 0 | 0 | 0 | 0 | 0 | 0 | 0.016972 | 2.13 | 0.089678 | 1.5544 | 1.5544 | 4.8259 | 0 | 0.0051127 | 0.0054208 | 0.010137 | 0.033051 | 0 | 0 | 0 | 0 | 0 | 0.057082 | 0.017981 | 0.85044 | 0.30789 | 5.3914 | 2.1271 | 0 | 0.50417 | 0.83819 | 0 | 0 | 0 | 1.0146 | 0 | 0.055283 | 0 | 0.0049621 | 0 | -0.18736 | 0 | 0 | 0 | 0 | 0 | 0 | 0 | 0 | 3.078 | 0.0010361 | 0 | -1.0625 | 0 | 0 | 0 | 0 | 0 | 0 | 0 | 0 | 0 | 0 | 0 | 0 | 0 | 0 | 0 | 0 | 0 | -31.0942 | 1.8827 | 0 | 2.8504 | 0 | 1.5147 | 17.3348 | 1.2663 | 3.1569 | 0.034497 | 0.057553 | -0.43155 | 0.62859 | 0.11453 | 2.6783 | 8.8248 | 23.251 | -32.7756 | 0 | 0.5801 | 0 | 1.7286 | 0.20717
2025_04_09 Hr 11 | 0.40888 | 0.00033528 | 0 | 0 | 0 | 0 | 0 | 0 | 0 | 0 | 0 | 0.016972 | 2.25 | 0.070375 | 1.5544 | 1.5544 | 4.8259 | 0 | 0.0051127 | 0.0054208 | 0.010137 | 0.033051 | 0 | 0 | 0 | 0 | 0 | 0.057082 | 0.017981 | 0.85044 | 0 | 5.3914 | 2.1271 | 0 | 0.50417 | 0.83819 | 0 | 0 | 0 | 0.93305 | 0 | 0.055283 | 0 | 0.0053619 | 0 | -0.13865 | 0 | 0 | 0 | 0 | 0 | 0 | 0 | 0 | 2.5335 | 0.0010361 | 0 | -1.0625 | 0 | 0 | 0 | 0 | 0 | 0 | 0 | 0 | 0 | 0 | 0 | 0 | 0 | 0 | 0 | 0 | 0 | -21.2857 | 1.8827 | 0 | 0 | 0 | 1.8063 | 14.1765 | 1.2663 | 3.1569 | 0.034497 | 0.057553 | -0.40888 | 0.62859 | 0.11453 | 2.6783 | 15.2891 | 23.0752 | -22.8957 | 0 | 0.5801 | 0 | 1.7286 | 0.20611
2025_04_09 Hr 12 | 0.40867 | 0.0002842 | 0 | 0 | 0 | 0 | 0 | 0 | 0 | 0 | 0 | 0.016972 | 2.28 | 0.049653 | 1.5544 | 1.5544 | 3.1043 | 0 | 0.0051127 | 0.0054208 | 0.010137 | 0.033051 | 0 | 0 | 0 | 0 | 0 | 0.057082 | 0.017981 | 0.31775 | 0 | 4.029 | 2.1271 | 0 | 0.35292 | 0.83819 | 0 | 0 | 0 | 1.7178 | 0 | 0.055283 | 0 | 0.0037333 | 0 | -0.0959 | 0 | 0 | 0 | 0 | 0 | 0 | 0 | 0 | 1.9891 | 0.0010361 | 0 | -1.0625 | 0 | 0 | 0 | 0 | 0 | 0 | 0 | 0 | 0 | 0 | 0 | 0 | 0 | 0 | 0 | 0 | 0 | -11.6725 | 1.8827 | 0 | 0 | 0 | 2.4374 | 10.5598 | 1.2663 | 3.1569 | 0.034497 | 0.057553 | -0.40867 | 0.62859 | 0.11453 | 2.6783 | 22.0554 | 23.0173 | -13.2395 | 0 | 0.5801 | 0 | 1.7286 | 0.20379
2025_04_09 Hr 13 | 0.40881 | 0.00025541 | 0 | 0 | 0 | 0 | 0 | 0 | 0 | 0 | 0 | 0.016972 | 2.34 | 0.044324 | 1.5544 | 1.5544 | 3.1043 | 0 | 0.0051127 | 0.0054208 | 0.010137 | 0.033051 | 0 | 0 | 0 | 0 | 0 | 0.057082 | 0.017981 | 0.31775 | 0 | 4.029 | 2.1271 | 0 | 0.35292 | 0.83819 | 0 | 0 | 0 | 0.46429 | 0 | 0.055283 | 0 | 0.0032472 | 0 | -0.083139 | 0 | 0 | 0 | 0 | 0 | 0 | 0 | 0 | 1.9891 | 0.0010361 | 0 | -1.0625 | 0 | 0 | 0 | 0 | 0 | 0 | 0 | 0 | 0 | 0 | 0 | 0 | 0 | 0 | 0 | 0 | 0 | -9.4243 | 1.8827 | 0 | 0 | 0 | 2.3286 | 10.5598 | 1.2663 | 3.1569 | 0.034497 | 0.057553 | -0.40881 | 0.62859 | 0.11453 | 2.6783 | 23.0082 | 22.9628 | -10.9787 | 0 | 0.5801 | 0 | 1.7286 | 0.20338
2025_04_09 Hr 14 | 0.56734 | 0.00026619 | 0 | 0 | 0 | 0 | 0 | 0 | 0 | 0 | 0 | 0.016972 | 2.67 | 0.053026 | 1.5544 | 1.5544 | 3.1043 | 0 | 0.0051127 | 0.0054208 | 0.010137 | 0.033051 | 0 | 0 | 0 | 0 | 0 | 0.057082 | 0.017981 | 0.31775 | 0 | 4.029 | 2.1271 | 0 | 0.35292 | 0.83819 | 0 | 0 | 0 | 0.53664 | 0 | 0.055283 | 0 | 0.0034045 | 0 | -0.087269 | 0 | 0 | 0 | 0 | 0 | 0 | 0 | 0 | 2.0544 | 0.0010361 | 0 | -1.0625 | 0 | 0 | 0 | 0 | 0 | 0 | 0 | 0 | 0 | 0 | 0 | 0 | 0 | 0 | 0 | 0 | 0 | -10.7211 | 1.8827 | 0 | 0 | 0 | 2.8987 | 10.5598 | 1.2663 | 3.1569 | 0.034497 | 0.057553 | -0.56734 | 0.62859 | 0.11453 | 2.6783 | 22.7531 | 24.0948 | -12.4382 | 0 | 0.5801 | 0 | 1.7286 | 0.20261
2025_04_09 Hr 15 | 0.56748 | 0.00026978 | 0 | 0 | 0 | 0 | 0 | 0 | 0 | 0 | 0 | 0.016972 | 2.82 | 0.057518 | 1.5544 | 1.5544 | 3.1043 | 0 | 0.0051127 | 0.0054208 | 0.010137 | 0.033051 | 0 | 0 | 0 | 0 | 0 | 0.057082 | 0.017981 | 0.31775 | 0 | 4.029 | 2.1271 | 0 | 0.35292 | 0.83819 | 0 | 0 | 0 | 1.8021 | 0 | 0.055283 | 0 | 0.0034965 | 0 | -0.089684 | 0 | 0 | 0 | 0 | 0 | 0 | 0 | 0 | 2.3303 | 0.0010361 | 0 | -1.0625 | 0 | 0 | 0 | 0 | 0 | 0 | 0 | 0 | 0 | 0 | 0 | 0 | 0 | 0 | 0 | 0 | 0 | -14.228 | 1.8827 | 0 | 0 | 0 | 3.5734 | 10.5598 | 1.2663 | 3.1569 | 0.034497 | 0.057553 | -0.56748 | 0.62859 | 0.11453 | 2.6783 | 21.6142 | 25.1999 | -15.9477 | 0 | 0.5801 | 0 | 1.7286 | 0.20261
2025_04_09 Hr 16 | 0.52236 | 0.00028076 | 0 | 0 | 0 | 0 | 0 | 0 | 0 | 0 | 0 | 0.016972 | 2.73 | 0.066055 | 1.5544 | 1.5544 | 3.1655 | 0 | 0.0051127 | 0.0054208 | 0.010137 | 0.033051 | 0 | 0 | 0 | 0 | 0 | 0.057082 | 0.017981 | 0.44831 | 0 | 4.4667 | 2.1271 | 0 | 0.40151 | 0.83819 | 0 | 0 | 0 | 2.9755 | 0 | 0.055283 | 0 | 0.0041479 | 0 | -0.10678 | 0 | 0 | 0 | 0 | 0 | 0 | 0 | 0 | 2.3303 | 0.0010361 | 0 | -1.0625 | 0 | 0 | 0 | 0 | 0 | 0 | 0 | 0 | 0 | 0 | 0 | 0 | 0 | 0 | 0 | 0 | 0 | -17.6516 | 1.8827 | 0 | 0 | 0 | 3.6822 | 11.1893 | 1.2663 | 3.1569 | 0.034497 | 0.057553 | -0.52236 | 0.62859 | 0.11453 | 2.6783 | 20.0517 | 25.2301 | -19.3432 | 0 | 0.5801 | 0 | 1.7286 | 0.20197
2025_04_09 Hr 17 | 0.47718 | 0.00025913 | 0 | 0 | 0 | 0 | 0 | 0 | 0 | 0 | 0 | 0.016972 | 2.7 | 0.080024 | 1.5544 | 1.5544 | 4.2233 | 0 | 0.0051127 | 0.0054208 | 0.010137 | 0.033051 | 0 | 0 | 0 | 0 | 0 | 0.057082 | 0.017981 | 0.68948 | 0 | 4.9168 | 2.1271 | 0 | 0.45147 | 0.83819 | 0 | 0 | 0 | 1.2645 | 0 | 0.055283 | 0 | 0.0050809 | 0 | -0.13127 | 0 | 0 | 0 | 0 | 0 | 0 | 0 | 0 | 2.5989 | 0.0010361 | 0 | -1.0625 | 0 | 0 | 0 | 0 | 0 | 0 | 0 | 0 | 0 | 0 | 0 | 0 | 0 | 0 | 0 | 0 | 0 | -23.3183 | 1.8827 | 0 | 0 | 0 | 3.4602 | 12.9383 | 1.2663 | 3.1569 | 0.034497 | 0.057553 | -0.47718 | 0.62859 | 0.11453 | 2.6783 | 14.4807 | 25.2671 | -24.9893 | 0 | 0.5801 | 0 | 1.7286 | 0.20361
2025_04_09 Hr 18 | 0.45429 | 0.00015602 | 0 | 0 | 0 | 0 | 0 | 0 | 0 | 0 | 0 | 0.016972 | 2.46 | 0.077788 | 1.5544 | 1.5544 | 4.7341 | 0 | 0.0051127 | 0.0054208 | 0.010137 | 0.033051 | 0 | 0 | 0 | 0 | 0 | 0.057082 | 0.017981 | 0.8404 | 0 | 5.3914 | 2.1271 | 0 | 0.50417 | 0.83819 | 0 | 0 | 0 | 0.57103 | 0 | 0.055283 | 0 | 0.0054208 | 0 | -0.1402 | 0 | 0 | 0 | 0 | 0 | 0 | 0 | 0 | 2.9473 | 0.0010361 | 0 | -1.0625 | 0 | 0 | 0 | 0 | 0 | 0 | 0 | 0 | 0 | 0 | 0 | 0 | 0 | 0 | 0 | 0 | 0 | -25.7842 | 1.8827 | 0 | 0 | 0 | 3.112 | 14.0747 | 1.2663 | 3.1569 | 0.034497 | 0.057553 | -0.45429 | 0.62859 | 0.11453 | 2.6783 | 12.2603 | 25.0558 | -27.4411 | 0 | 0.5801 | 0 | 1.7286 | 0.20453
2025_04_09 Hr 19 | 0.1586 | 3.8003e-05 | 0 | 0 | 0 | 0 | 0 | 0 | 0 | 0 | 0 | 0.016972 | 2.43 | 0.083277 | 1.5544 | 1.5544 | 4.8259 | 0 | 0.0051127 | 0.0054208 | 0.010137 | 0.033051 | 0 | 0 | 0 | 0 | 0 | 0.057082 | 0.017981 | 0.85044 | 0 | 5.3914 | 2.1271 | 0 | 0.50417 | 0.83819 | 0 | 0 | 0 | 0.50192 | 0 | 0.055283 | 0 | 0.0058749 | 0 | -0.15212 | 0 | 0 | 0 | 0 | 0 | 0 | 0 | 0 | 2.7368 | 0.0010361 | 0 | -1.0625 | 0 | 0 | 0 | 0 | 0 | 0 | 0 | 0 | 0 | 0 | 0 | 0 | 0 | 0 | 0 | 0 | 0 | -29.2171 | 1.8827 | 0 | 0 | 0 | 3.3601 | 14.1765 | 1.2663 | 3.1569 | 0.034497 | 0.057553 | -0.1586 | 0.62859 | 0.11453 | 2.6783 | 8.8631 | 24.775 | -30.5903 | 0 | 0.5801 | 0 | 1.7286 | 0.20652
2025_04_09 Hr 20 | 0 | 0 | 0 | 0 | 0 | 0 | 0 | 0 | 0 | 0 | 0 | 0.016972 | 2.31 | 0.078685 | 1.5544 | 1.5544 | 4.8259 | 0 | 0.0051127 | 0.0054208 | 0.010137 | 0.033051 | 0 | 0 | 0 | 0 | 0 | 0.057082 | 0.017981 | 0.85044 | 0 | 5.3914 | 2.1271 | 0 | 0.50417 | 0.83819 | 0 | 0 | 0 | 0.51822 | -0.17244 | 0.055283 | 0 | 0.0058393 | 0 | -0.15118 | 0 | 0 | 0 | 0 | 0 | 0 | 0 | 0 | 2.4682 | 0.0010361 | 0 | -1.0625 | 0 | 0 | 0 | 0 | 0 | 0 | 0 | 0 | 0 | 0 | 0 | 0 | 0 | 0 | 0 | 0 | 0 | -27.6479 | 1.8827 | 0 | 0 | 0 | 3.5429 | 14.1765 | 1.2663 | 3.1569 | 0.034497 | 0.057553 | 0 | 0.62859 | 0.11453 | 2.6783 | 10.0677 | 24.407 | -28.8616 | 0 | 0.5801 | 0 | 1.7286 | 0.20758
2025_04_09 Hr 21 | 0 | 0 | 0 | 0 | 0 | 0 | 0 | 0 | 0 | 0 | 0 | 0.016972 | 2.25 | 0.072707 | 1.5544 | 1.5544 | 4.8259 | 0 | 0.0051127 | 0.0054208 | 0.010137 | 0.033051 | 0 | 0 | 0 | 0 | 0 | 0.057082 | 0.017981 | 0.85044 | 0 | 5.3914 | 2.1271 | 0 | 0.50417 | 0.83819 | 0 | 0 | 0 | 0.70317 | 0 | 0.055283 | 0 | 0.0055396 | 0 | -0.14331 | 0 | 0 | 0 | 0 | 0 | 0 | 0 | 0 | 2.7368 | 0.0010361 | 0 | -1.0625 | 0 | 0 | 0 | 0 | 0 | 0 | 0 | 0 | 0 | 0 | 0 | 0 | 0 | 0 | 0 | 0 | 0 | -25.6599 | 1.8827 | 0 | 0 | 0 | 3.6125 | 14.1765 | 1.2663 | 3.1569 | 0.034497 | 0.057553 | 0 | 0.62859 | 0.11453 | 2.6783 | 12.6927 | 24.6787 | -26.8657 | 0 | 0.5801 | 0 | 1.7286 | 0.20699
2025_04_09 Hr 22 | 0 | 0 | 0 | 0 | 0 | 0 | 0 | 0 | 0 | 0 | 0 | 0.016972 | 2.19 | 0.052895 | 1.5544 | 1.5544 | 3.5347 | 0 | 0.0051127 | 0.0054208 | 0.010137 | 0.033051 | 0 | 0 | 0 | 0 | 0 | 0.057082 | 0.017981 | 0.64289 | 0 | 4.5967 | 2.1271 | 0 | 0.41594 | 0.83819 | 0 | 0 | 0 | 0.79325 | -0.56792 | 0.055283 | 0 | 0.0041405 | 0 | -0.10659 | 0 | 0 | 0 | 0 | 0 | 0 | 0 | 0 | 2.8094 | 0.0010361 | 0 | -1.0625 | 0 | 0 | 0 | 0 | 0 | 0 | 0 | 0 | 0 | 0 | 0 | 0 | 0 | 0 | 0 | 0 | 0 | -14.1696 | 1.8827 | 0 | 0 | 0 | 3.9825 | 11.8831 | 1.2663 | 3.1569 | 0.034497 | 0.057553 | 0 | 0.62859 | 0.11453 | 2.6783 | 21.7192 | 24.9495 | -15.3387 | 0 | 0.5801 | 0 | 1.7286 | 0.20332
2025_04_09 Hr 23 | 0 | 0 | 0 | 0 | 0 | 0 | 0 | 0 | 0 | 0 | 0 | 0.016972 | 2.1 | 0.072863 | 1.5544 | 1.5544 | 4.164 | 0 | 0.0051127 | 0.0054208 | 0.010137 | 0.033051 | 0 | -0.87687 | 0 | 0 | 0 | 0.057082 | 0.017981 | 0.73999 | 0 | 4.8511 | 2.1271 | 0 | 0.44429 | 0.83819 | 0 | 0 | 0 | 2.2854 | -0.18619 | 0.055283 | 0 | 0.005948 | 0 | -0.15404 | 0 | 0 | 0 | 0 | 0 | 0 | 0 | 0 | 3.0126 | 0.0010361 | 0 | 0 | 0 | 0 | 0 | 0 | 0 | 0 | -1.325 | 0 | 0 | 0 | 0 | 0 | 0 | 0 | 0 | 0 | 0 | -23.1701 | 1.8827 | 0 | 0 | 0 | 3.3122 | 12.864 | 1.2663 | 3.1569 | 0.034497 | 0.057553 | 0 | 0.62859 | 0.11453 | 2.6783 | 13.873 | 24.4358 | -25.526 | 0 | 0.5801 | 0 | 1.7286 | 0.19829
2025_04_09 Hr 24 | 0 | 0 | 0 | 0 | 0 | 0 | 0 | 0 | 0 | 0 | 0 | 0.016972 | 1.92 | 0.076943 | 1.5544 | 1.5544 | 4.9281 | 0 | 0.0051127 | 0.0054208 | 0.010137 | 0.033051 | 0 | -0.73283 | 0 | 0 | 0 | 0.057082 | 0.017981 | 0.85044 | 0 | 5.4379 | 2.1271 | 0 | 0.51039 | 0.83819 | 0 | 0 | 0 | 0 | -0.55961 | 0.055283 | 0 | 0.0068699 | 0 | -0.17823 | 0 | 0 | 0 | 0 | 0 | 0 | 0 | 0 | 3.5644 | 0.0010361 | 0 | 0 | 0 | 0 | 0 | 0 | 0 | 0 | -1.325 | 0 | 0 | 0 | 0 | 0 | 0 | 0 | 0 | 0 | 0 | -28.4969 | 1.8827 | 0 | 0 | 0 | 3.1816 | 14.3252 | 1.2663 | 3.1569 | 0.034497 | 0.057553 | 0 | 0.62859 | 0.11453 | 2.6783 | 7.7736 | 24.741 | -30.733 | 0 | 0.5801 | 0 | 1.7286 | 0.19211
2025_04_10 Hr 01 | 0 | 0 | 0 | 0 | 0 | 0 | 0 | 0 | 0 | 0 | 0 | 0.016972 | 2.07 | 0.081801 | 1.5544 | 1.5544 | 4.9413 | 0 | 0.0051127 | 0.0054208 | 0.010137 | 0.033051 | 0 | -0.74775 | 0 | 0 | 0 | 0.057082 | 0.017981 | 0.85044 | 0 | 5.4525 | 2.1271 | 0 | 0.51039 | 0.83819 | 0 | 0 | 0 | 0 | -1.1159 | 0.055283 | 0 | 0.0067744 | 0 | -0.17573 | 0 | 0 | 0 | 0 | 0 | 0 | 0 | 0 | 3.695 | 0.0010361 | 0 | 0 | 0 | 0 | 0 | 0 | 0 | 0 | -1.325 | 0 | 0 | 0 | 0 | 0 | 0 | 0 | 0 | 0 | 0 | -28.3088 | 1.8827 | 0 | 0 | 0 | 3.1686 | 14.353 | 1.2663 | 3.1569 | 0.034497 | 0.057553 | 0 | 0.62859 | 0.11453 | 2.6783 | 7.691 | 25.0111 | -30.5573 | 0 | 0.5801 | 0 | 1.7286 | 0.18983
2025_04_10 Hr 02 | 0 | 0 | 0 | 0 | 0 | 0 | 0 | 0 | 0 | 0 | 0 | 0.016972 | 1.47 | 0.054323 | 1.5544 | 1.5544 | 4.9413 | 0 | 0.0051127 | 0.0054208 | 0.010137 | 0.033051 | 0 | -0.8164 | 0 | 0 | 0 | 0.057082 | 0.017981 | 0.85044 | 0 | 5.4525 | 2.1271 | 0 | 0.51039 | 0.83819 | 0 | 0 | 0 | 0 | -0.67984 | 0.055283 | 0 | 0.0063351 | 0 | -0.1642 | 0 | 0 | 0 | 0 | 0 | 0 | 0 | 0 | 4.2467 | 0.0010361 | 0 | 0 | 0 | 0 | 0 | 0 | 0 | 0 | -1.325 | 0 | 0 | 0 | 0 | 0 | 0 | 0 | 0 | 0 | 0 | -25.3631 | 1.8827 | 0 | 0 | 0 | 2.7899 | 14.353 | 1.2663 | 3.1569 | 0.034497 | 0.057553 | 0 | 0.62859 | 0.11453 | 2.6783 | 10.5602 | 24.5557 | -27.6687 | 0 | 0.5801 | 0 | 1.7286 | 0.18878
2025_04_10 Hr 03 | 0 | 0.0005898 | 0 | 0 | 0 | 0 | 0 | 0 | 0 | 0 | 0 | 0.016972 | 1.92 | 0.070461 | 1.5544 | 1.5544 | 4.9413 | 0 | 0.0051127 | 0.0054208 | 0.010137 | 0.033051 | 0 | -0.82325 | 0 | 0 | 0 | 0.057082 | 0.017981 | 0.85044 | 0 | 5.4525 | 2.1271 | 0 | 0.51039 | 0.83819 | 0 | 0 | 0 | 0 | -0.44397 | 0.055283 | 0 | 0.0062912 | 0 | -0.16304 | 0 | 0 | 0 | 0 | 0 | 0 | 0 | 0 | 4.5226 | 0.0010361 | 0 | 0 | 0 | 0 | 0 | 0 | 0 | 0 | -1.325 | 0 | 0 | 0 | 0 | 0 | 0 | 0 | 0 | 0 | 0 | -25.3838 | 1.8827 | 0 | 0 | 0 | 2.6898 | 14.353 | 1.2663 | 3.1569 | 0.034497 | 0.057553 | 0 | 0.62859 | 0.11453 | 2.6783 | 11.411 | 25.1971 | -27.6951 | 0 | 0.5801 | 0 | 1.7286 | 0.18771
2025_04_10 Hr 04 | 0 | 0 | 0 | 0 | 0 | 0 | 0 | 0 | 0 | 0 | 0 | 0.016972 | 1.74 | 0.064267 | 1.5544 | 1.5544 | 4.9413 | 0 | 0.0051127 | 0.0054208 | 0.010137 | 0.033051 | 0 | -0.81692 | 0 | 0 | 0 | 0.057082 | 0.017981 | 0.85044 | 0 | 5.4525 | 2.1271 | 0 | 0.51039 | 0.83819 | 0 | 0 | 0 | 0.01447 | -0.10887 | 0.055283 | 0 | 0.0063317 | 0 | -0.16411 | 0 | 0 | 0 | 0 | 0 | 0 | 0 | 0 | 5.2703 | 0.0010361 | 0 | 0 | 0 | 0 | 0 | 0 | 0 | 0 | -1.325 | 0 | 0 | 0 | 0 | 0 | 0 | 0 | 0 | 0 | 0 | -26.9815 | 1.8827 | 0 | 0 | 0 | 2.7595 | 14.353 | 1.2663 | 3.1569 | 0.034497 | 0.057553 | 0 | 0.62859 | 0.11453 | 2.6783 | 10.8014 | 25.8304 | -29.2875 | 0 | 0.5801 | 0 | 1.7286 | 0.19042
2025_04_10 Hr 05 | 0 | 0 | 0 | 0 | 0 | 0 | 0 | 0 | 0 | 0 | 0 | 0.016972 | 1.44 | 0.048876 | 1.5544 | 1.5544 | 4.9413 | 0 | 0.0051127 | 0.0054208 | 0.010137 | 0.033051 | 0 | -0.8971 | 0 | 0 | 0 | 0.057082 | 0.017981 | 0.85044 | 0 | 5.4525 | 2.1271 | 0 | 0.51039 | 0.83819 | 0 | 0 | 0 | 0.027814 | -0.71602 | 0.055283 | 0 | 0.0058185 | 0 | -0.15064 | 0 | 0 | 0 | 0 | 0 | 0 | 0 | 0 | 5.6188 | 0.0010361 | 0 | 0 | 0 | 0 | 0 | 0 | 0 | 0 | -1.325 | 0 | 0 | 0 | 0 | 0 | 0 | 0 | 0 | 0 | 0 | -22.062 | 1.8827 | 0 | 0 | 0 | 3.0902 | 14.353 | 1.2663 | 3.1569 | 0.034497 | 0.057553 | 0 | 0.62859 | 0.11453 | 2.6783 | 15.425 | 26.195 | -24.4347 | 0 | 0.5801 | 0 | 1.7286 | 0.19119
2025_04_10 Hr 06 | 0 | 0 | 0 | 0 | 0 | 0 | 0 | 0 | 0 | 0 | 0 | 0.016972 | 1.74 | 0.083373 | 1.5544 | 1.5544 | 4.9413 | 0 | 0.0051127 | 0.0054208 | 0.010137 | 0.033051 | 0 | -0.52279 | 0 | 0 | 0 | 0.057082 | 0.017981 | 0.85044 | 0 | 5.4525 | 2.1271 | 0 | 0.51039 | 0.83819 | 0 | 0 | 0 | 0 | -2.2922 | 0.055283 | 0 | 0.0056472 | 0 | -0.21352 | 0 | 0 | 0 | 0 | 0 | 0 | 0 | 0 | 5.5462 | 0.0010361 | 0 | 0 | 0 | 0 | 0 | 0 | 0 | 0 | -1.325 | 0 | 0 | 0 | 0 | 0 | 0 | 0 | 0 | 0 | 0 | -34.5537 | 1.8827 | 0 | 4.2974 | 0 | 2.8596 | 17.3476 | 1.2663 | 3.1569 | 0.034497 | 0.057553 | 0 | 0.62859 | 0.11453 | 2.6783 | 4.6742 | 26.2339 | -36.615 | 0 | 0.5801 | 0 | 1.7286 | 0.19889
2025_04_10 Hr 07 | 0.045044 | 0 | 0 | 0 | 0 | 0 | 0 | 0 | 0 | 0 | 0 | 0.016972 | 1.83 | 0.07592 | 1.5544 | 1.5544 | 4.8388 | 0 | 0.0051127 | 0.0054208 | 0.010137 | 0.033051 | 0 | 0 | 0 | 0 | 0 | 0.057082 | 0.017981 | 0.85044 | 0 | 5.4058 | 2.1271 | 0 | 0.50417 | 0.83819 | 0 | 0 | 0 | 0.44645 | -0.15426 | 0.055283 | 0 | 0.0048895 | 0 | -0.18459 | 0 | 0 | 0 | 0 | 0 | 0 | 0 | 0 | 5.2703 | 0.0010361 | 0 | -1.0625 | 0 | 0 | 0 | 0 | 0 | 0 | 0 | 0 | 0 | 0 | 0 | 0 | 0 | 0 | 0 | 0 | 0 | -31.2929 | 1.8827 | 0 | 2.9038 | 0 | 1.667 | 17.1076 | 1.2663 | 3.1569 | 0.034497 | 0.057553 | -0.045044 | 0.62859 | 0.11453 | 2.6783 | 9.7115 | 24.8967 | -32.5851 | 0 | 0.5801 | 0 | 1.7286 | 0.20877
2025_04_10 Hr 08 | 0.49933 | 0 | 0 | 0 | 0 | 0 | 0 | 0 | 0 | 0 | 0 | 0.016972 | 1.11 | 0.044084 | 1.5544 | 1.5544 | 4.8388 | 0 | 0.0051127 | 0.0054208 | 0.010137 | 0.033051 | 0 | 0 | 0 | 0 | 0 | 0.057082 | 0.017981 | 0.85044 | 0 | 5.4058 | 2.1271 | 0 | 0.50417 | 0.83819 | 0 | 0 | 0 | 0.52125 | 0 | 0.055283 | 0 | 0.0046807 | 0 | -0.17662 | 0 | 0 | 0 | 0 | 0 | 0 | 0 | 0 | 4.7259 | 0.0010361 | 0 | -1.0625 | 0 | 0 | 0 | 0 | 0 | 0 | 0 | 0 | 0 | 0 | 0 | 0 | 0 | 0 | 0 | 0 | 0 | -26.8688 | 1.8827 | 0 | 2.6273 | 0 | 1.5234 | 16.8312 | 1.2663 | 3.1569 | 0.034497 | 0.057553 | -0.49933 | 0.62859 | 0.11453 | 2.6783 | 12.6617 | 23.9166 | -28.6073 | 0 | 0.5801 | 0 | 1.7286 | 0.21424
2025_04_10 Hr 09 | 0.66309 | 4.5307e-06 | 0 | 0 | 0 | 0 | 0 | 0 | 0 | 0 | 0 | 0.016972 | 0.75 | 0.026429 | 1.5544 | 1.5544 | 4.8388 | 0 | 0.0051127 | 0.0054208 | 0.010137 | 0.033051 | 0 | 0 | 0 | 0 | 0 | 0.057082 | 0.017981 | 0.85044 | 0 | 5.4058 | 2.1271 | 0 | 0.50417 | 0.83819 | 0 | 0 | 0 | 0.99533 | 0 | 0.055283 | 0 | 0.0041531 | 0 | -0.15647 | 0 | 0 | 0 | 0 | 0 | 0 | 0 | 0 | 4.7912 | 0.0010361 | 0 | -1.0625 | 0 | 0 | 0 | 0 | 0 | 0 | 0 | 0 | 0 | 0 | 0 | 0 | 0 | 0 | 0 | 0 | 0 | -23.0769 | 1.8827 | 0 | 2.339 | 0 | 1.3754 | 16.5429 | 1.2663 | 3.1569 | 0.034497 | 0.057553 | -0.66309 | 0.62859 | 0.11453 | 2.6783 | 16.1966 | 23.6173 | -24.959 | 0 | 0.5801 | 0 | 1.7286 | 0.21156
2025_04_10 Hr 10 | 0.66513 | 5.5236e-05 | 0 | 0 | 0 | 0 | 0 | 0 | 0 | 0 | 0 | 0.016972 | 0.81 | 0.02442 | 1.5544 | 1.5544 | 4.8388 | 0 | 0.0051127 | 0.0054208 | 0.010137 | 0.033051 | 0 | 0 | 0 | 0 | 0 | 0.057082 | 0.017981 | 0.85044 | 0 | 5.4058 | 2.1271 | 0 | 0.50417 | 0.83819 | 0 | 0 | 0 | 0.4331 | 0 | 0.055283 | 0 | 0.0051683 | 0 | -0.13357 | 0 | 0 | 0 | 0 | 0 | 0 | 0 | 0 | 4.7912 | 0.0010361 | 0 | -1.0625 | 0 | 0 | 0 | 0 | 0 | 0 | 0 | 0 | 0 | 0 | 0 | 0 | 0 | 0 | 0 | 0 | 0 | -17.6624 | 1.8827 | 0 | 0 | 0 | 1.4233 | 14.2039 | 1.2663 | 3.1569 | 0.034497 | 0.057553 | -0.66513 | 0.62859 | 0.11453 | 2.6783 | 18.8368 | 23.7233 | -19.5236 | 0 | 0.5801 | 0 | 1.7286 | 0.20961
2025_04_10 Hr 11 | 0.79321 | 0.00017226 | 0 | 0 | 0 | 0 | 0 | 0 | 0 | 0 | 0 | 0.016972 | 0.84 | 0.025579 | 1.5544 | 1.5544 | 4.8388 | 0 | 0.0051127 | 0.0054208 | 0.010137 | 0.033051 | 0 | 0 | 0 | 0 | 0 | 0.057082 | 0.017981 | 0.85044 | 0 | 5.4058 | 2.1271 | 0 | 0.50417 | 0.83819 | 0 | 0 | 0 | 0.16699 | -0.0077823 | 0.055283 | 0 | 0.0052201 | 0 | -0.13493 | 0 | 0 | 0 | 0 | 0 | 0 | 0 | 0 | 4.1088 | 0.0010361 | 0 | -1.0625 | 0 | 0 | 0 | 0 | 0 | 0 | 0 | 0 | 0 | 0 | 0 | 0 | 0 | 0 | 0 | 0 | 0 | -17.2882 | 1.8827 | 0 | 0 | 0 | 1.5538 | 14.2039 | 1.2663 | 3.1569 | 0.034497 | 0.057553 | -0.79321 | 0.62859 | 0.11453 | 2.6783 | 18.4121 | 23.3278 | -19.2789 | 0 | 0.5801 | 0 | 1.7286 | 0.20655
2025_04_10 Hr 12 | 0.7898 | 0.00028983 | 0 | 0 | 0 | 0 | 0 | 0 | 0 | 0 | 0 | 0.016972 | 0.81 | 0.022439 | 1.5544 | 1.5544 | 4.8388 | 0 | 0.0051127 | 0.0054208 | 0.010137 | 0.033051 | 0 | 0 | 0 | 0 | 0 | 0.057082 | 0.017981 | 0.85044 | 0 | 5.4058 | 2.1271 | 0 | 0.50417 | 0.83819 | 0 | 0 | 0 | 0.15766 | -0.012638 | 0.055283 | 0 | 0.0047489 | 0 | -0.12256 | 0 | 0 | 0 | 0 | 0 | 0 | 0 | 0 | 3.9709 | 0.0010361 | 0 | -1.0625 | 0 | 0 | 0 | 0 | 0 | 0 | 0 | 0 | 0 | 0 | 0 | 0 | 0 | 0 | 0 | 0 | 0 | -15.8143 | 1.8827 | 0 | 0 | 0 | 1.4537 | 14.2039 | 1.2663 | 3.1569 | 0.034497 | 0.057553 | -0.7898 | 0.62859 | 0.11453 | 2.6783 | 19.6106 | 23.0509 | -17.7892 | 0 | 0.5801 | 0 | 1.7286 | 0.20408
2025_04_10 Hr 13 | 0.75994 | 0.00033632 | 0 | 0 | 0 | 0 | 0 | 0 | 0 | 0 | 0 | 0.016972 | 0.81 | 0.020952 | 1.5544 | 1.5544 | 4.7775 | 0 | 0.0051127 | 0.0054208 | 0.010137 | 0.033051 | 0 | 0 | 0 | 0 | 0 | 0.057082 | 0.017981 | 0.84877 | 0 | 5.4058 | 2.1271 | 0 | 0.50417 | 0.83819 | 0 | 0 | 0 | 0.35852 | 0 | 0.055283 | 0 | 0.0044344 | 0 | -0.1143 | 0 | 0 | 0 | 0 | 0 | 0 | 0 | 0 | 4.0435 | 0.0010361 | 0 | -1.0625 | 0 | 0 | 0 | 0 | 0 | 0 | 0 | 0 | 0 | 0 | 0 | 0 | 0 | 0 | 0 | 0 | 0 | -16.3507 | 1.8827 | 0 | 0 | 0 | 1.4363 | 14.1409 | 1.2663 | 3.1569 | 0.034497 | 0.057553 | -0.75994 | 0.62859 | 0.11453 | 2.6783 | 19.2875 | 23.0755 | -18.2874 | 0 | 0.5801 | 0 | 1.7286 | 0.20484
2025_04_10 Hr 14 | 0.78377 | 0.00035345 | 0 | 0 | 0 | 0 | 0 | 0 | 0 | 0 | 0 | 0.016972 | 0.81 | 0.021082 | 1.5544 | 1.5544 | 4.8388 | 0 | 0.0051127 | 0.0054208 | 0.010137 | 0.033051 | 0 | 0 | 0 | 0 | 0 | 0.057082 | 0.017981 | 0.85044 | 0 | 5.4058 | 2.1271 | 0 | 0.50417 | 0.83819 | 0 | 0 | 0 | 0.13353 | -0.0052351 | 0.055283 | 0 | 0.0044617 | 0 | -0.11502 | 0 | 0 | 0 | 0 | 0 | 0 | 0 | 0 | 4.1088 | 0.0010361 | 0 | -1.0625 | 0 | 0 | 0 | 0 | 0 | 0 | 0 | 0 | 0 | 0 | 0 | 0 | 0 | 0 | 0 | 0 | 0 | -16.3947 | 1.8827 | 0 | 0 | 0 | 1.5538 | 14.2039 | 1.2663 | 3.1569 | 0.034497 | 0.057553 | -0.78377 | 0.62859 | 0.11453 | 2.6783 | 19.2565 | 23.2804 | -18.356 | 0 | 0.5801 | 0 | 1.7286 | 0.20285
2025_04_10 Hr 15 | 0.59022 | 0.00037186 | 0 | 0 | 0 | 0 | 0 | 0 | 0 | 0 | 0 | 0.016972 | 0.75 | 0.020758 | 1.5544 | 1.5544 | 4.8235 | 0 | 0.0051127 | 0.0054208 | 0.010137 | 0.033051 | 0 | 0 | 0 | 0 | 0 | 0.057082 | 0.017981 | 0.85044 | 0 | 5.4058 | 2.1271 | 0 | 0.50417 | 0.83819 | 0 | 0 | 0 | 0.059375 | -0.14175 | 0.055283 | 0 | 0.0047446 | 0 | -0.12244 | 0 | 0 | 0 | 0 | 0 | 0 | 0 | 0 | 4.0435 | 0.0010361 | 0 | -1.0625 | 0 | 0 | 0 | 0 | 0 | 0 | 0 | 0 | 0 | 0 | 0 | 0 | 0 | 0 | 0 | 0 | 0 | -17.1052 | 1.8827 | 0 | 0 | 0 | 1.5669 | 14.1885 | 1.2663 | 3.1569 | 0.034497 | 0.057553 | -0.59022 | 0.62859 | 0.11453 | 2.6783 | 18.1984 | 22.9726 | -18.8804 | 0 | 0.5801 | 0 | 1.7286 | 0.20126
2025_04_10 Hr 16 | 0.49955 | 0.00042079 | 0 | 0 | 0 | 0 | 0 | 0 | 0 | 0 | 0 | 0.016972 | 0.57 | 0.018222 | 1.5544 | 1.5544 | 4.8388 | 0 | 0.0051127 | 0.0054208 | 0.010137 | 0.033051 | 0 | 0 | 0 | 0 | 0 | 0.057082 | 0.017981 | 0.85044 | 0 | 5.4058 | 2.1271 | 0 | 0.50417 | 0.83819 | 0 | 0 | 0 | 0.33881 | -0.0067462 | 0.055283 | 0 | 0.0054804 | 0 | -0.14176 | 0 | 0 | 0 | 0 | 0 | 0 | 0 | 0 | 4.3121 | 0.0010361 | 0 | -1.0625 | 0 | 0 | 0 | 0 | 0 | 0 | 0 | 0 | 0 | 0 | 0 | 0 | 0 | 0 | 0 | 0 | 0 | -21.009 | 1.8827 | 0 | 0 | 0 | 1.4058 | 14.2039 | 1.2663 | 3.1569 | 0.034497 | 0.057553 | -0.49955 | 0.62859 | 0.11453 | 2.6783 | 14.6302 | 22.8071 | -22.7129 | 0 | 0.5801 | 0 | 1.7286 | 0.20131
2025_04_10 Hr 17 | 0.38643 | 0.00041956 | 0 | 0 | 0 | 0 | 0 | 0 | 0 | 0 | 0 | 0.016972 | 0.6 | 0.021969 | 1.5544 | 1.5544 | 4.8388 | 0 | 0.0051127 | 0.0054208 | 0.010137 | 0.033051 | 0 | 0 | 0 | 0 | 0 | 0.057082 | 0.017981 | 0.85044 | 0 | 5.4058 | 2.1271 | 0 | 0.50417 | 0.83819 | 0 | 0 | 0 | 1.3465 | 0 | 0.055283 | 0 | 0.0062768 | 0 | -0.16267 | 0 | 0 | 0 | 0 | 0 | 0 | 0 | 0 | 4.5226 | 0.0010361 | 0 | -1.0625 | 0 | 0 | 0 | 0 | 0 | 0 | 0 | 0 | 0 | 0 | 0 | 0 | 0 | 0 | 0 | 0 | 0 | -25.8131 | 1.8827 | 0 | 0 | 0 | 1.6365 | 14.2039 | 1.2663 | 3.1569 | 0.034497 | 0.057553 | -0.38643 | 0.62859 | 0.11453 | 2.6783 | 11.2937 | 23.168 | -27.4247 | 0 | 0.5801 | 0 | 1.7286 | 0.20042
2025_04_10 Hr 18 | 0.40874 | 0.0003043 | 0 | 0 | 0 | 0 | 0 | 0 | 0 | 0 | 0 | 0.016972 | 0.69 | 0.024284 | 1.5544 | 1.5544 | 4.8388 | 0 | 0.0051127 | 0.0054208 | 0.010137 | 0.033051 | 0 | 0 | 0 | 0 | 0 | 0.057082 | 0.017981 | 0.85044 | 0 | 5.4058 | 2.1271 | 0 | 0.50417 | 0.83819 | 0 | 0 | 0 | 0 | -0.5489 | 0.055283 | 0 | 0.0041478 | 0 | -0.15627 | 0 | 0 | 0 | 0 | 0 | 0 | 0 | 0 | 4.3121 | 0.0010361 | 0 | -1.0625 | 0 | 0 | 0 | 0 | 0 | 0 | 0 | 0 | 0 | 0 | 0 | 0 | 0 | 0 | 0 | 0 | 0 | -27.7453 | 1.8827 | 0 | 3.7396 | 0 | 2.5984 | 16.6702 | 1.2663 | 3.1569 | 0.034497 | 0.057553 | -0.40874 | 0.62859 | 0.11453 | 2.6783 | 10.7849 | 24.0365 | -29.3729 | 0 | 0.5801 | 0 | 1.7286 | 0.20296
2025_04_10 Hr 19 | 0.13579 | 0.00018909 | 0 | 0 | 0 | 0 | 0 | 0 | 0 | 0 | 0 | 0.016972 | 0.51 | 0.019545 | 1.5544 | 1.5544 | 4.8388 | 0 | 0.0051127 | 0.0054208 | 0.010137 | 0.033051 | 0 | 0 | 0 | 0 | 0 | 0.057082 | 0.017981 | 0.85044 | 0 | 5.4058 | 2.1271 | 0 | 0.50417 | 0.83819 | 0 | 0 | 0 | 0.72871 | 0 | 0.055283 | 0 | 0.0045168 | 0 | -0.17036 | 0 | 0 | 0 | 0 | 0 | 0 | 0 | 0 | 4.1088 | 0.0010361 | 0 | -1.0625 | 0 | 0 | 0 | 0 | 0 | 0 | 0 | 0 | 0 | 0 | 0 | 0 | 0 | 0 | 0 | 0 | 0 | -30.0728 | 1.8827 | 0 | 2.5578 | 0 | 1.6539 | 16.7617 | 1.2663 | 3.1569 | 0.034497 | 0.057553 | -0.13579 | 0.62859 | 0.11453 | 2.6783 | 8.4803 | 22.4313 | -31.4414 | 0 | 0.5801 | 0 | 1.7286 | 0.20337
2025_04_10 Hr 20 | 0 | 4.3534e-05 | 0 | 0 | 0 | 0 | 0 | 0 | 0 | 0 | 0 | 0.016972 | 0.6 | 0.023554 | 1.5544 | 1.5544 | 4.8388 | 0 | 0.0051127 | 0.0054208 | 0.010137 | 0.033051 | 0 | 0 | 0 | 0 | 0 | 0.057082 | 0.017981 | 0.85044 | 0 | 5.4058 | 2.1271 | 0 | 0.50417 | 0.83819 | 0 | 0 | 0 | 0.8764 | -0.0079502 | 0.055283 | 0 | 0.0046268 | 0 | -0.17456 | 0 | 0 | 0 | 0 | 0 | 0 | 0 | 0 | 4.5226 | 0.0010361 | 0 | -1.0625 | 0 | 0 | 0 | 0 | 0 | 0 | 0 | 0 | 0 | 0 | 0 | 0 | 0 | 0 | 0 | 0 | 0 | -30.288 | 1.8827 | 0 | 2.4424 | 0 | 1.7236 | 16.6463 | 1.2663 | 3.1569 | 0.034497 | 0.057553 | 0 | 0.62859 | 0.11453 | 2.6783 | 8.8643 | 22.8745 | -31.525 | 0 | 0.5801 | 0 | 1.7286 | 0.20508
2025_04_10 Hr 21 | 0 | 0 | 0 | 0 | 0 | 0 | 0 | 0 | 0 | 0 | 0 | 0.016972 | 0.57 | 0.019774 | 1.5544 | 1.5544 | 4.8388 | 0 | 0.0051127 | 0.0054208 | 0.010137 | 0.033051 | 0 | 0 | 0 | 0 | 0 | 0.057082 | 0.017981 | 0.85044 | 0 | 5.4058 | 2.1271 | 0 | 0.50417 | 0.83819 | 0 | 0 | 0 | 0.73493 | 0 | 0.055283 | 0 | 0.0040886 | 0 | -0.15401 | 0 | 0 | 0 | 0 | 0 | 0 | 0 | 0 | 4.3121 | 0.0010361 | 0 | -1.0625 | 0 | 0 | 0 | 0 | 0 | 0 | 0 | 0 | 0 | 0 | 0 | 0 | 0 | 0 | 0 | 0 | 0 | -25.8737 | 1.8827 | 0 | 2.339 | 0 | 1.7671 | 16.5429 | 1.2663 | 3.1569 | 0.034497 | 0.057553 | 0 | 0.62859 | 0.11453 | 2.6783 | 12.8613 | 22.6737 | -27.0902 | 0 | 0.5801 | 0 | 1.7286 | 0.20508
2025_04_10 Hr 22 | 0 | 0 | 0 | 0 | 0 | 0 | 0 | 0 | 0 | 0 | 0 | 0.016972 | 0.54 | 0.019026 | 1.5544 | 1.5544 | 4.8388 | 0 | 0.0051127 | 0.0054208 | 0.010137 | 0.033051 | 0 | 0 | 0 | 0 | 0 | 0.057082 | 0.017981 | 0.85044 | 0 | 5.4058 | 2.1271 | 0 | 0.50417 | 0.83819 | 0 | 0 | 0 | 0.82231 | -0.004666 | 0.055283 | 0 | 0.0041525 | 0 | -0.15645 | 0 | 0 | 0 | 0 | 0 | 0 | 0 | 0 | 4.7259 | 0.0010361 | 0 | -1.0625 | 0 | 0 | 0 | 0 | 0 | 0 | 0 | 0 | 0 | 0 | 0 | 0 | 0 | 0 | 0 | 0 | 0 | -27.8601 | 1.8827 | 0 | 2.339 | 0 | 1.6539 | 16.5429 | 1.2663 | 3.1569 | 0.034497 | 0.057553 | 0 | 0.62859 | 0.11453 | 2.6783 | 11.2225 | 22.941 | -29.079 | 0 | 0.5801 | 0 | 1.7286 | 0.20254
2025_04_10 Hr 23 | 0 | 0 | 0 | 0 | 0 | 0 | 0 | 0 | 0 | 0 | 0 | 0.016972 | 0.57 | 0.02698 | 1.5544 | 1.5544 | 4.9413 | 0 | 0.0051127 | 0.0054208 | 0.010137 | 0.033051 | 0 | -0.5384 | 0 | 0 | 0 | 0.057082 | 0.017981 | 0.85044 | 0.45834 | 5.4525 | 2.1271 | 0 | 0.51039 | 0.83819 | 0 | 0 | 0 | 0.1868 | -0.39192 | 0.055283 | 0 | 0.0055786 | 0 | -0.2109 | 0 | 0 | 0 | 0 | 0 | 0 | 0 | 0 | 5.0017 | 0.0010361 | 0 | 0 | 0 | 0 | 0 | 0 | 0 | 0 | -1.325 | 0 | 0 | 0 | 0 | 0 | 0 | 0 | 0 | 0 | 0 | -36.0114 | 1.8827 | 0 | 2.9945 | 0 | 1.6844 | 17.6563 | 1.2663 | 3.1569 | 0.034497 | 0.057553 | 0 | 0.62859 | 0.11453 | 2.6783 | 2.6528 | 23.2873 | -38.0857 | 0 | 0.5801 | 0 | 1.7286 | 0.19831
2025_04_10 Hr 24 | 0 | 0 | 0 | 0 | 0 | 0 | 0 | 0 | 0 | 0 | 0 | 0.016972 | 0.69 | 0.030518 | 1.5544 | 1.5544 | 4.9413 | 0 | 0.0051127 | 0.0054208 | 0.010137 | 0.033051 | 0 | -0.62154 | 0 | 0 | 0 | 0.057082 | 0.017981 | 0.85044 | 0.30871 | 5.4525 | 2.1271 | 0 | 0.51039 | 0.83819 | 0 | 0 | 0 | 0 | -0.64383 | 0.055283 | 0 | 0.0052127 | 0 | -0.19693 | 0 | 0 | 0 | 0 | 0 | 0 | 0 | 0 | 5.4808 | 0.0010361 | 0 | 0 | 0 | 0 | 0 | 0 | 0 | 0 | -1.325 | 0 | 0 | 0 | 0 | 0 | 0 | 0 | 0 | 0 | 0 | -33.8802 | 1.8827 | 0 | 3.086 | 0 | 1.7062 | 17.7477 | 1.2663 | 3.1569 | 0.034497 | 0.057553 | 0 | 0.62859 | 0.11453 | 2.6783 | 4.9865 | 23.9062 | -36.0236 | 0 | 0.5801 | 0 | 1.7286 | 0.19283
2025_04_11 Hr 01 | 0 | 0 | 0 | 0.076717 | 0.077288 | 0.066506 | 0.071084 | 0.077908 | 0.078363 | 0 | 0 | 0.016972 | 0.66 | 0.02923 | 1.5544 | 1.5544 | 3.5955 | 0 | 0.0051127 | 0.0054208 | 0.010137 | 0.033051 | 0 | -0.61998 | 0 | 0 | 0 | 0.057082 | 0.017981 | 0.85044 | 0.22588 | 3.9661 | 2.1271 | 0 | 0.51039 | 0.83819 | 0 | 0 | 0 | 0 | -0.49296 | 0.055283 | 0 | 0.0023725 | 0 | -0.19719 | 0 | 0 | 0 | 0 | 0 | 0 | 0 | 0 | 5.3429 | 0.0010361 | 0 | 0 | 0 | 0 | 0 | 0 | 0 | 0 | -1.325 | 0 | 0 | 0 | 0 | 0 | 0 | 0 | 0 | 0 | 0 | -36.1681 | 1.8827 | 0 | 2.2448 | 0 | 1.7149 | 14.4394 | 1.2663 | 3.1569 | 0.034497 | 0.057553 | 0 | 0.62859 | 0.11453 | 2.6783 | -0.62035 | 23.7435 | -38.3103 | 0 | 0.5801 | 0 | 1.7286 | 0.19061
2025_04_11 Hr 02 | 0 | 0 | 0 | 0.076717 | 0.077288 | 0.066506 | 0.071084 | 0.077908 | 0.078363 | 0 | 0 | 0.016972 | 0.57 | 0.02706 | 1.5544 | 1.5544 | 3.5955 | 0 | 0.0051127 | 0.0054208 | 0.010137 | 0.033051 | 0 | -0.53465 | 0 | 0 | 0 | 0.057082 | 0.017981 | 0.85044 | 0.22588 | 3.9661 | 2.1271 | 0 | 0.51039 | 0.83819 | 0 | 0 | 0 | 0 | -0.45005 | 0.055283 | 0 | 0.0025432 | 0 | -0.21153 | 0 | 0 | 0 | 0 | 0 | 0 | 0 | 0 | 5.2703 | 0.0010361 | 0 | 0 | 0 | 0 | 0 | 0 | 0 | 0 | -1.325 | 0 | 0 | 0 | 0 | 0 | 0 | 0 | 0 | 0 | 0 | -39.381 | 1.8827 | 0 | 2.2448 | 0 | 1.7976 | 14.4394 | 1.2663 | 3.1569 | 0.034497 | 0.057553 | 0 | 0.62859 | 0.11453 | 2.6783 | -3.8035 | 23.6594 | -41.4522 | 0 | 0.5801 | 0 | 1.7286 | 0.18852
2025_04_11 Hr 03 | 0 | 0 | 0 | 0.076717 | 0.077288 | 0.066506 | 0.071084 | 0.077908 | 0.078363 | 0 | 0 | 0.016972 | 0.69 | 0.029358 | 1.5544 | 1.5544 | 3.5955 | 0 | 0.0051127 | 0.0054208 | 0.010137 | 0.033051 | 0 | -0.66656 | 0 | 0 | 0 | 0.057082 | 0.017981 | 0.85044 | 0.22588 | 3.9661 | 2.1271 | 0 | 0.51039 | 0.83819 | 0 | 0 | 0 | 0 | -0.57152 | 0.055283 | 0 | 0.0022794 | 0 | -0.18937 | 0 | 0 | 0 | 0 | 0 | 0 | 0 | 0 | 5.3429 | 0.0010361 | 0 | 0 | 0 | 0 | 0 | 0 | 0 | 0 | -1.325 | 0 | 0 | 0 | 0 | 0 | 0 | 0 | 0 | 0 | 0 | -34.1425 | 1.8827 | 0 | 2.2448 | 0 | 1.9281 | 14.4394 | 1.2663 | 3.1569 | 0.034497 | 0.057553 | 0 | 0.62859 | 0.11453 | 2.6783 | 1.5292 | 23.9848 | -36.3234 | 0 | 0.5801 | 0 | 1.7286 | 0.18847
2025_04_11 Hr 04 | 0 | 0 | 0 | 0.076717 | 0.077288 | 0.066506 | 0.071084 | 0.077908 | 0.078363 | 0 | 0 | 0.016972 | 0.57 | 0.027745 | 1.5544 | 1.5544 | 3.5955 | 0 | 0.0051127 | 0.0054208 | 0.010137 | 0.033051 | 0 | -0.50246 | 0 | 0 | 0 | 0.057082 | 0.017981 | 0.85044 | 0.22588 | 3.9661 | 2.1271 | 0 | 0.51039 | 0.83819 | 0 | 0 | 0 | 0.070298 | -0.1978 | 0.055283 | 0 | 0.0026076 | 0 | -0.21694 | 0 | 0 | 0 | 0 | 0 | 0 | 0 | 0 | 5.96 | 0.0010361 | 0 | 0 | 0 | 0 | 0 | 0 | 0 | 0 | -1.325 | 0 | 0 | 0 | 0 | 0 | 0 | 0 | 0 | 0 | 0 | -41.9383 | 1.8827 | 0 | 2.2448 | 0 | 1.9368 | 14.4394 | 1.2663 | 3.1569 | 0.034497 | 0.057553 | 0 | 0.62859 | 0.11453 | 2.6783 | -5.1825 | 24.4883 | -43.9827 | 0 | 0.5801 | 0 | 1.7286 | 0.18788
2025_04_11 Hr 05 | 0 | 0 | 0 | 0.076717 | 0.077288 | 0.066506 | 0.071084 | 0.077908 | 0.078363 | 0 | 0 | 0.016972 | 0.51 | 0.031342 | 1.5544 | 1.5544 | 3.5955 | 0 | 0.0051127 | 0.0054208 | 0.010137 | 0.033051 | 0 | -0.16015 | 0 | 0 | 0 | 0.057082 | 0.017981 | 0.85044 | 0.22588 | 3.9661 | 2.1271 | 0 | 0.51039 | 0.83819 | 0 | 0 | 0 | 0.44818 | -0.0080591 | 0.055283 | 0 | 0.0032922 | 0 | -0.27445 | 0 | 0 | 0 | 0 | 0 | 0 | 0 | 0 | 5.822 | 0.0010361 | 0 | 0 | 0 | 0 | 0 | 0 | 0 | 0 | -1.325 | 0 | 0 | 0 | 0 | 0 | 0 | 0 | 0 | 0 | 0 | -56.594 | 1.8827 | 0 | 2.2448 | 0 | 2.2589 | 14.4394 | 1.2663 | 3.1569 | 0.034497 | 0.057553 | 0 | 0.62859 | 0.11453 | 2.6783 | -18.8543 | 24.6197 | -58.3536 | 0 | 0.5801 | 0 | 1.7286 | 0.19156
2025_04_11 Hr 06 | 0 | 0 | 0 | 0.076717 | 0.077288 | 0.066506 | 0.071084 | 0.077908 | 0.078363 | 0 | 0 | 0.016972 | 0.42 | 0.029266 | 1.5544 | 1.5544 | 3.5955 | 0 | 0.0051127 | 0.0054208 | 0.010137 | 0.033051 | 0 | 0.06023 | 0 | 0 | 0 | 0.057082 | 0.017981 | 0.85044 | 0.22588 | 3.9661 | 2.1271 | 0 | 0.51039 | 0.83819 | 0 | 0 | 0 | 0.40259 | -0.64444 | 0.055283 | 0 | 0.003733 | 0 | -0.31147 | 0 | 0 | 0 | 0 | 0 | 0 | 0 | 0 | 5.4808 | 0.0010361 | 0 | 0 | 0 | 0 | 0 | 0 | 0 | 0 | -1.325 | 0 | 0 | 0 | 0 | 0 | 0 | 0 | 0 | 0 | 0 | -61.9234 | 1.8827 | 0 | 2.2448 | 0 | 2.8204 | 14.4394 | 1.2663 | 3.1569 | 0.034497 | 0.057553 | 0 | 0.62859 | 0.11453 | 2.6783 | -24.5467 | 24.7554 | -63.4997 | 0 | 0.5801 | 0 | 1.7286 | 0.19897
2025_04_11 Hr 07 | 0.045044 | 0 | 0 | 0.076717 | 0.077288 | 0.066506 | 0.071084 | 0.077908 | 0.078363 | 0 | 0 | 0.016972 | 0.33 | 0.018682 | 1.5544 | 1.5544 | 3.5209 | 0 | 0.0051127 | 0.0054208 | 0.010137 | 0.033051 | 0 | 0 | 0 | 0 | 0 | 0.057082 | 0.017981 | 0.85044 | 0.22588 | 3.9322 | 2.1271 | 0 | 0.50417 | 0.83819 | 0 | 0 | 0 | 0.52001 | -0.1523 | 0.055283 | 0 | 0.0030328 | 0 | -0.25265 | 0 | 0 | 0 | 0 | 0 | 0 | 0 | 0 | 5.4808 | 0.0010361 | 0 | -1.0625 | 0 | 0 | 0 | 0 | 0 | 0 | 0 | 0 | 0 | 0 | 0 | 0 | 0 | 0 | 0 | 0 | 0 | -49.6718 | 1.8827 | 0 | 2.2047 | 0 | 2.8683 | 14.2909 | 1.2663 | 3.1569 | 0.034497 | 0.057553 | -0.045044 | 0.62859 | 0.11453 | 2.6783 | -11.6235 | 24.7499 | -51.0319 | 0 | 0.5801 | 0 | 1.7286 | 0.20739
2025_04_11 Hr 08 | 0.40874 | 0 | 0 | 0.076717 | 0.077288 | 0.066506 | 0.071084 | 0.077908 | 0.078363 | 0 | 0 | 0.016972 | 0.21 | 0.010812 | 1.5544 | 1.5544 | 3.5209 | 0 | 0.0051127 | 0.0054208 | 0.010137 | 0.033051 | 0 | 0 | 0 | 0 | 0 | 0.057082 | 0.017981 | 0.85044 | 0.22588 | 3.9322 | 2.1271 | 0 | 0.50417 | 0.83819 | 0 | 0 | 0 | 0.53642 | 0 | 0.055283 | 0 | 0.0027583 | 0 | -0.22959 | 0 | 0 | 0 | 0 | 0 | 0 | 0 | 0 | 5.7494 | 0.0010361 | 0 | -1.0625 | 0 | 0 | 0 | 0 | 0 | 0 | 0 | 0 | 0 | 0 | 0 | 0 | 0 | 0 | 0 | 0 | 0 | -42.948 | 1.8827 | 0 | 2.2047 | 0 | 2.8073 | 14.2909 | 1.2663 | 3.1569 | 0.034497 | 0.057553 | -0.40874 | 0.62859 | 0.11453 | 2.6783 | -4.6241 | 25.1975 | -44.6488 | 0 | 0.5801 | 0 | 1.7286 | 0.21148
2025_04_11 Hr 09 | 0.6782 | 9.6129e-06 | 0 | 0.076717 | 0.077288 | 0.066506 | 0.071084 | 0.077908 | 0.078363 | 0 | 0 | 0.016972 | 0.27 | 0.011536 | 1.5544 | 1.5544 | 3.5209 | 0 | 0.0051127 | 0.0054208 | 0.010137 | 0.033051 | 0 | 0 | 0 | 0 | 0 | 0.057082 | 0.017981 | 0.85044 | 0.22588 | 3.9322 | 2.1271 | 0 | 0.50417 | 0.83819 | 0 | 0 | 0 | 0.35375 | -0.0036235 | 0.055283 | 0 | 0.0022888 | 0 | -0.19016 | 0 | 0 | 0 | 0 | 0 | 0 | 0 | 0 | 5.5462 | 0.0010361 | 0 | -1.0625 | 0 | 0 | 0 | 0 | 0 | 0 | 0 | 0 | 0 | 0 | 0 | 0 | 0 | 0 | 0 | 0 | 0 | -36.8757 | 1.8827 | 0 | 2.2047 | 0 | 2.8291 | 14.2909 | 1.2663 | 3.1569 | 0.034497 | 0.057553 | -0.6782 | 0.62859 | 0.11453 | 2.6783 | 1.18 | 25.3455 | -38.8066 | 0 | 0.5801 | 0 | 1.7286 | 0.21086
2025_04_11 Hr 10 | 0.6365 | 9.9222e-05 | 0 | 0.076717 | 0.077288 | 0.066506 | 0.071084 | 0.077908 | 0.078363 | 0 | 0 | 0.016972 | 0.3 | 0.010177 | 1.5544 | 1.5544 | 3.5209 | 0 | 0.0051127 | 0.0054208 | 0.010137 | 0.033051 | 0 | 0 | 0 | 0 | 0 | 0.057082 | 0.017981 | 0.85044 | 0.22588 | 3.9322 | 2.1271 | 0 | 0.50417 | 0.83819 | 0 | 0 | 0 | 0.40579 | 0 | 0.055283 | 0 | 0.0018173 | 0 | -0.15055 | 0 | 0 | 0 | 0 | 0 | 0 | 0 | 0 | 5.4808 | 0.0010361 | 0 | -1.0625 | 0 | 0 | 0 | 0 | 0 | 0 | 0 | 0 | 0 | 0 | 0 | 0 | 0 | 0 | 0 | 0 | 0 | -30.4081 | 1.8827 | 0 | 2.2047 | 0 | 2.7986 | 14.2909 | 1.2663 | 3.1569 | 0.034497 | 0.057553 | -0.6365 | 0.62859 | 0.11453 | 2.6783 | 7.6747 | 25.2357 | -32.2576 | 0 | 0.5801 | 0 | 1.7286 | 0.2098
2025_04_11 Hr 11 | 0.54503 | 0.00020088 | 0 | 0 | 0 | 0 | 0 | 0 | 0 | 0 | 0 | 0.016972 | 0.3 | 0.0080815 | 1.5544 | 1.5544 | 3.5209 | 0 | 0.0051127 | 0.0054208 | 0.010137 | 0.033051 | 0 | 0 | 0 | 0 | 0 | 0.057082 | 0.017981 | 0.85044 | 0 | 3.9322 | 2.1271 | 0 | 0.50417 | 0.83819 | 0 | 0 | 0 | 0.73205 | 0 | 0.055283 | 0 | 0.0031749 | 0 | -0.11912 | 0 | 0 | 0 | 0 | 0 | 0 | 0 | 0 | 4.7259 | 0.0010361 | 0 | -1.0625 | 0 | 0 | 0 | 0 | 0 | 0 | 0 | 0 | 0 | 0 | 0 | 0 | 0 | 0 | 0 | 0 | 0 | -22.913 | 1.8827 | 0 | 1.7014 | 0 | 2.8813 | 13.1138 | 1.2663 | 3.1569 | 0.034497 | 0.057553 | -0.54503 | 0.62859 | 0.11453 | 2.6783 | 13.6741 | 24.4679 | -24.6396 | 0 | 0.5801 | 0 | 1.7286 | 0.20771
2025_04_11 Hr 12 | 0.6357 | 0.00029347 | 0 | 0 | 0 | 0 | 0 | 0 | 0 | 0 | 0 | 0.016972 | 0.27 | 0.0072185 | 1.5544 | 1.5544 | 3.5209 | 0 | 0.0051127 | 0.0054208 | 0.010137 | 0.033051 | 0 | 0 | 0 | 0 | 0 | 0.057082 | 0.017981 | 0.85044 | 0 | 3.9322 | 2.1271 | 0 | 0.50417 | 0.83819 | 0 | 0 | 0 | 0.75627 | 0 | 0.055283 | 0 | 0.003151 | 0 | -0.11821 | 0 | 0 | 0 | 0 | 0 | 0 | 0 | 0 | 4.0435 | 0.0010361 | 0 | -1.0625 | 0 | 0 | 0 | 0 | 0 | 0 | 0 | 0 | 0 | 0 | 0 | 0 | 0 | 0 | 0 | 0 | 0 | -22.505 | 1.8827 | 0 | 1.7014 | 0 | 2.9205 | 13.1138 | 1.2663 | 3.1569 | 0.034497 | 0.057553 | -0.6357 | 0.62859 | 0.11453 | 2.6783 | 13.4304 | 23.8818 | -24.3214 | 0 | 0.5801 | 0 | 1.7286 | 0.20492
2025_04_11 Hr 13 | 0.71525 | 0.00032553 | 0 | 0 | 0 | 0 | 0 | 0 | 0 | 0 | 0 | 0.016972 | 0.24 | 0.0059139 | 1.5544 | 1.5544 | 3.5209 | 0 | 0.0051127 | 0.0054208 | 0.010137 | 0.033051 | 0 | 0 | 0 | 0 | 0 | 0.057082 | 0.017981 | 0.82033 | 0 | 3.9322 | 2.1271 | 0 | 0.50417 | 0.83819 | 0 | 0 | 0 | 0.73017 | 0 | 0.055283 | 0 | 0.0029042 | 0 | -0.10879 | 0 | 0 | 0 | 0 | 0 | 0 | 0 | 0 | 3.9709 | 0.0010361 | 0 | -1.0625 | 0 | 0 | 0 | 0 | 0 | 0 | 0 | 0 | 0 | 0 | 0 | 0 | 0 | 0 | 0 | 0 | 0 | -21.2853 | 1.8827 | 0 | 1.7014 | 0 | 2.9684 | 13.0837 | 1.2663 | 3.1569 | 0.034497 | 0.057553 | -0.71525 | 0.62859 | 0.11453 | 2.6783 | 14.5464 | 23.9044 | -23.1719 | 0 | 0.5801 | 0 | 1.7286 | 0.20397
2025_04_11 Hr 14 | 0.56734 | 0.00033246 | 0 | 0 | 0 | 0 | 0 | 0 | 0 | 0 | 0 | 0.016972 | 0.18 | 0.0043807 | 1.5544 | 1.5544 | 3.5209 | 0 | 0.0051127 | 0.0054208 | 0.010137 | 0.033051 | 0 | 0 | 0 | 0 | 0 | 0.057082 | 0.017981 | 0.82368 | 0 | 3.9322 | 2.1271 | 0 | 0.50417 | 0.83819 | 0 | 0 | 0 | 0.45365 | 0 | 0.055283 | 0 | 0.0028683 | 0 | -0.10742 | 0 | 0 | 0 | 0 | 0 | 0 | 0 | 0 | 3.9709 | 0.0010361 | 0 | -1.0625 | 0 | 0 | 0 | 0 | 0 | 0 | 0 | 0 | 0 | 0 | 0 | 0 | 0 | 0 | 0 | 0 | 0 | -20.9218 | 1.8827 | 0 | 1.7014 | 0 | 3.0511 | 13.087 | 1.2663 | 3.1569 | 0.034497 | 0.057553 | -0.56734 | 0.62859 | 0.11453 | 2.6783 | 14.6563 | 23.7747 | -22.6591 | 0 | 0.5801 | 0 | 1.7286 | 0.20101
2025_04_11 Hr 15 | 0.63563 | 0.00033537 | 0 | 0 | 0 | 0 | 0 | 0 | 0 | 0 | 0 | 0.016972 | 0.21 | 0.0051616 | 1.5544 | 1.5544 | 3.5209 | 0 | 0.0051127 | 0.0054208 | 0.010137 | 0.033051 | 0 | 0 | 0 | 0 | 0 | 0.057082 | 0.017981 | 0.80362 | 0 | 3.9322 | 2.1271 | 0 | 0.50417 | 0.83819 | 0 | 0 | 0 | 0.44692 | 0 | 0.055283 | 0 | 0.0028968 | 0 | -0.1085 | 0 | 0 | 0 | 0 | 0 | 0 | 0 | 0 | 4.1088 | 0.0010361 | 0 | -1.0625 | 0 | 0 | 0 | 0 | 0 | 0 | 0 | 0 | 0 | 0 | 0 | 0 | 0 | 0 | 0 | 0 | 0 | -21.3395 | 1.8827 | 0 | 1.7014 | 0 | 2.9292 | 13.067 | 1.2663 | 3.1569 | 0.034497 | 0.057553 | -0.63563 | 0.62859 | 0.11453 | 2.6783 | 14.2564 | 23.8887 | -23.1461 | 0 | 0.5801 | 0 | 1.7286 | 0.19987
2025_04_11 Hr 16 | 0.6357 | 0.00032748 | 0 | 0 | 0 | 0 | 0 | 0 | 0 | 0 | 0 | 0.016972 | 0.3 | 0.007286 | 1.5544 | 1.5544 | 3.5209 | 0 | 0.0051127 | 0.0054208 | 0.010137 | 0.033051 | 0 | 0 | 0 | 0 | 0 | 0.057082 | 0.017981 | 0.49899 | 0 | 3.9322 | 2.1271 | 0 | 0.50417 | 0.83819 | 0 | 0 | 0 | 0.77645 | 0 | 0.055283 | 0 | 0.0028624 | 0 | -0.10719 | 0 | 0 | 0 | 0 | 0 | 0 | 0 | 0 | 4.1088 | 0.0010361 | 0 | -1.0625 | 0 | 0 | 0 | 0 | 0 | 0 | 0 | 0 | 0 | 0 | 0 | 0 | 0 | 0 | 0 | 0 | 0 | -19.6264 | 1.8827 | 0 | 1.7014 | 0 | 2.7769 | 12.7623 | 1.2663 | 3.1569 | 0.034497 | 0.057553 | -0.6357 | 0.62859 | 0.11453 | 2.6783 | 15.9348 | 23.8278 | -21.4318 | 0 | 0.5801 | 0 | 1.7286 | 0.19911
2025_04_11 Hr 17 | 0.49941 | 0.00037154 | 0 | 0 | 0 | 0 | 0 | 0 | 0 | 0 | 0 | 0.016972 | 0.63 | 0.019762 | 1.5544 | 1.5544 | 3.5209 | 0 | 0.0051127 | 0.0054208 | 0.010137 | 0.033051 | 0 | 0 | 0 | 0 | 0 | 0.057082 | 0.017981 | 0.74015 | 0 | 3.9322 | 2.1271 | 0 | 0.50417 | 0.83819 | 0 | 0 | 0 | 0.35087 | 0 | 0.055283 | 0 | 0.0036969 | 0 | -0.13905 | 0 | 0 | 0 | 0 | 0 | 0 | 0 | 0 | 3.9709 | 0.0010361 | 0 | -1.0625 | 0 | 0 | 0 | 0 | 0 | 0 | 0 | 0 | 0 | 0 | 0 | 0 | 0 | 0 | 0 | 0 | 0 | -27.6854 | 1.8827 | 0 | 1.9198 | 0 | 2.6985 | 13.2219 | 1.2663 | 3.1569 | 0.034497 | 0.057553 | -0.49941 | 0.62859 | 0.11453 | 2.6783 | 8.0032 | 23.8168 | -29.3864 | 0 | 0.5801 | 0 | 1.7286 | 0.19816
2025_04_11 Hr 18 | 0.45429 | 0.00035256 | 0 | 0.076717 | 0.077288 | 0.066506 | 0.071084 | 0.077908 | 0.078363 | 0 | 0 | 0.016972 | 0.57 | 0.022409 | 1.5544 | 1.5544 | 3.5209 | 0 | 0.0051127 | 0.0054208 | 0.010137 | 0.033051 | 0 | 0 | 0 | 0 | 0 | 0.057082 | 0.017981 | 0.85044 | 0.37552 | 3.9322 | 2.1271 | 0 | 0.50417 | 0.83819 | 0 | 0 | 0 | 0.2527 | 0 | 0.055283 | 0 | 0.0021061 | 0 | -0.17481 | 0 | 0 | 0 | 0 | 0 | 0 | 0 | 0 | 3.7676 | 0.0010361 | 0 | -1.0625 | 0 | 0 | 0 | 0 | 0 | 0 | 0 | 0 | 0 | 0 | 0 | 0 | 0 | 0 | 0 | 0 | 0 | -37.2886 | 1.8827 | 0 | 2.1122 | 0 | 2.6071 | 14.1983 | 1.2663 | 3.1569 | 0.034497 | 0.057553 | -0.45429 | 0.62859 | 0.11453 | 2.6783 | -1.1097 | 23.4195 | -38.9802 | 0 | 0.5801 | 0 | 1.7286 | 0.19798
2025_04_11 Hr 19 | 0.11363 | 0.00020157 | 0 | 0.076717 | 0.077288 | 0.066506 | 0.071084 | 0.077908 | 0.078363 | 0 | 0 | 0.016972 | 0.57 | 0.022481 | 1.5544 | 1.5544 | 3.5209 | 0 | 0.0051127 | 0.0054208 | 0.010137 | 0.033051 | 0 | 0 | 0 | 0 | 0 | 0.057082 | 0.017981 | 0.85044 | 0.22588 | 3.9322 | 2.1271 | 0 | 0.50417 | 0.83819 | 0 | 0 | 0 | 0 | -0.23187 | 0.055283 | 0 | 0.0021129 | 0 | -0.17538 | 0 | 0 | 0 | 0 | 0 | 0 | 0 | 0 | 3.0126 | 0.0010361 | 0 | -1.0625 | 0 | 0 | 0 | 0 | 0 | 0 | 0 | 0 | 0 | 0 | 0 | 0 | 0 | 0 | 0 | 0 | 0 | -37.0641 | 1.8827 | 0 | 2.2047 | 0 | 2.6506 | 14.2909 | 1.2663 | 3.1569 | 0.034497 | 0.057553 | -0.11363 | 0.62859 | 0.11453 | 2.6783 | -1.9877 | 22.3689 | -38.4156 | 0 | 0.5801 | 0 | 1.7286 | 0.19964
2025_04_11 Hr 20 | 0 | 4.6145e-05 | 0 | 0.076717 | 0.077288 | 0.066506 | 0.071084 | 0.077908 | 0.078363 | 0 | 0 | 0.016972 | 0.66 | 0.02669 | 1.5544 | 1.5544 | 3.5209 | 0 | 0.0051127 | 0.0054208 | 0.010137 | 0.033051 | 0 | 0 | 0 | 0 | 0 | 0.057082 | 0.017981 | 0.85044 | 0.22588 | 3.9322 | 2.1271 | 0 | 0.50417 | 0.83819 | 0 | 0 | 0 | 0.12907 | -0.34053 | 0.055283 | 0 | 0.0021664 | 0 | -0.17988 | 0 | 0 | 0 | 0 | 0 | 0 | 0 | 0 | 2.5335 | 0.0010361 | 0 | -1.0625 | 0 | 0 | 0 | 0 | 0 | 0 | 0 | 0 | 0 | 0 | 0 | 0 | 0 | 0 | 0 | 0 | 0 | -36.9707 | 1.8827 | 0 | 2.2047 | 0 | 2.4069 | 14.2909 | 1.2663 | 3.1569 | 0.034497 | 0.057553 | 0 | 0.62859 | 0.11453 | 2.6783 | -2.5061 | 21.6276 | -38.2131 | 0 | 0.5801 | 0 | 1.7286 | 0.20072
2025_04_11 Hr 21 | 0 | 0 | 0 | 0.076717 | 0.077288 | 0.066506 | 0.071084 | 0.077908 | 0.078363 | 0 | 0 | 0.016972 | 0.75 | 0.028734 | 1.5544 | 1.5544 | 3.5209 | 0 | 0.0051127 | 0.0054208 | 0.010137 | 0.033051 | 0 | 0 | 0 | 0 | 0 | 0.057082 | 0.017981 | 0.85044 | 0.22588 | 3.9322 | 2.1271 | 0 | 0.50417 | 0.83819 | 0 | 0 | 0 | 0.65905 | 0 | 0.055283 | 0 | 0.0020525 | 0 | -0.17031 | 0 | 0 | 0 | 0 | 0 | 0 | 0 | 0 | 2.9473 | 0.0010361 | 0 | -1.0625 | 0 | 0 | 0 | 0 | 0 | 0 | 0 | 0 | 0 | 0 | 0 | 0 | 0 | 0 | 0 | 0 | 0 | -34.8158 | 1.8827 | 0 | 2.2047 | 0 | 2.1371 | 14.2909 | 1.2663 | 3.1569 | 0.034497 | 0.057553 | 0 | 0.62859 | 0.11453 | 2.6783 | 0.76556 | 21.8642 | -36.0486 | 0 | 0.5801 | 0 | 1.7286 | 0.20142
2025_04_11 Hr 22 | 0 | 0 | 0 | 0.076717 | 0.077288 | 0.066506 | 0.071084 | 0.077908 | 0.078363 | 0 | 0 | 0.016972 | 1.05 | 0.04317 | 1.5544 | 1.5544 | 3.5209 | 0 | 0.0051127 | 0.0054208 | 0.010137 | 0.033051 | 0 | 0 | 0 | 0 | 0 | 0.057082 | 0.017981 | 0.85044 | 0.22588 | 3.9322 | 2.1271 | 0 | 0.50417 | 0.83819 | 0 | 0 | 0 | 0.089578 | -0.33853 | 0.055283 | 0 | 0.0022025 | 0 | -0.18291 | 0 | 0 | 0 | 0 | 0 | 0 | 0 | 0 | 3.0126 | 0.0010361 | 0 | -1.0625 | 0 | 0 | 0 | 0 | 0 | 0 | 0 | 0 | 0 | 0 | 0 | 0 | 0 | 0 | 0 | 0 | 0 | -38.4312 | 1.8827 | 0 | 2.2047 | 0 | 2.4896 | 14.2909 | 1.2663 | 3.1569 | 0.034497 | 0.057553 | 0 | 0.62859 | 0.11453 | 2.6783 | -3.0397 | 22.5949 | -39.6766 | 0 | 0.5801 | 0 | 1.7286 | 0.19981
2025_04_11 Hr 23 | 0 | 0 | 0 | 0.076717 | 0.077288 | 0.066506 | 0.071084 | 0.077908 | 0.078363 | 0 | 0 | 0.016972 | 0.96 | 0.039696 | 1.5544 | 1.5544 | 3.5955 | 0 | 0.0051127 | 0.0054208 | 0.010137 | 0.033051 | 0 | -0.69867 | 0 | 0 | 0 | 0.057082 | 0.017981 | 0.85044 | 0.22588 | 3.9661 | 2.1271 | 0 | 0.51039 | 0.83819 | 0 | 0 | 0 | 0 | -1.1188 | 0.055283 | 0 | 0.0022152 | 0 | -0.18397 | 0 | 0 | 0 | 0 | 0 | 0 | 0 | 0 | 2.9473 | 0.0010361 | 0 | 0 | 0 | 0 | 0 | 0 | 0 | 0 | -1.325 | 0 | 0 | 0 | 0 | 0 | 0 | 0 | 0 | 0 | 0 | -32.1967 | 1.8827 | 0 | 2.2448 | 0 | 2.198 | 14.4394 | 1.2663 | 3.1569 | 0.034497 | 0.057553 | 0 | 0.62859 | 0.11453 | 2.6783 | 1.0615 | 22.1452 | -34.4043 | 0 | 0.5801 | 0 | 1.7286 | 0.19429
2025_04_11 Hr 24 | 0 | 0 | 0 | 0 | 0 | 0 | 0 | 0 | 0 | 0 | 0 | 0.016972 | 0.75 | 0.029208 | 1.5544 | 1.5544 | 3.5955 | 0 | 0.0051127 | 0.0054208 | 0.010137 | 0.033051 | 0 | -0.7631 | 0 | 0 | 0 | 0.057082 | 0.017981 | 0.85044 | 0.22588 | 3.9661 | 2.1271 | 0 | 0.51039 | 0.83819 | 0 | 0 | 0 | 0 | -1.25 | 0.055283 | 0 | 0.0045898 | 0 | -0.17315 | 0 | 0 | 0 | 0 | 0 | 0 | 0 | 0 | 3.078 | 0.0010361 | 0 | 0 | 0 | 0 | 0 | 0 | 0 | 0 | -1.325 | 0 | 0 | 0 | 0 | 0 | 0 | 0 | 0 | 0 | 0 | -28.9104 | 1.8827 | 0 | 2.2448 | 0 | 1.7366 | 13.9915 | 1.2663 | 3.1569 | 0.034497 | 0.057553 | 0 | 0.62859 | 0.11453 | 2.6783 | 3.1604 | 21.5905 | -31.1717 | 0 | 0.5801 | 0 | 1.7286 | 0.1908
2025_04_12 Hr 01 | 0 | 0 | 0 | 0 | 0 | 0 | 0 | 0 | 0 | 0 | 0 | 0.016972 | 0.66 | 0.027396 | 1.5544 | 1.5544 | 3.5955 | 0 | 0.0051127 | 0.0054208 | 0.010137 | 0.033051 | 0 | -0.69442 | 0 | 0 | 0 | 0.057082 | 0.017981 | 0.85044 | 0.22588 | 3.9661 | 2.1271 | 0 | 0.51039 | 0.83819 | 0 | 0 | 0 | 0 | -1.4185 | 0.055283 | 0 | 0.0048921 | 0 | -0.18469 | 0 | 0 | 0 | 0 | 0 | 0 | 0 | 0 | 3.3538 | 0.0010361 | 0 | 0 | 0 | 0 | 0 | 0 | 0 | 0 | -1.325 | 0 | 0 | 0 | 0 | 0 | 0 | 0 | 0 | 0 | 0 | -28.9949 | 1.8827 | 0 | 2.2448 | 0 | 1.2143 | 13.9915 | 1.2663 | 3.1569 | 0.034497 | 0.057553 | 0 | 0.62859 | 0.11453 | 2.6783 | 2.6241 | 21.25 | -31.199 | 0 | 0.5801 | 0 | 1.7286 | 0.18853
2025_04_12 Hr 02 | 0 | 0 | 0 | 0 | 0 | 0 | 0 | 0 | 0 | 0 | 0 | 0.016972 | 0.75 | 0.031143 | 1.5544 | 1.5544 | 3.5955 | 0 | 0.0051127 | 0.0054208 | 0.010137 | 0.033051 | 0 | -0.694 | 0 | 0 | 0 | 0.057082 | 0.017981 | 0.85044 | 0.22588 | 3.9661 | 2.1271 | 0 | 0.51039 | 0.83819 | 0 | 0 | 0 | 0 | -0.91714 | 0.055283 | 0 | 0.0048939 | 0 | -0.18476 | 0 | 0 | 0 | 0 | 0 | 0 | 0 | 0 | 3.4918 | 0.0010361 | 0 | 0 | 0 | 0 | 0 | 0 | 0 | 0 | -1.325 | 0 | 0 | 0 | 0 | 0 | 0 | 0 | 0 | 0 | 0 | -29.4409 | 1.8827 | 0 | 2.2448 | 0 | 0.70075 | 13.9915 | 1.2663 | 3.1569 | 0.034497 | 0.057553 | 0 | 0.62859 | 0.11453 | 2.6783 | 2.3956 | 20.9658 | -31.6446 | 0 | 0.5801 | 0 | 1.7286 | 0.18627
2025_04_12 Hr 03 | 0 | 0 | 0 | 0 | 0 | 0 | 0 | 0 | 0 | 0 | 0 | 0.016972 | 0.9 | 0.037078 | 1.5544 | 1.5544 | 3.5955 | 0 | 0.0051127 | 0.0054208 | 0.010137 | 0.033051 | 0 | -0.70273 | 0 | 0 | 0 | 0.057082 | 0.017981 | 0.85044 | 0.22588 | 3.9661 | 2.1271 | 0 | 0.51039 | 0.83819 | 0 | 0 | 0 | 0 | -0.86912 | 0.055283 | 0 | 0.0048555 | 0 | -0.18329 | 0 | 0 | 0 | 0 | 0 | 0 | 0 | 0 | 3.7676 | 0.0010361 | 0 | 0 | 0 | 0 | 0 | 0 | 0 | 0 | -1.325 | 0 | 0 | 0 | 0 | 0 | 0 | 0 | 0 | 0 | 0 | -29.0117 | 1.8827 | 0 | 2.2448 | 0 | 0.55276 | 13.9915 | 1.2663 | 3.1569 | 0.034497 | 0.057553 | 0 | 0.62859 | 0.11453 | 2.6783 | 3.1491 | 21.2494 | -31.2227 | 0 | 0.5801 | 0 | 1.7286 | 0.18607
2025_04_12 Hr 04 | 0 | 0 | 0 | 0.076717 | 0.077288 | 0.066506 | 0.071084 | 0.077908 | 0.078363 | 0 | 0 | 0.016972 | 0.15 | 0.006591 | 1.5544 | 1.5544 | 3.5955 | 0 | 0.0051127 | 0.0054208 | 0.010137 | 0.033051 | 0 | -0.62929 | 0 | 0 | 0 | 0.057082 | 0.017981 | 0.85044 | 0.22588 | 3.9661 | 2.1271 | 0 | 0.51039 | 0.83819 | 0 | 0 | 0 | 0 | -0.85845 | 0.055283 | 0 | 0.0023539 | 0 | -0.19563 | 0 | 0 | 0 | 0 | 0 | 0 | 0 | 0 | 4.0435 | 0.0010361 | 0 | 0 | 0 | 0 | 0 | 0 | 0 | 0 | -1.325 | 0 | 0 | 0 | 0 | 0 | 0 | 0 | 0 | 0 | 0 | -30.731 | 1.8827 | 0 | 2.2448 | 0 | 0.4396 | 14.4394 | 1.2663 | 3.1569 | 0.034497 | 0.057553 | 0 | 0.62859 | 0.11453 | 2.6783 | 1.3311 | 20.631 | -32.8809 | 0 | 0.5801 | 0 | 1.7286 | 0.18549
2025_04_12 Hr 05 | 0 | 0 | 0 | 0.076717 | 0.077288 | 0.066506 | 0.071084 | 0.077908 | 0.078363 | 0 | 0 | 0.016972 | 0.54 | 0.026437 | 1.5544 | 1.5544 | 3.5955 | 0 | 0.0051127 | 0.0054208 | 0.010137 | 0.033051 | 0 | -0.4949 | 0 | 0 | 0 | 0.057082 | 0.017981 | 0.85044 | 0.22588 | 3.9661 | 2.1271 | 0 | 0.51039 | 0.83819 | 0 | 0 | 0 | 0.14865 | -0.48797 | 0.055283 | 0 | 0.0026227 | 0 | -0.21821 | 0 | 0 | 0 | 0 | 0 | 0 | 0 | 0 | 3.7676 | 0.0010361 | 0 | 0 | 0 | 0 | 0 | 0 | 0 | 0 | -1.325 | 0 | 0 | 0 | 0 | 0 | 0 | 0 | 0 | 0 | 0 | -35.738 | 1.8827 | 0 | 2.2448 | 0 | 0.38302 | 14.4394 | 1.2663 | 3.1569 | 0.034497 | 0.057553 | 0 | 0.62859 | 0.11453 | 2.6783 | -2.9662 | 20.7098 | -37.7761 | 0 | 0.5801 | 0 | 1.7286 | 0.18685
2025_04_12 Hr 06 | 0 | 0 | 0 | 0.076717 | 0.077288 | 0.066506 | 0.071084 | 0.077908 | 0.078363 | 0 | 0 | 0.016972 | 0.45 | 0.02126 | 1.5544 | 1.5544 | 3.5955 | 0 | 0.0051127 | 0.0054208 | 0.010137 | 0.033051 | 0 | -0.54077 | 0 | 0 | 0 | 0.057082 | 0.017981 | 0.85044 | 0.22588 | 3.9661 | 2.1271 | 0 | 0.51039 | 0.83819 | 0 | 0 | 0 | 0.23582 | -0.67571 | 0.055283 | 0 | 0.002531 | 0 | -0.2105 | 0 | 0 | 0 | 0 | 0 | 0 | 0 | 0 | 3.2159 | 0.0010361 | 0 | 0 | 0 | 0 | 0 | 0 | 0 | 0 | -1.325 | 0 | 0 | 0 | 0 | 0 | 0 | 0 | 0 | 0 | 0 | -33.316 | 1.8827 | 0 | 2.2448 | 0 | 0.65287 | 14.4394 | 1.2663 | 3.1569 | 0.034497 | 0.057553 | 0 | 0.62859 | 0.11453 | 2.6783 | -1.056 | 20.3367 | -35.3922 | 0 | 0.5801 | 0 | 1.7286 | 0.1908
2025_04_12 Hr 07 | 0.045044 | 0 | 0 | 0.076717 | 0.077288 | 0.066506 | 0.071084 | 0.077908 | 0.078363 | 0 | 0 | 0.016972 | 0.51 | 0.018753 | 1.5544 | 1.5544 | 3.5209 | 0 | 0.0051127 | 0.0054208 | 0.010137 | 0.033051 | 0 | 0 | 0 | 0 | 0 | 0.057082 | 0.017981 | 0.85044 | 0.22588 | 3.9322 | 2.1271 | 0 | 0.50417 | 0.83819 | 0 | 0 | 0 | 0.40948 | -0.16839 | 0.055283 | 0 | 0.0019699 | 0 | -0.16337 | 0 | 0 | 0 | 0 | 0 | 0 | 0 | 0 | 2.9473 | 0.0010361 | 0 | -1.0625 | 0 | 0 | 0 | 0 | 0 | 0 | 0 | 0 | 0 | 0 | 0 | 0 | 0 | 0 | 0 | 0 | 0 | -27.0049 | 1.8827 | 0 | 2.2047 | 0 | 0.79215 | 14.2909 | 1.2663 | 3.1569 | 0.034497 | 0.057553 | -0.045044 | 0.62859 | 0.11453 | 2.6783 | 6.5633 | 20.3071 | -28.2759 | 0 | 0.5801 | 0 | 1.7286 | 0.19421
2025_04_12 Hr 08 | 0.318 | 0 | 0 | 0.076717 | 0.077288 | 0.066506 | 0.071084 | 0.077908 | 0.078363 | 0 | 0 | 0.016972 | 0.69 | 0.027453 | 1.5544 | 1.5544 | 3.5209 | 0 | 0.0051127 | 0.0054208 | 0.010137 | 0.033051 | 0 | 0 | 0 | 0 | 0 | 0.057082 | 0.017981 | 0.85044 | 0.22588 | 3.9322 | 2.1271 | 0 | 0.50417 | 0.83819 | 0 | 0 | 0 | 0.39025 | -0.053342 | 0.055283 | 0 | 0.0021314 | 0 | -0.17694 | 0 | 0 | 0 | 0 | 0 | 0 | 0 | 0 | 3.0126 | 0.0010361 | 0 | -1.0625 | 0 | 0 | 0 | 0 | 0 | 0 | 0 | 0 | 0 | 0 | 0 | 0 | 0 | 0 | 0 | 0 | 0 | -30.3154 | 1.8827 | 0 | 2.2047 | 0 | 1.1229 | 14.2909 | 1.2663 | 3.1569 | 0.034497 | 0.057553 | -0.318 | 0.62859 | 0.11453 | 2.6783 | 3.9234 | 21.1684 | -31.8729 | 0 | 0.5801 | 0 | 1.7286 | 0.19774
2025_04_12 Hr 09 | 0.4771 | 1.2527e-05 | 0 | 0.076717 | 0.077288 | 0.066506 | 0.071084 | 0.077908 | 0.078363 | 0 | 0 | 0.016972 | 0.84 | 0.032736 | 1.5544 | 1.5544 | 3.5209 | 0 | 0.0051127 | 0.0054208 | 0.010137 | 0.033051 | 0 | 0 | 0 | 0 | 0 | 0.057082 | 0.017981 | 0.85044 | 0.22588 | 3.9322 | 2.1271 | 0 | 0.50417 | 0.83819 | 0 | 0 | 0 | 0.097576 | -0.41967 | 0.055283 | 0 | 0.0020878 | 0 | -0.17327 | 0 | 0 | 0 | 0 | 0 | 0 | 0 | 0 | 3.2885 | 0.0010361 | 0 | -1.0625 | 0 | 0 | 0 | 0 | 0 | 0 | 0 | 0 | 0 | 0 | 0 | 0 | 0 | 0 | 0 | 0 | 0 | -29.7235 | 1.8827 | 0 | 2.2047 | 0 | 1.3057 | 14.2909 | 1.2663 | 3.1569 | 0.034497 | 0.057553 | -0.4771 | 0.62859 | 0.11453 | 2.6783 | 4.4767 | 21.9444 | -31.4364 | 0 | 0.5801 | 0 | 1.7286 | 0.2006
2025_04_12 Hr 10 | 0.52222 | 0.00011526 | 0 | 0.076717 | 0.077288 | 0.066506 | 0.071084 | 0.077908 | 0.078363 | 0 | 0 | 0.016972 | 0.81 | 0.037477 | 1.5544 | 1.5544 | 3.5209 | 0 | 0.0051127 | 0.0054208 | 0.010137 | 0.033051 | 0 | 0 | 0 | 0 | 0 | 0.057082 | 0.017981 | 0.85044 | 0.22588 | 3.9322 | 2.1271 | 0 | 0.50417 | 0.83819 | 0 | 0 | 0 | 0.17058 | -0.1934 | 0.055283 | 0 | 0.0024786 | 0 | -0.2061 | 0 | 0 | 0 | 0 | 0 | 0 | 0 | 0 | 3.833 | 0.0010361 | 0 | -1.0625 | 0 | 0 | 0 | 0 | 0 | 0 | 0 | 0 | 0 | 0 | 0 | 0 | 0 | 0 | 0 | 0 | 0 | -37.566 | 1.8827 | 0 | 2.2047 | 0 | 0.87484 | 14.2909 | 1.2663 | 3.1569 | 0.034497 | 0.057553 | -0.52222 | 0.62859 | 0.11453 | 2.6783 | -3.0077 | 22.0811 | -39.3568 | 0 | 0.5801 | 0 | 1.7286 | 0.20376
2025_04_12 Hr 11 | 0.49933 | 0.00014031 | 0 | 0 | 0 | 0 | 0 | 0 | 0 | 0 | 0 | 0.016972 | 0.78 | 0.027349 | 1.5544 | 1.5544 | 3.5209 | 0 | 0.0051127 | 0.0054208 | 0.010137 | 0.033051 | 0 | 0 | 0 | 0 | 0 | 0.057082 | 0.017981 | 0.85044 | 0.22588 | 3.9322 | 2.1271 | 0 | 0.50417 | 0.83819 | 0 | 0 | 0 | 0.4656 | -0.008223 | 0.055283 | 0 | 0.0041324 | 0 | -0.15568 | 0 | 0 | 0 | 0 | 0 | 0 | 0 | 0 | 3.5644 | 0.0010361 | 0 | -1.0625 | 0 | 0 | 0 | 0 | 0 | 0 | 0 | 0 | 0 | 0 | 0 | 0 | 0 | 0 | 0 | 0 | 0 | -27.709 | 1.8827 | 0 | 2.0876 | 0 | 0.59193 | 13.7258 | 1.2663 | 3.1569 | 0.034497 | 0.057553 | -0.49933 | 0.62859 | 0.11453 | 2.6783 | 6.2237 | 21.467 | -29.4265 | 0 | 0.5801 | 0 | 1.7286 | 0.20419
2025_04_12 Hr 12 | 0.52236 | 0.00030313 | 0 | 0 | 0 | 0 | 0 | 0 | 0 | 0 | 0 | 0.016972 | 0.81 | 0.02585 | 1.5544 | 1.5544 | 3.5209 | 0 | 0.0051127 | 0.0054208 | 0.010137 | 0.033051 | 0 | 0 | 0 | 0 | 0 | 0.057082 | 0.017981 | 0.85044 | 0.22588 | 3.9322 | 2.1271 | 0 | 0.50417 | 0.83819 | 0 | 0 | 0 | 0.45495 | -0.011288 | 0.055283 | 0 | 0.0037613 | 0 | -0.14151 | 0 | 0 | 0 | 0 | 0 | 0 | 0 | 0 | 2.9473 | 0.0010361 | 0 | -1.0625 | 0 | 0 | 0 | 0 | 0 | 0 | 0 | 0 | 0 | 0 | 0 | 0 | 0 | 0 | 0 | 0 | 0 | -25.4331 | 1.8827 | 0 | 2.037 | 0 | 0.59193 | 13.6753 | 1.2663 | 3.1569 | 0.034497 | 0.057553 | -0.52236 | 0.62859 | 0.11453 | 2.6783 | 7.8609 | 20.9015 | -27.1594 | 0 | 0.5801 | 0 | 1.7286 | 0.20402
2025_04_12 Hr 13 | 0.61282 | 0.00043882 | 0 | 0 | 0 | 0 | 0 | 0 | 0 | 0 | 0 | 0.016972 | 0.81 | 0.027338 | 1.5544 | 1.5544 | 3.5209 | 0 | 0.0051127 | 0.0054208 | 0.010137 | 0.033051 | 0 | 0 | 0 | 0 | 0 | 0.057082 | 0.017981 | 0.84877 | 0.22588 | 3.9322 | 2.1271 | 0 | 0.50417 | 0.83819 | 0 | 0 | 0 | 0.45673 | 0 | 0.055283 | 0 | 0.0039777 | 0 | -0.14978 | 0 | 0 | 0 | 0 | 0 | 0 | 0 | 0 | 2.3303 | 0.0010361 | 0 | -1.0625 | 0 | 0 | 0 | 0 | 0 | 0 | 0 | 0 | 0 | 0 | 0 | 0 | 0 | 0 | 0 | 0 | 0 | -29.545 | 1.8827 | 0 | 2.1127 | 0 | 0.58323 | 13.7493 | 1.2663 | 3.1569 | 0.034497 | 0.057553 | -0.61282 | 0.62859 | 0.11453 | 2.6783 | 3.2038 | 20.3679 | -31.3701 | 0 | 0.5801 | 0 | 1.7286 | 0.20412
2025_04_12 Hr 14 | 0.72644 | 0.00037669 | 0 | 0 | 0 | 0 | 0 | 0 | 0 | 0 | 0 | 0.016972 | 0.9 | 0.026369 | 1.5544 | 1.5544 | 3.5209 | 0 | 0.0051127 | 0.0054208 | 0.010137 | 0.033051 | 0 | 0 | 0 | 0 | 0 | 0.057082 | 0.017981 | 0.84376 | 0.22588 | 3.9322 | 2.1271 | 0 | 0.50417 | 0.83819 | 0 | 0 | 0 | 0.78226 | 0 | 0.055283 | 0 | 0.003453 | 0 | -0.12974 | 0 | 0 | 0 | 0 | 0 | 0 | 0 | 0 | 2.2577 | 0.0010361 | 0 | -1.0625 | 0 | 0 | 0 | 0 | 0 | 0 | 0 | 0 | 0 | 0 | 0 | 0 | 0 | 0 | 0 | 0 | 0 | -24.8932 | 1.8827 | 0 | 1.8441 | 0 | 0.6224 | 13.4757 | 1.2663 | 3.1569 | 0.034497 | 0.057553 | -0.72644 | 0.62859 | 0.11453 | 2.6783 | 7.9804 | 20.5343 | -26.8119 | 0 | 0.5801 | 0 | 1.7286 | 0.20138
2025_04_12 Hr 15 | 0.49941 | 0.00039159 | 0 | 0 | 0 | 0 | 0 | 0 | 0 | 0 | 0 | 0.016972 | 0.81 | 0.0259 | 1.5492 | 1.5492 | 3.454 | 0 | 0.0051127 | 0.0054208 | 0.010137 | 0.033051 | 0 | 0 | 0 | 0 | 0 | 0.057082 | 0.017981 | 0.7902 | 0.22588 | 3.9056 | 2.1271 | 0 | 0.50012 | 0.83819 | 0 | 0 | 0 | 0.83072 | -0.0032476 | 0.055283 | 0 | 0.0037685 | 0 | -0.14179 | 0 | 0 | 0 | 0 | 0 | 0 | 0 | 0 | 2.1923 | 0.0010361 | 0 | -1.0625 | 0 | 0 | 0 | 0 | 0 | 0 | 0 | 0 | 0 | 0 | 0 | 0 | 0 | 0 | 0 | 0 | 0 | -26.7903 | 1.8827 | 0 | 1.9029 | 0 | 0.88355 | 13.377 | 1.2663 | 3.1569 | 0.034497 | 0.057553 | -0.49941 | 0.62859 | 0.11453 | 2.6783 | 6.1202 | 20.4097 | -28.494 | 0 | 0.5801 | 0 | 1.7286 | 0.20252
2025_04_12 Hr 16 | 0.47718 | 0.00019056 | 0 | 0 | 0 | 0 | 0 | 0 | 0 | 0 | 0 | 0.016972 | 0.81 | 0.023311 | 1.5544 | 1.5544 | 3.5209 | 0 | 0.0051127 | 0.0054208 | 0.010137 | 0.033051 | 0 | 0 | 0 | 0 | 0 | 0.057082 | 0.017981 | 0.84041 | 0.22588 | 3.9322 | 2.1271 | 0 | 0.50417 | 0.83819 | 0 | 0 | 0 | 0.50174 | -0.0050706 | 0.055283 | 0 | 0.0033918 | 0 | -0.1274 | 0 | 0 | 0 | 0 | 0 | 0 | 0 | 0 | 1.5753 | 0.0010361 | 0 | -1.0625 | 0 | 0 | 0 | 0 | 0 | 0 | 0 | 0 | 0 | 0 | 0 | 0 | 0 | 0 | 0 | 0 | 0 | -24.6405 | 1.8827 | 0 | 1.8186 | 0 | 1.0838 | 13.4468 | 1.2663 | 3.1569 | 0.034497 | 0.057553 | -0.47718 | 0.62859 | 0.11453 | 2.6783 | 7.6081 | 19.9723 | -26.3076 | 0 | 0.5801 | 0 | 1.7286 | 0.20287
2025_04_12 Hr 17 | 0.6171 | 0.00021562 | 0 | 0 | 0 | 0 | 0 | 0 | 0 | 0 | 0 | 0.016972 | 0.78 | 0.0254 | 1.5544 | 1.5544 | 3.5209 | 0 | 0.0051127 | 0.0054208 | 0.010137 | 0.033051 | 0 | 0 | 0 | 0 | 0 | 0.057082 | 0.017981 | 0.8471 | 0.22588 | 3.9322 | 2.1271 | 0 | 0.50417 | 0.83819 | 0 | 0 | 0 | 0.55132 | 0 | 0.055283 | 0 | 0.0038379 | 0 | -0.14444 | 0 | 0 | 0 | 0 | 0 | 0 | 0 | 0 | 1.7132 | 0.0010361 | 0 | -1.0625 | 0 | 0 | 0 | 0 | 0 | 0 | 0 | 0 | 0 | 0 | 0 | 0 | 0 | 0 | 0 | 0 | 0 | -28.1482 | 1.8827 | 0 | 1.9444 | 0 | 1.0228 | 13.5793 | 1.2663 | 3.1569 | 0.034497 | 0.057553 | -0.6171 | 0.62859 | 0.11453 | 2.6783 | 4.3223 | 20.1639 | -29.9723 | 0 | 0.5801 | 0 | 1.7286 | 0.20543
2025_04_12 Hr 18 | 0.59008 | 0.00034212 | 0 | 0.076717 | 0.077288 | 0.066506 | 0.071084 | 0.077908 | 0.078363 | 0 | 0 | 0.016972 | 0.66 | 0.027071 | 1.5544 | 1.5544 | 3.5209 | 0 | 0.0051127 | 0.0054208 | 0.010137 | 0.033051 | 0 | 0 | 0 | 0 | 0 | 0.057082 | 0.017981 | 0.82535 | 0.22588 | 3.9322 | 2.1271 | 0 | 0.50417 | 0.83819 | 0 | 0 | 0 | 1.3627 | 0 | 0.055283 | 0 | 0.0021973 | 0 | -0.18247 | 0 | 0 | 0 | 0 | 0 | 0 | 0 | 0 | 2.0544 | 0.0010361 | 0 | -1.0625 | 0 | 0 | 0 | 0 | 0 | 0 | 0 | 0 | 0 | 0 | 0 | 0 | 0 | 0 | 0 | 0 | 0 | -37.9982 | 1.8827 | 0 | 1.9864 | 0 | 1.0533 | 14.0474 | 1.2663 | 3.1569 | 0.034497 | 0.057553 | -0.59008 | 0.62859 | 0.11453 | 2.6783 | -4.0322 | 20.391 | -39.8332 | 0 | 0.5801 | 0 | 1.7286 | 0.20615
2025_04_12 Hr 19 | 0.18127 | 0.00012213 | 0 | 0.076717 | 0.077288 | 0.066506 | 0.071084 | 0.077908 | 0.078363 | 0 | 0 | 0.016972 | 0.06 | 0.0026509 | 1.5544 | 1.5544 | 3.5209 | 0 | 0.0051127 | 0.0054208 | 0.010137 | 0.033051 | 0 | 0 | 0 | 0 | 0 | 0.057082 | 0.017981 | 0.85044 | 0.22588 | 3.9322 | 2.1271 | 0 | 0.50417 | 0.83819 | 0 | 0 | 0 | 0.74424 | 0 | 0.055283 | 0 | 0.0023668 | 0 | -0.19671 | 0 | 0 | 0 | 0 | 0 | 0 | 0 | 0 | 2.5335 | 0.0010361 | 0 | -1.0625 | 0 | 0 | 0 | 0 | 0 | 0 | 0 | 0 | 0 | 0 | 0 | 0 | 0 | 0 | 0 | 0 | 0 | -41.0042 | 1.8827 | 0 | 2.2047 | 0 | 1.5364 | 14.2909 | 1.2663 | 3.1569 | 0.034497 | 0.057553 | -0.18127 | 0.62859 | 0.11453 | 2.6783 | -7.0895 | 20.3201 | -42.4447 | 0 | 0.5801 | 0 | 1.7286 | 0.2064
2025_04_12 Hr 20 | 0.022595 | 1.8591e-05 | 0 | 0.076717 | 0.077288 | 0.066506 | 0.071084 | 0.077908 | 0.078363 | 0 | 0 | 0.016972 | 0.03 | 0.0013881 | 1.5544 | 1.5544 | 3.5209 | 0 | 0.0051127 | 0.0054208 | 0.010137 | 0.033051 | 0 | 0 | 0 | 0 | 0 | 0.057082 | 0.017981 | 0.85044 | 0.22588 | 3.9322 | 2.1271 | 0 | 0.50417 | 0.83819 | 0 | 0 | 0 | 0.70331 | 0 | 0.055283 | 0 | 0.0024788 | 0 | -0.20612 | 0 | 0 | 0 | 0 | 0 | 0 | 0 | 0 | 2.7368 | 0.0010361 | 0 | -1.0625 | 0 | 0 | 0 | 0 | 0 | 0 | 0 | 0 | 0 | 0 | 0 | 0 | 0 | 0 | 0 | 0 | 0 | -42.0449 | 1.8827 | 0 | 2.2047 | 0 | 1.754 | 14.2909 | 1.2663 | 3.1569 | 0.034497 | 0.057553 | -0.022595 | 0.62859 | 0.11453 | 2.6783 | -7.7915 | 20.5505 | -43.3361 | 0 | 0.5801 | 0 | 1.7286 | 0.20598
2025_04_12 Hr 21 | 0 | 0 | 0 | 0.076717 | 0.077288 | 0.066506 | 0.071084 | 0.077908 | 0.078363 | 0 | 0 | 0.016972 | 0.03 | 0.0014061 | 1.5544 | 1.5544 | 3.5209 | 0 | 0.0051127 | 0.0054208 | 0.010137 | 0.033051 | 0 | 0 | 0 | 0 | 0 | 0.057082 | 0.017981 | 0.85044 | 0.22588 | 3.9322 | 2.1271 | 0 | 0.50417 | 0.83819 | 0 | 0 | 0 | 0.89113 | 0 | 0.055283 | 0 | 0.0025108 | 0 | -0.20881 | 0 | 0 | 0 | 0 | 0 | 0 | 0 | 0 | 3.078 | 0.0010361 | 0 | -1.0625 | 0 | 0 | 0 | 0 | 0 | 0 | 0 | 0 | 0 | 0 | 0 | 0 | 0 | 0 | 0 | 0 | 0 | -43.0688 | 1.8827 | 0 | 2.2047 | 0 | 1.9543 | 14.2909 | 1.2663 | 3.1569 | 0.034497 | 0.057553 | 0 | 0.62859 | 0.11453 | 2.6783 | -8.0903 | 21.0678 | -44.3401 | 0 | 0.5801 | 0 | 1.7286 | 0.20449
2025_04_12 Hr 22 | 0 | 0 | 0 | 0.076717 | 0.077288 | 0.066506 | 0.071084 | 0.077908 | 0.078363 | 0 | 0 | 0.016972 | 0 | 0 | 1.5544 | 1.5544 | 3.5209 | 0 | 0.0051127 | 0.0054208 | 0.010137 | 0.033051 | 0 | 0 | 0 | 0 | 0 | 0.057082 | 0.017981 | 0.85044 | 0.22588 | 3.9322 | 2.1271 | 0 | 0.50417 | 0.83819 | 0 | 0 | 0 | 0.12393 | -0.29307 | 0.055283 | 0 | 0.0024058 | 0 | -0.19999 | 0 | 0 | 0 | 0 | 0 | 0 | 0 | 0 | 2.8094 | 0.0010361 | 0 | -1.0625 | 0 | 0 | 0 | 0 | 0 | 0 | 0 | 0 | 0 | 0 | 0 | 0 | 0 | 0 | 0 | 0 | 0 | -41.1946 | 1.8827 | 0 | 2.2047 | 0 | 2.2285 | 14.2909 | 1.2663 | 3.1569 | 0.034497 | 0.057553 | 0 | 0.62859 | 0.11453 | 2.6783 | -7.2963 | 21.0391 | -42.4571 | 0 | 0.5801 | 0 | 1.7286 | 0.20155
2025_04_12 Hr 23 | 0 | 0 | 0 | 0.076717 | 0.077288 | 0.066506 | 0.071084 | 0.077908 | 0.078363 | 0 | 0 | 0.016972 | 0.03 | 0.0014969 | 1.5544 | 1.5544 | 3.5955 | 0 | 0.0051127 | 0.0054208 | 0.010137 | 0.033051 | 0 | -0.46971 | 0 | 0 | 0 | 0.057082 | 0.017981 | 0.85044 | 0.22588 | 3.9661 | 2.1271 | 0 | 0.51039 | 0.83819 | 0 | 0 | 0 | 0 | -1.1914 | 0.055283 | 0 | 0.0026731 | 0 | -0.22244 | 0 | 0 | 0 | 0 | 0 | 0 | 0 | 0 | 2.2577 | 0.0010361 | 0 | 0 | 0 | 0 | 0 | 0 | 0 | 0 | -1.325 | 0 | 0 | 0 | 0 | 0 | 0 | 0 | 0 | 0 | 0 | -40.1369 | 1.8827 | 0 | 2.2448 | 0 | 1.9151 | 14.4394 | 1.2663 | 3.1569 | 0.034497 | 0.057553 | 0 | 0.62859 | 0.11453 | 2.6783 | -8.6995 | 20.2066 | -42.154 | 0 | 0.5801 | 0 | 1.7286 | 0.19643
2025_04_12 Hr 24 | 0 | 0 | 0 | 0.076717 | 0.077288 | 0.066506 | 0.071084 | 0.077908 | 0.078363 | 0 | 0 | 0.016972 | 0.03 | 0.0012828 | 1.5544 | 1.5544 | 3.5955 | 0 | 0.0051127 | 0.0054208 | 0.010137 | 0.033051 | 0 | -0.66092 | 0 | 0 | 0 | 0.057082 | 0.017981 | 0.85044 | 0.22588 | 3.9661 | 2.1271 | 0 | 0.51039 | 0.83819 | 0 | 0 | 0 | 0.002896 | -0.42414 | 0.055283 | 0 | 0.0022907 | 0 | -0.19032 | 0 | 0 | 0 | 0 | 0 | 0 | 0 | 0 | 3.078 | 0.0010361 | 0 | 0 | 0 | 0 | 0 | 0 | 0 | 0 | -1.325 | 0 | 0 | 0 | 0 | 0 | 0 | 0 | 0 | 0 | 0 | -34.1423 | 1.8827 | 0 | 2.2448 | 0 | 1.4755 | 14.4394 | 1.2663 | 3.1569 | 0.034497 | 0.057553 | 0 | 0.62859 | 0.11453 | 2.6783 | -1.7175 | 20.5828 | -36.3185 | 0 | 0.5801 | 0 | 1.7286 | 0.19219
2025_04_13 Hr 01 | 0 | 0 | 0 | 0.076717 | 0.077288 | 0.066506 | 0.071084 | 0.077908 | 0.078363 | 0 | 0 | 0.016972 | 0.09 | 0.0038826 | 1.5544 | 1.5544 | 3.5955 | 0 | 0.0051127 | 0.0054208 | 0.010137 | 0.033051 | 0 | -0.65073 | 0 | 0 | 0 | 0.057082 | 0.017981 | 0.85044 | 0.22588 | 3.9661 | 2.1271 | 0 | 0.51039 | 0.83819 | 0 | 0 | 0 | 0 | -0.36093 | 0.055283 | 0 | 0.002311 | 0 | -0.19203 | 0 | 0 | 0 | 0 | 0 | 0 | 0 | 0 | 2.8094 | 0.0010361 | 0 | 0 | 0 | 0 | 0 | 0 | 0 | 0 | -1.325 | 0 | 0 | 0 | 0 | 0 | 0 | 0 | 0 | 0 | 0 | -35.415 | 1.8827 | 0 | 2.2448 | 0 | 1.5234 | 14.4394 | 1.2663 | 3.1569 | 0.034497 | 0.057553 | 0 | 0.62859 | 0.11453 | 2.6783 | -3.0824 | 20.4219 | -37.5828 | 0 | 0.5801 | 0 | 1.7286 | 0.18937
2025_04_13 Hr 02 | 0 | 0 | 0 | 0.076717 | 0.077288 | 0.066506 | 0.071084 | 0.077908 | 0.078363 | 0 | 0 | 0.016972 | 0.18 | 0.0078999 | 1.5544 | 1.5544 | 3.5955 | 0 | 0.0051127 | 0.0054208 | 0.010137 | 0.033051 | 0 | -0.63067 | 0 | 0 | 0 | 0.057082 | 0.017981 | 0.85044 | 0.22588 | 3.9661 | 2.1271 | 0 | 0.51039 | 0.83819 | 0 | 0 | 0 | 0 | -0.40572 | 0.055283 | 0 | 0.0023512 | 0 | -0.1954 | 0 | 0 | 0 | 0 | 0 | 0 | 0 | 0 | 3.0126 | 0.0010361 | 0 | 0 | 0 | 0 | 0 | 0 | 0 | 0 | -1.325 | 0 | 0 | 0 | 0 | 0 | 0 | 0 | 0 | 0 | 0 | -37.3684 | 1.8827 | 0 | 2.2448 | 0 | 1.7149 | 14.4394 | 1.2663 | 3.1569 | 0.034497 | 0.057553 | 0 | 0.62859 | 0.11453 | 2.6783 | -4.5759 | 20.9099 | -39.5195 | 0 | 0.5801 | 0 | 1.7286 | 0.18864
2025_04_13 Hr 03 | 0 | 0 | 0 | 0.076717 | 0.077288 | 0.066506 | 0.071084 | 0.077908 | 0.078363 | 0 | 0 | 0.016972 | 0.48 | 0.023001 | 1.5544 | 1.5544 | 3.5955 | 0 | 0.0051127 | 0.0054208 | 0.010137 | 0.033051 | 0 | -0.52269 | 0 | 0 | 0 | 0.057082 | 0.017981 | 0.85044 | 0.22588 | 3.9661 | 2.1271 | 0 | 0.51039 | 0.83819 | 0 | 0 | 0 | 0.18541 | -0.0060726 | 0.055283 | 0 | 0.0025671 | 0 | -0.21354 | 0 | 0 | 0 | 0 | 0 | 0 | 0 | 0 | 3.2159 | 0.0010361 | 0 | 0 | 0 | 0 | 0 | 0 | 0 | 0 | -1.325 | 0 | 0 | 0 | 0 | 0 | 0 | 0 | 0 | 0 | 0 | -43.9346 | 1.8827 | 0 | 2.2448 | 0 | 1.8759 | 14.4394 | 1.2663 | 3.1569 | 0.034497 | 0.057553 | 0 | 0.62859 | 0.11453 | 2.6783 | -9.7891 | 21.588 | -45.9958 | 0 | 0.5801 | 0 | 1.7286 | 0.18725
2025_04_13 Hr 04 | 0 | 0 | 0 | 0.076717 | 0.077288 | 0.066506 | 0.071084 | 0.077908 | 0.078363 | 0 | 0 | 0.016972 | 0.84 | 0.040253 | 1.5544 | 1.5544 | 3.5955 | 0 | 0.0051127 | 0.0054208 | 0.010137 | 0.033051 | 0 | -0.52269 | 0 | 0 | 0 | 0.057082 | 0.017981 | 0.85044 | 0.22588 | 3.9661 | 2.1271 | 0 | 0.51039 | 0.83819 | 0 | 0 | 0 | 0.015762 | -0.10987 | 0.055283 | 0 | 0.0025671 | 0 | -0.21354 | 0 | 0 | 0 | 0 | 0 | 0 | 0 | 0 | 3.833 | 0.0010361 | 0 | 0 | 0 | 0 | 0 | 0 | 0 | 0 | -1.325 | 0 | 0 | 0 | 0 | 0 | 0 | 0 | 0 | 0 | 0 | -44.4822 | 1.8827 | 0 | 2.2448 | 0 | 2.4069 | 14.4394 | 1.2663 | 3.1569 | 0.034497 | 0.057553 | 0 | 0.62859 | 0.11453 | 2.6783 | -9.0852 | 23.1129 | -46.5434 | 0 | 0.5801 | 0 | 1.7286 | 0.1869
2025_04_13 Hr 05 | 0 | 0 | 0 | 0.076717 | 0.077288 | 0.066506 | 0.071084 | 0.077908 | 0.078363 | 0 | 0 | 0.016972 | 1.02 | 0.048183 | 1.5544 | 1.5544 | 3.5955 | 0 | 0.0051127 | 0.0054208 | 0.010137 | 0.033051 | 0 | -0.54094 | 0 | 0 | 0 | 0.057082 | 0.017981 | 0.85044 | 0.22588 | 3.9661 | 2.1271 | 0 | 0.51039 | 0.83819 | 0 | 0 | 0 | 0.14595 | -0.35635 | 0.055283 | 0 | 0.0025306 | 0 | -0.21047 | 0 | 0 | 0 | 0 | 0 | 0 | 0 | 0 | 4.1088 | 0.0010361 | 0 | 0 | 0 | 0 | 0 | 0 | 0 | 0 | -1.325 | 0 | 0 | 0 | 0 | 0 | 0 | 0 | 0 | 0 | 0 | -44.4264 | 1.8827 | 0 | 2.2448 | 0 | 2.7769 | 14.4394 | 1.2663 | 3.1569 | 0.034497 | 0.057553 | 0 | 0.62859 | 0.11453 | 2.6783 | -8.3246 | 23.9492 | -46.5028 | 0 | 0.5801 | 0 | 1.7286 | 0.18942
2025_04_13 Hr 06 | 0 | 0 | 0 | 0.076717 | 0.077288 | 0.066506 | 0.071084 | 0.077908 | 0.078363 | 0 | 0 | 0.016972 | 1.11 | 0.047375 | 1.5544 | 1.5544 | 3.5955 | 0 | 0.0051127 | 0.0054208 | 0.010137 | 0.033051 | 0 | -0.66304 | 0 | 0 | 0 | 0.057082 | 0.017981 | 0.85044 | 0.22588 | 3.9661 | 2.1271 | 0 | 0.51039 | 0.83819 | 0 | 0 | 0 | 0.18736 | -0.62263 | 0.055283 | 0 | 0.0022864 | 0 | -0.18996 | 0 | 0 | 0 | 0 | 0 | 0 | 0 | 0 | 3.9709 | 0.0010361 | 0 | 0 | 0 | 0 | 0 | 0 | 0 | 0 | -1.325 | 0 | 0 | 0 | 0 | 0 | 0 | 0 | 0 | 0 | 0 | -38.6895 | 1.8827 | 0 | 2.2448 | 0 | 3.0598 | 14.4394 | 1.2663 | 3.1569 | 0.034497 | 0.057553 | 0 | 0.62859 | 0.11453 | 2.6783 | -2.6772 | 24.1861 | -40.8675 | 0 | 0.5801 | 0 | 1.7286 | 0.19219
2025_04_13 Hr 07 | 0.022885 | 0 | 0 | 0.076717 | 0.077288 | 0.066506 | 0.071084 | 0.077908 | 0.078363 | 0 | 0 | 0.016972 | 1.23 | 0.053465 | 1.5544 | 1.5544 | 3.5209 | 0 | 0.0051127 | 0.0054208 | 0.010137 | 0.033051 | 0 | -0.64194 | 0 | 0 | 0 | 0.057082 | 0.017981 | 0.85044 | 0.22588 | 3.9322 | 2.1271 | 0 | 0.50417 | 0.83819 | 0 | 0 | 0 | 0.30913 | -0.19151 | 0.055283 | 0 | 0.0023286 | 0 | -0.1935 | 0 | 0 | 0 | 0 | 0 | 0 | 0 | 0 | 3.833 | 0.0010361 | 0 | 0 | 0 | 0 | 0 | 0 | 0 | 0 | -1.325 | 0 | 0 | 0 | 0 | 0 | 0 | 0 | 0 | 0 | 0 | -46.9429 | 1.8827 | 0 | 2.2047 | 0 | 3.1294 | 14.2909 | 1.2663 | 3.1569 | 0.034497 | 0.057553 | -0.022885 | 0.62859 | 0.11453 | 2.6783 | -10.453 | 24.2647 | -49.1262 | 0 | 0.5801 | 0 | 1.7286 | 0.19633
2025_04_13 Hr 08 | 0.40874 | 0 | 0 | 0.076717 | 0.077288 | 0.066506 | 0.071084 | 0.077908 | 0.078363 | 0 | 0 | 0.016972 | 0.78 | 0.031456 | 1.5544 | 1.5544 | 3.5209 | 0 | 0.0051127 | 0.0054208 | 0.010137 | 0.033051 | 0 | -0.72602 | 0 | 0 | 0 | 0.057082 | 0.017981 | 0.85044 | 0.22588 | 3.9322 | 2.1271 | 0 | 0.50417 | 0.83819 | 0 | 0 | 0 | 0.38247 | -0.033881 | 0.055283 | 0 | 0.0021605 | 0 | -0.17938 | 0 | 0 | 0 | 0 | 0 | 0 | 0 | 0 | 3.695 | 0.0010361 | 0 | 0 | 0 | 0 | 0 | 0 | 0 | 0 | -1.325 | 0 | 0 | 0 | 0 | 0 | 0 | 0 | 0 | 0 | 0 | -40.9154 | 1.8827 | 0 | 2.2047 | 0 | 3.2295 | 14.2909 | 1.2663 | 3.1569 | 0.034497 | 0.057553 | -0.40874 | 0.62859 | 0.11453 | 2.6783 | -4.7706 | 24.1444 | -43.5545 | 0 | 0.5801 | 0 | 1.7286 | 0.2
2025_04_13 Hr 09 | 0.4771 | 0 | 0 | 0 | 0 | 0 | 0 | 0 | 0 | 0 | 0 | 0.016972 | 0.84 | 0.027056 | 1.5544 | 1.5544 | 3.5209 | 0 | 0.0051127 | 0.0054208 | 0.010137 | 0.033051 | 0 | -0.94348 | 0 | 0 | 0 | 0.057082 | 0.017981 | 0.85044 | 0.22588 | 3.9322 | 2.1271 | 0 | 0.50417 | 0.83819 | 0 | 0 | 0 | 0.2946 | -0.048564 | 0.055283 | 0 | 0.0037962 | 0 | -0.14284 | 0 | 0 | 0 | 0 | 0 | 0 | 0 | 0 | 3.695 | 0.0010361 | 0 | 0 | 0 | 0 | 0 | 0 | 0 | 0 | -1.325 | 0 | 0 | 0 | 0 | 0 | 0 | 0 | 0 | 0 | 0 | -29.5253 | 1.8827 | 0 | 2.0702 | 0 | 3.3601 | 13.7085 | 1.2663 | 3.1569 | 0.034497 | 0.057553 | -0.4771 | 0.62859 | 0.11453 | 2.6783 | 5.943 | 24.4022 | -32.4138 | 0 | 0.5801 | 0 | 1.7286 | 0.20326
2025_04_13 Hr 10 | 0.49926 | 4.228e-06 | 0 | 0 | 0 | 0 | 0 | 0 | 0 | 0 | 0 | 0.016972 | 0.93 | 0.034951 | 1.5544 | 1.5544 | 3.5209 | 0 | 0.0051127 | 0.0054208 | 0.010137 | 0.033051 | 0 | -0.79958 | 0 | 0 | 0 | 0.057082 | 0.017981 | 0.85044 | 0.22588 | 3.9322 | 2.1271 | 0 | 0.50417 | 0.83819 | 0 | 0 | 0 | 0.30484 | 0 | 0.055283 | 0 | 0.0044293 | 0 | -0.16702 | 0 | 0 | 0 | 0 | 0 | 0 | 0 | 0 | 3.9709 | 0.0010361 | 0 | 0 | 0 | 0 | 0 | 0 | 0 | 0 | -1.325 | 0 | 0 | 0 | 0 | 0 | 0 | 0 | 0 | 0 | 0 | -36.1433 | 1.8827 | 0 | 2.2047 | 0 | 3.1991 | 13.843 | 1.2663 | 3.1569 | 0.034497 | 0.057553 | -0.49926 | 0.62859 | 0.11453 | 2.6783 | -0.14766 | 24.6386 | -38.9341 | 0 | 0.5801 | 0 | 1.7286 | 0.20477
2025_04_13 Hr 11 | 0.4771 | 1.925e-05 | 0 | 0 | 0 | 0 | 0 | 0 | 0 | 0 | 0 | 0.016972 | 1.05 | 0.035933 | 1.5544 | 1.5544 | 3.5209 | 0 | 0.0051127 | 0.0054208 | 0.010137 | 0.033051 | 0 | -0.8896 | 0 | 0 | 0 | 0.057082 | 0.017981 | 0.85044 | 0.22588 | 3.9322 | 2.1271 | 0 | 0.50417 | 0.83819 | 0 | 0 | 0 | 0.39017 | 0 | 0.055283 | 0 | 0.0040333 | 0 | -0.1519 | 0 | 0 | 0 | 0 | 0 | 0 | 0 | 0 | 3.7676 | 0.0010361 | 0 | 0 | 0 | 0 | 0 | 0 | 0 | 0 | -1.325 | 0 | 0 | 0 | 0 | 0 | 0 | 0 | 0 | 0 | 0 | -32.3977 | 1.8827 | 0 | 2.0703 | 0 | 3.1686 | 13.7085 | 1.2663 | 3.1569 | 0.034497 | 0.057553 | -0.4771 | 0.62859 | 0.11453 | 2.6783 | 3.3593 | 24.5019 | -35.2413 | 0 | 0.5801 | 0 | 1.7286 | 0.20296
2025_04_13 Hr 12 | 0.59 | 2.7862e-05 | 0 | 0 | 0 | 0 | 0 | 0 | 0 | 0 | 0 | 0.016972 | 1.14 | 0.034076 | 1.5544 | 1.5544 | 3.5209 | 0 | 0.0051127 | 0.0054208 | 0.010137 | 0.033051 | 0 | -1.0056 | 0 | 0 | 0 | 0.057082 | 0.017981 | 0.85044 | 0 | 3.9322 | 2.1271 | 0 | 0.50417 | 0.83819 | 0 | 0 | 0 | 0.7477 | 0 | 0.055283 | 0 | 0.0035228 | 0 | -0.13241 | 0 | 0 | 0 | 0 | 0 | 0 | 0 | 0 | 3.2885 | 0.0010361 | 0 | 0 | 0 | 0 | 0 | 0 | 0 | 0 | -1.325 | 0 | 0 | 0 | 0 | 0 | 0 | 0 | 0 | 0 | 0 | -27.6638 | 1.8827 | 0 | 1.8022 | 0 | 3.1686 | 13.2146 | 1.2663 | 3.1569 | 0.034497 | 0.057553 | -0.59 | 0.62859 | 0.11453 | 2.6783 | 7.4684 | 24.223 | -30.7168 | 0 | 0.5801 | 0 | 1.7286 | 0.20212
2025_04_13 Hr 13 | 0.56726 | 1.7316e-05 | 0 | 0 | 0 | 0 | 0 | 0 | 0 | 0 | 0 | 0.016972 | 1.17 | 0.034071 | 1.5544 | 1.5544 | 3.5209 | 0 | 0.0051127 | 0.0054208 | 0.010137 | 0.033051 | 0 | -1.0262 | 0 | 0 | 0 | 0.057082 | 0.017981 | 0.84543 | 0 | 3.9322 | 2.1271 | 0 | 0.50417 | 0.83819 | 0 | 0 | 0 | 0.49559 | -0.0040339 | 0.055283 | 0 | 0.003432 | 0 | -0.12894 | 0 | 0 | 0 | 0 | 0 | 0 | 0 | 0 | 2.4682 | 0.0010361 | 0 | 0 | 0 | 0 | 0 | 0 | 0 | 0 | -1.325 | 0 | 0 | 0 | 0 | 0 | 0 | 0 | 0 | 0 | 0 | -26.5296 | 1.8827 | 0 | 1.752 | 0 | 3.2992 | 13.1594 | 1.2663 | 3.1569 | 0.034497 | 0.057553 | -0.56726 | 0.62859 | 0.11453 | 2.6783 | 7.6129 | 23.539 | -29.577 | 0 | 0.5801 | 0 | 1.7286 | 0.20062
2025_04_13 Hr 14 | 0.47703 | 2.6489e-05 | 0 | 0 | 0 | 0 | 0 | 0 | 0 | 0 | 0 | 0.016972 | 1.08 | 0.01914 | 1.1903 | 1.1904 | 2.2872 | 0 | 0.0051127 | 0.0054208 | 0.010137 | 0.033051 | 0 | -1.3315 | 0 | 0 | 0 | 0.057082 | 0.017981 | 0.31775 | 0 | 3.0539 | 2.1271 | 0 | 0.37046 | 0.83819 | 0 | 0 | 0 | 0.36096 | -0.0379 | 0.055283 | 0 | 0.0020887 | 0 | -0.077651 | 0 | 0 | 0 | 0 | 0 | 0 | 0 | 0 | 2.0544 | 0.0010361 | 0 | 0 | 0 | 0 | 0 | 0 | 0 | 0 | -1.325 | 0 | 0 | 0 | 0 | 0 | 0 | 0 | 0 | 0 | 0 | -9.3147 | 1.8827 | 0 | 1.7014 | 0 | 3.2426 | 9.7409 | 1.2663 | 3.1569 | 0.034497 | 0.057553 | -0.47703 | 0.62859 | 0.11453 | 2.6783 | 20.2772 | 22.7391 | -12.5259 | 0 | 0.5801 | 0 | 1.7286 | 0.19996
2025_04_13 Hr 15 | 0.47703 | 3.2534e-05 | 0 | 0 | 0 | 0 | 0 | 0 | 0 | 0 | 0 | 0.016972 | 0.96 | 0.020457 | 1.44 | 1.44 | 2.8093 | 0 | 0.0051127 | 0.0054208 | 0.010137 | 0.033051 | 0 | -1.2355 | 0 | 0 | 0 | 0.057082 | 0.017981 | 0.31943 | 0 | 3.4204 | 2.1271 | 0 | 0.42626 | 0.83819 | 0 | 0 | 0 | 0.80893 | -0.48571 | 0.055283 | 0 | 0.0025114 | 0 | -0.093791 | 0 | 0 | 0 | 0 | 0 | 0 | 0 | 0 | 2.8094 | 0.0010361 | 0 | 0 | 0 | 0 | 0 | 0 | 0 | 0 | -1.325 | 0 | 0 | 0 | 0 | 0 | 0 | 0 | 0 | 0 | 0 | -13.0815 | 1.8827 | 0 | 1.7014 | 0 | 2.9814 | 11.1305 | 1.2663 | 3.1569 | 0.034497 | 0.057553 | -0.47703 | 0.62859 | 0.11453 | 2.6783 | 18.4102 | 23.1692 | -16.2128 | 0 | 0.5801 | 0 | 1.7286 | 0.19912
2025_04_13 Hr 16 | 0.47718 | 4.265e-05 | 0 | 0 | 0 | 0 | 0 | 0 | 0 | 0 | 0 | 0.016972 | 0.96 | 0.024034 | 1.5544 | 1.5544 | 3.454 | 0 | 0.0051127 | 0.0054208 | 0.010137 | 0.033051 | 0 | -1.1356 | 0 | 0 | 0 | 0.057082 | 0.017981 | 0.44833 | 0 | 3.9322 | 2.1271 | 0 | 0.50417 | 0.83819 | 0 | 0 | 0 | 0.38015 | -0.0095358 | 0.055283 | 0 | 0.0029507 | 0 | -0.11056 | 0 | 0 | 0 | 0 | 0 | 0 | 0 | 0 | 3.078 | 0.0010361 | 0 | 0 | 0 | 0 | 0 | 0 | 0 | 0 | -1.325 | 0 | 0 | 0 | 0 | 0 | 0 | 0 | 0 | 0 | 0 | -17.6012 | 1.8827 | 0 | 1.7014 | 0 | 2.4374 | 12.6447 | 1.2663 | 3.1569 | 0.034497 | 0.057553 | -0.47718 | 0.62859 | 0.11453 | 2.6783 | 15.3426 | 22.9769 | -20.6496 | 0 | 0.5801 | 0 | 1.7286 | 0.20062
2025_04_13 Hr 17 | 0.59756 | 3.8416e-05 | 0 | 0 | 0 | 0 | 0 | 0 | 0 | 0 | 0 | 0.016972 | 0.93 | 0.026783 | 1.5544 | 1.5544 | 3.5209 | 0 | 0.0051127 | 0.0054208 | 0.010137 | 0.033051 | 0 | -1.0348 | 0 | 0 | 0 | 0.057082 | 0.017981 | 0.68951 | 0 | 3.9322 | 2.1271 | 0 | 0.50417 | 0.83819 | 0 | 0 | 0 | 0.31864 | -0.060067 | 0.055283 | 0 | 0.0033942 | 0 | -0.1275 | 0 | 0 | 0 | 0 | 0 | 0 | 0 | 0 | 4.0435 | 0.0010361 | 0 | 0 | 0 | 0 | 0 | 0 | 0 | 0 | -1.325 | 0 | 0 | 0 | 0 | 0 | 0 | 0 | 0 | 0 | 0 | -21.4548 | 1.8827 | 0 | 1.8605 | 0 | 1.9978 | 13.112 | 1.2663 | 3.1569 | 0.034497 | 0.057553 | -0.59756 | 0.62859 | 0.11453 | 2.6783 | 12.4276 | 23.5968 | -24.5397 | 0 | 0.5801 | 0 | 1.7286 | 0.20145
2025_04_13 Hr 18 | 0.52222 | 6.3233e-05 | 0 | 0.076717 | 0.077288 | 0.066506 | 0.071084 | 0.077908 | 0.078363 | 0 | 0 | 0.016972 | 0.96 | 0.039345 | 1.5544 | 1.5544 | 3.5209 | 0 | 0.0051127 | 0.0054208 | 0.010137 | 0.033051 | 0 | -0.70846 | 0 | 0 | 0 | 0.057082 | 0.017981 | 0.82535 | 0 | 3.9322 | 2.1271 | 0 | 0.50417 | 0.83819 | 0 | 0 | 0 | 0.44392 | 0 | 0.055283 | 0 | 0.0021956 | 0 | -0.18233 | 0 | 0 | 0 | 0 | 0 | 0 | 0 | 0 | 3.9709 | 0.0010361 | 0 | 0 | 0 | 0 | 0 | 0 | 0 | 0 | -1.325 | 0 | 0 | 0 | 0 | 0 | 0 | 0 | 0 | 0 | 0 | -32.2119 | 1.8827 | 0 | 1.9864 | 0 | 1.6757 | 13.8215 | 1.2663 | 3.1569 | 0.034497 | 0.057553 | -0.52222 | 0.62859 | 0.11453 | 2.6783 | 2.4862 | 23.1707 | -34.95 | 0 | 0.5801 | 0 | 1.7286 | 0.20284
2025_04_13 Hr 19 | 0.1586 | 4.0826e-05 | 0 | 0.076717 | 0.077288 | 0.066506 | 0.071084 | 0.077908 | 0.078363 | 0 | 0 | 0.016972 | 1.44 | 0.062 | 1.5544 | 1.5544 | 3.5209 | 0 | 0.0051127 | 0.0054208 | 0.010137 | 0.033051 | 0 | -0.65298 | 0 | 0 | 0 | 0.057082 | 0.017981 | 0.85044 | 0 | 3.9322 | 2.1271 | 0 | 0.50417 | 0.83819 | 0 | 0 | 0 | 0.83327 | -0.0045148 | 0.055283 | 0 | 0.0023065 | 0 | -0.19165 | 0 | 0 | 0 | 0 | 0 | 0 | 0 | 0 | 3.5644 | 0.0010361 | 0 | 0 | 0 | 0 | 0 | 0 | 0 | 0 | -1.325 | 0 | 0 | 0 | 0 | 0 | 0 | 0 | 0 | 0 | 0 | -36.9589 | 1.8827 | 0 | 2.2047 | 0 | 1.6061 | 14.065 | 1.2663 | 3.1569 | 0.034497 | 0.057553 | -0.1586 | 0.62859 | 0.11453 | 2.6783 | -1.5582 | 22.8352 | -39.2871 | 0 | 0.5801 | 0 | 1.7286 | 0.20446
2025_04_13 Hr 20 | 0.045044 | 1.6354e-05 | 0 | 0.076717 | 0.077288 | 0.066506 | 0.071084 | 0.077908 | 0.078363 | 0 | 0 | 0.016972 | 2.25 | 0.076321 | 1.5544 | 1.5544 | 3.5209 | 0 | 0.0051127 | 0.0054208 | 0.010137 | 0.033051 | 0 | -0.89767 | 0 | 0 | 0 | 0.057082 | 0.017981 | 0.85044 | 0 | 3.9322 | 2.1271 | 0 | 0.50417 | 0.83819 | 0 | 0 | 0 | 0.70335 | 0 | 0.055283 | 0 | 0.0018172 | 0 | -0.15054 | 0 | 0 | 0 | 0 | 0 | 0 | 0 | 0 | 3.2885 | 0.0010361 | 0 | 0 | 0 | 0 | 0 | 0 | 0 | 0 | -1.325 | 0 | 0 | 0 | 0 | 0 | 0 | 0 | 0 | 0 | 0 | -31.1721 | 1.8827 | 0 | 2.1541 | 0 | 1.9281 | 14.0144 | 1.2663 | 3.1569 | 0.034497 | 0.057553 | -0.045044 | 0.62859 | 0.11453 | 2.6783 | 4.7225 | 23.5952 | -33.5904 | 0 | 0.5801 | 0 | 1.7286 | 0.20749
2025_04_13 Hr 21 | 0 | 0 | 0 | 0.076717 | 0.077288 | 0.066506 | 0.071084 | 0.077908 | 0.078363 | 0 | 0 | 0.016972 | 2.43 | 0.069764 | 1.5544 | 1.5544 | 3.5209 | 0 | 0.0051127 | 0.0054208 | 0.010137 | 0.033051 | 0 | -1.0373 | 0 | 0 | 0 | 0.057082 | 0.017981 | 0.85044 | 0 | 3.9322 | 2.1271 | 0 | 0.50417 | 0.83819 | 0 | 0 | 0 | 0.31408 | -0.10951 | 0.055283 | 0 | 0.001538 | 0 | -0.12709 | 0 | 0 | 0 | 0 | 0 | 0 | 0 | 0 | 3.2885 | 0.0010361 | 0 | 0 | 0 | 0 | 0 | 0 | 0 | 0 | -1.325 | 0 | 0 | 0 | 0 | 0 | 0 | 0 | 0 | 0 | 0 | -25.1511 | 1.8827 | 0 | 1.8272 | 0 | 2.2285 | 13.6875 | 1.2663 | 3.1569 | 0.034497 | 0.057553 | 0 | 0.62859 | 0.11453 | 2.6783 | 10.2762 | 24.0246 | -27.6404 | 0 | 0.5801 | 0 | 1.7286 | 0.2082
2025_04_13 Hr 22 | 0 | 0 | 0 | 0 | 0 | 0 | 0 | 0 | 0 | 0 | 0 | 0.016972 | 2.55 | 0.072538 | 1.5544 | 1.5544 | 3.5209 | 0 | 0.0051127 | 0.0054208 | 0.010137 | 0.033051 | 0 | -1.0443 | 0 | 0 | 0 | 0.057082 | 0.017981 | 0.85044 | 0 | 3.9322 | 2.1271 | 0 | 0.50417 | 0.83819 | 0 | 0 | 0 | 0.31193 | -0.0045769 | 0.055283 | 0 | 0.0033526 | 0 | -0.12591 | 0 | 0 | 0 | 0 | 0 | 0 | 0 | 0 | 3.3538 | 0.0010361 | 0 | 0 | 0 | 0 | 0 | 0 | 0 | 0 | -1.325 | 0 | 0 | 0 | 0 | 0 | 0 | 0 | 0 | 0 | 0 | -24.6648 | 1.8827 | 0 | 1.8359 | 0 | 1.8367 | 13.2483 | 1.2663 | 3.1569 | 0.034497 | 0.057553 | 0 | 0.62859 | 0.11453 | 2.6783 | 10.2119 | 23.8163 | -27.16 | 0 | 0.5801 | 0 | 1.7286 | 0.20351
2025_04_13 Hr 23 | 0 | 0 | 0 | 0 | 0 | 0 | 0 | 0 | 0 | 0 | 0 | 0.016972 | 2.52 | 0.0871 | 1.5544 | 1.5544 | 3.5955 | 0 | 0.0051127 | 0.0054208 | 0.010137 | 0.033051 | 0 | -0.88044 | 0 | 0 | 0 | 0.057082 | 0.017981 | 0.85044 | 0 | 3.9661 | 2.1271 | 0 | 0.51039 | 0.83819 | 0 | 0 | 0 | 0.091528 | -0.27599 | 0.055283 | 0 | 0.0040736 | 0 | -0.15344 | 0 | 0 | 0 | 0 | 0 | 0 | 0 | 0 | 3.833 | 0.0010361 | 0 | 0 | 0 | 0 | 0 | 0 | 0 | 0 | -1.325 | 0 | 0 | 0 | 0 | 0 | 0 | 0 | 0 | 0 | 0 | -25.2232 | 1.8827 | 0 | 2.1782 | 0 | 1.5364 | 13.6991 | 1.2663 | 3.1569 | 0.034497 | 0.057553 | 0 | 0.62859 | 0.11453 | 2.6783 | 9.9114 | 23.9788 | -27.5821 | 0 | 0.5801 | 0 | 1.7286 | 0.19641
2025_04_13 Hr 24 | 0 | 0 | 0 | 0 | 0 | 0 | 0 | 0 | 0 | 0 | 0 | 0.016972 | 2.28 | 0.063234 | 1.5544 | 1.5544 | 3.5955 | 0 | 0.0051127 | 0.0054208 | 0.010137 | 0.033051 | 0 | -1.0634 | 0 | 0 | 0 | 0.057082 | 0.017981 | 0.85044 | 0 | 3.9661 | 2.1271 | 0 | 0.51039 | 0.83819 | 0 | 0 | 0 | 0 | -0.62732 | 0.055283 | 0 | 0.0032687 | 0 | -0.1227 | 0 | 0 | 0 | 0 | 0 | 0 | 0 | 0 | 4.3121 | 0.0010361 | 0 | 0 | 0 | 0 | 0 | 0 | 0 | 0 | -1.325 | 0 | 0 | 0 | 0 | 0 | 0 | 0 | 0 | 0 | 0 | -17.8231 | 1.8827 | 0 | 1.8905 | 0 | 1.5364 | 13.4114 | 1.2663 | 3.1569 | 0.034497 | 0.057553 | 0 | 0.62859 | 0.11453 | 2.6783 | 16.6397 | 24.1898 | -20.3341 | 0 | 0.5801 | 0 | 1.7286 | 0.19214
2025_04_14 Hr 01 | 0 | 0 | 0 | 0 | 0 | 0 | 0 | 0 | 0 | 0 | 0 | 0.016972 | 1.89 | 0.058835 | 1.5544 | 1.5544 | 3.5955 | 0 | 0.0051127 | 0.0054208 | 0.010137 | 0.033051 | 0 | -0.97242 | 0 | 0 | 0 | 0.057082 | 0.017981 | 0.85044 | 0 | 3.9661 | 2.1271 | 0 | 0.51039 | 0.83819 | 0 | 0 | 0 | 0 | -0.81938 | 0.055283 | 0 | 0.0036689 | 0 | -0.13798 | 0 | 0 | 0 | 0 | 0 | 0 | 0 | 0 | 4.5226 | 0.0010361 | 0 | 0 | 0 | 0 | 0 | 0 | 0 | 0 | -1.325 | 0 | 0 | 0 | 0 | 0 | 0 | 0 | 0 | 0 | 0 | -24.977 | 1.8827 | 0 | 2.2176 | 0 | 1.5234 | 13.7385 | 1.2663 | 3.1569 | 0.034497 | 0.057553 | 0 | 0.62859 | 0.11453 | 2.6783 | 9.4982 | 23.9915 | -27.4124 | 0 | 0.5801 | 0 | 1.7286 | 0.19086
2025_04_14 Hr 02 | 0 | 0 | 0 | 0 | 0 | 0 | 0 | 0 | 0 | 0 | 0 | 0.016972 | 1.77 | 0.053095 | 1.5544 | 1.5544 | 3.5955 | 0 | 0.0051127 | 0.0054208 | 0.010137 | 0.033051 | 0 | -1.0028 | 0 | 0 | 0 | 0.057082 | 0.017981 | 0.85044 | 0 | 3.9661 | 2.1271 | 0 | 0.51039 | 0.83819 | 0 | 0 | 0 | 0 | -0.39203 | 0.055283 | 0 | 0.0035354 | 0 | -0.13289 | 0 | 0 | 0 | 0 | 0 | 0 | 0 | 0 | 4.5879 | 0.0010361 | 0 | 0 | 0 | 0 | 0 | 0 | 0 | 0 | -1.325 | 0 | 0 | 0 | 0 | 0 | 0 | 0 | 0 | 0 | 0 | -23.6198 | 1.8827 | 0 | 2.1145 | 0 | 1.5843 | 13.6354 | 1.2663 | 3.1569 | 0.034497 | 0.057553 | 0 | 0.62859 | 0.11453 | 2.6783 | 11.153 | 23.9901 | -26.0804 | 0 | 0.5801 | 0 | 1.7286 | 0.18885
2025_04_14 Hr 03 | 0 | 0 | 0 | 0 | 0 | 0 | 0 | 0 | 0 | 0 | 0 | 0.016972 | 1.77 | 0.058357 | 1.5544 | 1.5544 | 3.5955 | 0 | 0.0051127 | 0.0054208 | 0.010137 | 0.033051 | 0 | -0.92312 | 0 | 0 | 0 | 0.057082 | 0.017981 | 0.85044 | 0 | 3.9661 | 2.1271 | 0 | 0.51039 | 0.83819 | 0 | 0 | 0 | 0 | -0.57358 | 0.055283 | 0 | 0.0038858 | 0 | -0.14627 | 0 | 0 | 0 | 0 | 0 | 0 | 0 | 0 | 4.45 | 0.0010361 | 0 | 0 | 0 | 0 | 0 | 0 | 0 | 0 | -1.325 | 0 | 0 | 0 | 0 | 0 | 0 | 0 | 0 | 0 | 0 | -27.0407 | 1.8827 | 0 | 2.2448 | 0 | 1.6235 | 13.7657 | 1.2663 | 3.1569 | 0.034497 | 0.057553 | 0 | 0.62859 | 0.11453 | 2.6783 | 7.6529 | 23.896 | -29.4351 | 0 | 0.5801 | 0 | 1.7286 | 0.18824
2025_04_14 Hr 04 | 0 | 0 | 0 | 0 | 0 | 0 | 0 | 0 | 0 | 0 | 0 | 0.016972 | 1.38 | 0.049106 | 1.5544 | 1.5544 | 3.5955 | 0 | 0.0051127 | 0.0054208 | 0.010137 | 0.033051 | 0 | -0.8531 | 0 | 0 | 0 | 0.057082 | 0.017981 | 0.85044 | 0 | 3.9661 | 2.1271 | 0 | 0.51039 | 0.83819 | 0 | 0 | 0 | 0 | -0.55137 | 0.055283 | 0 | 0.0041938 | 0 | -0.15803 | 0 | 0 | 0 | 0 | 0 | 0 | 0 | 0 | 4.7912 | 0.0010361 | 0 | 0 | 0 | 0 | 0 | 0 | 0 | 0 | -1.325 | 0 | 0 | 0 | 0 | 0 | 0 | 0 | 0 | 0 | 0 | -29.8807 | 1.8827 | 0 | 2.2448 | 0 | 1.6148 | 13.7657 | 1.2663 | 3.1569 | 0.034497 | 0.057553 | 0 | 0.62859 | 0.11453 | 2.6783 | 4.8289 | 23.8315 | -32.2169 | 0 | 0.5801 | 0 | 1.7286 | 0.19055
2025_04_14 Hr 05 | 0 | 0 | 0 | 0.076717 | 0.077288 | 0.066506 | 0.071084 | 0.077908 | 0.078363 | 0 | 0 | 0.016972 | 1.65 | 0.083843 | 1.5544 | 1.5544 | 3.5955 | 0 | 0.0051127 | 0.0054208 | 0.010137 | 0.033051 | 0 | -0.44517 | 0 | 0 | 0 | 0.057082 | 0.017981 | 0.85044 | 0.37552 | 3.9661 | 2.1271 | 0 | 0.51039 | 0.83819 | 0 | 0 | 0 | 0.0066247 | -0.43151 | 0.055283 | 0 | 0.0027222 | 0 | -0.22656 | 0 | 0 | 0 | 0 | 0 | 0 | 0 | 0 | 5.0017 | 0.0010361 | 0 | 0 | 0 | 0 | 0 | 0 | 0 | 0 | -1.325 | 0 | 0 | 0 | 0 | 0 | 0 | 0 | 0 | 0 | 0 | -50.0567 | 1.8827 | 0 | 2.2448 | 0 | 1.6452 | 14.4394 | 1.2663 | 3.1569 | 0.034497 | 0.057553 | 0 | 0.62859 | 0.11453 | 2.6783 | -13.6571 | 24.3818 | -52.0534 | 0 | 0.5801 | 0 | 1.7286 | 0.19515
2025_04_14 Hr 06 | 0 | 0 | 0 | 0.076717 | 0.077288 | 0.066506 | 0.071084 | 0.077908 | 0.078363 | 0 | 0 | 0.016972 | 1.02 | 0.050118 | 1.5544 | 1.5544 | 3.5955 | 0 | 0.0051127 | 0.0054208 | 0.010137 | 0.033051 | 0 | -0.49012 | 0 | 0 | 0 | 0.057082 | 0.017981 | 0.85044 | 0.22588 | 3.9661 | 2.1271 | 0 | 0.51039 | 0.83819 | 0 | 0 | 0 | 0.38496 | -0.27805 | 0.055283 | 0 | 0.0026323 | 0 | -0.21901 | 0 | 0 | 0 | 0 | 0 | 0 | 0 | 0 | 5.4808 | 0.0010361 | 0 | 0 | 0 | 0 | 0 | 0 | 0 | 0 | -1.325 | 0 | 0 | 0 | 0 | 0 | 0 | 0 | 0 | 0 | 0 | -44.8966 | 1.8827 | 0 | 2.2448 | 0 | 1.7976 | 14.4394 | 1.2663 | 3.1569 | 0.034497 | 0.057553 | 0 | 0.62859 | 0.11453 | 2.6783 | -8.0268 | 24.3576 | -46.9307 | 0 | 0.5801 | 0 | 1.7286 | 0.20322
2025_04_14 Hr 07 | 0 | 0 | 0 | 0.076717 | 0.077288 | 0.066506 | 0.071084 | 0.077908 | 0.078363 | 0 | 0 | 0.016972 | 1.17 | 0.059713 | 1.5544 | 1.5544 | 3.5209 | 0 | 0.0051127 | 0.0054208 | 0.010137 | 0.033051 | 0 | 0 | 0 | 0 | 0 | 0.057082 | 0.017981 | 0.85044 | 0.22588 | 3.9322 | 2.1271 | 0 | 0.50417 | 0.83819 | 0 | 0 | 0 | 0.61318 | -0.18237 | 0.055283 | 0 | 0.0027341 | 0 | -0.22757 | 0 | 0 | 0 | 0 | 0 | 0 | 0 | 0 | 4.8638 | 0.0010361 | 0 | -1.0625 | 0 | 0 | 0 | 0 | 0 | 0 | 0 | 0 | 0 | 0 | 0 | 0 | 0 | 0 | 0 | 0 | 0 | -48.4968 | 1.8827 | 0 | 2.2047 | 0 | 1.976 | 14.2909 | 1.2663 | 3.1569 | 0.034497 | 0.057553 | 0 | 0.62859 | 0.11453 | 2.6783 | -10.9826 | 24.0825 | -49.7869 | 0 | 0.5801 | 0 | 1.7286 | 0.21335
2025_04_14 Hr 08 | 0.11341 | 0 | 0 | 0.076717 | 0.077288 | 0.066506 | 0.071084 | 0.077908 | 0.078363 | 0 | 0 | 0.016972 | 0.96 | 0.051807 | 1.5544 | 1.5544 | 3.5209 | 0 | 0.0051127 | 0.0054208 | 0.010137 | 0.033051 | 0 | 0 | 0 | 0 | 0 | 0.057082 | 0.017981 | 0.85044 | 0.22588 | 3.9322 | 2.1271 | 0 | 0.50417 | 0.83819 | 0 | 0 | 0 | 0.79535 | 0 | 0.055283 | 0 | 0.002891 | 0 | -0.24074 | 0 | 0 | 0 | 0 | 0 | 0 | 0 | 0 | 4.5226 | 0.0010361 | 0 | -1.0625 | 0 | 0 | 0 | 0 | 0 | 0 | 0 | 0 | 0 | 0 | 0 | 0 | 0 | 0 | 0 | 0 | 0 | -47.9629 | 1.8827 | 0 | 2.2047 | 0 | 1.9543 | 14.2909 | 1.2663 | 3.1569 | 0.034497 | 0.057553 | -0.11341 | 0.62859 | 0.11453 | 2.6783 | -10.6741 | 23.6192 | -49.3795 | 0 | 0.5801 | 0 | 1.7286 | 0.21741
2025_04_14 Hr 09 | 0.24927 | 4.9392e-06 | 0 | 0.076717 | 0.077288 | 0.066506 | 0.071084 | 0.077908 | 0.078363 | 0 | 0 | 0.016972 | 0.69 | 0.035343 | 1.5544 | 1.5544 | 3.5209 | 0 | 0.0051127 | 0.0054208 | 0.010137 | 0.033051 | 0 | 0 | 0 | 0 | 0 | 0.057082 | 0.017981 | 0.85044 | 0.22588 | 3.9322 | 2.1271 | 0 | 0.50417 | 0.83819 | 0 | 0 | 0 | 0.40466 | 0 | 0.055283 | 0 | 0.002744 | 0 | -0.2284 | 0 | 0 | 0 | 0 | 0 | 0 | 0 | 0 | 4.3121 | 0.0010361 | 0 | -1.0625 | 0 | 0 | 0 | 0 | 0 | 0 | 0 | 0 | 0 | 0 | 0 | 0 | 0 | 0 | 0 | 0 | 0 | -43.0525 | 1.8827 | 0 | 2.2047 | 0 | 2.1066 | 14.2909 | 1.2663 | 3.1569 | 0.034497 | 0.057553 | -0.24927 | 0.62859 | 0.11453 | 2.6783 | -6.489 | 23.4081 | -44.5926 | 0 | 0.5801 | 0 | 1.7286 | 0.21512
2025_04_14 Hr 10 | 0.43155 | 3.3943e-05 | 0 | 0.076717 | 0.077288 | 0.066506 | 0.071084 | 0.077908 | 0.078363 | 0 | 0 | 0.016972 | 0.9 | 0.040443 | 1.5544 | 1.5544 | 3.5209 | 0 | 0.0051127 | 0.0054208 | 0.010137 | 0.033051 | 0 | 0 | 0 | 0 | 0 | 0.057082 | 0.017981 | 0.85044 | 0.22588 | 3.9322 | 2.1271 | 0 | 0.50417 | 0.83819 | 0 | 0 | 0 | 0.12477 | -0.11663 | 0.055283 | 0 | 0.0024073 | 0 | -0.20011 | 0 | 0 | 0 | 0 | 0 | 0 | 0 | 0 | 3.9709 | 0.0010361 | 0 | -1.0625 | 0 | 0 | 0 | 0 | 0 | 0 | 0 | 0 | 0 | 0 | 0 | 0 | 0 | 0 | 0 | 0 | 0 | -37.4469 | 1.8827 | 0 | 2.2047 | 0 | 2.0674 | 14.2909 | 1.2663 | 3.1569 | 0.034497 | 0.057553 | -0.43155 | 0.62859 | 0.11453 | 2.6783 | -1.4199 | 23.4221 | -39.1411 | 0 | 0.5801 | 0 | 1.7286 | 0.21213
2025_04_14 Hr 11 | 0.45429 | 5.7623e-05 | 0 | 0.076717 | 0.077288 | 0.066506 | 0.071084 | 0.077908 | 0.078363 | 0 | 0 | 0.016972 | 0.96 | 0.04147 | 1.5544 | 1.5544 | 3.5209 | 0 | 0.0051127 | 0.0054208 | 0.010137 | 0.033051 | 0 | 0 | 0 | 0 | 0 | 0.057082 | 0.017981 | 0.85044 | 0.22588 | 3.9322 | 2.1271 | 0 | 0.50417 | 0.83819 | 0 | 0 | 0 | 0.50466 | 0 | 0.055283 | 0 | 0.0023142 | 0 | -0.19229 | 0 | 0 | 0 | 0 | 0 | 0 | 0 | 0 | 3.833 | 0.0010361 | 0 | -1.0625 | 0 | 0 | 0 | 0 | 0 | 0 | 0 | 0 | 0 | 0 | 0 | 0 | 0 | 0 | 0 | 0 | 0 | -37.8831 | 1.8827 | 0 | 2.2047 | 0 | 1.815 | 14.2909 | 1.2663 | 3.1569 | 0.034497 | 0.057553 | -0.45429 | 0.62859 | 0.11453 | 2.6783 | -1.6817 | 23.115 | -39.5922 | 0 | 0.5801 | 0 | 1.7286 | 0.2116
2025_04_14 Hr 12 | 0.54503 | 0.00017496 | 0 | 0.076717 | 0.077288 | 0.066506 | 0.071084 | 0.077908 | 0.078363 | 0 | 0 | 0.016972 | 1.11 | 0.040687 | 1.5544 | 1.5544 | 3.5209 | 0 | 0.0051127 | 0.0054208 | 0.010137 | 0.033051 | 0 | 0 | 0 | 0 | 0 | 0.057082 | 0.017981 | 0.85044 | 0.22588 | 3.9322 | 2.1271 | 0 | 0.50417 | 0.83819 | 0 | 0 | 0 | 0.42513 | 0 | 0.055283 | 0 | 0.0019637 | 0 | -0.16285 | 0 | 0 | 0 | 0 | 0 | 0 | 0 | 0 | 3.9709 | 0.0010361 | 0 | -1.0625 | 0 | 0 | 0 | 0 | 0 | 0 | 0 | 0 | 0 | 0 | 0 | 0 | 0 | 0 | 0 | 0 | 0 | -32.4709 | 1.8827 | 0 | 2.2047 | 0 | 1.8759 | 14.2909 | 1.2663 | 3.1569 | 0.034497 | 0.057553 | -0.54503 | 0.62859 | 0.11453 | 2.6783 | 4.0257 | 23.551 | -34.2413 | 0 | 0.5801 | 0 | 1.7286 | 0.20863
2025_04_14 Hr 13 | 0.49933 | 0.00029754 | 0 | 0.076717 | 0.077288 | 0.066506 | 0.071084 | 0.077908 | 0.078363 | 0 | 0 | 0.016972 | 1.47 | 0.060613 | 1.5544 | 1.5544 | 3.5209 | 0 | 0.0051127 | 0.0054208 | 0.010137 | 0.033051 | 0 | 0 | 0 | 0 | 0 | 0.057082 | 0.017981 | 0.85044 | 0.22588 | 3.9322 | 2.1271 | 0 | 0.50417 | 0.83819 | 0 | 0 | 0 | 0.047443 | -0.17114 | 0.055283 | 0 | 0.0022089 | 0 | -0.18345 | 0 | 0 | 0 | 0 | 0 | 0 | 0 | 0 | 4.2467 | 0.0010361 | 0 | -1.0625 | 0 | 0 | 0 | 0 | 0 | 0 | 0 | 0 | 0 | 0 | 0 | 0 | 0 | 0 | 0 | 0 | 0 | -38.9431 | 1.8827 | 0 | 2.2047 | 0 | 1.9673 | 14.2909 | 1.2663 | 3.1569 | 0.034497 | 0.057553 | -0.49933 | 0.62859 | 0.11453 | 2.6783 | -2.2688 | 24.2524 | -40.6884 | 0 | 0.5801 | 0 | 1.7286 | 0.20845
2025_04_14 Hr 14 | 0.49948 | 0.00016955 | 0 | 0.076717 | 0.077288 | 0.066506 | 0.071084 | 0.077908 | 0.078363 | 0 | 0 | 0.016972 | 1.86 | 0.068853 | 1.5544 | 1.5544 | 3.5209 | 0 | 0.0051127 | 0.0054208 | 0.010137 | 0.033051 | 0 | 0 | 0 | 0 | 0 | 0.057082 | 0.017981 | 0.85044 | 0.22588 | 3.9322 | 2.1271 | 0 | 0.50417 | 0.83819 | 0 | 0 | 0 | 0.096543 | -0.0094326 | 0.055283 | 0 | 0.0019831 | 0 | -0.16448 | 0 | 0 | 0 | 0 | 0 | 0 | 0 | 0 | 4.0435 | 0.0010361 | 0 | -1.0625 | 0 | 0 | 0 | 0 | 0 | 0 | 0 | 0 | 0 | 0 | 0 | 0 | 0 | 0 | 0 | 0 | 0 | -36.1325 | 1.8827 | 0 | 2.2047 | 0 | 1.6452 | 14.2909 | 1.2663 | 3.1569 | 0.034497 | 0.057553 | -0.49948 | 0.62859 | 0.11453 | 2.6783 | 0.64318 | 24.1242 | -37.859 | 0 | 0.5801 | 0 | 1.7286 | 0.2073
2025_04_14 Hr 15 | 0.52222 | 0.00021845 | 0 | 0.076717 | 0.077288 | 0.066506 | 0.071084 | 0.077908 | 0.078363 | 0 | 0 | 0.016972 | 1.62 | 0.057494 | 1.5544 | 1.5544 | 3.5209 | 0 | 0.0051127 | 0.0054208 | 0.010137 | 0.033051 | 0 | 0 | 0 | 0 | 0 | 0.057082 | 0.017981 | 0.85044 | 0.22588 | 3.9322 | 2.1271 | 0 | 0.50417 | 0.83819 | 0 | 0 | 0 | 0.1952 | -0.014724 | 0.055283 | 0 | 0.0019013 | 0 | -0.15761 | 0 | 0 | 0 | 0 | 0 | 0 | 0 | 0 | 3.833 | 0.0010361 | 0 | -1.0625 | 0 | 0 | 0 | 0 | 0 | 0 | 0 | 0 | 0 | 0 | 0 | 0 | 0 | 0 | 0 | 0 | 0 | -33.8598 | 1.8827 | 0 | 2.2047 | 0 | 1.5147 | 14.2909 | 1.2663 | 3.1569 | 0.034497 | 0.057553 | -0.52222 | 0.62859 | 0.11453 | 2.6783 | 2.4211 | 23.5519 | -35.6022 | 0 | 0.5801 | 0 | 1.7286 | 0.20464
2025_04_14 Hr 16 | 0.43155 | 0.00011526 | 0 | 0.076717 | 0.077288 | 0.066506 | 0.071084 | 0.077908 | 0.078363 | 0 | 0 | 0.016972 | 1.35 | 0.05262 | 1.5544 | 1.5544 | 3.5209 | 0 | 0.0051127 | 0.0054208 | 0.010137 | 0.033051 | 0 | 0 | 0 | 0 | 0 | 0.057082 | 0.017981 | 0.85044 | 0.22588 | 3.9322 | 2.1271 | 0 | 0.50417 | 0.83819 | 0 | 0 | 0 | 0.17493 | -0.0063183 | 0.055283 | 0 | 0.0020881 | 0 | -0.1733 | 0 | 0 | 0 | 0 | 0 | 0 | 0 | 0 | 3.833 | 0.0010361 | 0 | -1.0625 | 0 | 0 | 0 | 0 | 0 | 0 | 0 | 0 | 0 | 0 | 0 | 0 | 0 | 0 | 0 | 0 | 0 | -37.2843 | 1.8827 | 0 | 2.2047 | 0 | 1.5147 | 14.2909 | 1.2663 | 3.1569 | 0.034497 | 0.057553 | -0.43155 | 0.62859 | 0.11453 | 2.6783 | -1.3077 | 23.1844 | -38.9516 | 0 | 0.5801 | 0 | 1.7286 | 0.20287
2025_04_14 Hr 17 | 0.43155 | 0.00012521 | 0 | 0.076717 | 0.077288 | 0.066506 | 0.071084 | 0.077908 | 0.078363 | 0 | 0 | 0.016972 | 1.95 | 0.090433 | 1.5544 | 1.5544 | 3.5209 | 0 | 0.0051127 | 0.0054208 | 0.010137 | 0.033051 | 0 | 0 | 0 | 0 | 0 | 0.057082 | 0.017981 | 0.85044 | 0.22588 | 3.9322 | 2.1271 | 0 | 0.50417 | 0.83819 | 0 | 0 | 0 | 0.92657 | 0 | 0.055283 | 0 | 0.0024844 | 0 | -0.20659 | 0 | 0 | 0 | 0 | 0 | 0 | 0 | 0 | 3.833 | 0.0010361 | 0 | -1.0625 | 0 | 0 | 0 | 0 | 0 | 0 | 0 | 0 | 0 | 0 | 0 | 0 | 0 | 0 | 0 | 0 | 0 | -45.3648 | 1.8827 | 0 | 2.2047 | 0 | 1.5756 | 14.2909 | 1.2663 | 3.1569 | 0.034497 | 0.057553 | -0.43155 | 0.62859 | 0.11453 | 2.6783 | -7.9644 | 23.8836 | -47.0654 | 0 | 0.5801 | 0 | 1.7286 | 0.20325
2025_04_14 Hr 18 | 0.15867 | 7.6469e-05 | 0 | 0.076717 | 0.077288 | 0.066506 | 0.071084 | 0.077908 | 0.078363 | 0 | 0 | 0.016972 | 2.07 | 0.10591 | 1.5544 | 1.5544 | 3.5209 | 0 | 0.0051127 | 0.0054208 | 0.010137 | 0.033051 | 0 | 0 | 0 | 0 | 0 | 0.057082 | 0.017981 | 0.85044 | 0.22588 | 3.9322 | 2.1271 | 0 | 0.50417 | 0.83819 | 0 | 0 | 0 | 0.17477 | -0.021986 | 0.055283 | 0 | 0.0027408 | 0 | -0.22813 | 0 | 0 | 0 | 0 | 0 | 0 | 0 | 0 | 3.4918 | 0.0010361 | 0 | -1.0625 | 0 | 0 | 0 | 0 | 0 | 0 | 0 | 0 | 0 | 0 | 0 | 0 | 0 | 0 | 0 | 0 | 0 | -49.3864 | 1.8827 | 0 | 2.2047 | 0 | 2.0761 | 14.2909 | 1.2663 | 3.1569 | 0.034497 | 0.057553 | -0.15867 | 0.62859 | 0.11453 | 2.6783 | -12.4862 | 23.9058 | -50.8357 | 0 | 0.5801 | 0 | 1.7286 | 0.20361
2025_04_14 Hr 19 | 0.045117 | 3.6248e-05 | 0 | 0.076717 | 0.077288 | 0.066506 | 0.071084 | 0.077908 | 0.078363 | 0 | 0 | 0.016972 | 0.63 | 0.034656 | 1.5544 | 1.5544 | 3.5209 | 0 | 0.0051127 | 0.0054208 | 0.010137 | 0.033051 | 0 | 0 | 0 | 0 | 0 | 0.057082 | 0.017981 | 0.85044 | 0.22588 | 3.9322 | 2.1271 | 0 | 0.50417 | 0.83819 | 0 | 0 | 0 | 0 | -0.61476 | 0.055283 | 0 | 0.002947 | 0 | -0.24544 | 0 | 0 | 0 | 0 | 0 | 0 | 0 | 0 | 3.0126 | 0.0010361 | 0 | -1.0625 | 0 | 0 | 0 | 0 | 0 | 0 | 0 | 0 | 0 | 0 | 0 | 0 | 0 | 0 | 0 | 0 | 0 | -48.1334 | 1.8827 | 0 | 2.2047 | 0 | 2.0674 | 14.2909 | 1.2663 | 3.1569 | 0.034497 | 0.057553 | -0.045117 | 0.62859 | 0.11453 | 2.6783 | -14.016 | 21.7943 | -49.4865 | 0 | 0.5801 | 0 | 1.7286 | 0.20475
2025_04_14 Hr 20 | 0.045044 | 1.1424e-05 | 0 | 0.076717 | 0.077288 | 0.066506 | 0.071084 | 0.077908 | 0.078363 | 0 | 0 | 0.016972 | 0.27 | 0.014764 | 1.5544 | 1.5544 | 3.5209 | 0 | 0.0051127 | 0.0054208 | 0.010137 | 0.033051 | 0 | 0 | 0 | 0 | 0 | 0.057082 | 0.017981 | 0.85044 | 0.22588 | 3.9322 | 2.1271 | 0 | 0.50417 | 0.83819 | 0 | 0 | 0 | 0.09828 | -0.17821 | 0.055283 | 0 | 0.0029293 | 0 | -0.24396 | 0 | 0 | 0 | 0 | 0 | 0 | 0 | 0 | 2.2577 | 0.0010361 | 0 | -1.0625 | 0 | 0 | 0 | 0 | 0 | 0 | 0 | 0 | 0 | 0 | 0 | 0 | 0 | 0 | 0 | 0 | 0 | -45.4167 | 1.8827 | 0 | 2.2047 | 0 | 1.6235 | 14.2909 | 1.2663 | 3.1569 | 0.034497 | 0.057553 | -0.045044 | 0.62859 | 0.11453 | 2.6783 | -12.3396 | 20.2177 | -46.7682 | 0 | 0.5801 | 0 | 1.7286 | 0.20705
2025_04_14 Hr 21 | 0 | 0 | 0 | 0.076717 | 0.077288 | 0.066506 | 0.071084 | 0.077908 | 0.078363 | 0 | 0 | 0.016972 | 0.3 | 0.015945 | 1.5544 | 1.5544 | 3.5209 | 0 | 0.0051127 | 0.0054208 | 0.010137 | 0.033051 | 0 | 0 | 0 | 0 | 0 | 0.057082 | 0.017981 | 0.85044 | 0.22588 | 3.9322 | 2.1271 | 0 | 0.50417 | 0.83819 | 0 | 0 | 0 | 0.61841 | 0 | 0.055283 | 0 | 0.0028473 | 0 | -0.23707 | 0 | 0 | 0 | 0 | 0 | 0 | 0 | 0 | 3.078 | 0.0010361 | 0 | -1.0625 | 0 | 0 | 0 | 0 | 0 | 0 | 0 | 0 | 0 | 0 | 0 | 0 | 0 | 0 | 0 | 0 | 0 | -44.4313 | 1.8827 | 0 | 2.2047 | 0 | 1.4058 | 14.2909 | 1.2663 | 3.1569 | 0.034497 | 0.057553 | 0 | 0.62859 | 0.11453 | 2.6783 | -10.0135 | 20.8081 | -45.7309 | 0 | 0.5801 | 0 | 1.7286 | 0.20865
2025_04_14 Hr 22 | 0 | 0 | 0 | 0.076717 | 0.077288 | 0.066506 | 0.071084 | 0.077908 | 0.078363 | 0 | 0 | 0.016972 | 0.69 | 0.037643 | 1.5544 | 1.5544 | 3.5209 | 0 | 0.0051127 | 0.0054208 | 0.010137 | 0.033051 | 0 | 0 | 0 | 0 | 0 | 0.057082 | 0.017981 | 0.85044 | 0.22588 | 3.9322 | 2.1271 | 0 | 0.50417 | 0.83819 | 0 | 0 | 0 | 0.11309 | -0.048101 | 0.055283 | 0 | 0.0029226 | 0 | -0.2434 | 0 | 0 | 0 | 0 | 0 | 0 | 0 | 0 | 3.2159 | 0.0010361 | 0 | -1.0625 | 0 | 0 | 0 | 0 | 0 | 0 | 0 | 0 | 0 | 0 | 0 | 0 | 0 | 0 | 0 | 0 | 0 | -48.3045 | 1.8827 | 0 | 2.2047 | 0 | 1.4755 | 14.2909 | 1.2663 | 3.1569 | 0.034497 | 0.057553 | 0 | 0.62859 | 0.11453 | 2.6783 | -13.8323 | 21.4223 | -49.6105 | 0 | 0.5801 | 0 | 1.7286 | 0.2036
2025_04_14 Hr 23 | 0 | 0 | 0 | 0.076717 | 0.077288 | 0.066506 | 0.071084 | 0.077908 | 0.078363 | 0 | 0 | 0.016972 | 0.96 | 0.06306 | 1.5544 | 1.5544 | 3.5955 | 0 | 0.0051127 | 0.0054208 | 0.010137 | 0.033051 | 0 | -0.04677 | 0 | 0 | 0 | 0.057082 | 0.017981 | 0.85044 | 0.22588 | 3.9661 | 2.1271 | 0 | 0.51039 | 0.83819 | 0 | 0 | 0 | 0.020475 | -0.82604 | 0.055283 | 0 | 0.003519 | 0 | -0.29349 | 0 | 0 | 0 | 0 | 0 | 0 | 0 | 0 | 2.7368 | 0.0010361 | 0 | 0 | 0 | 0 | 0 | 0 | 0 | 0 | -1.325 | 0 | 0 | 0 | 0 | 0 | 0 | 0 | 0 | 0 | 0 | -56.2626 | 1.8827 | 0 | 2.2448 | 0 | 1.4145 | 14.4394 | 1.2663 | 3.1569 | 0.034497 | 0.057553 | 0 | 0.62859 | 0.11453 | 2.6783 | -23.1162 | 21.1778 | -57.9278 | 0 | 0.5801 | 0 | 1.7286 | 0.19752
2025_04_14 Hr 24 | 0 | 0 | 0 | 0.076717 | 0.077288 | 0.066506 | 0.071084 | 0.077908 | 0.078363 | 0 | 0 | 0.016972 | 0.9 | 0.052232 | 1.5544 | 1.5544 | 3.5955 | 0 | 0.0051127 | 0.0054208 | 0.010137 | 0.033051 | 0 | -0.25173 | 0 | 0 | 0 | 0.057082 | 0.017981 | 0.85044 | 0.22588 | 3.9661 | 2.1271 | 0 | 0.51039 | 0.83819 | 0 | 0 | 0 | 0 | -0.96258 | 0.055283 | 0 | 0.003109 | 0 | -0.25906 | 0 | 0 | 0 | 0 | 0 | 0 | 0 | 0 | 2.9473 | 0.0010361 | 0 | 0 | 0 | 0 | 0 | 0 | 0 | 0 | -1.325 | 0 | 0 | 0 | 0 | 0 | 0 | 0 | 0 | 0 | 0 | -50.3435 | 1.8827 | 0 | 2.2448 | 0 | 1.3841 | 14.4394 | 1.2663 | 3.1569 | 0.034497 | 0.057553 | 0 | 0.62859 | 0.11453 | 2.6783 | -17.4192 | 21.2832 | -52.1793 | 0 | 0.5801 | 0 | 1.7286 | 0.1937
2025_04_15 Hr 01 | 0 | 0 | 0 | 0.082918 | 0.083535 | 0.071881 | 0.07683 | 0.084205 | 0.084697 | 0 | 0 | 0.016972 | 1.47 | 0.086184 | 1.5544 | 1.5544 | 3.8858 | 0 | 0.0051127 | 0.0054208 | 0.010137 | 0.033051 | 0 | -0.23583 | 0 | 0 | 0 | 0.057082 | 0.017981 | 0.85044 | 0.24375 | 4.2867 | 2.1271 | 0 | 0.51039 | 0.83819 | 0 | 0 | 0 | 0 | -0.85764 | 0.055283 | 0 | 0.0031408 | 0 | -0.26173 | 0 | 0 | 0 | 0 | 0 | 0 | 0 | 0 | 2.3303 | 0.0010361 | 0 | 0 | 0 | 0 | 0 | 0 | 0 | 0 | -1.325 | 0 | 0 | 0 | 0 | 0 | 0 | 0 | 0 | 0 | 0 | -52.6667 | 1.8827 | 0 | 2.4262 | 0 | 1.3841 | 15.2858 | 1.2663 | 3.1569 | 0.034497 | 0.057553 | 0 | 0.62859 | 0.11453 | 2.6783 | -18.7936 | 21.2675 | -54.4892 | 0 | 0.5801 | 0 | 1.7286 | 0.19103
2025_04_15 Hr 02 | 0 | 0 | 0 | 0.082918 | 0.083535 | 0.071881 | 0.07683 | 0.084205 | 0.084697 | 0 | 0 | 0.016972 | 1.83 | 0.088346 | 1.5544 | 1.5544 | 3.8858 | 0 | 0.0051127 | 0.0054208 | 0.010137 | 0.033051 | 0 | -0.51312 | 0 | 0 | 0 | 0.057082 | 0.017981 | 0.85044 | 0.24375 | 4.2867 | 2.1271 | 0 | 0.51039 | 0.83819 | 0 | 0 | 0 | 0 | -0.67777 | 0.055283 | 0 | 0.0025863 | 0 | -0.21515 | 0 | 0 | 0 | 0 | 0 | 0 | 0 | 0 | 2.4682 | 0.0010361 | 0 | 0 | 0 | 0 | 0 | 0 | 0 | 0 | -1.325 | 0 | 0 | 0 | 0 | 0 | 0 | 0 | 0 | 0 | 0 | -43.5758 | 1.8827 | 0 | 2.4262 | 0 | 1.3928 | 15.2858 | 1.2663 | 3.1569 | 0.034497 | 0.057553 | 0 | 0.62859 | 0.11453 | 2.6783 | -9.2455 | 21.7756 | -45.629 | 0 | 0.5801 | 0 | 1.7286 | 0.19035
2025_04_15 Hr 03 | 0 | 0 | 0 | 0.082918 | 0.083535 | 0.071881 | 0.07683 | 0.084205 | 0.084697 | 0 | 0 | 0.016972 | 2.28 | 0.11052 | 1.5544 | 1.5544 | 3.8858 | 0 | 0.0051127 | 0.0054208 | 0.010137 | 0.033051 | 0 | -0.50785 | 0 | 0 | 0 | 0.057082 | 0.017981 | 0.85044 | 0.24375 | 4.2867 | 2.1271 | 0 | 0.51039 | 0.83819 | 0 | 0 | 0 | 0 | -0.42569 | 0.055283 | 0 | 0.0025968 | 0 | -0.21603 | 0 | 0 | 0 | 0 | 0 | 0 | 0 | 0 | 2.5335 | 0.0010361 | 0 | 0 | 0 | 0 | 0 | 0 | 0 | 0 | -1.325 | 0 | 0 | 0 | 0 | 0 | 0 | 0 | 0 | 0 | 0 | -46.1696 | 1.8827 | 0 | 2.4262 | 0 | 1.4537 | 15.2858 | 1.2663 | 3.1569 | 0.034497 | 0.057553 | 0 | 0.62859 | 0.11453 | 2.6783 | -10.9841 | 22.3744 | -48.2185 | 0 | 0.5801 | 0 | 1.7286 | 0.19071
2025_04_15 Hr 04 | 0 | 0 | 0 | 0.082918 | 0.083535 | 0.071881 | 0.07683 | 0.084205 | 0.084697 | 0 | 0 | 0.016972 | 2.58 | 0.13821 | 1.5544 | 1.5544 | 3.8858 | 0 | 0.0051127 | 0.0054208 | 0.010137 | 0.033051 | 0 | -0.37131 | 0 | 0 | 0 | 0.057082 | 0.017981 | 0.85044 | 0.24375 | 4.2867 | 2.1271 | 0 | 0.51039 | 0.83819 | 0 | 0 | 0 | 0 | -0.63022 | 0.055283 | 0 | 0.0028699 | 0 | -0.23897 | 0 | 0 | 0 | 0 | 0 | 0 | 0 | 0 | 2.2577 | 0.0010361 | 0 | 0 | 0 | 0 | 0 | 0 | 0 | 0 | -1.325 | 0 | 0 | 0 | 0 | 0 | 0 | 0 | 0 | 0 | 0 | -50.1357 | 1.8827 | 0 | 2.4262 | 0 | 1.6365 | 15.2858 | 1.2663 | 3.1569 | 0.034497 | 0.057553 | 0 | 0.62859 | 0.11453 | 2.6783 | -14.8066 | 22.6088 | -52.071 | 0 | 0.5801 | 0 | 1.7286 | 0.19053
2025_04_15 Hr 05 | 0 | 0 | 0 | 0.082918 | 0.083535 | 0.071881 | 0.07683 | 0.084205 | 0.084697 | 0 | 0 | 0.016972 | 2.61 | 0.16066 | 1.5544 | 1.5544 | 3.8858 | 0 | 0.0051127 | 0.0054208 | 0.010137 | 0.033051 | 0 | -0.15744 | 0 | 0 | 0 | 0.057082 | 0.017981 | 0.85044 | 0.24375 | 4.2867 | 2.1271 | 0 | 0.51039 | 0.83819 | 0 | 0 | 0 | 0 | -0.92315 | 0.055283 | 0 | 0.0032976 | 0 | -0.2749 | 0 | 0 | 0 | 0 | 0 | 0 | 0 | 0 | 2.3303 | 0.0010361 | 0 | 0 | 0 | 0 | 0 | 0 | 0 | 0 | -1.325 | 0 | 0 | 0 | 0 | 0 | 0 | 0 | 0 | 0 | 0 | -58.0875 | 1.8827 | 0 | 2.4262 | 0 | 1.7236 | 15.2858 | 1.2663 | 3.1569 | 0.034497 | 0.057553 | 0 | 0.62859 | 0.11453 | 2.6783 | -22.6572 | 22.825 | -59.8449 | 0 | 0.5801 | 0 | 1.7286 | 0.19462
2025_04_15 Hr 06 | 0 | 0 | 0 | 0.082918 | 0.083535 | 0.071881 | 0.07683 | 0.084205 | 0.084697 | 0 | 0 | 0.016972 | 2.55 | 0.18791 | 1.5544 | 1.5544 | 3.8858 | 0 | 0.0051127 | 0.0054208 | 0.010137 | 0.033051 | 0 | 0.16756 | 0 | 0 | 0 | 0.057082 | 0.017981 | 0.85044 | 0.24375 | 4.2867 | 2.1271 | 0 | 0.51039 | 0.83819 | 0 | 0 | 0 | 0 | -0.65267 | 0.055283 | 0 | 0.0039476 | 0 | -0.3295 | 0 | 0 | 0 | 0 | 0 | 0 | 0 | 0 | 2.2577 | 0.0010361 | 0 | 0 | 0 | 0 | 0 | 0 | 0 | 0 | -1.325 | 0 | 0 | 0 | 0 | 0 | 0 | 0 | 0 | 0 | 0 | -68.4868 | 1.8827 | 0 | 2.4262 | 0 | 1.667 | 15.2858 | 1.2663 | 3.1569 | 0.034497 | 0.057553 | 0 | 0.62859 | 0.11453 | 2.6783 | -32.6696 | 22.671 | -69.9737 | 0 | 0.5801 | 0 | 1.7286 | 0.20252
2025_04_15 Hr 07 | 0.045044 | 0 | 0 | 0.082918 | 0.083535 | 0.071881 | 0.07683 | 0.084205 | 0.084697 | 0 | 0 | 0.016972 | 2.46 | 0.1426 | 1.5544 | 1.5544 | 3.8052 | 0 | 0.0051127 | 0.0054208 | 0.010137 | 0.033051 | 0 | 0 | 0 | 0 | 0 | 0.057082 | 0.017981 | 0.85044 | 0.24375 | 4.2501 | 2.1271 | 0 | 0.50417 | 0.83819 | 0 | 0 | 0 | 0.65693 | 0 | 0.055283 | 0 | 0.0031055 | 0 | -0.25876 | 0 | 0 | 0 | 0 | 0 | 0 | 0 | 0 | 2.3303 | 0.0010361 | 0 | -1.0625 | 0 | 0 | 0 | 0 | 0 | 0 | 0 | 0 | 0 | 0 | 0 | 0 | 0 | 0 | 0 | 0 | 0 | -52.4769 | 1.8827 | 0 | 2.3829 | 0 | 1.5538 | 15.1252 | 1.2663 | 3.1569 | 0.034497 | 0.057553 | -0.045044 | 0.62859 | 0.11453 | 2.6783 | -15.5177 | 22.5434 | -53.8432 | 0 | 0.5801 | 0 | 1.7286 | 0.21195
2025_04_15 Hr 08 | 0.52215 | 0 | 0 | 0.082918 | 0.083535 | 0.071881 | 0.07683 | 0.084205 | 0.084697 | 0 | 0 | 0.016972 | 1.95 | 0.099804 | 1.5544 | 1.5544 | 3.8052 | 0 | 0.0051127 | 0.0054208 | 0.010137 | 0.033051 | 0 | 0 | 0 | 0 | 0 | 0.057082 | 0.017981 | 0.85044 | 0.24375 | 4.2501 | 2.1271 | 0 | 0.50417 | 0.83819 | 0 | 0 | 0 | 0.40886 | -0.28279 | 0.055283 | 0 | 0.0027419 | 0 | -0.22822 | 0 | 0 | 0 | 0 | 0 | 0 | 0 | 0 | 2.7368 | 0.0010361 | 0 | -1.0625 | 0 | 0 | 0 | 0 | 0 | 0 | 0 | 0 | 0 | 0 | 0 | 0 | 0 | 0 | 0 | 0 | 0 | -39.5707 | 1.8827 | 0 | 2.3829 | 0 | 1.6148 | 15.1252 | 1.2663 | 3.1569 | 0.034497 | 0.057553 | -0.52215 | 0.62859 | 0.11453 | 2.6783 | -3.1946 | 22.9376 | -41.3835 | 0 | 0.5801 | 0 | 1.7286 | 0.21446
2025_04_15 Hr 09 | 0.6782 | 5.13e-06 | 0 | 0.082918 | 0.083535 | 0.071881 | 0.07683 | 0.084205 | 0.084697 | 0 | 0 | 0.016972 | 1.68 | 0.067032 | 1.5544 | 1.5544 | 3.8052 | 0 | 0.0051127 | 0.0054208 | 0.010137 | 0.033051 | 0 | 0 | 0 | 0 | 0 | 0.057082 | 0.017981 | 0.85044 | 0.24375 | 4.2501 | 2.1271 | 0 | 0.50417 | 0.83819 | 0 | 0 | 0 | 0.31094 | -0.041698 | 0.055283 | 0 | 0.0021375 | 0 | -0.17745 | 0 | 0 | 0 | 0 | 0 | 0 | 0 | 0 | 2.5989 | 0.0010361 | 0 | -1.0625 | 0 | 0 | 0 | 0 | 0 | 0 | 0 | 0 | 0 | 0 | 0 | 0 | 0 | 0 | 0 | 0 | 0 | -28.7334 | 1.8827 | 0 | 2.3829 | 0 | 1.4668 | 15.1252 | 1.2663 | 3.1569 | 0.034497 | 0.057553 | -0.6782 | 0.62859 | 0.11453 | 2.6783 | 7.2467 | 22.5037 | -30.6515 | 0 | 0.5801 | 0 | 1.7286 | 0.21318
2025_04_15 Hr 10 | 0.67755 | 0.00011288 | 0 | 0.082918 | 0.083535 | 0.071881 | 0.07683 | 0.084205 | 0.084697 | 0 | 0 | 0.016972 | 1.2 | 0.047352 | 1.5544 | 1.5544 | 3.8052 | 0 | 0.0051127 | 0.0054208 | 0.010137 | 0.033051 | 0 | 0 | 0 | 0 | 0 | 0.057082 | 0.017981 | 0.85044 | 0.24375 | 4.2501 | 2.1271 | 0 | 0.50417 | 0.83819 | 0 | 0 | 0 | 0.43101 | 0 | 0.055283 | 0 | 0.0021139 | 0 | -0.17547 | 0 | 0 | 0 | 0 | 0 | 0 | 0 | 0 | 2.3303 | 0.0010361 | 0 | -1.0625 | 0 | 0 | 0 | 0 | 0 | 0 | 0 | 0 | 0 | 0 | 0 | 0 | 0 | 0 | 0 | 0 | 0 | -26.3652 | 1.8827 | 0 | 2.3829 | 0 | 1.4058 | 15.1252 | 1.2663 | 3.1569 | 0.034497 | 0.057553 | -0.67755 | 0.62859 | 0.11453 | 2.6783 | 8.9461 | 21.6706 | -28.2808 | 0 | 0.5801 | 0 | 1.7286 | 0.20983
2025_04_15 Hr 11 | 0.77156 | 0.00028308 | 0 | 0.082918 | 0.083535 | 0.071881 | 0.07683 | 0.084205 | 0.084697 | 0 | 0 | 0.016972 | 1.05 | 0.038691 | 1.5544 | 1.5544 | 3.8052 | 0 | 0.0051127 | 0.0054208 | 0.010137 | 0.033051 | 0 | 0 | 0 | 0 | 0 | 0.057082 | 0.017981 | 0.85044 | 0.24375 | 4.2501 | 2.1271 | 0 | 0.50417 | 0.83819 | 0 | 0 | 0 | 0.27308 | 0 | 0.055283 | 0 | 0.001974 | 0 | -0.16372 | 0 | 0 | 0 | 0 | 0 | 0 | 0 | 0 | 2.4682 | 0.0010361 | 0 | -1.0625 | 0 | 0 | 0 | 0 | 0 | 0 | 0 | 0 | 0 | 0 | 0 | 0 | 0 | 0 | 0 | 0 | 0 | -24.8582 | 1.8827 | 0 | 2.3829 | 0 | 1.445 | 15.1252 | 1.2663 | 3.1569 | 0.034497 | 0.057553 | -0.77156 | 0.62859 | 0.11453 | 2.6783 | 10.3226 | 21.7802 | -26.8559 | 0 | 0.5801 | 0 | 1.7286 | 0.20684
2025_04_15 Hr 12 | 0.73894 | 0.00043175 | 0 | 0.082918 | 0.083535 | 0.071881 | 0.07683 | 0.084205 | 0.084697 | 0 | 0 | 0.016972 | 0.99 | 0.038212 | 1.5544 | 1.5544 | 3.8052 | 0 | 0.0051127 | 0.0054208 | 0.010137 | 0.033051 | 0 | 0 | 0 | 0 | 0 | 0.057082 | 0.017981 | 0.85044 | 0.24375 | 4.2501 | 2.1271 | 0 | 0.50417 | 0.83819 | 0 | 0 | 0 | 0.12986 | -0.094742 | 0.055283 | 0 | 0.0020678 | 0 | -0.17159 | 0 | 0 | 0 | 0 | 0 | 0 | 0 | 0 | 2.7368 | 0.0010361 | 0 | -1.0625 | 0 | 0 | 0 | 0 | 0 | 0 | 0 | 0 | 0 | 0 | 0 | 0 | 0 | 0 | 0 | 0 | 0 | -26.8269 | 1.8827 | 0 | 2.3829 | 0 | 1.4145 | 15.1252 | 1.2663 | 3.1569 | 0.034497 | 0.057553 | -0.73894 | 0.62859 | 0.11453 | 2.6783 | 8.2832 | 21.9228 | -28.7999 | 0 | 0.5801 | 0 | 1.7286 | 0.20416
2025_04_15 Hr 13 | 0.52222 | 0.00042727 | 0 | 0 | 0 | 0 | 0 | 0 | 0 | 0 | 0 | 0.016972 | 0.96 | 0.030936 | 1.5544 | 1.5544 | 3.8052 | 0 | 0.0051127 | 0.0054208 | 0.010137 | 0.033051 | 0 | 0 | 0 | 0 | 0 | 0.057082 | 0.017981 | 0.85044 | 0.24375 | 4.2501 | 2.1271 | 0 | 0.50417 | 0.83819 | 0 | 0 | 0 | 0.44694 | 0 | 0.055283 | 0 | 0.003798 | 0 | -0.14291 | 0 | 0 | 0 | 0 | 0 | 0 | 0 | 0 | 2.7368 | 0.0010361 | 0 | -1.0625 | 0 | 0 | 0 | 0 | 0 | 0 | 0 | 0 | 0 | 0 | 0 | 0 | 0 | 0 | 0 | 0 | 0 | -22.0308 | 1.8827 | 0 | 2.0562 | 0 | 1.284 | 14.3145 | 1.2663 | 3.1569 | 0.034497 | 0.057553 | -0.52222 | 0.62859 | 0.11453 | 2.6783 | 12.5401 | 21.5371 | -23.7584 | 0 | 0.5801 | 0 | 1.7286 | 0.20312
2025_04_15 Hr 14 | 0.49948 | 0.00042378 | 0 | 0 | 0 | 0 | 0 | 0 | 0 | 0 | 0 | 0.016972 | 0.87 | 0.027673 | 1.5544 | 1.5544 | 3.8052 | 0 | 0.0051127 | 0.0054208 | 0.010137 | 0.033051 | 0 | 0 | 0 | 0 | 0 | 0.057082 | 0.017981 | 0.85044 | 0.24375 | 4.2501 | 2.1271 | 0 | 0.50417 | 0.83819 | 0 | 0 | 0 | 0.3906 | -0.0078312 | 0.055283 | 0 | 0.0037488 | 0 | -0.14104 | 0 | 0 | 0 | 0 | 0 | 0 | 0 | 0 | 2.5989 | 0.0010361 | 0 | -1.0625 | 0 | 0 | 0 | 0 | 0 | 0 | 0 | 0 | 0 | 0 | 0 | 0 | 0 | 0 | 0 | 0 | 0 | -21.3588 | 1.8827 | 0 | 1.9202 | 0 | 1.2753 | 14.1785 | 1.2663 | 3.1569 | 0.034497 | 0.057553 | -0.49948 | 0.62859 | 0.11453 | 2.6783 | 12.7719 | 21.2724 | -23.0618 | 0 | 0.5801 | 0 | 1.7286 | 0.20105
2025_04_15 Hr 15 | 0.61289 | 0.00042321 | 0 | 0 | 0 | 0 | 0 | 0 | 0 | 0 | 0 | 0.016972 | 0.78 | 0.024628 | 1.5544 | 1.5544 | 3.8052 | 0 | 0.0051127 | 0.0054208 | 0.010137 | 0.033051 | 0 | 0 | 0 | 0 | 0 | 0.057082 | 0.017981 | 0.85044 | 0.24375 | 4.2501 | 2.1271 | 0 | 0.50417 | 0.83819 | 0 | 0 | 0 | 0.28029 | -0.025204 | 0.055283 | 0 | 0.0037213 | 0 | -0.13998 | 0 | 0 | 0 | 0 | 0 | 0 | 0 | 0 | 2.5335 | 0.0010361 | 0 | -1.0625 | 0 | 0 | 0 | 0 | 0 | 0 | 0 | 0 | 0 | 0 | 0 | 0 | 0 | 0 | 0 | 0 | 0 | -22.383 | 1.8827 | 0 | 1.9838 | 0 | 1.1142 | 14.242 | 1.2663 | 3.1569 | 0.034497 | 0.057553 | -0.61289 | 0.62859 | 0.11453 | 2.6783 | 11.3652 | 21.0664 | -24.1984 | 0 | 0.5801 | 0 | 1.7286 | 0.20105
2025_04_15 Hr 16 | 0.65721 | 0.00043951 | 0 | 0 | 0 | 0 | 0 | 0 | 0 | 0 | 0 | 0.016972 | 0.78 | 0.029181 | 1.5544 | 1.5544 | 3.8052 | 0 | 0.0051127 | 0.0054208 | 0.010137 | 0.033051 | 0 | 0 | 0 | 0 | 0 | 0.057082 | 0.017981 | 0.85044 | 0.24375 | 4.2501 | 2.1271 | 0 | 0.50417 | 0.83819 | 0 | 0 | 0 | 0.13709 | -0.045952 | 0.055283 | 0 | 0.0044091 | 0 | -0.16625 | 0 | 0 | 0 | 0 | 0 | 0 | 0 | 0 | 2.5989 | 0.0010361 | 0 | -1.0625 | 0 | 0 | 0 | 0 | 0 | 0 | 0 | 0 | 0 | 0 | 0 | 0 | 0 | 0 | 0 | 0 | 0 | -26.3812 | 1.8827 | 0 | 2.3376 | 0 | 0.92272 | 14.5959 | 1.2663 | 3.1569 | 0.034497 | 0.057553 | -0.65721 | 0.62859 | 0.11453 | 2.6783 | 7.407 | 20.9872 | -28.2671 | 0 | 0.5801 | 0 | 1.7286 | 0.19909
2025_04_15 Hr 17 | 0.74998 | 0.00037787 | 0 | 0.082918 | 0.083535 | 0.071881 | 0.07683 | 0.084205 | 0.084697 | 0 | 0 | 0.016972 | 0.75 | 0.032899 | 1.5544 | 1.5544 | 3.8052 | 0 | 0.0051127 | 0.0054208 | 0.010137 | 0.033051 | 0 | 0 | 0 | 0 | 0 | 0.057082 | 0.017981 | 0.85044 | 0.24375 | 4.2501 | 2.1271 | 0 | 0.50417 | 0.83819 | 0 | 0 | 0 | 0.025539 | -0.074975 | 0.055283 | 0 | 0.0023499 | 0 | -0.19529 | 0 | 0 | 0 | 0 | 0 | 0 | 0 | 0 | 2.0544 | 0.0010361 | 0 | -1.0625 | 0 | 0 | 0 | 0 | 0 | 0 | 0 | 0 | 0 | 0 | 0 | 0 | 0 | 0 | 0 | 0 | 0 | -30.6371 | 1.8827 | 0 | 2.3283 | 0 | 0.93143 | 15.0706 | 1.2663 | 3.1569 | 0.034497 | 0.057553 | -0.74998 | 0.62859 | 0.11453 | 2.6783 | 2.8941 | 20.5179 | -32.6449 | 0 | 0.5801 | 0 | 1.7286 | 0.19909
2025_04_15 Hr 18 | 0.7247 | 0.00013897 | 0 | 0.082918 | 0.083535 | 0.071881 | 0.07683 | 0.084205 | 0.084697 | 0 | 0 | 0.016972 | 0.6 | 0.03436 | 1.5544 | 1.5544 | 3.8052 | 0 | 0.0051127 | 0.0054208 | 0.010137 | 0.033051 | 0 | 0 | 0 | 0 | 0 | 0.057082 | 0.017981 | 0.85044 | 0.24375 | 4.2501 | 2.1271 | 0 | 0.50417 | 0.83819 | 0 | 0 | 0 | 0.63938 | -0.60912 | 0.055283 | 0 | 0.0030679 | 0 | -0.2556 | 0 | 0 | 0 | 0 | 0 | 0 | 0 | 0 | 1.9891 | 0.0010361 | 0 | -1.0625 | 0 | 0 | 0 | 0 | 0 | 0 | 0 | 0 | 0 | 0 | 0 | 0 | 0 | 0 | 0 | 0 | 0 | -42.3567 | 1.8827 | 0 | 2.3829 | 0 | 0.83132 | 15.1252 | 1.2663 | 3.1569 | 0.034497 | 0.057553 | -0.7247 | 0.62859 | 0.11453 | 2.6783 | -9.0612 | 20.1828 | -44.3995 | 0 | 0.5801 | 0 | 1.7286 | 0.20355
2025_04_15 Hr 19 | 0.24934 | 2.1318e-05 | 0 | 0.082918 | 0.083535 | 0.071881 | 0.07683 | 0.084205 | 0.084697 | 0 | 0 | 0.016972 | 0.45 | 0.025953 | 1.5544 | 1.5544 | 3.8052 | 0 | 0.0051127 | 0.0054208 | 0.010137 | 0.033051 | 0 | 0 | 0 | 0 | 0 | 0.057082 | 0.017981 | 0.85044 | 0.24375 | 4.2501 | 2.1271 | 0 | 0.50417 | 0.83819 | 0 | 0 | 0 | 0.17794 | -0.067579 | 0.055283 | 0 | 0.0030896 | 0 | -0.25743 | 0 | 0 | 0 | 0 | 0 | 0 | 0 | 0 | 2.0544 | 0.0010361 | 0 | -1.0625 | 0 | 0 | 0 | 0 | 0 | 0 | 0 | 0 | 0 | 0 | 0 | 0 | 0 | 0 | 0 | 0 | 0 | -43.6294 | 1.8827 | 0 | 2.3829 | 0 | 0.83132 | 15.1252 | 1.2663 | 3.1569 | 0.034497 | 0.057553 | -0.24934 | 0.62859 | 0.11453 | 2.6783 | -10.3458 | 19.6172 | -45.1986 | 0 | 0.5801 | 0 | 1.7286 | 0.20651
2025_04_15 Hr 20 | 0.022595 | 2.7562e-05 | 0 | 0.082918 | 0.083535 | 0.071881 | 0.07683 | 0.084205 | 0.084697 | 0 | 0 | 0.016972 | 0.18 | 0.011873 | 1.5544 | 1.5544 | 3.8052 | 0 | 0.0051127 | 0.0054208 | 0.010137 | 0.033051 | 0 | 0 | 0 | 0 | 0 | 0.057082 | 0.017981 | 0.85044 | 0.24375 | 4.2501 | 2.1271 | 0 | 0.50417 | 0.83819 | 0 | 0 | 0 | 0.59396 | 0 | 0.055283 | 0 | 0.0035336 | 0 | -0.29472 | 0 | 0 | 0 | 0 | 0 | 0 | 0 | 0 | 2.7368 | 0.0010361 | 0 | -1.0625 | 0 | 0 | 0 | 0 | 0 | 0 | 0 | 0 | 0 | 0 | 0 | 0 | 0 | 0 | 0 | 0 | 0 | -50.7968 | 1.8827 | 0 | 2.3829 | 0 | 0.66157 | 15.1252 | 1.2663 | 3.1569 | 0.034497 | 0.057553 | -0.022595 | 0.62859 | 0.11453 | 2.6783 | -16.8371 | 19.6203 | -52.1766 | 0 | 0.5801 | 0 | 1.7286 | 0.20778
2025_04_15 Hr 21 | 0 | 1.0551e-06 | 0 | 0.082918 | 0.083535 | 0.071881 | 0.07683 | 0.084205 | 0.084697 | 0 | 0 | 0.016972 | 0.15 | 0.009848 | 1.5544 | 1.5544 | 3.8052 | 0 | 0.0051127 | 0.0054208 | 0.010137 | 0.033051 | 0 | 0 | 0 | 0 | 0 | 0.057082 | 0.017981 | 0.85044 | 0.24375 | 4.2501 | 2.1271 | 0 | 0.50417 | 0.83819 | 0 | 0 | 0 | 2.1911 | 0 | 0.055283 | 0 | 0.0035171 | 0 | -0.29334 | 0 | 0 | 0 | 0 | 0 | 0 | 0 | 0 | 2.4682 | 0.0010361 | 0 | -1.0625 | 0 | 0 | 0 | 0 | 0 | 0 | 0 | 0 | 0 | 0 | 0 | 0 | 0 | 0 | 0 | 0 | 0 | -50.708 | 1.8827 | 0 | 2.3829 | 0 | 0.67028 | 15.1252 | 1.2663 | 3.1569 | 0.034497 | 0.057553 | 0 | 0.62859 | 0.11453 | 2.6783 | -15.4418 | 19.3058 | -52.0639 | 0 | 0.5801 | 0 | 1.7286 | 0.20778
2025_04_15 Hr 22 | 0 | 0 | 0 | 0.082918 | 0.083535 | 0.071881 | 0.07683 | 0.084205 | 0.084697 | 0 | 0 | 0.016972 | 0.15 | 0.0099484 | 1.5544 | 1.5544 | 3.8052 | 0 | 0.0051127 | 0.0054208 | 0.010137 | 0.033051 | 0 | 0 | 0 | 0 | 0 | 0.057082 | 0.017981 | 0.85044 | 0.24375 | 4.2501 | 2.1271 | 0 | 0.50417 | 0.83819 | 0 | 0 | 0 | 0.06456 | -0.32915 | 0.055283 | 0 | 0.003553 | 0 | -0.29635 | 0 | 0 | 0 | 0 | 0 | 0 | 0 | 0 | 2.4682 | 0.0010361 | 0 | -1.0625 | 0 | 0 | 0 | 0 | 0 | 0 | 0 | 0 | 0 | 0 | 0 | 0 | 0 | 0 | 0 | 0 | 0 | -50.9984 | 1.8827 | 0 | 2.3829 | 0 | 1.3536 | 15.1252 | 1.2663 | 3.1569 | 0.034497 | 0.057553 | 0 | 0.62859 | 0.11453 | 2.6783 | -17.5118 | 19.9848 | -52.3572 | 0 | 0.5801 | 0 | 1.7286 | 0.20337
2025_04_15 Hr 23 | 0 | 0 | 0 | 0.082918 | 0.083535 | 0.071881 | 0.07683 | 0.084205 | 0.084697 | 0 | 0 | 0.016972 | 0.21 | 0.016035 | 1.5544 | 1.5544 | 3.8858 | 0 | 0.0051127 | 0.0054208 | 0.010137 | 0.033051 | 0 | 0.23902 | 0 | 0 | 0 | 0.057082 | 0.017981 | 0.85044 | 0.24375 | 4.2867 | 2.1271 | 0 | 0.51039 | 0.83819 | 0 | 0 | 0 | 0 | -1.8289 | 0.055283 | 0 | 0.0040905 | 0 | -0.34151 | 0 | 0 | 0 | 0 | 0 | 0 | 0 | 0 | 3.4918 | 0.0010361 | 0 | 0 | 0 | 0 | 0 | 0 | 0 | 0 | -1.325 | 0 | 0 | 0 | 0 | 0 | 0 | 0 | 0 | 0 | 0 | -55.6858 | 1.8827 | 0 | 2.4262 | 0 | 1.1142 | 15.2858 | 1.2663 | 3.1569 | 0.034497 | 0.057553 | 0 | 0.62859 | 0.11453 | 2.6783 | -22.8237 | 20.8328 | -57.1133 | 0 | 0.5801 | 0 | 1.7286 | 0.19483
2025_04_15 Hr 24 | 0 | 0 | 0 | 0.082918 | 0.083535 | 0.071881 | 0.07683 | 0.084205 | 0.084697 | 0 | 0 | 0.016972 | 0.48 | 0.031756 | 1.5544 | 1.5544 | 3.8858 | 0 | 0.0051127 | 0.0054208 | 0.010137 | 0.033051 | 0 | -0.034124 | 0 | 0 | 0 | 0.057082 | 0.017981 | 0.85044 | 0.24375 | 4.2867 | 2.1271 | 0 | 0.51039 | 0.83819 | 0 | 0 | 0 | 0.035683 | -1.0245 | 0.055283 | 0 | 0.0035443 | 0 | -0.29562 | 0 | 0 | 0 | 0 | 0 | 0 | 0 | 0 | 4.7912 | 0.0010361 | 0 | 0 | 0 | 0 | 0 | 0 | 0 | 0 | -1.325 | 0 | 0 | 0 | 0 | 0 | 0 | 0 | 0 | 0 | 0 | -50.9156 | 1.8827 | 0 | 2.4262 | 0 | 0.79215 | 15.2858 | 1.2663 | 3.1569 | 0.034497 | 0.057553 | 0 | 0.62859 | 0.11453 | 2.6783 | -16.1827 | 22.0906 | -52.5703 | 0 | 0.5801 | 0 | 1.7286 | 0.18964
2025_04_16 Hr 01 | 0 | 0 | 0 | 0.078409 | 0.078992 | 0.067972 | 0.072651 | 0.079625 | 0.08009 | 0 | 0 | 0.016972 | 0.96 | 0.062886 | 1.5544 | 1.5544 | 3.6747 | 0 | 0.0051127 | 0.0054208 | 0.010137 | 0.033051 | 0 | -0.051624 | 0 | 0 | 0 | 0.057082 | 0.017981 | 0.85044 | 0.23076 | 4.0536 | 2.1271 | 0 | 0.51039 | 0.83819 | 0 | 0 | 0 | 0 | -0.59372 | 0.055283 | 0 | 0.0035093 | 0 | -0.29268 | 0 | 0 | 0 | 0 | 0 | 0 | 0 | 0 | 5.7494 | 0.0010361 | 0 | 0 | 0 | 0 | 0 | 0 | 0 | 0 | -1.325 | 0 | 0 | 0 | 0 | 0 | 0 | 0 | 0 | 0 | 0 | -54.798 | 1.8827 | 0 | 2.2942 | 0 | 0.77039 | 14.6702 | 1.2663 | 3.1569 | 0.034497 | 0.057553 | 0 | 0.62859 | 0.11453 | 2.6783 | -18.8537 | 23.5371 | -56.4673 | 0 | 0.5801 | 0 | 1.7286 | 0.18849
2025_04_16 Hr 02 | 0 | 0 | 0 | 0.078409 | 0.078992 | 0.067972 | 0.072651 | 0.079625 | 0.08009 | 0 | 0 | 0.016972 | 1.23 | 0.080572 | 1.5544 | 1.5544 | 3.6747 | 0 | 0.0051127 | 0.0054208 | 0.010137 | 0.033051 | 0 | -0.051624 | 0 | 0 | 0 | 0.057082 | 0.017981 | 0.85044 | 0.23076 | 4.0536 | 2.1271 | 0 | 0.51039 | 0.83819 | 0 | 0 | 0 | 0.03747 | -0.085532 | 0.055283 | 0 | 0.0035093 | 0 | -0.29268 | 0 | 0 | 0 | 0 | 0 | 0 | 0 | 0 | 5.5462 | 0.0010361 | 0 | 0 | 0 | 0 | 0 | 0 | 0 | 0 | -1.325 | 0 | 0 | 0 | 0 | 0 | 0 | 0 | 0 | 0 | 0 | -56.7837 | 1.8827 | 0 | 2.2942 | 0 | 0.97495 | 14.6702 | 1.2663 | 3.1569 | 0.034497 | 0.057553 | 0 | 0.62859 | 0.11453 | 2.6783 | -20.0065 | 23.8244 | -58.453 | 0 | 0.5801 | 0 | 1.7286 | 0.18678
2025_04_16 Hr 03 | 0 | 0 | 0 | 0.078409 | 0.078992 | 0.067972 | 0.072651 | 0.079625 | 0.08009 | 0 | 0 | 0.016972 | 1.65 | 0.10767 | 1.5544 | 1.5544 | 3.6747 | 0 | 0.0051127 | 0.0054208 | 0.010137 | 0.033051 | 0 | -0.058395 | 0 | 0 | 0 | 0.057082 | 0.017981 | 0.85044 | 0.23076 | 4.0536 | 2.1271 | 0 | 0.51039 | 0.83819 | 0 | 0 | 0 | 0.35969 | 0 | 0.055283 | 0 | 0.0034957 | 0 | -0.29154 | 0 | 0 | 0 | 0 | 0 | 0 | 0 | 0 | 5.2703 | 0.0010361 | 0 | 0 | 0 | 0 | 0 | 0 | 0 | 0 | -1.325 | 0 | 0 | 0 | 0 | 0 | 0 | 0 | 0 | 0 | 0 | -57.767 | 1.8827 | 0 | 2.2942 | 0 | 1.4233 | 14.6702 | 1.2663 | 3.1569 | 0.034497 | 0.057553 | 0 | 0.62859 | 0.11453 | 2.6783 | -19.969 | 24.443 | -59.4419 | 0 | 0.5801 | 0 | 1.7286 | 0.18585
2025_04_16 Hr 04 | 0 | 0 | 0 | 0.078409 | 0.078992 | 0.067972 | 0.072651 | 0.079625 | 0.08009 | 0 | 0 | 0.016972 | 1.95 | 0.12339 | 1.5544 | 1.5544 | 3.6747 | 0 | 0.0051127 | 0.0054208 | 0.010137 | 0.033051 | 0 | -0.11137 | 0 | 0 | 0 | 0.057082 | 0.017981 | 0.85044 | 0.23076 | 4.0536 | 2.1271 | 0 | 0.51039 | 0.83819 | 0 | 0 | 0 | 0 | -0.62566 | 0.055283 | 0 | 0.0033898 | 0 | -0.28264 | 0 | 0 | 0 | 0 | 0 | 0 | 0 | 0 | 4.7259 | 0.0010361 | 0 | 0 | 0 | 0 | 0 | 0 | 0 | 0 | -1.325 | 0 | 0 | 0 | 0 | 0 | 0 | 0 | 0 | 0 | 0 | -54.6542 | 1.8827 | 0 | 2.2942 | 0 | 2.0457 | 14.6702 | 1.2663 | 3.1569 | 0.034497 | 0.057553 | 0 | 0.62859 | 0.11453 | 2.6783 | -17.4937 | 24.8349 | -56.3732 | 0 | 0.5801 | 0 | 1.7286 | 0.18409
2025_04_16 Hr 05 | 0 | 0 | 0 | 0.078409 | 0.078992 | 0.067972 | 0.072651 | 0.079625 | 0.08009 | 0 | 0 | 0.016972 | 1.86 | 0.13744 | 1.5544 | 1.5544 | 3.6747 | 0 | 0.0051127 | 0.0054208 | 0.010137 | 0.033051 | 0 | 0.17306 | 0 | 0 | 0 | 0.057082 | 0.017981 | 0.85044 | 0.23076 | 4.0536 | 2.1271 | 0 | 0.51039 | 0.83819 | 0 | 0 | 0 | 2.5847 | 0 | 0.055283 | 0 | 0.0039586 | 0 | -0.33042 | 0 | 0 | 0 | 0 | 0 | 0 | 0 | 0 | 4.7912 | 0.0010361 | 0 | 0 | 0 | 0 | 0 | 0 | 0 | 0 | -1.325 | 0 | 0 | 0 | 0 | 0 | 0 | 0 | 0 | 0 | 0 | -72.8393 | 1.8827 | 0 | 2.2942 | 0 | 2.2459 | 14.6702 | 1.2663 | 3.1569 | 0.034497 | 0.057553 | 0 | 0.62859 | 0.11453 | 2.6783 | -32.0367 | 25.0301 | -74.3216 | 0 | 0.5801 | 0 | 1.7286 | 0.18968
2025_04_16 Hr 06 | 0 | 0 | 0 | 0.078409 | 0.078992 | 0.067972 | 0.072651 | 0.079625 | 0.08009 | 0 | 0 | 0.016972 | 1.32 | 0.099403 | 1.5544 | 1.5544 | 3.6747 | 0 | 0.0051127 | 0.0054208 | 0.010137 | 0.033051 | 0 | 0.21085 | 0 | 0 | 0 | 0.057082 | 0.017981 | 0.85044 | 0.23076 | 4.0536 | 2.1271 | 0 | 0.51039 | 0.83819 | 0 | 0 | 0 | 0.20403 | -0.021844 | 0.055283 | 0 | 0.0040342 | 0 | -0.33677 | 0 | 0 | 0 | 0 | 0 | 0 | 0 | 0 | 4.7259 | 0.0010361 | 0 | 0 | 0 | 0 | 0 | 0 | 0 | 0 | -1.325 | 0 | 0 | 0 | 0 | 0 | 0 | 0 | 0 | 0 | 0 | -69.243 | 1.8827 | 0 | 2.2942 | 0 | 3.6822 | 14.6702 | 1.2663 | 3.1569 | 0.034497 | 0.057553 | 0 | 0.62859 | 0.11453 | 2.6783 | -30.0124 | 25.8291 | -70.6939 | 0 | 0.5801 | 0 | 1.7286 | 0.19573
2025_04_16 Hr 07 | 0.067857 | 0 | 0 | 0.078409 | 0.078992 | 0.067972 | 0.072651 | 0.079625 | 0.08009 | 0 | 0 | 0.016972 | 1.44 | 0.09383 | 1.5544 | 1.5544 | 3.5985 | 0 | 0.0051127 | 0.0054208 | 0.010137 | 0.033051 | 0 | 0 | 0 | 0 | 0 | 0.057082 | 0.017981 | 0.85044 | 0.23076 | 4.0189 | 2.1271 | 0 | 0.50417 | 0.83819 | 0 | 0 | 0 | 0.0055577 | -0.52615 | 0.055283 | 0 | 0.0034907 | 0 | -0.29112 | 0 | 0 | 0 | 0 | 0 | 0 | 0 | 0 | 4.7259 | 0.0010361 | 0 | -1.0625 | 0 | 0 | 0 | 0 | 0 | 0 | 0 | 0 | 0 | 0 | 0 | 0 | 0 | 0 | 0 | 0 | 0 | -59.6409 | 1.8827 | 0 | 2.2533 | 0 | 4.013 | 14.5184 | 1.2663 | 3.1569 | 0.034497 | 0.057553 | -0.067857 | 0.62859 | 0.11453 | 2.6783 | -20.7188 | 26.3458 | -61.0624 | 0 | 0.5801 | 0 | 1.7286 | 0.20562
2025_04_16 Hr 08 | 0.52215 | 0 | 0 | 0.078409 | 0.078992 | 0.067972 | 0.072651 | 0.079625 | 0.08009 | 0 | 0 | 0.016972 | 1.11 | 0.061883 | 1.5544 | 1.5544 | 3.5985 | 0 | 0.0051127 | 0.0054208 | 0.010137 | 0.033051 | 0 | 0 | 0 | 0 | 0 | 0.057082 | 0.017981 | 0.85044 | 0.23076 | 4.0189 | 2.1271 | 0 | 0.50417 | 0.83819 | 0 | 0 | 0 | 0.27983 | -0.78359 | 0.055283 | 0 | 0.0029866 | 0 | -0.24878 | 0 | 0 | 0 | 0 | 0 | 0 | 0 | 0 | 5.067 | 0.0010361 | 0 | -1.0625 | 0 | 0 | 0 | 0 | 0 | 0 | 0 | 0 | 0 | 0 | 0 | 0 | 0 | 0 | 0 | 0 | 0 | -47.5948 | 1.8827 | 0 | 2.2533 | 0 | 3.5429 | 14.5184 | 1.2663 | 3.1569 | 0.034497 | 0.057553 | -0.52215 | 0.62859 | 0.11453 | 2.6783 | -9.1019 | 26.3116 | -49.4282 | 0 | 0.5801 | 0 | 1.7286 | 0.20798
2025_04_16 Hr 09 | 0.56734 | 5.4557e-06 | 0 | 0.078409 | 0.078992 | 0.067972 | 0.072651 | 0.079625 | 0.08009 | 0 | 0 | 0.016972 | 0.6 | 0.029097 | 1.5544 | 1.5544 | 3.5985 | 0 | 0.0051127 | 0.0054208 | 0.010137 | 0.033051 | 0 | 0 | 0 | 0 | 0 | 0.057082 | 0.017981 | 0.85044 | 0.23076 | 4.0189 | 2.1271 | 0 | 0.50417 | 0.83819 | 0 | 0 | 0 | 0.014642 | -1.0059 | 0.055283 | 0 | 0.002598 | 0 | -0.21613 | 0 | 0 | 0 | 0 | 0 | 0 | 0 | 0 | 5.0017 | 0.0010361 | 0 | -1.0625 | 0 | 0 | 0 | 0 | 0 | 0 | 0 | 0 | 0 | 0 | 0 | 0 | 0 | 0 | 0 | 0 | 0 | -41.5541 | 1.8827 | 0 | 2.2533 | 0 | 3.0685 | 14.5184 | 1.2663 | 3.1569 | 0.034497 | 0.057553 | -0.56734 | 0.62859 | 0.11453 | 2.6783 | -4.6 | 25.2729 | -43.4001 | 0 | 0.5801 | 0 | 1.7286 | 0.20661
2025_04_16 Hr 10 | 0.70014 | 5.1902e-05 | 0 | 0.078409 | 0.078992 | 0.067972 | 0.072651 | 0.079625 | 0.08009 | 0 | 0 | 0.016972 | 0.9 | 0.04338 | 1.5544 | 1.5544 | 3.5985 | 0 | 0.0051127 | 0.0054208 | 0.010137 | 0.033051 | 0 | 0 | 0 | 0 | 0 | 0.057082 | 0.017981 | 0.85044 | 0.23076 | 4.0189 | 2.1271 | 0 | 0.50417 | 0.83819 | 0 | 0 | 0 | 1.1108 | 0 | 0.055283 | 0 | 0.0025822 | 0 | -0.2148 | 0 | 0 | 0 | 0 | 0 | 0 | 0 | 0 | 4.8638 | 0.0010361 | 0 | -1.0625 | 0 | 0 | 0 | 0 | 0 | 0 | 0 | 0 | 0 | 0 | 0 | 0 | 0 | 0 | 0 | 0 | 0 | -43.5817 | 1.8827 | 0 | 2.2533 | 0 | 2.2589 | 14.5184 | 1.2663 | 3.1569 | 0.034497 | 0.057553 | -0.70014 | 0.62859 | 0.11453 | 2.6783 | -5.1595 | 24.7704 | -45.5591 | 0 | 0.5801 | 0 | 1.7286 | 0.20446
2025_04_16 Hr 11 | 0.82983 | 0.00011139 | 0 | 0.078409 | 0.078992 | 0.067972 | 0.072651 | 0.079625 | 0.08009 | 0 | 0 | 0.016972 | 1.59 | 0.082241 | 1.5544 | 1.5544 | 3.5985 | 0 | 0.0051127 | 0.0054208 | 0.010137 | 0.033051 | 0 | 0 | 0 | 0 | 0 | 0.057082 | 0.017981 | 0.85044 | 0.23076 | 4.0189 | 2.1271 | 0 | 0.50417 | 0.83819 | 0 | 0 | 0 | 0 | -0.47558 | 0.055283 | 0 | 0.0027709 | 0 | -0.23066 | 0 | 0 | 0 | 0 | 0 | 0 | 0 | 0 | 4.1088 | 0.0010361 | 0 | -1.0625 | 0 | 0 | 0 | 0 | 0 | 0 | 0 | 0 | 0 | 0 | 0 | 0 | 0 | 0 | 0 | 0 | 0 | -48.6109 | 1.8827 | 0 | 2.2533 | 0 | 2.6376 | 14.5184 | 1.2663 | 3.1569 | 0.034497 | 0.057553 | -0.82983 | 0.62859 | 0.11453 | 2.6783 | -11.4388 | 25.2522 | -50.7338 | 0 | 0.5801 | 0 | 1.7286 | 0.20392
2025_04_16 Hr 12 | 0.77962 | 0.00013186 | 0 | 0.078409 | 0.078992 | 0.067972 | 0.072651 | 0.079625 | 0.08009 | 0 | 0 | 0.016972 | 1.59 | 0.084708 | 1.5544 | 1.5544 | 3.5985 | 0 | 0.0051127 | 0.0054208 | 0.010137 | 0.033051 | 0 | 0 | 0 | 0 | 0 | 0.057082 | 0.017981 | 0.85044 | 0.23076 | 4.0189 | 2.1271 | 0 | 0.50417 | 0.83819 | 0 | 0 | 0 | 0 | -1.3731 | 0.055283 | 0 | 0.002854 | 0 | -0.23764 | 0 | 0 | 0 | 0 | 0 | 0 | 0 | 0 | 3.9709 | 0.0010361 | 0 | -1.0625 | 0 | 0 | 0 | 0 | 0 | 0 | 0 | 0 | 0 | 0 | 0 | 0 | 0 | 0 | 0 | 0 | 0 | -48.8137 | 1.8827 | 0 | 2.2533 | 0 | 2.1153 | 14.5184 | 1.2663 | 3.1569 | 0.034497 | 0.057553 | -0.77962 | 0.62859 | 0.11453 | 2.6783 | -13.2039 | 24.5442 | -50.8935 | 0 | 0.5801 | 0 | 1.7286 | 0.20391
2025_04_16 Hr 13 | 0.77367 | 0.0001762 | 0 | 0.078409 | 0.078992 | 0.067972 | 0.072651 | 0.079625 | 0.08009 | 0 | 0 | 0.016972 | 1.29 | 0.074831 | 1.5544 | 1.5544 | 3.5985 | 0 | 0.0051127 | 0.0054208 | 0.010137 | 0.033051 | 0 | 0 | 0 | 0 | 0 | 0.057082 | 0.017981 | 0.85044 | 0.23076 | 4.0189 | 2.1271 | 0 | 0.50417 | 0.83819 | 0 | 0 | 0 | 0.46632 | 0 | 0.055283 | 0 | 0.0031076 | 0 | -0.25894 | 0 | 0 | 0 | 0 | 0 | 0 | 0 | 0 | 3.5644 | 0.0010361 | 0 | -1.0625 | 0 | 0 | 0 | 0 | 0 | 0 | 0 | 0 | 0 | 0 | 0 | 0 | 0 | 0 | 0 | 0 | 0 | -52.5581 | 1.8827 | 0 | 2.2533 | 0 | 1.1752 | 14.5184 | 1.2663 | 3.1569 | 0.034497 | 0.057553 | -0.77367 | 0.62859 | 0.11453 | 2.6783 | -16.7874 | 22.8811 | -54.6532 | 0 | 0.5801 | 0 | 1.7286 | 0.20322
2025_04_16 Hr 14 | 0.78377 | 0.00021201 | 0 | 0.078409 | 0.078992 | 0.067972 | 0.072651 | 0.079625 | 0.08009 | 0 | 0 | 0.016972 | 1.17 | 0.067694 | 1.5544 | 1.5544 | 3.5985 | 0 | 0.0051127 | 0.0054208 | 0.010137 | 0.033051 | 0 | 0 | 0 | 0 | 0 | 0.057082 | 0.017981 | 0.85044 | 0.23076 | 4.0189 | 2.1271 | 0 | 0.50417 | 0.83819 | 0 | 0 | 0 | 1.1739 | 0 | 0.055283 | 0 | 0.0030995 | 0 | -0.25826 | 0 | 0 | 0 | 0 | 0 | 0 | 0 | 0 | 2.9473 | 0.0010361 | 0 | -1.0625 | 0 | 0 | 0 | 0 | 0 | 0 | 0 | 0 | 0 | 0 | 0 | 0 | 0 | 0 | 0 | 0 | 0 | -53.049 | 1.8827 | 0 | 2.2533 | 0 | 1.1752 | 14.5184 | 1.2663 | 3.1569 | 0.034497 | 0.057553 | -0.78377 | 0.62859 | 0.11453 | 2.6783 | -17.3157 | 22.1456 | -55.1536 | 0 | 0.5801 | 0 | 1.7286 | 0.20174
2025_04_16 Hr 15 | 0.68075 | 0.00016297 | 0 | 0.078409 | 0.078992 | 0.067972 | 0.072651 | 0.079625 | 0.08009 | 0 | 0 | 0.016972 | 1.41 | 0.074083 | 1.5544 | 1.5544 | 3.5985 | 0 | 0.0051127 | 0.0054208 | 0.010137 | 0.033051 | 0 | 0 | 0 | 0 | 0 | 0.057082 | 0.017981 | 0.85044 | 0.23076 | 4.0189 | 2.1271 | 0 | 0.50417 | 0.83819 | 0 | 0 | 0 | 1.3898 | 0 | 0.055283 | 0 | 0.0028147 | 0 | -0.23434 | 0 | 0 | 0 | 0 | 0 | 0 | 0 | 0 | 2.5989 | 0.0010361 | 0 | -1.0625 | 0 | 0 | 0 | 0 | 0 | 0 | 0 | 0 | 0 | 0 | 0 | 0 | 0 | 0 | 0 | 0 | 0 | -49.7291 | 1.8827 | 0 | 2.2533 | 0 | 1.5843 | 14.5184 | 1.2663 | 3.1569 | 0.034497 | 0.057553 | -0.68075 | 0.62859 | 0.11453 | 2.6783 | -13.4492 | 22.3493 | -51.7066 | 0 | 0.5801 | 0 | 1.7286 | 0.20144
2025_04_16 Hr 16 | 0.65721 | 0.00011375 | 0 | 0.078409 | 0.078992 | 0.067972 | 0.072651 | 0.079625 | 0.08009 | 0 | 0 | 0.016972 | 2.16 | 0.093788 | 1.5544 | 1.5544 | 3.5985 | 0 | 0.0051127 | 0.0054208 | 0.010137 | 0.033051 | 0 | 0 | 0 | 0 | 0 | 0.057082 | 0.017981 | 0.85044 | 0.23076 | 4.0189 | 2.1271 | 0 | 0.50417 | 0.83819 | 0 | 0 | 0 | 0.71471 | -0.001252 | 0.055283 | 0 | 0.0023261 | 0 | -0.19329 | 0 | 0 | 0 | 0 | 0 | 0 | 0 | 0 | 2.3303 | 0.0010361 | 0 | -1.0625 | 0 | 0 | 0 | 0 | 0 | 0 | 0 | 0 | 0 | 0 | 0 | 0 | 0 | 0 | 0 | 0 | 0 | -43.5316 | 1.8827 | 0 | 2.2533 | 0 | 2.1588 | 14.5184 | 1.2663 | 3.1569 | 0.034497 | 0.057553 | -0.65721 | 0.62859 | 0.11453 | 2.6783 | -6.8132 | 23.3996 | -45.4446 | 0 | 0.5801 | 0 | 1.7286 | 0.19971
2025_04_16 Hr 17 | 0.57787 | 7.7136e-05 | 0 | 0.078409 | 0.078992 | 0.067972 | 0.072651 | 0.079625 | 0.08009 | 0 | 0 | 0.016972 | 2.25 | 0.094729 | 1.5544 | 1.5544 | 3.5985 | 0 | 0.0051127 | 0.0054208 | 0.010137 | 0.033051 | 0 | 0 | 0 | 0 | 0 | 0.057082 | 0.017981 | 0.85044 | 0.23076 | 4.0189 | 2.1271 | 0 | 0.50417 | 0.83819 | 0 | 0 | 0 | 1.3364 | 0 | 0.055283 | 0 | 0.0022554 | 0 | -0.18736 | 0 | 0 | 0 | 0 | 0 | 0 | 0 | 0 | 2.0544 | 0.0010361 | 0 | -1.0625 | 0 | 0 | 0 | 0 | 0 | 0 | 0 | 0 | 0 | 0 | 0 | 0 | 0 | 0 | 0 | 0 | 0 | -42.0515 | 1.8827 | 0 | 2.2361 | 0 | 2.4896 | 14.5012 | 1.2663 | 3.1569 | 0.034497 | 0.057553 | -0.57787 | 0.62859 | 0.11453 | 2.6783 | -4.5756 | 23.466 | -43.8792 | 0 | 0.5801 | 0 | 1.7286 | 0.19965
2025_04_16 Hr 18 | 0.49926 | 6.0224e-05 | 0 | 0.078409 | 0.078992 | 0.067972 | 0.072651 | 0.079625 | 0.08009 | 0 | 0 | 0.016972 | 1.92 | 0.08084 | 1.5544 | 1.5544 | 3.5985 | 0 | 0.0051127 | 0.0054208 | 0.010137 | 0.033051 | 0 | 0 | 0 | 0 | 0 | 0.057082 | 0.017981 | 0.85044 | 0.23076 | 4.0189 | 2.1271 | 0 | 0.50417 | 0.83819 | 0 | 0 | 0 | 0.265 | 0 | 0.055283 | 0 | 0.0022556 | 0 | -0.18737 | 0 | 0 | 0 | 0 | 0 | 0 | 0 | 0 | 1.8511 | 0.0010361 | 0 | -1.0625 | 0 | 0 | 0 | 0 | 0 | 0 | 0 | 0 | 0 | 0 | 0 | 0 | 0 | 0 | 0 | 0 | 0 | -41.004 | 1.8827 | 0 | 2.2533 | 0 | 3.2295 | 14.5184 | 1.2663 | 3.1569 | 0.034497 | 0.057553 | -0.49926 | 0.62859 | 0.11453 | 2.6783 | -4.3887 | 23.581 | -42.7531 | 0 | 0.5801 | 0 | 1.7286 | 0.20045
2025_04_16 Hr 19 | 0.13579 | 2.319e-05 | 0 | 0.078409 | 0.078992 | 0.067972 | 0.072651 | 0.079625 | 0.08009 | 0 | 0 | 0.016972 | 1.02 | 0.043288 | 1.5544 | 1.5544 | 3.5985 | 0 | 0.0051127 | 0.0054208 | 0.010137 | 0.033051 | 0 | 0 | 0 | 0 | 0 | 0.057082 | 0.017981 | 0.85044 | 0.23076 | 4.0189 | 2.1271 | 0 | 0.50417 | 0.83819 | 0 | 0 | 0 | 0 | -1.0159 | 0.055283 | 0 | 0.0022735 | 0 | -0.18888 | 0 | 0 | 0 | 0 | 0 | 0 | 0 | 0 | 2.2577 | 0.0010361 | 0 | -1.0625 | 0 | 0 | 0 | 0 | 0 | 0 | 0 | 0 | 0 | 0 | 0 | 0 | 0 | 0 | 0 | 0 | 0 | -38.0973 | 1.8827 | 0 | 2.2533 | 0 | 3.2426 | 14.5184 | 1.2663 | 3.1569 | 0.034497 | 0.057553 | -0.13579 | 0.62859 | 0.11453 | 2.6783 | -3.2824 | 22.6995 | -39.4844 | 0 | 0.5801 | 0 | 1.7286 | 0.20046
2025_04_16 Hr 20 | 0.022595 | 8.8112e-06 | 0 | 0.078409 | 0.078992 | 0.067972 | 0.072651 | 0.079625 | 0.08009 | 0 | 0 | 0.016972 | 0.54 | 0.022774 | 1.5544 | 1.5544 | 3.5985 | 0 | 0.0051127 | 0.0054208 | 0.010137 | 0.033051 | 0 | 0 | 0 | 0 | 0 | 0.057082 | 0.017981 | 0.85044 | 0.23076 | 4.0189 | 2.1271 | 0 | 0.50417 | 0.83819 | 0 | 0 | 0 | 0.0049334 | -0.24245 | 0.055283 | 0 | 0.0022593 | 0 | -0.18768 | 0 | 0 | 0 | 0 | 0 | 0 | 0 | 0 | 2.5335 | 0.0010361 | 0 | -1.0625 | 0 | 0 | 0 | 0 | 0 | 0 | 0 | 0 | 0 | 0 | 0 | 0 | 0 | 0 | 0 | 0 | 0 | -37.053 | 1.8827 | 0 | 2.2533 | 0 | 2.4591 | 14.5184 | 1.2663 | 3.1569 | 0.034497 | 0.057553 | -0.022595 | 0.62859 | 0.11453 | 2.6783 | -2.4643 | 21.5806 | -38.3258 | 0 | 0.5801 | 0 | 1.7286 | 0.20286
2025_04_16 Hr 21 | 0 | 0 | 0 | 0.078409 | 0.078992 | 0.067972 | 0.072651 | 0.079625 | 0.08009 | 0 | 0 | 0.016972 | 0.27 | 0.011217 | 1.5544 | 1.5544 | 3.5985 | 0 | 0.0051127 | 0.0054208 | 0.010137 | 0.033051 | 0 | 0 | 0 | 0 | 0 | 0.057082 | 0.017981 | 0.85044 | 0.23076 | 4.0189 | 2.1271 | 0 | 0.50417 | 0.83819 | 0 | 0 | 0 | 0.94374 | 0 | 0.055283 | 0 | 0.0022257 | 0 | -0.18486 | 0 | 0 | 0 | 0 | 0 | 0 | 0 | 0 | 2.8094 | 0.0010361 | 0 | -1.0625 | 0 | 0 | 0 | 0 | 0 | 0 | 0 | 0 | 0 | 0 | 0 | 0 | 0 | 0 | 0 | 0 | 0 | -35.9008 | 1.8827 | 0 | 2.2533 | 0 | 2.1066 | 14.5184 | 1.2663 | 3.1569 | 0.034497 | 0.057553 | 0 | 0.62859 | 0.11453 | 2.6783 | -0.48513 | 21.2008 | -37.1481 | 0 | 0.5801 | 0 | 1.7286 | 0.20395
2025_04_16 Hr 22 | 0 | 0 | 0 | 0.078409 | 0.078992 | 0.067972 | 0.072651 | 0.079625 | 0.08009 | 0 | 0 | 0.016972 | 0.21 | 0.0089552 | 1.5544 | 1.5544 | 3.5985 | 0 | 0.0051127 | 0.0054208 | 0.010137 | 0.033051 | 0 | 0 | 0 | 0 | 0 | 0.057082 | 0.017981 | 0.85044 | 0.23076 | 4.0189 | 2.1271 | 0 | 0.50417 | 0.83819 | 0 | 0 | 0 | 0.74757 | -0.053129 | 0.055283 | 0 | 0.0022845 | 0 | -0.1898 | 0 | 0 | 0 | 0 | 0 | 0 | 0 | 0 | 2.8094 | 0.0010361 | 0 | -1.0625 | 0 | 0 | 0 | 0 | 0 | 0 | 0 | 0 | 0 | 0 | 0 | 0 | 0 | 0 | 0 | 0 | 0 | -38.4775 | 1.8827 | 0 | 2.2533 | 0 | 2.4766 | 14.5184 | 1.2663 | 3.1569 | 0.034497 | 0.057553 | 0 | 0.62859 | 0.11453 | 2.6783 | -3.012 | 21.505 | -39.7298 | 0 | 0.5801 | 0 | 1.7286 | 0.20044
2025_04_16 Hr 23 | 0 | 0 | 0 | 0.078409 | 0.078992 | 0.067972 | 0.072651 | 0.079625 | 0.08009 | 0 | 0 | 0.016972 | 0.18 | 0.0097335 | 1.5544 | 1.5544 | 3.6747 | 0 | 0.0051127 | 0.0054208 | 0.010137 | 0.033051 | 0 | -0.35781 | 0 | 0 | 0 | 0.057082 | 0.017981 | 0.85044 | 0.23076 | 4.0536 | 2.1271 | 0 | 0.51039 | 0.83819 | 0 | 0 | 0 | 0.077544 | -0.20774 | 0.055283 | 0 | 0.0028969 | 0 | -0.24124 | 0 | 0 | 0 | 0 | 0 | 0 | 0 | 0 | 2.5335 | 0.0010361 | 0 | 0 | 0 | 0 | 0 | 0 | 0 | 0 | -1.325 | 0 | 0 | 0 | 0 | 0 | 0 | 0 | 0 | 0 | 0 | -44.5338 | 1.8827 | 0 | 2.2942 | 0 | 2.7682 | 14.6702 | 1.2663 | 3.1569 | 0.034497 | 0.057553 | 0 | 0.62859 | 0.11453 | 2.6783 | -10.426 | 21.4918 | -46.4579 | 0 | 0.5801 | 0 | 1.7286 | 0.19446
2025_04_16 Hr 24 | 0 | 0 | 0 | 0.078409 | 0.078992 | 0.067972 | 0.072651 | 0.079625 | 0.08009 | 0 | 0 | 0.016972 | 0.24 | 0.012722 | 1.5544 | 1.5544 | 3.6747 | 0 | 0.0051127 | 0.0054208 | 0.010137 | 0.033051 | 0 | -0.38642 | 0 | 0 | 0 | 0.057082 | 0.017981 | 0.85044 | 0.23076 | 4.0536 | 2.1271 | 0 | 0.51039 | 0.83819 | 0 | 0 | 0 | 0 | -1.0922 | 0.055283 | 0 | 0.0028397 | 0 | -0.23643 | 0 | 0 | 0 | 0 | 0 | 0 | 0 | 0 | 3.0126 | 0.0010361 | 0 | 0 | 0 | 0 | 0 | 0 | 0 | 0 | -1.325 | 0 | 0 | 0 | 0 | 0 | 0 | 0 | 0 | 0 | 0 | -44.6697 | 1.8827 | 0 | 2.2942 | 0 | 2.9901 | 14.6702 | 1.2663 | 3.1569 | 0.034497 | 0.057553 | 0 | 0.62859 | 0.11453 | 2.6783 | -10.7885 | 22.251 | -46.6175 | 0 | 0.5801 | 0 | 1.7286 | 0.1896
2025_04_17 Hr 01 | 0 | 0 | 0 | 0.080663 | 0.081264 | 0.069927 | 0.07474 | 0.081915 | 0.082393 | 0 | 0 | 0.016972 | 0.27 | 0.01412 | 1.5544 | 1.5544 | 3.7802 | 0 | 0.0051127 | 0.0054208 | 0.010137 | 0.033051 | 0 | -0.40546 | 0 | 0 | 0 | 0.057082 | 0.017981 | 0.85044 | 0.23725 | 4.1701 | 2.1271 | 0 | 0.51039 | 0.83819 | 0 | 0 | 0 | 0 | -0.82412 | 0.055283 | 0 | 0.0028016 | 0 | -0.23323 | 0 | 0 | 0 | 0 | 0 | 0 | 0 | 0 | 3.078 | 0.0010361 | 0 | 0 | 0 | 0 | 0 | 0 | 0 | 0 | -1.325 | 0 | 0 | 0 | 0 | 0 | 0 | 0 | 0 | 0 | 0 | -45.0501 | 1.8827 | 0 | 2.3602 | 0 | 2.8596 | 14.978 | 1.2663 | 3.1569 | 0.034497 | 0.057553 | 0 | 0.62859 | 0.11453 | 2.6783 | -10.6453 | 22.2146 | -47.0138 | 0 | 0.5801 | 0 | 1.7286 | 0.18707
2025_04_17 Hr 02 | 0 | 0 | 0 | 0.080663 | 0.081264 | 0.069927 | 0.07474 | 0.081915 | 0.082393 | 0 | 0 | 0.016972 | 0.45 | 0.023337 | 1.5544 | 1.5544 | 3.7802 | 0 | 0.0051127 | 0.0054208 | 0.010137 | 0.033051 | 0 | -0.41712 | 0 | 0 | 0 | 0.057082 | 0.017981 | 0.85044 | 0.23725 | 4.1701 | 2.1271 | 0 | 0.51039 | 0.83819 | 0 | 0 | 0 | 0 | -1.0833 | 0.055283 | 0 | 0.0027783 | 0 | -0.23127 | 0 | 0 | 0 | 0 | 0 | 0 | 0 | 0 | 2.7368 | 0.0010361 | 0 | 0 | 0 | 0 | 0 | 0 | 0 | 0 | -1.325 | 0 | 0 | 0 | 0 | 0 | 0 | 0 | 0 | 0 | 0 | -44.582 | 1.8827 | 0 | 2.3602 | 0 | 2.9205 | 14.978 | 1.2663 | 3.1569 | 0.034497 | 0.057553 | 0 | 0.62859 | 0.11453 | 2.6783 | -10.5384 | 22.1223 | -46.5554 | 0 | 0.5801 | 0 | 1.7286 | 0.18575
2025_04_17 Hr 03 | 0 | 0 | 0 | 0.080663 | 0.081264 | 0.069927 | 0.07474 | 0.081915 | 0.082393 | 0 | 0 | 0.016972 | 0.75 | 0.037866 | 1.5544 | 1.5544 | 3.7802 | 0 | 0.0051127 | 0.0054208 | 0.010137 | 0.033051 | 0 | -0.4539 | 0 | 0 | 0 | 0.057082 | 0.017981 | 0.85044 | 0.23725 | 4.1701 | 2.1271 | 0 | 0.51039 | 0.83819 | 0 | 0 | 0 | 0.0011848 | -0.49722 | 0.055283 | 0 | 0.0027047 | 0 | -0.2251 | 0 | 0 | 0 | 0 | 0 | 0 | 0 | 0 | 2.4682 | 0.0010361 | 0 | 0 | 0 | 0 | 0 | 0 | 0 | 0 | -1.325 | 0 | 0 | 0 | 0 | 0 | 0 | 0 | 0 | 0 | 0 | -44.0072 | 1.8827 | 0 | 2.3602 | 0 | 2.8291 | 14.978 | 1.2663 | 3.1569 | 0.034497 | 0.057553 | 0 | 0.62859 | 0.11453 | 2.6783 | -9.4526 | 22.0767 | -46.0112 | 0 | 0.5801 | 0 | 1.7286 | 0.18565
2025_04_17 Hr 04 | 0 | 0 | 0 | 0.080663 | 0.081264 | 0.069927 | 0.07474 | 0.081915 | 0.082393 | 0 | 0 | 0.016972 | 1.02 | 0.053405 | 1.5544 | 1.5544 | 3.7802 | 0 | 0.0051127 | 0.0054208 | 0.010137 | 0.033051 | 0 | -0.40381 | 0 | 0 | 0 | 0.057082 | 0.017981 | 0.85044 | 0.23725 | 4.1701 | 2.1271 | 0 | 0.51039 | 0.83819 | 0 | 0 | 0 | 0 | -2.6312 | 0.055283 | 0 | 0.0028049 | 0 | -0.23351 | 0 | 0 | 0 | 0 | 0 | 0 | 0 | 0 | 1.9891 | 0.0010361 | 0 | 0 | 0 | 0 | 0 | 0 | 0 | 0 | -1.325 | 0 | 0 | 0 | 0 | 0 | 0 | 0 | 0 | 0 | 0 | -43.7473 | 1.8827 | 0 | 2.3602 | 0 | 3.0511 | 14.978 | 1.2663 | 3.1569 | 0.034497 | 0.057553 | 0 | 0.62859 | 0.11453 | 2.6783 | -11.257 | 22.1059 | -45.7097 | 0 | 0.5801 | 0 | 1.7286 | 0.18644
2025_04_17 Hr 05 | 0 | 0 | 0 | 0.080663 | 0.081264 | 0.069927 | 0.07474 | 0.081915 | 0.082393 | 0 | 0 | 0.016972 | 1.14 | 0.087265 | 1.5544 | 1.5544 | 3.7802 | 0 | 0.0051127 | 0.0054208 | 0.010137 | 0.033051 | 0 | 0.24415 | 0 | 0 | 0 | 0.057082 | 0.017981 | 0.85044 | 0.23725 | 4.1701 | 2.1271 | 0 | 0.51039 | 0.83819 | 0 | 0 | 0 | 0 | -1.9013 | 0.055283 | 0 | 0.0041008 | 0 | -0.34237 | 0 | 0 | 0 | 0 | 0 | 0 | 0 | 0 | 1.7785 | 0.0010361 | 0 | 0 | 0 | 0 | 0 | 0 | 0 | 0 | -1.325 | 0 | 0 | 0 | 0 | 0 | 0 | 0 | 0 | 0 | 0 | -65.6549 | 1.8827 | 0 | 2.3602 | 0 | 2.1458 | 14.978 | 1.2663 | 3.1569 | 0.034497 | 0.057553 | 0 | 0.62859 | 0.11453 | 2.6783 | -32.8551 | 21.1464 | -67.0781 | 0 | 0.5801 | 0 | 1.7286 | 0.18887
2025_04_17 Hr 06 | 0 | 0 | 0 | 0.080663 | 0.081264 | 0.069927 | 0.07474 | 0.081915 | 0.082393 | 0 | 0 | 0.016972 | 1.05 | 0.087755 | 1.5544 | 1.5544 | 3.7802 | 0 | 0.0051127 | 0.0054208 | 0.010137 | 0.033051 | 0 | 0.4324 | 0 | 0 | 0 | 0.057082 | 0.017981 | 0.85044 | 0.23725 | 4.1701 | 2.1271 | 0 | 0.51039 | 0.83819 | 0 | 0 | 0 | 0.35849 | -0.60798 | 0.055283 | 0 | 0.0044773 | 0 | -0.37399 | 0 | 0 | 0 | 0 | 0 | 0 | 0 | 0 | 1.8511 | 0.0010361 | 0 | 0 | 0 | 0 | 0 | 0 | 0 | 0 | -1.325 | 0 | 0 | 0 | 0 | 0 | 0 | 0 | 0 | 0 | 0 | -68.5649 | 1.8827 | 0 | 2.3602 | 0 | 1.9151 | 14.978 | 1.2663 | 3.1569 | 0.034497 | 0.057553 | 0 | 0.62859 | 0.11453 | 2.6783 | -34.1955 | 20.9075 | -69.8315 | 0 | 0.5801 | 0 | 1.7286 | 0.19758
2025_04_17 Hr 07 | 0.067857 | 0 | 0 | 0.080663 | 0.081264 | 0.069927 | 0.07474 | 0.081915 | 0.082393 | 0 | 0 | 0.016972 | 0.87 | 0.062268 | 1.5544 | 1.5544 | 3.7018 | 0 | 0.0051127 | 0.0054208 | 0.010137 | 0.033051 | 0 | 0 | 0 | 0 | 0 | 0.057082 | 0.017981 | 0.85044 | 0.23725 | 4.1345 | 2.1271 | 0 | 0.50417 | 0.83819 | 0 | 0 | 0 | 1.3249 | -0.33526 | 0.055283 | 0 | 0.0038342 | 0 | -0.31997 | 0 | 0 | 0 | 0 | 0 | 0 | 0 | 0 | 1.7132 | 0.0010361 | 0 | -1.0625 | 0 | 0 | 0 | 0 | 0 | 0 | 0 | 0 | 0 | 0 | 0 | 0 | 0 | 0 | 0 | 0 | 0 | -56.0944 | 1.8827 | 0 | 2.3181 | 0 | 2.037 | 14.8218 | 1.2663 | 3.1569 | 0.034497 | 0.057553 | -0.067857 | 0.62859 | 0.11453 | 2.6783 | -20.9769 | 20.7564 | -57.5447 | 0 | 0.5801 | 0 | 1.7286 | 0.2064
2025_04_17 Hr 08 | 0.43141 | 0 | 0 | 0.080663 | 0.081264 | 0.069927 | 0.07474 | 0.081915 | 0.082393 | 0 | 0 | 0.016972 | 0.63 | 0.039716 | 1.5544 | 1.5544 | 3.7018 | 0 | 0.0051127 | 0.0054208 | 0.010137 | 0.033051 | 0 | 0 | 0 | 0 | 0 | 0.057082 | 0.017981 | 0.85044 | 0.23725 | 4.1345 | 2.1271 | 0 | 0.50417 | 0.83819 | 0 | 0 | 0 | 0.0015786 | -0.82565 | 0.055283 | 0 | 0.0033772 | 0 | -0.28159 | 0 | 0 | 0 | 0 | 0 | 0 | 0 | 0 | 1.51 | 0.0010361 | 0 | -1.0625 | 0 | 0 | 0 | 0 | 0 | 0 | 0 | 0 | 0 | 0 | 0 | 0 | 0 | 0 | 0 | 0 | 0 | -41.999 | 1.8827 | 0 | 2.3181 | 0 | 2.2285 | 14.8218 | 1.2663 | 3.1569 | 0.034497 | 0.057553 | -0.43141 | 0.62859 | 0.11453 | 2.6783 | -8.9269 | 20.8498 | -43.7745 | 0 | 0.5801 | 0 | 1.7286 | 0.21064
2025_04_17 Hr 09 | 0.72034 | 3.6606e-06 | 0 | 0.080663 | 0.081264 | 0.069927 | 0.07474 | 0.081915 | 0.082393 | 0 | 0 | 0.016972 | 0.6 | 0.034166 | 1.5544 | 1.5544 | 3.7018 | 0 | 0.0051127 | 0.0054208 | 0.010137 | 0.033051 | 0 | 0 | 0 | 0 | 0 | 0.057082 | 0.017981 | 0.85044 | 0.23725 | 4.1345 | 2.1271 | 0 | 0.50417 | 0.83819 | 0 | 0 | 0 | 0 | -0.94301 | 0.055283 | 0 | 0.0030505 | 0 | -0.25414 | 0 | 0 | 0 | 0 | 0 | 0 | 0 | 0 | 1.0962 | 0.0010361 | 0 | -1.0625 | 0 | 0 | 0 | 0 | 0 | 0 | 0 | 0 | 0 | 0 | 0 | 0 | 0 | 0 | 0 | 0 | 0 | -36.7397 | 1.8827 | 0 | 2.3181 | 0 | 1.6365 | 14.8218 | 1.2663 | 3.1569 | 0.034497 | 0.057553 | -0.72034 | 0.62859 | 0.11453 | 2.6783 | -4.8024 | 20.0955 | -38.7767 | 0 | 0.5801 | 0 | 1.7286 | 0.20864
2025_04_17 Hr 10 | 0.7417 | 1.226e-05 | 0 | 0.080663 | 0.081264 | 0.069927 | 0.07474 | 0.081915 | 0.082393 | 0 | 0 | 0.016972 | 1.41 | 0.076831 | 1.5544 | 1.5544 | 3.7018 | 0 | 0.0051127 | 0.0054208 | 0.010137 | 0.033051 | 0 | 0 | 0 | 0 | 0 | 0.057082 | 0.017981 | 0.85044 | 0.23725 | 4.1345 | 2.1271 | 0 | 0.50417 | 0.83819 | 0 | 0 | 0 | 0.52298 | 0 | 0.055283 | 0 | 0.0029191 | 0 | -0.24311 | 0 | 0 | 0 | 0 | 0 | 0 | 0 | 0 | 1.0236 | 0.0010361 | 0 | -1.0625 | 0 | 0 | 0 | 0 | 0 | 0 | 0 | 0 | 0 | 0 | 0 | 0 | 0 | 0 | 0 | 0 | 0 | -38.6469 | 1.8827 | 0 | 2.3181 | 0 | 0.91402 | 14.8218 | 1.2663 | 3.1569 | 0.034497 | 0.057553 | -0.7417 | 0.62859 | 0.11453 | 2.6783 | -5.1751 | 20.1743 | -40.6942 | 0 | 0.5801 | 0 | 1.7286 | 0.20847
2025_04_17 Hr 11 | 0.83259 | 4.6146e-05 | 0 | 0.080663 | 0.081264 | 0.069927 | 0.07474 | 0.081915 | 0.082393 | 0 | 0 | 0.016972 | 1.92 | 0.10209 | 1.5544 | 1.5544 | 3.7018 | 0 | 0.0051127 | 0.0054208 | 0.010137 | 0.033051 | 0 | 0 | 0 | 0 | 0 | 0.057082 | 0.017981 | 0.85044 | 0.23725 | 4.1345 | 2.1271 | 0 | 0.50417 | 0.83819 | 0 | 0 | 0 | 0.92045 | 0 | 0.055283 | 0 | 0.0028485 | 0 | -0.23718 | 0 | 0 | 0 | 0 | 0 | 0 | 0 | 0 | 1.0236 | 0.0010361 | 0 | -1.0625 | 0 | 0 | 0 | 0 | 0 | 0 | 0 | 0 | 0 | 0 | 0 | 0 | 0 | 0 | 0 | 0 | 0 | -40.1808 | 1.8827 | 0 | 2.3181 | 0 | 0.92272 | 14.8218 | 1.2663 | 3.1569 | 0.034497 | 0.057553 | -0.83259 | 0.62859 | 0.11453 | 2.6783 | -5.7626 | 20.8082 | -42.3131 | 0 | 0.5801 | 0 | 1.7286 | 0.20748
2025_04_17 Hr 12 | 0.79786 | 6.7649e-05 | 0 | 0.080663 | 0.081264 | 0.069927 | 0.07474 | 0.081915 | 0.082393 | 0 | 0 | 0.016972 | 1.98 | 0.10289 | 1.5544 | 1.5544 | 3.7018 | 0 | 0.0051127 | 0.0054208 | 0.010137 | 0.033051 | 0 | 0 | 0 | 0 | 0 | 0.057082 | 0.017981 | 0.85044 | 0.23725 | 4.1345 | 2.1271 | 0 | 0.50417 | 0.83819 | 0 | 0 | 0 | 0.0016026 | -0.27042 | 0.055283 | 0 | 0.0027839 | 0 | -0.23175 | 0 | 0 | 0 | 0 | 0 | 0 | 0 | 0 | 0.82031 | 0.0010361 | 0 | -1.0625 | 0 | 0 | 0 | 0 | 0 | 0 | 0 | 0 | 0 | 0 | 0 | 0 | 0 | 0 | 0 | 0 | 0 | -39.1896 | 1.8827 | 0 | 2.3181 | 0 | 1.1534 | 14.8218 | 1.2663 | 3.1569 | 0.034497 | 0.057553 | -0.79786 | 0.62859 | 0.11453 | 2.6783 | -5.8682 | 20.8604 | -41.2817 | 0 | 0.5801 | 0 | 1.7286 | 0.20623
2025_04_17 Hr 13 | 0.79888 | 0.00011608 | 0 | 0.080663 | 0.081264 | 0.069927 | 0.07474 | 0.081915 | 0.082393 | 0 | 0 | 0.016972 | 2.01 | 0.10152 | 1.5544 | 1.5544 | 3.7018 | 0 | 0.0051127 | 0.0054208 | 0.010137 | 0.033051 | 0 | 0 | 0 | 0 | 0 | 0.057082 | 0.017981 | 0.85044 | 0.23725 | 4.1345 | 2.1271 | 0 | 0.50417 | 0.83819 | 0 | 0 | 0 | 0.12087 | 0 | 0.055283 | 0 | 0.0027058 | 0 | -0.22519 | 0 | 0 | 0 | 0 | 0 | 0 | 0 | 0 | 1.2994 | 0.0010361 | 0 | -1.0625 | 0 | 0 | 0 | 0 | 0 | 0 | 0 | 0 | 0 | 0 | 0 | 0 | 0 | 0 | 0 | 0 | 0 | -39.7382 | 1.8827 | 0 | 2.3181 | 0 | 0.76168 | 14.8218 | 1.2663 | 3.1569 | 0.034497 | 0.057553 | -0.79888 | 0.62859 | 0.11453 | 2.6783 | -5.9071 | 20.9749 | -41.8247 | 0 | 0.5801 | 0 | 1.7286 | 0.20361
2025_04_17 Hr 14 | 0.82656 | 0.00020942 | 0 | 0.080663 | 0.081264 | 0.069927 | 0.07474 | 0.081915 | 0.082393 | 0 | 0 | 0.016972 | 1.86 | 0.09286 | 1.5544 | 1.5544 | 3.7018 | 0 | 0.0051127 | 0.0054208 | 0.010137 | 0.033051 | 0 | 0 | 0 | 0 | 0 | 0.057082 | 0.017981 | 0.85044 | 0.23725 | 4.1345 | 2.1271 | 0 | 0.50417 | 0.83819 | 0 | 0 | 0 | 0.31238 | -0.10941 | 0.055283 | 0 | 0.0026745 | 0 | -0.22256 | 0 | 0 | 0 | 0 | 0 | 0 | 0 | 0 | 1.4374 | 0.0010361 | 0 | -1.0625 | 0 | 0 | 0 | 0 | 0 | 0 | 0 | 0 | 0 | 0 | 0 | 0 | 0 | 0 | 0 | 0 | 0 | -39.1565 | 1.8827 | 0 | 2.3181 | 0 | 0.6224 | 14.8218 | 1.2663 | 3.1569 | 0.034497 | 0.057553 | -0.82656 | 0.62859 | 0.11453 | 2.6783 | -5.4009 | 20.8424 | -41.2681 | 0 | 0.5801 | 0 | 1.7286 | 0.20337
2025_04_17 Hr 15 | 0.82285 | 0.00018669 | 0 | 0.080663 | 0.081264 | 0.069927 | 0.07474 | 0.081915 | 0.082393 | 0 | 0 | 0.016972 | 2.01 | 0.10377 | 1.5544 | 1.5544 | 3.7018 | 0 | 0.0051127 | 0.0054208 | 0.010137 | 0.033051 | 0 | 0 | 0 | 0 | 0 | 0.057082 | 0.017981 | 0.85044 | 0.23725 | 4.1345 | 2.1271 | 0 | 0.50417 | 0.83819 | 0 | 0 | 0 | 0.28505 | -0.0058938 | 0.055283 | 0 | 0.0027658 | 0 | -0.23023 | 0 | 0 | 0 | 0 | 0 | 0 | 0 | 0 | 1.0236 | 0.0010361 | 0 | -1.0625 | 0 | 0 | 0 | 0 | 0 | 0 | 0 | 0 | 0 | 0 | 0 | 0 | 0 | 0 | 0 | 0 | 0 | -41.5367 | 1.8827 | 0 | 2.3181 | 0 | 0.55276 | 14.8218 | 1.2663 | 3.1569 | 0.034497 | 0.057553 | -0.82285 | 0.62859 | 0.11453 | 2.6783 | -8.0361 | 20.5153 | -43.6523 | 0 | 0.5801 | 0 | 1.7286 | 0.20243
2025_04_17 Hr 16 | 0.79299 | 0.00015682 | 0 | 0.080663 | 0.081264 | 0.069927 | 0.07474 | 0.081915 | 0.082393 | 0 | 0 | 0.016972 | 2.19 | 0.11742 | 1.5544 | 1.5544 | 3.7018 | 0 | 0.0051127 | 0.0054208 | 0.010137 | 0.033051 | 0 | 0 | 0 | 0 | 0 | 0.057082 | 0.017981 | 0.85044 | 0.23725 | 4.1345 | 2.1271 | 0 | 0.50417 | 0.83819 | 0 | 0 | 0 | 0.081531 | -0.14548 | 0.055283 | 0 | 0.0028722 | 0 | -0.23917 | 0 | 0 | 0 | 0 | 0 | 0 | 0 | 0 | 1.2341 | 0.0010361 | 0 | -1.0625 | 0 | 0 | 0 | 0 | 0 | 0 | 0 | 0 | 0 | 0 | 0 | 0 | 0 | 0 | 0 | 0 | 0 | -44.2518 | 1.8827 | 0 | 2.3181 | 0 | 0.5397 | 14.8218 | 1.2663 | 3.1569 | 0.034497 | 0.057553 | -0.79299 | 0.62859 | 0.11453 | 2.6783 | -10.7131 | 20.8755 | -46.3465 | 0 | 0.5801 | 0 | 1.7286 | 0.20144
2025_04_17 Hr 17 | 0.77672 | 0.00014356 | 0 | 0.080663 | 0.081264 | 0.069927 | 0.07474 | 0.081915 | 0.082393 | 0 | 0 | 0.016972 | 2.01 | 0.13919 | 1.5544 | 1.5544 | 3.7018 | 0 | 0.0051127 | 0.0054208 | 0.010137 | 0.033051 | 0 | 0 | 0 | 0 | 0 | 0.057082 | 0.017981 | 0.85044 | 0.23725 | 4.1345 | 2.1271 | 0 | 0.50417 | 0.83819 | 0 | 0 | 0 | 0.11113 | -0.085567 | 0.055283 | 0 | 0.0037096 | 0 | -0.30951 | 0 | 0 | 0 | 0 | 0 | 0 | 0 | 0 | 1.2341 | 0.0010361 | 0 | -1.0625 | 0 | 0 | 0 | 0 | 0 | 0 | 0 | 0 | 0 | 0 | 0 | 0 | 0 | 0 | 0 | 0 | 0 | -55.0911 | 1.8827 | 0 | 2.3181 | 0 | 0.40913 | 14.8218 | 1.2663 | 3.1569 | 0.034497 | 0.057553 | -0.77672 | 0.62859 | 0.11453 | 2.6783 | -21.8223 | 20.5701 | -57.2398 | 0 | 0.5801 | 0 | 1.7286 | 0.20119
2025_04_17 Hr 18 | 0.70922 | 6.6361e-05 | 0 | 0.080663 | 0.081264 | 0.069927 | 0.07474 | 0.081915 | 0.082393 | 0 | 0 | 0.016972 | 2.13 | 0.16287 | 1.5544 | 1.5544 | 3.7018 | 0 | 0.0051127 | 0.0054208 | 0.010137 | 0.033051 | 0 | 0 | 0 | 0 | 0 | 0.057082 | 0.017981 | 0.85044 | 0.23725 | 4.1345 | 2.1271 | 0 | 0.50417 | 0.83819 | 0 | 0 | 0 | 0.7355 | 0 | 0.055283 | 0 | 0.0040964 | 0 | -0.342 | 0 | 0 | 0 | 0 | 0 | 0 | 0 | 0 | 1.4374 | 0.0010361 | 0 | -1.0625 | 0 | 0 | 0 | 0 | 0 | 0 | 0 | 0 | 0 | 0 | 0 | 0 | 0 | 0 | 0 | 0 | 0 | -61.3566 | 1.8827 | 0 | 2.3181 | 0 | 0.29161 | 14.8218 | 1.2663 | 3.1569 | 0.034497 | 0.057553 | -0.70922 | 0.62859 | 0.11453 | 2.6783 | -27.1798 | 20.7332 | -63.4704 | 0 | 0.5801 | 0 | 1.7286 | 0.20243
2025_04_17 Hr 19 | 0.18127 | 0.00013134 | 0 | 0.080663 | 0.081264 | 0.069927 | 0.07474 | 0.081915 | 0.082393 | 0 | 0 | 0.016972 | 2.1 | 0.17162 | 1.5544 | 1.5544 | 3.7018 | 0 | 0.0051127 | 0.0054208 | 0.010137 | 0.033051 | 0 | 0 | 0 | 0 | 0 | 0.057082 | 0.017981 | 0.85044 | 0.23725 | 4.1345 | 2.1271 | 0 | 0.50417 | 0.83819 | 0 | 0 | 0 | 1.1208 | 0 | 0.055283 | 0 | 0.0043782 | 0 | -0.36567 | 0 | 0 | 0 | 0 | 0 | 0 | 0 | 0 | 1.2994 | 0.0010361 | 0 | -1.0625 | 0 | 0 | 0 | 0 | 0 | 0 | 0 | 0 | 0 | 0 | 0 | 0 | 0 | 0 | 0 | 0 | 0 | -65.8936 | 1.8827 | 0 | 2.3181 | 0 | 0.38302 | 14.8218 | 1.2663 | 3.1569 | 0.034497 | 0.057553 | -0.18127 | 0.62859 | 0.11453 | 2.6783 | -31.4228 | 20.1376 | -67.503 | 0 | 0.5801 | 0 | 1.7286 | 0.20244
2025_04_17 Hr 20 | 0.022595 | 1.6839e-05 | 0 | 0.080663 | 0.081264 | 0.069927 | 0.07474 | 0.081915 | 0.082393 | 0 | 0 | 0.016972 | 2.22 | 0.19383 | 1.5544 | 1.5544 | 3.7018 | 0 | 0.0051127 | 0.0054208 | 0.010137 | 0.033051 | 0 | 0 | 0 | 0 | 0 | 0.057082 | 0.017981 | 0.85044 | 0.23725 | 4.1345 | 2.1271 | 0 | 0.50417 | 0.83819 | 0 | 0 | 0 | 0.64693 | -0.055246 | 0.055283 | 0 | 0.0046775 | 0 | -0.39081 | 0 | 0 | 0 | 0 | 0 | 0 | 0 | 0 | 1.4374 | 0.0010361 | 0 | -1.0625 | 0 | 0 | 0 | 0 | 0 | 0 | 0 | 0 | 0 | 0 | 0 | 0 | 0 | 0 | 0 | 0 | 0 | -69.661 | 1.8827 | 0 | 2.3181 | 0 | 0.59193 | 14.8218 | 1.2663 | 3.1569 | 0.034497 | 0.057553 | -0.022595 | 0.62859 | 0.11453 | 2.6783 | -35.2557 | 20.4677 | -71.1369 | 0 | 0.5801 | 0 | 1.7286 | 0.20227
2025_04_17 Hr 21 | 0 | 0 | 0 | 0.080663 | 0.081264 | 0.069927 | 0.07474 | 0.081915 | 0.082393 | 0 | 0 | 0.016972 | 2.04 | 0.17387 | 1.5544 | 1.5544 | 3.7018 | 0 | 0.0051127 | 0.0054208 | 0.010137 | 0.033051 | 0 | 0 | 0 | 0 | 0 | 0.057082 | 0.017981 | 0.85044 | 0.23725 | 4.1345 | 2.1271 | 0 | 0.50417 | 0.83819 | 0 | 0 | 0 | 2.9696 | 0 | 0.055283 | 0 | 0.0045659 | 0 | -0.38144 | 0 | 0 | 0 | 0 | 0 | 0 | 0 | 0 | 1.9891 | 0.0010361 | 0 | -1.0625 | 0 | 0 | 0 | 0 | 0 | 0 | 0 | 0 | 0 | 0 | 0 | 0 | 0 | 0 | 0 | 0 | 0 | -72.521 | 1.8827 | 0 | 2.3181 | 0 | 0.65287 | 14.8218 | 1.2663 | 3.1569 | 0.034497 | 0.057553 | 0 | 0.62859 | 0.11453 | 2.6783 | -35.3123 | 20.8612 | -73.965 | 0 | 0.5801 | 0 | 1.7286 | 0.20568
2025_04_17 Hr 22 | 0 | 0 | 0 | 0.080663 | 0.081264 | 0.069927 | 0.07474 | 0.081915 | 0.082393 | 0 | 0 | 0.016972 | 2.67 | 0.2236 | 1.5544 | 1.5544 | 3.7018 | 0 | 0.0051127 | 0.0054208 | 0.010137 | 0.033051 | 0 | 0 | 0 | 0 | 0 | 0.057082 | 0.017981 | 0.85044 | 0.23725 | 4.1345 | 2.1271 | 0 | 0.50417 | 0.83819 | 0 | 0 | 0 | 1.6443 | 0 | 0.055283 | 0 | 0.0044864 | 0 | -0.37476 | 0 | 0 | 0 | 0 | 0 | 0 | 0 | 0 | 2.3303 | 0.0010361 | 0 | -1.0625 | 0 | 0 | 0 | 0 | 0 | 0 | 0 | 0 | 0 | 0 | 0 | 0 | 0 | 0 | 0 | 0 | 0 | -79.079 | 1.8827 | 0 | 2.3181 | 0 | 1.3754 | 14.8218 | 1.2663 | 3.1569 | 0.034497 | 0.057553 | 0 | 0.62859 | 0.11453 | 2.6783 | -41.4502 | 22.5999 | -80.5162 | 0 | 0.5801 | 0 | 1.7286 | 0.20095
2025_04_17 Hr 23 | 0 | 0 | 0 | 0.080663 | 0.081264 | 0.069927 | 0.07474 | 0.081915 | 0.082393 | 0 | 0 | 0.016972 | 2.73 | 0.27497 | 1.5544 | 1.5544 | 3.7802 | 0 | 0.0051127 | 0.0054208 | 0.010137 | 0.033051 | 0 | 0.89163 | 0 | 0 | 0 | 0.057082 | 0.017981 | 0.85044 | 0.23725 | 4.1701 | 2.1271 | 0 | 0.51039 | 0.83819 | 0 | 0 | 0 | 0.032179 | -1.3001 | 0.055283 | 0 | 0.0053958 | 0 | -0.45114 | 0 | 0 | 0 | 0 | 0 | 0 | 0 | 0 | 2.3303 | 0.0010361 | 0 | 0 | 0 | 0 | 0 | 0 | 0 | 0 | -1.325 | 0 | 0 | 0 | 0 | 0 | 0 | 0 | 0 | 0 | 0 | -93.1888 | 1.8827 | 0 | 2.3602 | 0 | 1.8063 | 14.978 | 1.2663 | 3.1569 | 0.034497 | 0.057553 | 0 | 0.62859 | 0.11453 | 2.6783 | -57.2214 | 23.1418 | -94.0733 | 0 | 0.5801 | 0 | 1.7286 | 0.19443
2025_04_17 Hr 24 | 0 | 0 | 0 | 0.080663 | 0.081264 | 0.069927 | 0.07474 | 0.081915 | 0.082393 | 0 | 0 | 0.016972 | 2.52 | 0.18661 | 1.5544 | 1.5544 | 3.7802 | 0 | 0.0051127 | 0.0054208 | 0.010137 | 0.033051 | 0 | 0.17729 | 0 | 0 | 0 | 0.057082 | 0.017981 | 0.85044 | 0.23725 | 4.1701 | 2.1271 | 0 | 0.51039 | 0.83819 | 0 | 0 | 0 | 0 | -1.4283 | 0.055283 | 0 | 0.0039671 | 0 | -0.33114 | 0 | 0 | 0 | 0 | 0 | 0 | 0 | 0 | 2.1923 | 0.0010361 | 0 | 0 | 0 | 0 | 0 | 0 | 0 | 0 | -1.325 | 0 | 0 | 0 | 0 | 0 | 0 | 0 | 0 | 0 | 0 | -67.1666 | 1.8827 | 0 | 2.3602 | 0 | 1.7366 | 14.978 | 1.2663 | 3.1569 | 0.034497 | 0.057553 | 0 | 0.62859 | 0.11453 | 2.6783 | -32.4645 | 22.6312 | -68.6454 | 0 | 0.5801 | 0 | 1.7286 | 0.1897
2025_04_18 Hr 01 | 0 | 0 | 0 | 0.066007 | 0.066499 | 0.057221 | 0.06116 | 0.067031 | 0.067423 | 0 | 0 | 0.016972 | 2.55 | 0.17753 | 1.5544 | 1.5544 | 3.0941 | 0 | 0.0051127 | 0.0054208 | 0.010137 | 0.033051 | 0 | 0.058563 | 0 | 0 | 0 | 0.057082 | 0.017981 | 0.85044 | 0.19503 | 3.4124 | 2.1271 | 0 | 0.51039 | 0.83819 | 0 | 0 | 0 | 0 | -0.31034 | 0.055283 | 0 | 0.0037296 | 0 | -0.31119 | 0 | 0 | 0 | 0 | 0 | 0 | 0 | 0 | 1.51 | 0.0010361 | 0 | 0 | 0 | 0 | 0 | 0 | 0 | 0 | -1.325 | 0 | 0 | 0 | 0 | 0 | 0 | 0 | 0 | 0 | 0 | -62.1726 | 1.8827 | 0 | 1.9314 | 0 | 1.667 | 12.9775 | 1.2663 | 3.1569 | 0.034497 | 0.057553 | 0 | 0.62859 | 0.11453 | 2.6783 | -29.1878 | 21.8954 | -63.7503 | 0 | 0.5801 | 0 | 1.7286 | 0.18498
2025_04_18 Hr 02 | 0 | 0 | 0 | 0.066007 | 0.066499 | 0.057221 | 0.06116 | 0.067031 | 0.067423 | 0 | 0 | 0.016972 | 2.82 | 0.21712 | 1.5544 | 1.5544 | 3.0941 | 0 | 0.0051127 | 0.0054208 | 0.010137 | 0.033051 | 0 | 0.25606 | 0 | 0 | 0 | 0.057082 | 0.017981 | 0.85044 | 0.19503 | 3.4124 | 2.1271 | 0 | 0.51039 | 0.83819 | 0 | 0 | 0 | 0 | -2.3389 | 0.055283 | 0 | 0.0041246 | 0 | -0.34437 | 0 | 0 | 0 | 0 | 0 | 0 | 0 | 0 | 1.7785 | 0.0010361 | 0 | 0 | 0 | 0 | 0 | 0 | 0 | 0 | -1.325 | 0 | 0 | 0 | 0 | 0 | 0 | 0 | 0 | 0 | 0 | -71.6876 | 1.8827 | 0 | 1.9314 | 0 | 2.037 | 12.9775 | 1.2663 | 3.1569 | 0.034497 | 0.057553 | 0 | 0.62859 | 0.11453 | 2.6783 | -39.6198 | 22.8425 | -73.1009 | 0 | 0.5801 | 0 | 1.7286 | 0.18395
2025_04_18 Hr 03 | 0 | 0 | 0 | 0.066007 | 0.066499 | 0.057221 | 0.06116 | 0.067031 | 0.067423 | 0 | 0 | 0.016972 | 2.82 | 0.21255 | 1.5544 | 1.5544 | 3.0941 | 0 | 0.0051127 | 0.0054208 | 0.010137 | 0.033051 | 0 | 0.21263 | 0 | 0 | 0 | 0.057082 | 0.017981 | 0.85044 | 0.19503 | 3.4124 | 2.1271 | 0 | 0.51039 | 0.83819 | 0 | 0 | 0 | 0.019306 | -0.42156 | 0.055283 | 0 | 0.0040378 | 0 | -0.33707 | 0 | 0 | 0 | 0 | 0 | 0 | 0 | 0 | 2.5989 | 0.0010361 | 0 | 0 | 0 | 0 | 0 | 0 | 0 | 0 | -1.325 | 0 | 0 | 0 | 0 | 0 | 0 | 0 | 0 | 0 | 0 | -70.8787 | 1.8827 | 0 | 1.9314 | 0 | 1.6844 | 12.9775 | 1.2663 | 3.1569 | 0.034497 | 0.057553 | 0 | 0.62859 | 0.11453 | 2.6783 | -36.4487 | 23.3043 | -72.3282 | 0 | 0.5801 | 0 | 1.7286 | 0.18257
2025_04_18 Hr 04 | 0 | 0 | 0 | 0.066007 | 0.066499 | 0.057221 | 0.06116 | 0.067031 | 0.067423 | 0 | 0 | 0.016972 | 2.85 | 0.20122 | 1.5544 | 1.5544 | 3.0941 | 0 | 0.0051127 | 0.0054208 | 0.010137 | 0.033051 | 0 | 0.084876 | 0 | 0 | 0 | 0.057082 | 0.017981 | 0.85044 | 0.19503 | 3.4124 | 2.1271 | 0 | 0.51039 | 0.83819 | 0 | 0 | 0 | 0.13443 | -0.16873 | 0.055283 | 0 | 0.0037823 | 0 | -0.31561 | 0 | 0 | 0 | 0 | 0 | 0 | 0 | 0 | 3.2885 | 0.0010361 | 0 | 0 | 0 | 0 | 0 | 0 | 0 | 0 | -1.325 | 0 | 0 | 0 | 0 | 0 | 0 | 0 | 0 | 0 | 0 | -67.465 | 1.8827 | 0 | 1.9314 | 0 | 2.0152 | 12.9775 | 1.2663 | 3.1569 | 0.034497 | 0.057553 | 0 | 0.62859 | 0.11453 | 2.6783 | -31.7346 | 24.343 | -69.0208 | 0 | 0.5801 | 0 | 1.7286 | 0.18219
2025_04_18 Hr 05 | 0 | 0 | 0 | 0.066007 | 0.066499 | 0.057221 | 0.06116 | 0.067031 | 0.067423 | 0 | 0 | 0.016972 | 2.82 | 0.23066 | 1.5544 | 1.5544 | 3.0941 | 0 | 0.0051127 | 0.0054208 | 0.010137 | 0.033051 | 0 | 0.38463 | 0 | 0 | 0 | 0.057082 | 0.017981 | 0.85044 | 0.19503 | 3.4124 | 2.1271 | 0 | 0.51039 | 0.83819 | 0 | 0 | 0 | 0.044955 | -1.5029 | 0.055283 | 0 | 0.0043818 | 0 | -0.36597 | 0 | 0 | 0 | 0 | 0 | 0 | 0 | 0 | 3.2159 | 0.0010361 | 0 | 0 | 0 | 0 | 0 | 0 | 0 | 0 | -1.325 | 0 | 0 | 0 | 0 | 0 | 0 | 0 | 0 | 0 | 0 | -76.6713 | 1.8827 | 0 | 1.9314 | 0 | 2.4983 | 12.9775 | 1.2663 | 3.1569 | 0.034497 | 0.057553 | 0 | 0.62859 | 0.11453 | 2.6783 | -41.7032 | 24.7549 | -77.9776 | 0 | 0.5801 | 0 | 1.7286 | 0.18414
2025_04_18 Hr 06 | 0 | 0 | 0 | 0.066007 | 0.066499 | 0.057221 | 0.06116 | 0.067031 | 0.067423 | 0 | 0 | 0.016972 | 2.64 | 0.21577 | 1.5544 | 1.5544 | 3.0941 | 0 | 0.0051127 | 0.0054208 | 0.010137 | 0.033051 | 0 | 0.383 | 0 | 0 | 0 | 0.057082 | 0.017981 | 0.85044 | 0.19503 | 3.4124 | 2.1271 | 0 | 0.51039 | 0.83819 | 0 | 0 | 0 | 0.54929 | -0.56604 | 0.055283 | 0 | 0.0043785 | 0 | -0.36569 | 0 | 0 | 0 | 0 | 0 | 0 | 0 | 0 | 3.2159 | 0.0010361 | 0 | 0 | 0 | 0 | 0 | 0 | 0 | 0 | -1.325 | 0 | 0 | 0 | 0 | 0 | 0 | 0 | 0 | 0 | 0 | -73.645 | 1.8827 | 0 | 1.9314 | 0 | 2.4766 | 12.9775 | 1.2663 | 3.1569 | 0.034497 | 0.057553 | 0 | 0.62859 | 0.11453 | 2.6783 | -37.4468 | 24.5451 | -74.9527 | 0 | 0.5801 | 0 | 1.7286 | 0.19102
2025_04_18 Hr 07 | 0.045044 | 0 | 0 | 0.066007 | 0.066499 | 0.057221 | 0.06116 | 0.067031 | 0.067423 | 0 | 0 | 0.016972 | 2.13 | 0.14049 | 1.5544 | 1.5544 | 3.03 | 0 | 0.0051127 | 0.0054208 | 0.010137 | 0.033051 | 0 | 0 | 0 | 0 | 0 | 0.057082 | 0.017981 | 0.85044 | 0.19503 | 3.3832 | 2.1271 | 0 | 0.50417 | 0.83819 | 0 | 0 | 0 | 1.0681 | -0.058087 | 0.055283 | 0 | 0.0035333 | 0 | -0.2947 | 0 | 0 | 0 | 0 | 0 | 0 | 0 | 0 | 3.2885 | 0.0010361 | 0 | -1.0625 | 0 | 0 | 0 | 0 | 0 | 0 | 0 | 0 | 0 | 0 | 0 | 0 | 0 | 0 | 0 | 0 | 0 | -58.0382 | 1.8827 | 0 | 1.8969 | 0 | 2.7508 | 12.8497 | 1.2663 | 3.1569 | 0.034497 | 0.057553 | -0.045044 | 0.62859 | 0.11453 | 2.6783 | -21.2269 | 24.3537 | -59.4404 | 0 | 0.5801 | 0 | 1.7286 | 0.19925
2025_04_18 Hr 08 | 0.11341 | 0 | 0 | 0.066007 | 0.066499 | 0.057221 | 0.06116 | 0.067031 | 0.067423 | 0 | 0 | 0.016972 | 1.83 | 0.11211 | 1.5544 | 1.5544 | 3.03 | 0 | 0.0051127 | 0.0054208 | 0.010137 | 0.033051 | 0 | 0 | 0 | 0 | 0 | 0.057082 | 0.017981 | 0.85044 | 0.19503 | 3.3832 | 2.1271 | 0 | 0.50417 | 0.83819 | 0 | 0 | 0 | 0.61549 | -0.04337 | 0.055283 | 0 | 0.003282 | 0 | -0.27358 | 0 | 0 | 0 | 0 | 0 | 0 | 0 | 0 | 3.078 | 0.0010361 | 0 | -1.0625 | 0 | 0 | 0 | 0 | 0 | 0 | 0 | 0 | 0 | 0 | 0 | 0 | 0 | 0 | 0 | 0 | 0 | -49.9344 | 1.8827 | 0 | 1.8969 | 0 | 2.9901 | 12.8497 | 1.2663 | 3.1569 | 0.034497 | 0.057553 | -0.11341 | 0.62859 | 0.11453 | 2.6783 | -13.8351 | 24.1269 | -51.3839 | 0 | 0.5801 | 0 | 1.7286 | 0.20359
2025_04_18 Hr 09 | 0.36369 | 3.3421e-05 | 0 | 0.066007 | 0.066499 | 0.057221 | 0.06116 | 0.067031 | 0.067423 | 0 | 0 | 0.016972 | 1.98 | 0.12477 | 1.5544 | 1.5544 | 3.03 | 0 | 0.0051127 | 0.0054208 | 0.010137 | 0.033051 | 0 | 0 | 0 | 0 | 0 | 0.057082 | 0.017981 | 0.85044 | 0.19503 | 3.3832 | 2.1271 | 0 | 0.50417 | 0.83819 | 0 | 0 | 0 | 0.34887 | -0.30847 | 0.055283 | 0 | 0.0033758 | 0 | -0.28147 | 0 | 0 | 0 | 0 | 0 | 0 | 0 | 0 | 3.2885 | 0.0010361 | 0 | -1.0625 | 0 | 0 | 0 | 0 | 0 | 0 | 0 | 0 | 0 | 0 | 0 | 0 | 0 | 0 | 0 | 0 | 0 | -50.4549 | 1.8827 | 0 | 1.8969 | 0 | 2.9684 | 12.8497 | 1.2663 | 3.1569 | 0.034497 | 0.057553 | -0.36369 | 0.62859 | 0.11453 | 2.6783 | -14.5421 | 24.7303 | -52.1625 | 0 | 0.5801 | 0 | 1.7286 | 0.20522
2025_04_18 Hr 10 | 0.68983 | 0.00019117 | 0 | 0.066007 | 0.066499 | 0.057221 | 0.06116 | 0.067031 | 0.067423 | 0 | 0 | 0.016972 | 1.59 | 0.085971 | 1.5544 | 1.5544 | 3.03 | 0 | 0.0051127 | 0.0054208 | 0.010137 | 0.033051 | 0 | 0 | 0 | 0 | 0 | 0.057082 | 0.017981 | 0.85044 | 0.19503 | 3.3832 | 2.1271 | 0 | 0.50417 | 0.83819 | 0 | 0 | 0 | 1.5874 | -1.3461 | 0.055283 | 0 | 0.0028966 | 0 | -0.24121 | 0 | 0 | 0 | 0 | 0 | 0 | 0 | 0 | 4.0435 | 0.0010361 | 0 | -1.0625 | 0 | 0 | 0 | 0 | 0 | 0 | 0 | 0 | 0 | 0 | 0 | 0 | 0 | 0 | 0 | 0 | 0 | -43.8706 | 1.8827 | 0 | 1.8969 | 0 | 2.7072 | 12.8497 | 1.2663 | 3.1569 | 0.034497 | 0.057553 | -0.68983 | 0.62859 | 0.11453 | 2.6783 | -7.6508 | 25.1223 | -45.8641 | 0 | 0.5801 | 0 | 1.7286 | 0.20596
2025_04_18 Hr 11 | 0.7037 | 0.00042653 | 0 | 0.066007 | 0.066499 | 0.057221 | 0.06116 | 0.067031 | 0.067423 | 0 | 0 | 0.016972 | 1.23 | 0.066485 | 1.5544 | 1.5544 | 3.03 | 0 | 0.0051127 | 0.0054208 | 0.010137 | 0.033051 | 0 | 0 | 0 | 0 | 0 | 0.057082 | 0.017981 | 0.85044 | 0.19503 | 3.3832 | 2.1271 | 0 | 0.50417 | 0.83819 | 0 | 0 | 0 | 0.42916 | -0.0048835 | 0.055283 | 0 | 0.0028957 | 0 | -0.24114 | 0 | 0 | 0 | 0 | 0 | 0 | 0 | 0 | 4.1088 | 0.0010361 | 0 | -1.0625 | 0 | 0 | 0 | 0 | 0 | 0 | 0 | 0 | 0 | 0 | 0 | 0 | 0 | 0 | 0 | 0 | 0 | -43.8196 | 1.8827 | 0 | 1.8969 | 0 | 2.5462 | 12.8497 | 1.2663 | 3.1569 | 0.034497 | 0.057553 | -0.7037 | 0.62859 | 0.11453 | 2.6783 | -7.8915 | 24.6614 | -45.827 | 0 | 0.5801 | 0 | 1.7286 | 0.20616
2025_04_18 Hr 12 | 0.73894 | 0.00058649 | 0 | 0.066007 | 0.066499 | 0.057221 | 0.06116 | 0.067031 | 0.067423 | 0 | 0 | 0.016972 | 1.26 | 0.066639 | 1.5544 | 1.5544 | 3.03 | 0 | 0.0051127 | 0.0054208 | 0.010137 | 0.033051 | 0 | 0 | 0 | 0 | 0 | 0.057082 | 0.017981 | 0.85044 | 0.19503 | 3.3832 | 2.1271 | 0 | 0.50417 | 0.83819 | 0 | 0 | 0 | 0.011586 | -0.18014 | 0.055283 | 0 | 0.0028333 | 0 | -0.2359 | 0 | 0 | 0 | 0 | 0 | 0 | 0 | 0 | 4.1088 | 0.0010361 | 0 | -1.0625 | 0 | 0 | 0 | 0 | 0 | 0 | 0 | 0 | 0 | 0 | 0 | 0 | 0 | 0 | 0 | 0 | 0 | -42.4283 | 1.8827 | 0 | 1.8969 | 0 | 2.507 | 12.8497 | 1.2663 | 3.1569 | 0.034497 | 0.057553 | -0.73894 | 0.62859 | 0.11453 | 2.6783 | -7.098 | 24.6864 | -44.4656 | 0 | 0.5801 | 0 | 1.7286 | 0.20478
2025_04_18 Hr 13 | 0.69607 | 0.00063356 | 0 | 0.066007 | 0.066499 | 0.057221 | 0.06116 | 0.067031 | 0.067423 | 0 | 0 | 0.016972 | 1.11 | 0.05429 | 1.5544 | 1.5544 | 3.03 | 0 | 0.0051127 | 0.0054208 | 0.010137 | 0.033051 | 0 | 0 | 0 | 0 | 0 | 0.057082 | 0.017981 | 0.85044 | 0.19503 | 3.3832 | 2.1271 | 0 | 0.50417 | 0.83819 | 0 | 0 | 0 | 0.22389 | -0.0012598 | 0.055283 | 0 | 0.0026202 | 0 | -0.21799 | 0 | 0 | 0 | 0 | 0 | 0 | 0 | 0 | 4.0435 | 0.0010361 | 0 | -1.0625 | 0 | 0 | 0 | 0 | 0 | 0 | 0 | 0 | 0 | 0 | 0 | 0 | 0 | 0 | 0 | 0 | 0 | -41.105 | 1.8827 | 0 | 1.8969 | 0 | 2.1371 | 12.8497 | 1.2663 | 3.1569 | 0.034497 | 0.057553 | -0.69607 | 0.62859 | 0.11453 | 2.6783 | -5.9643 | 24.0449 | -43.0815 | 0 | 0.5801 | 0 | 1.7286 | 0.20371
2025_04_18 Hr 14 | 0.65801 | 0.00065763 | 0 | 0.066007 | 0.066499 | 0.057221 | 0.06116 | 0.067031 | 0.067423 | 0 | 0 | 0.016972 | 0.9 | 0.046092 | 1.5544 | 1.5544 | 3.03 | 0 | 0.0051127 | 0.0054208 | 0.010137 | 0.033051 | 0 | 0 | 0 | 0 | 0 | 0.057082 | 0.017981 | 0.85044 | 0.19503 | 3.3832 | 2.1271 | 0 | 0.50417 | 0.83819 | 0 | 0 | 0 | 0.019838 | -0.12044 | 0.055283 | 0 | 0.0027435 | 0 | -0.22836 | 0 | 0 | 0 | 0 | 0 | 0 | 0 | 0 | 3.9709 | 0.0010361 | 0 | -1.0625 | 0 | 0 | 0 | 0 | 0 | 0 | 0 | 0 | 0 | 0 | 0 | 0 | 0 | 0 | 0 | 0 | 0 | -44.4527 | 1.8827 | 0 | 1.8969 | 0 | 1.9978 | 12.8497 | 1.2663 | 3.1569 | 0.034497 | 0.057553 | -0.65801 | 0.62859 | 0.11453 | 2.6783 | -10.0773 | 23.5751 | -46.4015 | 0 | 0.5801 | 0 | 1.7286 | 0.202
2025_04_18 Hr 15 | 0.40867 | 0.0005524 | 0 | 0.066007 | 0.066499 | 0.057221 | 0.06116 | 0.067031 | 0.067423 | 0 | 0 | 0.016972 | 0.57 | 0.029685 | 1.5544 | 1.5544 | 3.03 | 0 | 0.0051127 | 0.0054208 | 0.010137 | 0.033051 | 0 | 0 | 0 | 0 | 0 | 0.057082 | 0.017981 | 0.85044 | 0.19503 | 3.3832 | 2.1271 | 0 | 0.50417 | 0.83819 | 0 | 0 | 0 | 0.68513 | 0 | 0.055283 | 0 | 0.0027899 | 0 | -0.23225 | 0 | 0 | 0 | 0 | 0 | 0 | 0 | 0 | 3.7676 | 0.0010361 | 0 | -1.0625 | 0 | 0 | 0 | 0 | 0 | 0 | 0 | 0 | 0 | 0 | 0 | 0 | 0 | 0 | 0 | 0 | 0 | -44.7708 | 1.8827 | 0 | 1.8969 | 0 | 1.7062 | 12.8497 | 1.2663 | 3.1569 | 0.034497 | 0.057553 | -0.40867 | 0.62859 | 0.11453 | 2.6783 | -10.4567 | 22.4827 | -46.4742 | 0 | 0.5801 | 0 | 1.7286 | 0.20031
2025_04_18 Hr 16 | 0.6357 | 0.0004237 | 0 | 0.066007 | 0.066499 | 0.057221 | 0.06116 | 0.067031 | 0.067423 | 0 | 0 | 0.016972 | 0.48 | 0.02769 | 1.5544 | 1.5544 | 3.03 | 0 | 0.0051127 | 0.0054208 | 0.010137 | 0.033051 | 0 | 0 | 0 | 0 | 0 | 0.057082 | 0.017981 | 0.85044 | 0.19503 | 3.3832 | 2.1271 | 0 | 0.50417 | 0.83819 | 0 | 0 | 0 | 0.97851 | 0 | 0.055283 | 0 | 0.0030904 | 0 | -0.2575 | 0 | 0 | 0 | 0 | 0 | 0 | 0 | 0 | 3.695 | 0.0010361 | 0 | -1.0625 | 0 | 0 | 0 | 0 | 0 | 0 | 0 | 0 | 0 | 0 | 0 | 0 | 0 | 0 | 0 | 0 | 0 | -53.2709 | 1.8827 | 0 | 1.8969 | 0 | 1.8541 | 12.8497 | 1.2663 | 3.1569 | 0.034497 | 0.057553 | -0.6357 | 0.62859 | 0.11453 | 2.6783 | -18.7054 | 22.693 | -55.2266 | 0 | 0.5801 | 0 | 1.7286 | 0.2003
2025_04_18 Hr 17 | 0.73516 | 0.00058958 | 0 | 0.066007 | 0.066499 | 0.057221 | 0.06116 | 0.067031 | 0.067423 | 0 | 0 | 0.016972 | 0.24 | 0.014772 | 1.5544 | 1.5544 | 3.03 | 0 | 0.0051127 | 0.0054208 | 0.010137 | 0.033051 | 0 | 0 | 0 | 0 | 0 | 0.057082 | 0.017981 | 0.85044 | 0.19503 | 3.3832 | 2.1271 | 0 | 0.50417 | 0.83819 | 0 | 0 | 0 | 0 | -0.85172 | 0.055283 | 0 | 0.0032974 | 0 | -0.27488 | 0 | 0 | 0 | 0 | 0 | 0 | 0 | 0 | 3.695 | 0.0010361 | 0 | -1.0625 | 0 | 0 | 0 | 0 | 0 | 0 | 0 | 0 | 0 | 0 | 0 | 0 | 0 | 0 | 0 | 0 | 0 | -52.8374 | 1.8827 | 0 | 1.8969 | 0 | 2.1284 | 12.8497 | 1.2663 | 3.1569 | 0.034497 | 0.057553 | -0.73516 | 0.62859 | 0.11453 | 2.6783 | -20.0985 | 22.8134 | -54.91 | 0 | 0.5801 | 0 | 1.7286 | 0.19985
2025_04_18 Hr 18 | 0.65524 | 0.00041395 | 0 | 0.066007 | 0.066499 | 0.057221 | 0.06116 | 0.067031 | 0.067423 | 0 | 0 | 0.016972 | 0.18 | 0.011504 | 1.5544 | 1.5544 | 3.03 | 0 | 0.0051127 | 0.0054208 | 0.010137 | 0.033051 | 0 | 0 | 0 | 0 | 0 | 0.057082 | 0.017981 | 0.85044 | 0.19503 | 3.3832 | 2.1271 | 0 | 0.50417 | 0.83819 | 0 | 0 | 0 | 0.36923 | -0.050143 | 0.055283 | 0 | 0.0034239 | 0 | -0.28551 | 0 | 0 | 0 | 0 | 0 | 0 | 0 | 0 | 3.3538 | 0.0010361 | 0 | -1.0625 | 0 | 0 | 0 | 0 | 0 | 0 | 0 | 0 | 0 | 0 | 0 | 0 | 0 | 0 | 0 | 0 | 0 | -54.4808 | 1.8827 | 0 | 1.8969 | 0 | 1.5147 | 12.8497 | 1.2663 | 3.1569 | 0.034497 | 0.057553 | -0.65524 | 0.62859 | 0.11453 | 2.6783 | -21.6001 | 21.7152 | -56.4841 | 0 | 0.5801 | 0 | 1.7286 | 0.19986
2025_04_18 Hr 19 | 0.1586 | 0.00027332 | 0 | 0.066007 | 0.066499 | 0.057221 | 0.06116 | 0.067031 | 0.067423 | 0 | 0 | 0.016972 | 0.06 | 0.0040332 | 1.5544 | 1.5544 | 3.03 | 0 | 0.0051127 | 0.0054208 | 0.010137 | 0.033051 | 0 | 0 | 0 | 0 | 0 | 0.057082 | 0.017981 | 0.85044 | 0.19503 | 3.3832 | 2.1271 | 0 | 0.50417 | 0.83819 | 0 | 0 | 0 | 1.5501 | 0 | 0.055283 | 0 | 0.003601 | 0 | -0.30039 | 0 | 0 | 0 | 0 | 0 | 0 | 0 | 0 | 2.9473 | 0.0010361 | 0 | -1.0625 | 0 | 0 | 0 | 0 | 0 | 0 | 0 | 0 | 0 | 0 | 0 | 0 | 0 | 0 | 0 | 0 | 0 | -57.5931 | 1.8827 | 0 | 1.8969 | 0 | 1.3928 | 12.8497 | 1.2663 | 3.1569 | 0.034497 | 0.057553 | -0.1586 | 0.62859 | 0.11453 | 2.6783 | -24.153 | 20.5618 | -59.1146 | 0 | 0.5801 | 0 | 1.7286 | 0.19913
2025_04_18 Hr 20 | 0.045044 | 7.7405e-05 | 0 | 0.066007 | 0.066499 | 0.057221 | 0.06116 | 0.067031 | 0.067423 | 0 | 0 | 0.016972 | 0.09 | 0.0052225 | 1.5544 | 1.5544 | 3.03 | 0 | 0.0051127 | 0.0054208 | 0.010137 | 0.033051 | 0 | 0 | 0 | 0 | 0 | 0.057082 | 0.017981 | 0.85044 | 0.19503 | 3.3832 | 2.1271 | 0 | 0.50417 | 0.83819 | 0 | 0 | 0 | 0.21073 | -0.39144 | 0.055283 | 0 | 0.0031086 | 0 | -0.25902 | 0 | 0 | 0 | 0 | 0 | 0 | 0 | 0 | 2.4682 | 0.0010361 | 0 | -1.0625 | 0 | 0 | 0 | 0 | 0 | 0 | 0 | 0 | 0 | 0 | 0 | 0 | 0 | 0 | 0 | 0 | 0 | -46.0659 | 1.8827 | 0 | 1.8969 | 0 | 1.8541 | 12.8497 | 1.2663 | 3.1569 | 0.034497 | 0.057553 | -0.045044 | 0.62859 | 0.11453 | 2.6783 | -14.304 | 20.4595 | -47.4325 | 0 | 0.5801 | 0 | 1.7286 | 0.19717
2025_04_18 Hr 21 | 0 | 9.3751e-07 | 0 | 0.066007 | 0.066499 | 0.057221 | 0.06116 | 0.067031 | 0.067423 | 0 | 0 | 0.016972 | 0.6 | 0.035 | 1.5544 | 1.5544 | 3.03 | 0 | 0.0051127 | 0.0054208 | 0.010137 | 0.033051 | 0 | 0 | 0 | 0 | 0 | 0.057082 | 0.017981 | 0.85044 | 0.19503 | 3.3832 | 2.1271 | 0 | 0.50417 | 0.83819 | 0 | 0 | 0 | 0.35454 | 0 | 0.055283 | 0 | 0.003125 | 0 | -0.2604 | 0 | 0 | 0 | 0 | 0 | 0 | 0 | 0 | 2.5989 | 0.0010361 | 0 | -1.0625 | 0 | 0 | 0 | 0 | 0 | 0 | 0 | 0 | 0 | 0 | 0 | 0 | 0 | 0 | 0 | 0 | 0 | -47.0969 | 1.8827 | 0 | 1.8969 | 0 | 1.6452 | 12.8497 | 1.2663 | 3.1569 | 0.034497 | 0.057553 | 0 | 0.62859 | 0.11453 | 2.6783 | -14.3394 | 20.8761 | -48.4198 | 0 | 0.5801 | 0 | 1.7286 | 0.19737
2025_04_18 Hr 22 | 0 | 0 | 0 | 0.066007 | 0.066499 | 0.057221 | 0.06116 | 0.067031 | 0.067423 | 0 | 0 | 0.016972 | 2.04 | 0.1403 | 1.5544 | 1.5544 | 3.03 | 0 | 0.0051127 | 0.0054208 | 0.010137 | 0.033051 | 0 | 0 | 0 | 0 | 0 | 0.057082 | 0.017981 | 0.85044 | 0.19503 | 3.3832 | 2.1271 | 0 | 0.50417 | 0.83819 | 0 | 0 | 0 | 4.0437 | 0 | 0.055283 | 0 | 0.0036844 | 0 | -0.30739 | 0 | 0 | 0 | 0 | 0 | 0 | 0 | 0 | 2.8094 | 0.0010361 | 0 | -1.0625 | 0 | 0 | 0 | 0 | 0 | 0 | 0 | 0 | 0 | 0 | 0 | 0 | 0 | 0 | 0 | 0 | 0 | -66.5877 | 1.8827 | 0 | 1.8969 | 0 | 1.667 | 12.8497 | 1.2663 | 3.1569 | 0.034497 | 0.057553 | 0 | 0.62859 | 0.11453 | 2.6783 | -28.4139 | 22.6502 | -67.9576 | 0 | 0.5801 | 0 | 1.7286 | 0.19386
2025_04_18 Hr 23 | 0 | 0 | 0 | 0.066007 | 0.066499 | 0.057221 | 0.06116 | 0.067031 | 0.067423 | 0 | 0 | 0.016972 | 2.22 | 0.17966 | 1.5544 | 1.5544 | 3.0941 | 0 | 0.0051127 | 0.0054208 | 0.010137 | 0.033051 | 0 | 0.36146 | 0 | 0 | 0 | 0.057082 | 0.017981 | 0.85044 | 0.19503 | 3.4124 | 2.1271 | 0 | 0.51039 | 0.83819 | 0 | 0 | 0 | 0.071901 | -0.6411 | 0.055283 | 0 | 0.0043354 | 0 | -0.36208 | 0 | 0 | 0 | 0 | 0 | 0 | 0 | 0 | 2.9473 | 0.0010361 | 0 | 0 | 0 | 0 | 0 | 0 | 0 | 0 | -1.325 | 0 | 0 | 0 | 0 | 0 | 0 | 0 | 0 | 0 | 0 | -76.3402 | 1.8827 | 0 | 1.9314 | 0 | 3.26 | 12.9775 | 1.2663 | 3.1569 | 0.034497 | 0.057553 | 0 | 0.62859 | 0.11453 | 2.6783 | -40.6556 | 24.6018 | -77.6658 | 0 | 0.5801 | 0 | 1.7286 | 0.18896
2025_04_18 Hr 24 | 0 | 0 | 0 | 0.066007 | 0.066499 | 0.057221 | 0.06116 | 0.067031 | 0.067423 | 0 | 0 | 0.016972 | 2.13 | 0.14791 | 1.5544 | 1.5544 | 3.0941 | 0 | 0.0051127 | 0.0054208 | 0.010137 | 0.033051 | 0 | 0.053834 | 0 | 0 | 0 | 0.057082 | 0.017981 | 0.85044 | 0.19503 | 3.4124 | 2.1271 | 0 | 0.51039 | 0.83819 | 0 | 0 | 0 | 0 | -0.85084 | 0.055283 | 0 | 0.0037202 | 0 | -0.31039 | 0 | 0 | 0 | 0 | 0 | 0 | 0 | 0 | 2.7368 | 0.0010361 | 0 | 0 | 0 | 0 | 0 | 0 | 0 | 0 | -1.325 | 0 | 0 | 0 | 0 | 0 | 0 | 0 | 0 | 0 | 0 | -64.7728 | 1.8827 | 0 | 1.9314 | 0 | 3.4297 | 12.9775 | 1.2663 | 3.1569 | 0.034497 | 0.057553 | 0 | 0.62859 | 0.11453 | 2.6783 | -29.7939 | 24.4338 | -66.3544 | 0 | 0.5801 | 0 | 1.7286 | 0.18344
2025_04_19 Hr 01 | 0 | 0 | 0 | 0.056706 | 0.057128 | 0.049158 | 0.052542 | 0.057586 | 0.057922 | 0 | 0 | 0.016972 | 1.41 | 0.10761 | 1.5544 | 1.5544 | 2.6587 | 0 | 0.0051127 | 0.0054208 | 0.010137 | 0.033051 | 0 | 0.23792 | 0 | 0 | 0 | 0.057082 | 0.017981 | 0.85044 | 0.16823 | 2.9315 | 2.1271 | 0 | 0.51039 | 0.83819 | 0 | 0 | 0 | 0 | -1.4331 | 0.055283 | 0 | 0.0040883 | 0 | -0.34132 | 0 | 0 | 0 | 0 | 0 | 0 | 0 | 0 | 3.3538 | 0.0010361 | 0 | 0 | 0 | 0 | 0 | 0 | 0 | 0 | -1.325 | 0 | 0 | 0 | 0 | 0 | 0 | 0 | 0 | 0 | 0 | -70.5478 | 1.8827 | 0 | 1.6592 | 0 | 3.5734 | 11.708 | 1.2663 | 3.1569 | 0.034497 | 0.057553 | 0 | 0.62859 | 0.11453 | 2.6783 | -37.2692 | 24.4322 | -71.9762 | 0 | 0.5801 | 0 | 1.7286 | 0.1815
2025_04_19 Hr 02 | 0 | 0 | 0 | 0.056706 | 0.057128 | 0.049158 | 0.052542 | 0.057586 | 0.057922 | 0 | 0 | 0.016972 | 0.93 | 0.04964 | 1.5544 | 1.5544 | 2.6587 | 0 | 0.0051127 | 0.0054208 | 0.010137 | 0.033051 | 0 | -0.37652 | 0 | 0 | 0 | 0.057082 | 0.017981 | 0.85044 | 0.16823 | 2.9315 | 2.1271 | 0 | 0.51039 | 0.83819 | 0 | 0 | 0 | 0 | -1.5094 | 0.055283 | 0 | 0.0028595 | 0 | -0.23809 | 0 | 0 | 0 | 0 | 0 | 0 | 0 | 0 | 3.3538 | 0.0010361 | 0 | 0 | 0 | 0 | 0 | 0 | 0 | 0 | -1.325 | 0 | 0 | 0 | 0 | 0 | 0 | 0 | 0 | 0 | 0 | -43.9659 | 1.8827 | 0 | 1.6592 | 0 | 3.4733 | 11.708 | 1.2663 | 3.1569 | 0.034497 | 0.057553 | 0 | 0.62859 | 0.11453 | 2.6783 | -11.9149 | 23.792 | -45.9055 | 0 | 0.5801 | 0 | 1.7286 | 0.1794
2025_04_19 Hr 03 | 0 | 0 | 0 | 0.056706 | 0.057128 | 0.049158 | 0.052542 | 0.057586 | 0.057922 | 0 | 0 | 0.016972 | 1.11 | 0.058805 | 1.5544 | 1.5544 | 2.6587 | 0 | 0.0051127 | 0.0054208 | 0.010137 | 0.033051 | 0 | -0.38721 | 0 | 0 | 0 | 0.057082 | 0.017981 | 0.85044 | 0.16823 | 2.9315 | 2.1271 | 0 | 0.51039 | 0.83819 | 0 | 0 | 0 | 0 | -0.79127 | 0.055283 | 0 | 0.0028381 | 0 | -0.2363 | 0 | 0 | 0 | 0 | 0 | 0 | 0 | 0 | 3.4918 | 0.0010361 | 0 | 0 | 0 | 0 | 0 | 0 | 0 | 0 | -1.325 | 0 | 0 | 0 | 0 | 0 | 0 | 0 | 0 | 0 | 0 | -43.7337 | 1.8827 | 0 | 1.6592 | 0 | 3.1599 | 11.708 | 1.2663 | 3.1569 | 0.034497 | 0.057553 | 0 | 0.62859 | 0.11453 | 2.6783 | -10.9608 | 23.8047 | -45.6822 | 0 | 0.5801 | 0 | 1.7286 | 0.17833
2025_04_19 Hr 04 | 0 | 0 | 0 | 0.056706 | 0.057128 | 0.049158 | 0.052542 | 0.057586 | 0.057922 | 0 | 0 | 0.016972 | 1.95 | 0.12566 | 1.5544 | 1.5544 | 2.6587 | 0 | 0.0051127 | 0.0054208 | 0.010137 | 0.033051 | 0 | -0.080166 | 0 | 0 | 0 | 0.057082 | 0.017981 | 0.85044 | 0.16823 | 2.9315 | 2.1271 | 0 | 0.51039 | 0.83819 | 0 | 0 | 0 | 0.025562 | -0.89899 | 0.055283 | 0 | 0.0034522 | 0 | -0.28788 | 0 | 0 | 0 | 0 | 0 | 0 | 0 | 0 | 3.2885 | 0.0010361 | 0 | 0 | 0 | 0 | 0 | 0 | 0 | 0 | -1.325 | 0 | 0 | 0 | 0 | 0 | 0 | 0 | 0 | 0 | 0 | -57.6799 | 1.8827 | 0 | 1.6592 | 0 | 3.2208 | 11.708 | 1.2663 | 3.1569 | 0.034497 | 0.057553 | 0 | 0.62859 | 0.11453 | 2.6783 | -23.9693 | 24.5691 | -59.3729 | 0 | 0.5801 | 0 | 1.7286 | 0.17821
2025_04_19 Hr 05 | 0 | 0 | 0 | 0.056706 | 0.057128 | 0.049158 | 0.052542 | 0.057586 | 0.057922 | 0 | 0 | 0.016972 | 2.49 | 0.18467 | 1.5544 | 1.5544 | 2.6587 | 0 | 0.0051127 | 0.0054208 | 0.010137 | 0.033051 | 0 | 0.18027 | 0 | 0 | 0 | 0.057082 | 0.017981 | 0.85044 | 0.16823 | 2.9315 | 2.1271 | 0 | 0.51039 | 0.83819 | 0 | 0 | 0 | 0.0061807 | -2.3643 | 0.055283 | 0 | 0.003973 | 0 | -0.33164 | 0 | 0 | 0 | 0 | 0 | 0 | 0 | 0 | 3.2885 | 0.0010361 | 0 | 0 | 0 | 0 | 0 | 0 | 0 | 0 | -1.325 | 0 | 0 | 0 | 0 | 0 | 0 | 0 | 0 | 0 | 0 | -66.0296 | 1.8827 | 0 | 1.6592 | 0 | 3.3209 | 11.708 | 1.2663 | 3.1569 | 0.034497 | 0.057553 | 0 | 0.62859 | 0.11453 | 2.6783 | -32.8888 | 25.2674 | -67.506 | 0 | 0.5801 | 0 | 1.7286 | 0.17738
2025_04_19 Hr 06 | 0 | 0 | 0 | 0.056706 | 0.057128 | 0.049158 | 0.052542 | 0.057586 | 0.057922 | 0 | 0 | 0.016972 | 2.7 | 0.19942 | 1.5544 | 1.5544 | 2.6587 | 0 | 0.0051127 | 0.0054208 | 0.010137 | 0.033051 | 0 | 0.17208 | 0 | 0 | 0 | 0.057082 | 0.017981 | 0.85044 | 0.16823 | 2.9315 | 2.1271 | 0 | 0.51039 | 0.83819 | 0 | 0 | 0 | 0.042458 | -1.7883 | 0.055283 | 0 | 0.0039567 | 0 | -0.33026 | 0 | 0 | 0 | 0 | 0 | 0 | 0 | 0 | 3.0126 | 0.0010361 | 0 | 0 | 0 | 0 | 0 | 0 | 0 | 0 | -1.325 | 0 | 0 | 0 | 0 | 0 | 0 | 0 | 0 | 0 | 0 | -64.3806 | 1.8827 | 0 | 1.6592 | 0 | 2.8987 | 11.708 | 1.2663 | 3.1569 | 0.034497 | 0.057553 | 0 | 0.62859 | 0.11453 | 2.6783 | -31.104 | 24.7977 | -65.8638 | 0 | 0.5801 | 0 | 1.7286 | 0.181
2025_04_19 Hr 07 | 0 | 0 | 0 | 0.056706 | 0.057128 | 0.049158 | 0.052542 | 0.057586 | 0.057922 | 0 | 0 | 0.016972 | 2.58 | 0.1478 | 1.5544 | 1.5544 | 2.6036 | 0 | 0.0051127 | 0.0054208 | 0.010137 | 0.033051 | 0 | 0 | 0 | 0 | 0 | 0.057082 | 0.017981 | 0.85044 | 0.16823 | 2.9065 | 2.1271 | 0 | 0.50417 | 0.83819 | 0 | 0 | 0 | 0.19181 | -0.44953 | 0.055283 | 0 | 0.003069 | 0 | -0.25569 | 0 | 0 | 0 | 0 | 0 | 0 | 0 | 0 | 2.2577 | 0.0010361 | 0 | -1.0625 | 0 | 0 | 0 | 0 | 0 | 0 | 0 | 0 | 0 | 0 | 0 | 0 | 0 | 0 | 0 | 0 | 0 | -48.6217 | 1.8827 | 0 | 1.6296 | 0 | 2.6898 | 11.5982 | 1.2663 | 3.1569 | 0.034497 | 0.057553 | 0 | 0.62859 | 0.11453 | 2.6783 | -14.9407 | 23.6588 | -49.9399 | 0 | 0.5801 | 0 | 1.7286 | 0.18378
2025_04_19 Hr 08 | 0.090742 | 0 | 0 | 0.056706 | 0.057128 | 0.049158 | 0.052542 | 0.057586 | 0.057922 | 0 | 0 | 0.016972 | 1.95 | 0.10578 | 1.5544 | 1.5544 | 2.6036 | 0 | 0.0051127 | 0.0054208 | 0.010137 | 0.033051 | 0 | 0 | 0 | 0 | 0 | 0.057082 | 0.017981 | 0.85044 | 0.16823 | 2.9065 | 2.1271 | 0 | 0.50417 | 0.83819 | 0 | 0 | 0 | 0.64555 | -0.10593 | 0.055283 | 0 | 0.002906 | 0 | -0.242 | 0 | 0 | 0 | 0 | 0 | 0 | 0 | 0 | 2.1923 | 0.0010361 | 0 | -1.0625 | 0 | 0 | 0 | 0 | 0 | 0 | 0 | 0 | 0 | 0 | 0 | 0 | 0 | 0 | 0 | 0 | 0 | -45.9324 | 1.8827 | 0 | 1.6296 | 0 | 2.7508 | 11.5982 | 1.2663 | 3.1569 | 0.034497 | 0.057553 | -0.090742 | 0.62859 | 0.11453 | 2.6783 | -12.1099 | 23.0799 | -47.3277 | 0 | 0.5801 | 0 | 1.7286 | 0.19064
2025_04_19 Hr 09 | 0.22653 | 2.3145e-05 | 0 | 0.056706 | 0.057128 | 0.049158 | 0.052542 | 0.057586 | 0.057922 | 0 | 0 | 0.016972 | 1.92 | 0.098751 | 1.5544 | 1.5544 | 2.6036 | 0 | 0.0051127 | 0.0054208 | 0.010137 | 0.033051 | 0 | 0 | 0 | 0 | 0 | 0.057082 | 0.017981 | 0.85044 | 0.16823 | 2.9065 | 2.1271 | 0 | 0.50417 | 0.83819 | 0 | 0 | 0 | 0.62994 | -0.041734 | 0.055283 | 0 | 0.0027553 | 0 | -0.22935 | 0 | 0 | 0 | 0 | 0 | 0 | 0 | 0 | 1.7785 | 0.0010361 | 0 | -1.0625 | 0 | 0 | 0 | 0 | 0 | 0 | 0 | 0 | 0 | 0 | 0 | 0 | 0 | 0 | 0 | 0 | 0 | -44.8307 | 1.8827 | 0 | 1.6296 | 0 | 2.9205 | 11.5982 | 1.2663 | 3.1569 | 0.034497 | 0.057553 | -0.22653 | 0.62859 | 0.11453 | 2.6783 | -11.2242 | 22.9385 | -46.3491 | 0 | 0.5801 | 0 | 1.7286 | 0.19451
2025_04_19 Hr 10 | 0.40859 | 0.00016917 | 0 | 0.056706 | 0.057128 | 0.049158 | 0.052542 | 0.057586 | 0.057922 | 0 | 0 | 0.016972 | 2.19 | 0.10874 | 1.5544 | 1.5544 | 2.6036 | 0 | 0.0051127 | 0.0054208 | 0.010137 | 0.033051 | 0 | 0 | 0 | 0 | 0 | 0.057082 | 0.017981 | 0.85044 | 0.16823 | 2.9065 | 2.1271 | 0 | 0.50417 | 0.83819 | 0 | 0 | 0 | 0.85437 | -0.076144 | 0.055283 | 0 | 0.00266 | 0 | -0.22134 | 0 | 0 | 0 | 0 | 0 | 0 | 0 | 0 | 1.9891 | 0.0010361 | 0 | -1.0625 | 0 | 0 | 0 | 0 | 0 | 0 | 0 | 0 | 0 | 0 | 0 | 0 | 0 | 0 | 0 | 0 | 0 | -47.1719 | 1.8827 | 0 | 1.6296 | 0 | 2.951 | 11.5982 | 1.2663 | 3.1569 | 0.034497 | 0.057553 | -0.40859 | 0.62859 | 0.11453 | 2.6783 | -12.8424 | 23.6455 | -48.8643 | 0 | 0.5801 | 0 | 1.7286 | 0.19826
2025_04_19 Hr 11 | 0.54503 | 0.0003972 | 0 | 0.056706 | 0.057128 | 0.049158 | 0.052542 | 0.057586 | 0.057922 | 0 | 0 | 0.016972 | 2.19 | 0.10634 | 1.5544 | 1.5544 | 2.6036 | 0 | 0.0051127 | 0.0054208 | 0.010137 | 0.033051 | 0 | 0 | 0 | 0 | 0 | 0.057082 | 0.017981 | 0.85044 | 0.16823 | 2.9065 | 2.1271 | 0 | 0.50417 | 0.83819 | 0 | 0 | 0 | 0.9319 | 0 | 0.055283 | 0 | 0.0026012 | 0 | -0.2164 | 0 | 0 | 0 | 0 | 0 | 0 | 0 | 0 | 2.0544 | 0.0010361 | 0 | -1.0625 | 0 | 0 | 0 | 0 | 0 | 0 | 0 | 0 | 0 | 0 | 0 | 0 | 0 | 0 | 0 | 0 | 0 | -48.5035 | 1.8827 | 0 | 1.6296 | 0 | 3.112 | 11.5982 | 1.2663 | 3.1569 | 0.034497 | 0.057553 | -0.54503 | 0.62859 | 0.11453 | 2.6783 | -13.7905 | 24.0068 | -50.3274 | 0 | 0.5801 | 0 | 1.7286 | 0.19894
2025_04_19 Hr 12 | 0.59 | 0.00032478 | 0 | 0.056706 | 0.057128 | 0.049158 | 0.052542 | 0.057586 | 0.057922 | 0 | 0 | 0.016972 | 2.19 | 0.10562 | 1.5544 | 1.5544 | 2.6036 | 0 | 0.0051127 | 0.0054208 | 0.010137 | 0.033051 | 0 | 0 | 0 | 0 | 0 | 0.057082 | 0.017981 | 0.85044 | 0.16823 | 2.9065 | 2.1271 | 0 | 0.50417 | 0.83819 | 0 | 0 | 0 | 0 | -1.1116 | 0.055283 | 0 | 0.0025838 | 0 | -0.21494 | 0 | 0 | 0 | 0 | 0 | 0 | 0 | 0 | 2.1923 | 0.0010361 | 0 | -1.0625 | 0 | 0 | 0 | 0 | 0 | 0 | 0 | 0 | 0 | 0 | 0 | 0 | 0 | 0 | 0 | 0 | 0 | -47.0567 | 1.8827 | 0 | 1.6296 | 0 | 3.3906 | 11.5982 | 1.2663 | 3.1569 | 0.034497 | 0.057553 | -0.59 | 0.62859 | 0.11453 | 2.6783 | -13.9709 | 24.4667 | -48.9241 | 0 | 0.5801 | 0 | 1.7286 | 0.19819
2025_04_19 Hr 13 | 0.71525 | 0.00029031 | 0 | 0.056706 | 0.057128 | 0.049158 | 0.052542 | 0.057586 | 0.057922 | 0 | 0 | 0.016972 | 2.22 | 0.093259 | 1.5544 | 1.5544 | 2.6036 | 0 | 0.0051127 | 0.0054208 | 0.010137 | 0.033051 | 0 | 0 | 0 | 0 | 0 | 0.057082 | 0.017981 | 0.85044 | 0.16823 | 2.9065 | 2.1271 | 0 | 0.50417 | 0.83819 | 0 | 0 | 0 | 0.23 | 0 | 0.055283 | 0 | 0.0022505 | 0 | -0.18694 | 0 | 0 | 0 | 0 | 0 | 0 | 0 | 0 | 1.9891 | 0.0010361 | 0 | -1.0625 | 0 | 0 | 0 | 0 | 0 | 0 | 0 | 0 | 0 | 0 | 0 | 0 | 0 | 0 | 0 | 0 | 0 | -41.2796 | 1.8827 | 0 | 1.6296 | 0 | 2.4896 | 11.5982 | 1.2663 | 3.1569 | 0.034497 | 0.057553 | -0.71525 | 0.62859 | 0.11453 | 2.6783 | -7.9127 | 23.5035 | -43.2443 | 0 | 0.5801 | 0 | 1.7286 | 0.1963
2025_04_19 Hr 14 | 0.7037 | 0.00045889 | 0 | 0.056706 | 0.057128 | 0.049158 | 0.052542 | 0.057586 | 0.057922 | 0 | 0 | 0.016972 | 2.25 | 0.077124 | 1.5544 | 1.5544 | 2.6036 | 0 | 0.0051127 | 0.0054208 | 0.010137 | 0.033051 | 0 | 0 | 0 | 0 | 0 | 0.057082 | 0.017981 | 0.85044 | 0.16823 | 2.9065 | 2.1271 | 0 | 0.50417 | 0.83819 | 0 | 0 | 0 | 0.0079975 | -0.10347 | 0.055283 | 0 | 0.0018363 | 0 | -0.15215 | 0 | 0 | 0 | 0 | 0 | 0 | 0 | 0 | 1.9891 | 0.0010361 | 0 | -1.0625 | 0 | 0 | 0 | 0 | 0 | 0 | 0 | 0 | 0 | 0 | 0 | 0 | 0 | 0 | 0 | 0 | 0 | -33.1986 | 1.8827 | 0 | 1.6296 | 0 | 2.4156 | 11.5982 | 1.2663 | 3.1569 | 0.034497 | 0.057553 | -0.7037 | 0.62859 | 0.11453 | 2.6783 | -0.18407 | 23.4302 | -35.1169 | 0 | 0.5801 | 0 | 1.7286 | 0.19451
2025_04_19 Hr 15 | 0.65801 | 0 | 0 | 0.056706 | 0.057128 | 0.049158 | 0.052542 | 0.057586 | 0.057922 | 0 | 0 | 0.016972 | 2.13 | 0.071975 | 1.5527 | 1.5527 | 2.6036 | 0 | 0.0051127 | 0.0054208 | 0.010137 | 0.033051 | 0 | 0 | 0 | 0 | 0 | 0.057082 | 0.017981 | 0.82871 | 0.16823 | 2.9065 | 2.1271 | 0 | 0.50417 | 0.83819 | 0 | 0 | 0 | 0.61387 | 0 | 0.055283 | 0 | 0.0018102 | 0 | -0.14996 | 0 | 0 | 0 | 0 | 0 | 0 | 0 | 0 | 2.5335 | 0.0010361 | 0 | -1.0625 | 0 | 0 | 0 | 0 | 0 | 0 | 0 | 0 | 0 | 0 | 0 | 0 | 0 | 0 | 0 | 0 | 0 | -31.2822 | 1.8827 | 0 | 1.5487 | 0 | 2.1066 | 11.4921 | 1.2663 | 3.1569 | 0.034497 | 0.057553 | -0.65801 | 0.62859 | 0.11453 | 2.6783 | 2.4466 | 23.4933 | -33.1527 | 0 | 0.5801 | 0 | 1.7286 | 0.19349
2025_04_19 Hr 16 | 0.56748 | 0 | 0 | 0.056706 | 0.057128 | 0.049158 | 0.052542 | 0.057586 | 0.057922 | 0 | 0 | 0.016972 | 2.07 | 0.071724 | 1.5544 | 1.5544 | 2.6036 | 0 | 0.0051127 | 0.0054208 | 0.010137 | 0.033051 | 0 | 0 | 0 | 0 | 0 | 0.057082 | 0.017981 | 0.85044 | 0.16823 | 2.9065 | 2.1271 | 0 | 0.50417 | 0.83819 | 0 | 0 | 0 | 0 | -0.70575 | 0.055283 | 0 | 0.0018562 | 0 | -0.15382 | 0 | 0 | 0 | 0 | 0 | 0 | 0 | 0 | 2.9473 | 0.0010361 | 0 | -1.0625 | 0 | 0 | 0 | 0 | 0 | 0 | 0 | 0 | 0 | 0 | 0 | 0 | 0 | 0 | 0 | 0 | 0 | -32.7425 | 1.8827 | 0 | 1.6296 | 0 | 2.3373 | 11.5982 | 1.2663 | 3.1569 | 0.034497 | 0.057553 | -0.56748 | 0.62859 | 0.11453 | 2.6783 | 0.35143 | 23.9853 | -34.5263 | 0 | 0.5801 | 0 | 1.7286 | 0.19184
2025_04_19 Hr 17 | 0.57787 | 0 | 0 | 0.056706 | 0.057128 | 0.049158 | 0.052542 | 0.057586 | 0.057922 | 0 | 0 | 0.016972 | 1.65 | 0.071794 | 1.5544 | 1.5544 | 2.6036 | 0 | 0.0051127 | 0.0054208 | 0.010137 | 0.033051 | 0 | 0 | 0 | 0 | 0 | 0.057082 | 0.017981 | 0.85044 | 0.16823 | 2.9065 | 2.1271 | 0 | 0.50417 | 0.83819 | 0 | 0 | 0 | 0.59966 | 0 | 0.055283 | 0 | 0.002331 | 0 | -0.1937 | 0 | 0 | 0 | 0 | 0 | 0 | 0 | 0 | 2.5989 | 0.0010361 | 0 | -1.0625 | 0 | 0 | 0 | 0 | 0 | 0 | 0 | 0 | 0 | 0 | 0 | 0 | 0 | 0 | 0 | 0 | 0 | -39.9656 | 1.8827 | 0 | 1.6296 | 0 | 1.6235 | 11.5982 | 1.2663 | 3.1569 | 0.034497 | 0.057553 | -0.57787 | 0.62859 | 0.11453 | 2.6783 | -7.0879 | 22.5139 | -41.7997 | 0 | 0.5801 | 0 | 1.7286 | 0.19223
2025_04_19 Hr 18 | 0.47718 | 0 | 0 | 0.056706 | 0.057128 | 0.049158 | 0.052542 | 0.057586 | 0.057922 | 0 | 0 | 0.016972 | 1.05 | 0.055564 | 1.5544 | 1.5544 | 2.6036 | 0 | 0.0051127 | 0.0054208 | 0.010137 | 0.033051 | 0 | 0 | 0 | 0 | 0 | 0.057082 | 0.017981 | 0.85044 | 0.16823 | 2.9065 | 2.1271 | 0 | 0.50417 | 0.83819 | 0 | 0 | 0 | 1.3537 | 0 | 0.055283 | 0 | 0.0028349 | 0 | -0.23603 | 0 | 0 | 0 | 0 | 0 | 0 | 0 | 0 | 1.8511 | 0.0010361 | 0 | -1.0625 | 0 | 0 | 0 | 0 | 0 | 0 | 0 | 0 | 0 | 0 | 0 | 0 | 0 | 0 | 0 | 0 | 0 | -49.7526 | 1.8827 | 0 | 1.6296 | 0 | 1.8541 | 11.5982 | 1.2663 | 3.1569 | 0.034497 | 0.057553 | -0.47718 | 0.62859 | 0.11453 | 2.6783 | -17.2952 | 21.2812 | -51.5283 | 0 | 0.5801 | 0 | 1.7286 | 0.19349
2025_04_19 Hr 19 | 0.1586 | 0 | 0 | 0.056706 | 0.057128 | 0.049158 | 0.052542 | 0.057586 | 0.057922 | 0 | 0 | 0.016972 | 0.66 | 0.033772 | 1.5544 | 1.5544 | 2.6036 | 0 | 0.0051127 | 0.0054208 | 0.010137 | 0.033051 | 0 | 0 | 0 | 0 | 0 | 0.057082 | 0.017981 | 0.85044 | 0.16823 | 2.9065 | 2.1271 | 0 | 0.50417 | 0.83819 | 0 | 0 | 0 | 0.31782 | 0 | 0.055283 | 0 | 0.0027413 | 0 | -0.22817 | 0 | 0 | 0 | 0 | 0 | 0 | 0 | 0 | 2.3303 | 0.0010361 | 0 | -1.0625 | 0 | 0 | 0 | 0 | 0 | 0 | 0 | 0 | 0 | 0 | 0 | 0 | 0 | 0 | 0 | 0 | 0 | -47.6107 | 1.8827 | 0 | 1.6296 | 0 | 2.3155 | 11.5982 | 1.2663 | 3.1569 | 0.034497 | 0.057553 | -0.1586 | 0.62859 | 0.11453 | 2.6783 | -15.6529 | 21.4911 | -49.06 | 0 | 0.5801 | 0 | 1.7286 | 0.19331
2025_04_19 Hr 20 | 0 | 0 | 0 | 0.056706 | 0.057128 | 0.049158 | 0.052542 | 0.057586 | 0.057922 | 0 | 0 | 0.016972 | 0.21 | 0.010472 | 1.5544 | 1.5544 | 2.6036 | 0 | 0.0051127 | 0.0054208 | 0.010137 | 0.033051 | 0 | 0 | 0 | 0 | 0 | 0.057082 | 0.017981 | 0.85044 | 0.16823 | 2.9065 | 2.1271 | 0 | 0.50417 | 0.83819 | 0 | 0 | 0 | 1.0735 | 0 | 0.055283 | 0 | 0.0026714 | 0 | -0.2223 | 0 | 0 | 0 | 0 | 0 | 0 | 0 | 0 | 2.5335 | 0.0010361 | 0 | -1.0625 | 0 | 0 | 0 | 0 | 0 | 0 | 0 | 0 | 0 | 0 | 0 | 0 | 0 | 0 | 0 | 0 | 0 | -46.3745 | 1.8827 | 0 | 1.6296 | 0 | 2.2894 | 11.5982 | 1.2663 | 3.1569 | 0.034497 | 0.057553 | 0 | 0.62859 | 0.11453 | 2.6783 | -13.951 | 21.0366 | -47.6593 | 0 | 0.5801 | 0 | 1.7286 | 0.19349
2025_04_19 Hr 21 | 0 | 1.1268e-06 | 0 | 0.056706 | 0.057128 | 0.049158 | 0.052542 | 0.057586 | 0.057922 | 0 | 0 | 0.016972 | 0.15 | 0.0052583 | 1.5544 | 1.5544 | 2.6036 | 0 | 0.0051127 | 0.0054208 | 0.010137 | 0.033051 | 0 | 0 | 0 | 0 | 0 | 0.057082 | 0.017981 | 0.85044 | 0.16823 | 2.9065 | 2.1271 | 0 | 0.50417 | 0.83819 | 0 | 0 | 0 | 0 | -0.46759 | 0.055283 | 0 | 0.001878 | 0 | -0.15565 | 0 | 0 | 0 | 0 | 0 | 0 | 0 | 0 | 1.2994 | 0.0010361 | 0 | -1.0625 | 0 | 0 | 0 | 0 | 0 | 0 | 0 | 0 | 0 | 0 | 0 | 0 | 0 | 0 | 0 | 0 | 0 | -28.404 | 1.8827 | 0 | 1.6296 | 0 | 2.7072 | 11.5982 | 1.2663 | 3.1569 | 0.034497 | 0.057553 | 0 | 0.62859 | 0.11453 | 2.6783 | 1.6667 | 20.1582 | -29.6221 | 0 | 0.5801 | 0 | 1.7286 | 0.19659
2025_04_19 Hr 22 | 0 | 0 | 0 | 0.056706 | 0.057128 | 0.049158 | 0.052542 | 0.057586 | 0.057922 | 0 | 0 | 0.016972 | 0.48 | 0.015455 | 1.5544 | 1.5544 | 2.6036 | 0 | 0.0051127 | 0.0054208 | 0.010137 | 0.033051 | 0 | 0 | 0 | 0 | 0 | 0.057082 | 0.017981 | 0.85044 | 0.16823 | 2.9065 | 2.1271 | 0 | 0.50417 | 0.83819 | 0 | 0 | 0 | 1.0993 | 0 | 0.055283 | 0 | 0.0017248 | 0 | -0.14279 | 0 | 0 | 0 | 0 | 0 | 0 | 0 | 0 | 1.4374 | 0.0010361 | 0 | -1.0625 | 0 | 0 | 0 | 0 | 0 | 0 | 0 | 0 | 0 | 0 | 0 | 0 | 0 | 0 | 0 | 0 | 0 | -26.8403 | 1.8827 | 0 | 1.6296 | 0 | 2.0544 | 11.5982 | 1.2663 | 3.1569 | 0.034497 | 0.057553 | 0 | 0.62859 | 0.11453 | 2.6783 | 4.6311 | 19.9792 | -28.0455 | 0 | 0.5801 | 0 | 1.7286 | 0.19235
2025_04_19 Hr 23 | 0 | 0 | 0 | 0.056706 | 0.057128 | 0.049158 | 0.052542 | 0.057586 | 0.057922 | 0 | 0 | 0.016972 | 0.48 | 0.021034 | 1.5544 | 1.5544 | 2.6587 | 0 | 0.0051127 | 0.0054208 | 0.010137 | 0.033051 | 0 | -0.63246 | 0 | 0 | 0 | 0.057082 | 0.017981 | 0.85044 | 0.16823 | 2.9315 | 2.1271 | 0 | 0.51039 | 0.83819 | 0 | 0 | 0 | 0.48359 | -0.22282 | 0.055283 | 0 | 0.0023476 | 0 | -0.1951 | 0 | 0 | 0 | 0 | 0 | 0 | 0 | 0 | 2.2577 | 0.0010361 | 0 | 0 | 0 | 0 | 0 | 0 | 0 | 0 | -1.325 | 0 | 0 | 0 | 0 | 0 | 0 | 0 | 0 | 0 | 0 | -35.4061 | 1.8827 | 0 | 1.6592 | 0 | 2.8378 | 11.708 | 1.2663 | 3.1569 | 0.034497 | 0.057553 | 0 | 0.62859 | 0.11453 | 2.6783 | -3.9974 | 21.5925 | -37.5587 | 0 | 0.5801 | 0 | 1.7286 | 0.19013
2025_04_19 Hr 24 | 0 | 0 | 0 | 0.056706 | 0.057128 | 0.049158 | 0.052542 | 0.057586 | 0.057922 | 0 | 0 | 0.016972 | 1.11 | 0.054608 | 1.5544 | 1.5544 | 2.6587 | 0 | 0.0051127 | 0.0054208 | 0.010137 | 0.033051 | 0 | -0.48848 | 0 | 0 | 0 | 0.057082 | 0.017981 | 0.85044 | 0.16823 | 2.9315 | 2.1271 | 0 | 0.51039 | 0.83819 | 0 | 0 | 0 | 0.0095203 | -0.3027 | 0.055283 | 0 | 0.0026355 | 0 | -0.21929 | 0 | 0 | 0 | 0 | 0 | 0 | 0 | 0 | 2.9473 | 0.0010361 | 0 | 0 | 0 | 0 | 0 | 0 | 0 | 0 | -1.325 | 0 | 0 | 0 | 0 | 0 | 0 | 0 | 0 | 0 | 0 | -44.5852 | 1.8827 | 0 | 1.6592 | 0 | 3.1294 | 11.708 | 1.2663 | 3.1569 | 0.034497 | 0.057553 | 0 | 0.62859 | 0.11453 | 2.6783 | -11.9692 | 23.234 | -46.618 | 0 | 0.5801 | 0 | 1.7286 | 0.18676
2025_04_20 Hr 01 | 0 | 0 | 0 | 0.056706 | 0.057128 | 0.049158 | 0.052542 | 0.057586 | 0.057922 | 0 | 0 | 0.016972 | 1.89 | 0.092988 | 1.5544 | 1.5544 | 2.6587 | 0 | 0.0051127 | 0.0054208 | 0.010137 | 0.033051 | 0 | -0.4884 | 0 | 0 | 0 | 0.057082 | 0.017981 | 0.85044 | 0.16823 | 2.9315 | 2.1271 | 0 | 0.51039 | 0.83819 | 0 | 0 | 0 | 0 | -0.86142 | 0.055283 | 0 | 0.0026357 | 0 | -0.2193 | 0 | 0 | 0 | 0 | 0 | 0 | 0 | 0 | 3.078 | 0.0010361 | 0 | 0 | 0 | 0 | 0 | 0 | 0 | 0 | -1.325 | 0 | 0 | 0 | 0 | 0 | 0 | 0 | 0 | 0 | 0 | -44.9723 | 1.8827 | 0 | 1.6592 | 0 | 3.2513 | 11.708 | 1.2663 | 3.1569 | 0.034497 | 0.057553 | 0 | 0.62859 | 0.11453 | 2.6783 | -11.8571 | 24.3013 | -47.0049 | 0 | 0.5801 | 0 | 1.7286 | 0.18315
2025_04_20 Hr 02 | 0 | 0 | 0 | 0.056706 | 0.057128 | 0.049158 | 0.052542 | 0.057586 | 0.057922 | 0 | 0 | 0.016972 | 1.02 | 0.050195 | 1.5544 | 1.5544 | 2.6587 | 0 | 0.0051127 | 0.0054208 | 0.010137 | 0.033051 | 0 | -0.4881 | 0 | 0 | 0 | 0.057082 | 0.017981 | 0.85044 | 0.16823 | 2.9315 | 2.1271 | 0 | 0.51039 | 0.83819 | 0 | 0 | 0 | 0 | -0.66599 | 0.055283 | 0 | 0.0026363 | 0 | -0.21935 | 0 | 0 | 0 | 0 | 0 | 0 | 0 | 0 | 3.0126 | 0.0010361 | 0 | 0 | 0 | 0 | 0 | 0 | 0 | 0 | -1.325 | 0 | 0 | 0 | 0 | 0 | 0 | 0 | 0 | 0 | 0 | -43.5707 | 1.8827 | 0 | 1.6592 | 0 | 3.1294 | 11.708 | 1.2663 | 3.1569 | 0.034497 | 0.057553 | 0 | 0.62859 | 0.11453 | 2.6783 | -11.3621 | 23.199 | -45.6031 | 0 | 0.5801 | 0 | 1.7286 | 0.18084
2025_04_20 Hr 03 | 0 | 0 | 0 | 0.056706 | 0.057128 | 0.049158 | 0.052542 | 0.057586 | 0.057922 | 0 | 0 | 0.016972 | 0.63 | 0.030953 | 1.5544 | 1.5544 | 2.6587 | 0 | 0.0051127 | 0.0054208 | 0.010137 | 0.033051 | 0 | -0.49021 | 0 | 0 | 0 | 0.057082 | 0.017981 | 0.85044 | 0.16823 | 2.9315 | 2.1271 | 0 | 0.51039 | 0.83819 | 0 | 0 | 0 | 0 | -1.5951 | 0.055283 | 0 | 0.0026321 | 0 | -0.219 | 0 | 0 | 0 | 0 | 0 | 0 | 0 | 0 | 3.078 | 0.0010361 | 0 | 0 | 0 | 0 | 0 | 0 | 0 | 0 | -1.325 | 0 | 0 | 0 | 0 | 0 | 0 | 0 | 0 | 0 | 0 | -42.6893 | 1.8827 | 0 | 1.6592 | 0 | 3.1599 | 11.708 | 1.2663 | 3.1569 | 0.034497 | 0.057553 | 0 | 0.62859 | 0.11453 | 2.6783 | -11.7251 | 22.8856 | -44.7236 | 0 | 0.5801 | 0 | 1.7286 | 0.18084
2025_04_20 Hr 04 | 0 | 0 | 0 | 0.056706 | 0.057128 | 0.049158 | 0.052542 | 0.057586 | 0.057922 | 0 | 0 | 0.016972 | 1.89 | 0.090736 | 1.5544 | 1.5544 | 2.6587 | 0 | 0.0051127 | 0.0054208 | 0.010137 | 0.033051 | 0 | -0.52031 | 0 | 0 | 0 | 0.057082 | 0.017981 | 0.85044 | 0.16823 | 2.9315 | 2.1271 | 0 | 0.51039 | 0.83819 | 0 | 0 | 0 | 0 | -1.5464 | 0.055283 | 0 | 0.0025719 | 0 | -0.21394 | 0 | 0 | 0 | 0 | 0 | 0 | 0 | 0 | 3.078 | 0.0010361 | 0 | 0 | 0 | 0 | 0 | 0 | 0 | 0 | -1.325 | 0 | 0 | 0 | 0 | 0 | 0 | 0 | 0 | 0 | 0 | -42.4661 | 1.8827 | 0 | 1.6592 | 0 | 2.6289 | 11.708 | 1.2663 | 3.1569 | 0.034497 | 0.057553 | 0 | 0.62859 | 0.11453 | 2.6783 | -10.6884 | 23.6754 | -44.5254 | 0 | 0.5801 | 0 | 1.7286 | 0.18189
2025_04_20 Hr 05 | 0 | 0 | 0 | 0.056706 | 0.057128 | 0.049158 | 0.052542 | 0.057586 | 0.057922 | 0 | 0 | 0.016972 | 1.47 | 0.071694 | 1.5544 | 1.5544 | 2.6587 | 0 | 0.0051127 | 0.0054208 | 0.010137 | 0.033051 | 0 | -0.49987 | 0 | 0 | 0 | 0.057082 | 0.017981 | 0.85044 | 0.16823 | 2.9315 | 2.1271 | 0 | 0.51039 | 0.83819 | 0 | 0 | 0 | 0.096387 | -0.7481 | 0.055283 | 0 | 0.0026128 | 0 | -0.21737 | 0 | 0 | 0 | 0 | 0 | 0 | 0 | 0 | 3.2885 | 0.0010361 | 0 | 0 | 0 | 0 | 0 | 0 | 0 | 0 | -1.325 | 0 | 0 | 0 | 0 | 0 | 0 | 0 | 0 | 0 | 0 | -41.556 | 1.8827 | 0 | 1.6592 | 0 | 2.1153 | 11.708 | 1.2663 | 3.1569 | 0.034497 | 0.057553 | 0 | 0.62859 | 0.11453 | 2.6783 | -9.6101 | 22.9319 | -43.5983 | 0 | 0.5801 | 0 | 1.7286 | 0.18051
2025_04_20 Hr 06 | 0 | 0 | 0 | 0.056706 | 0.057128 | 0.049158 | 0.052542 | 0.057586 | 0.057922 | 0 | 0 | 0.016972 | 0.99 | 0.045763 | 1.5544 | 1.5544 | 2.6587 | 0 | 0.0051127 | 0.0054208 | 0.010137 | 0.033051 | 0 | -0.56806 | 0 | 0 | 0 | 0.057082 | 0.017981 | 0.85044 | 0.16823 | 2.9315 | 2.1271 | 0 | 0.51039 | 0.83819 | 0 | 0 | 0 | 0.17763 | -0.18614 | 0.055283 | 0 | 0.0024764 | 0 | -0.20592 | 0 | 0 | 0 | 0 | 0 | 0 | 0 | 0 | 3.078 | 0.0010361 | 0 | 0 | 0 | 0 | 0 | 0 | 0 | 0 | -1.325 | 0 | 0 | 0 | 0 | 0 | 0 | 0 | 0 | 0 | 0 | -38.2199 | 1.8827 | 0 | 1.6592 | 0 | 2.1153 | 11.708 | 1.2663 | 3.1569 | 0.034497 | 0.057553 | 0 | 0.62859 | 0.11453 | 2.6783 | -6.3992 | 22.2203 | -40.3189 | 0 | 0.5801 | 0 | 1.7286 | 0.18532
2025_04_20 Hr 07 | 0.067857 | 0 | 0 | 0.056706 | 0.057128 | 0.049158 | 0.052542 | 0.057586 | 0.057922 | 0 | 0 | 0.016972 | 0.69 | 0.027973 | 1.5544 | 1.5544 | 2.6036 | 0 | 0.0051127 | 0.0054208 | 0.010137 | 0.033051 | 0 | -0.72033 | 0 | 0 | 0 | 0.057082 | 0.017981 | 0.85044 | 0.16823 | 2.9065 | 2.1271 | 0 | 0.50417 | 0.83819 | 0 | 0 | 0 | 0.13539 | -0.31902 | 0.055283 | 0 | 0.0021718 | 0 | -0.18033 | 0 | 0 | 0 | 0 | 0 | 0 | 0 | 0 | 3.0126 | 0.0010361 | 0 | 0 | 0 | 0 | 0 | 0 | 0 | 0 | -1.325 | 0 | 0 | 0 | 0 | 0 | 0 | 0 | 0 | 0 | 0 | -36.1909 | 1.8827 | 0 | 1.6296 | 0 | 2.4156 | 11.5982 | 1.2663 | 3.1569 | 0.034497 | 0.057553 | -0.067857 | 0.62859 | 0.11453 | 2.6783 | -4.8671 | 22.2027 | -38.4844 | 0 | 0.5801 | 0 | 1.7286 | 0.18898
2025_04_20 Hr 08 | 0.36362 | 0 | 0 | 0.056706 | 0.057128 | 0.049158 | 0.052542 | 0.057586 | 0.057922 | 0 | 0 | 0.016972 | 0.66 | 0.025268 | 1.5544 | 1.5544 | 2.6036 | 0 | 0.0051127 | 0.0054208 | 0.010137 | 0.033051 | 0 | -0.78075 | 0 | 0 | 0 | 0.057082 | 0.017981 | 0.85044 | 0.16823 | 2.9065 | 2.1271 | 0 | 0.50417 | 0.83819 | 0 | 0 | 0 | 0 | -0.4585 | 0.055283 | 0 | 0.002051 | 0 | -0.17018 | 0 | 0 | 0 | 0 | 0 | 0 | 0 | 0 | 3.0126 | 0.0010361 | 0 | 0 | 0 | 0 | 0 | 0 | 0 | 0 | -1.325 | 0 | 0 | 0 | 0 | 0 | 0 | 0 | 0 | 0 | 0 | -32.4322 | 1.8827 | 0 | 1.6296 | 0 | 2.2763 | 11.5982 | 1.2663 | 3.1569 | 0.034497 | 0.057553 | -0.36362 | 0.62859 | 0.11453 | 2.6783 | -1.6011 | 22.331 | -35.0718 | 0 | 0.5801 | 0 | 1.7286 | 0.19343
2025_04_20 Hr 09 | 0.45436 | 1.3486e-05 | 0 | 0.056706 | 0.057128 | 0.049158 | 0.052542 | 0.057586 | 0.057922 | 0 | 0 | 0.016972 | 0.87 | 0.029202 | 1.5544 | 1.5544 | 2.6036 | 0 | 0.0051127 | 0.0054208 | 0.010137 | 0.033051 | 0 | -0.90719 | 0 | 0 | 0 | 0.057082 | 0.017981 | 0.85044 | 0.16823 | 2.9065 | 2.1271 | 0 | 0.50417 | 0.83819 | 0 | 0 | 0 | 0.015271 | -0.12031 | 0.055283 | 0 | 0.0017981 | 0 | -0.14894 | 0 | 0 | 0 | 0 | 0 | 0 | 0 | 0 | 3.0126 | 0.0010361 | 0 | 0 | 0 | 0 | 0 | 0 | 0 | 0 | -1.325 | 0 | 0 | 0 | 0 | 0 | 0 | 0 | 0 | 0 | 0 | -27.163 | 1.8827 | 0 | 1.6296 | 0 | 1.7149 | 11.5982 | 1.2663 | 3.1569 | 0.034497 | 0.057553 | -0.45436 | 0.62859 | 0.11453 | 2.6783 | 3.5723 | 22.0776 | -29.9985 | 0 | 0.5801 | 0 | 1.7286 | 0.19686
2025_04_20 Hr 10 | 0.49926 | 5.0524e-05 | 0 | 0 | 0 | 0 | 0 | 0 | 0 | 0 | 0 | 0.016972 | 0.75 | 0.020152 | 1.5544 | 1.5544 | 2.6036 | 0 | 0.0051127 | 0.0054208 | 0.010137 | 0.033051 | 0 | -1.0865 | 0 | 0 | 0 | 0.057082 | 0.017981 | 0.83373 | 0 | 2.9065 | 2.1271 | 0 | 0.50417 | 0.83819 | 0 | 0 | 0 | 0.31791 | 0 | 0.055283 | 0 | 0.0031667 | 0 | -0.11881 | 0 | 0 | 0 | 0 | 0 | 0 | 0 | 0 | 2.8094 | 0.0010361 | 0 | 0 | 0 | 0 | 0 | 0 | 0 | 0 | -1.325 | 0 | 0 | 0 | 0 | 0 | 0 | 0 | 0 | 0 | 0 | -19.9249 | 1.8827 | 0 | 1.6171 | 0 | 1.3754 | 11.0697 | 1.2663 | 3.1569 | 0.034497 | 0.057553 | -0.49926 | 0.62859 | 0.11453 | 2.6783 | 9.8853 | 21.4523 | -22.9546 | 0 | 0.5801 | 0 | 1.7286 | 0.19839
2025_04_20 Hr 11 | 0.52236 | 0.00015252 | 0 | 0 | 0 | 0 | 0 | 0 | 0 | 0 | 0 | 0.016972 | 0.78 | 0.018599 | 1.5544 | 1.5544 | 2.6036 | 0 | 0.0051127 | 0.0054208 | 0.010137 | 0.033051 | 0 | -1.1676 | 0 | 0 | 0 | 0.057082 | 0.017981 | 0.45595 | 0 | 2.9065 | 2.1271 | 0 | 0.50417 | 0.83819 | 0 | 0 | 0 | 0.44886 | -0.0749 | 0.055283 | 0 | 0.0028103 | 0 | -0.1052 | 0 | 0 | 0 | 0 | 0 | 0 | 0 | 0 | 2.5335 | 0.0010361 | 0 | 0 | 0 | 0 | 0 | 0 | 0 | 0 | -1.325 | 0 | 0 | 0 | 0 | 0 | 0 | 0 | 0 | 0 | 0 | -17.0789 | 1.8827 | 0 | 1.481 | 0 | 1.4145 | 10.5558 | 1.2663 | 3.1569 | 0.034497 | 0.057553 | -0.52236 | 0.62859 | 0.11453 | 2.6783 | 11.9958 | 21.2651 | -20.199 | 0 | 0.5801 | 0 | 1.7286 | 0.19622
2025_04_20 Hr 12 | 0.68045 | 0.00021223 | 0 | 0 | 0 | 0 | 0 | 0 | 0 | 0 | 0 | 0.016972 | 0.78 | 0.017821 | 1.5544 | 1.5544 | 2.6036 | 0 | 0.0051127 | 0.0054208 | 0.010137 | 0.033051 | 0 | -1.1943 | 0 | 0 | 0 | 0.057082 | 0.017981 | 0.32279 | 0 | 2.9065 | 2.1271 | 0 | 0.50417 | 0.83819 | 0 | 0 | 0 | 0.40262 | 0 | 0.055283 | 0 | 0.0026927 | 0 | -0.10071 | 0 | 0 | 0 | 0 | 0 | 0 | 0 | 0 | 2.9473 | 0.0010361 | 0 | 0 | 0 | 0 | 0 | 0 | 0 | 0 | -1.325 | 0 | 0 | 0 | 0 | 0 | 0 | 0 | 0 | 0 | 0 | -15.9695 | 1.8827 | 0 | 1.45 | 0 | 1.6452 | 10.3916 | 1.2663 | 3.1569 | 0.034497 | 0.057553 | -0.68045 | 0.62859 | 0.11453 | 2.6783 | 13.5888 | 22.0645 | -19.2699 | 0 | 0.5801 | 0 | 1.7286 | 0.19378
2025_04_20 Hr 13 | 0.74606 | 0.00023427 | 0 | 0 | 0 | 0 | 0 | 0 | 0 | 0 | 0 | 0.016972 | 0.87 | 0.016864 | 1.5423 | 1.5423 | 2.5953 | 0 | 0.0051127 | 0.0054208 | 0.010137 | 0.033051 | 0 | -1.287 | 0 | 0 | 0 | 0.057082 | 0.017981 | 0.31943 | 0 | 2.9065 | 2.1271 | 0 | 0.50417 | 0.83819 | 0 | 0 | 0 | 0.52217 | 0 | 0.055283 | 0 | 0.0022846 | 0 | -0.085129 | 0 | 0 | 0 | 0 | 0 | 0 | 0 | 0 | 2.7368 | 0.0010361 | 0 | 0 | 0 | 0 | 0 | 0 | 0 | 0 | -1.325 | 0 | 0 | 0 | 0 | 0 | 0 | 0 | 0 | 0 | 0 | -13.2515 | 1.8827 | 0 | 1.2886 | 0 | 1.7453 | 10.1943 | 1.2663 | 3.1569 | 0.034497 | 0.057553 | -0.74606 | 0.62859 | 0.11453 | 2.6783 | 16.1298 | 22.108 | -16.6947 | 0 | 0.5801 | 0 | 1.7286 | 0.19308
2025_04_20 Hr 14 | 0.79989 | 0.0002318 | 0 | 0 | 0 | 0 | 0 | 0 | 0 | 0 | 0 | 0.016972 | 0.93 | 0.017719 | 1.5405 | 1.5405 | 2.5706 | 0 | 0.0051127 | 0.0054208 | 0.010137 | 0.033051 | 0 | -1.2959 | 0 | 0 | 0 | 0.057082 | 0.017981 | 0.31775 | 0 | 2.9065 | 2.1271 | 0 | 0.50417 | 0.83819 | 0 | 0 | 0 | 0.51692 | 0 | 0.055283 | 0 | 0.0022455 | 0 | -0.083637 | 0 | 0 | 0 | 0 | 0 | 0 | 0 | 0 | 2.9473 | 0.0010361 | 0 | 0 | 0 | 0 | 0 | 0 | 0 | 0 | -1.325 | 0 | 0 | 0 | 0 | 0 | 0 | 0 | 0 | 0 | 0 | -12.4452 | 1.8827 | 0 | 1.2576 | 0 | 1.828 | 10.1334 | 1.2663 | 3.1569 | 0.034497 | 0.057553 | -0.79989 | 0.62859 | 0.11453 | 2.6783 | 17.2152 | 22.5145 | -15.9497 | 0 | 0.5801 | 0 | 1.7286 | 0.19167
2025_04_20 Hr 15 | 0.7486 | 0.00017195 | 0 | 0 | 0 | 0 | 0 | 0 | 0 | 0 | 0 | 0.016972 | 1.17 | 0.025494 | 1.459 | 1.4591 | 2.4963 | 0 | 0.0051127 | 0.0054208 | 0.010137 | 0.033051 | 0 | -1.2226 | 0 | 0 | 0 | 0.057082 | 0.017981 | 0.31943 | 0 | 2.8671 | 2.1271 | 0 | 0.49607 | 0.83819 | 0 | 0 | 0 | 0.54863 | -0.040803 | 0.055283 | 0 | 0.0025681 | 0 | -0.095955 | 0 | 0 | 0 | 0 | 0 | 0 | 0 | 0 | 3.078 | 0.0010361 | 0 | 0 | 0 | 0 | 0 | 0 | 0 | 0 | -1.325 | 0 | 0 | 0 | 0 | 0 | 0 | 0 | 0 | 0 | 0 | -13.1603 | 1.8827 | 0 | 1.3196 | 0 | 1.8541 | 9.9205 | 1.2663 | 3.1569 | 0.034497 | 0.057553 | -0.7486 | 0.62859 | 0.11453 | 2.6783 | 16.7341 | 22.8582 | -16.5525 | 0 | 0.5801 | 0 | 1.7286 | 0.19026
2025_04_20 Hr 16 | 0.71678 | 0.00010724 | 0 | 0 | 0 | 0 | 0 | 0 | 0 | 0 | 0 | 0.016972 | 1.23 | 0.027359 | 1.5544 | 1.5544 | 2.6036 | 0 | 0.0051127 | 0.0054208 | 0.010137 | 0.033051 | 0 | -1.2105 | 0 | 0 | 0 | 0.057082 | 0.017981 | 0.34288 | 0 | 2.9065 | 2.1271 | 0 | 0.50417 | 0.83819 | 0 | 0 | 0 | 0.28687 | -0.018847 | 0.055283 | 0 | 0.0026215 | 0 | -0.097994 | 0 | 0 | 0 | 0 | 0 | 0 | 0 | 0 | 3.078 | 0.0010361 | 0 | 0 | 0 | 0 | 0 | 0 | 0 | 0 | -1.325 | 0 | 0 | 0 | 0 | 0 | 0 | 0 | 0 | 0 | 0 | -14.6022 | 1.8827 | 0 | 1.3442 | 0 | 1.4537 | 10.3059 | 1.2663 | 3.1569 | 0.034497 | 0.057553 | -0.71678 | 0.62859 | 0.11453 | 2.6783 | 15.1172 | 22.4957 | -17.9524 | 0 | 0.5801 | 0 | 1.7286 | 0.19007
2025_04_20 Hr 17 | 0.74998 | 8.5391e-05 | 0 | 0 | 0 | 0 | 0 | 0 | 0 | 0 | 0 | 0.016972 | 1.74 | 0.043201 | 1.5527 | 1.5527 | 2.6036 | 0 | 0.0051127 | 0.0054208 | 0.010137 | 0.033051 | 0 | -1.1412 | 0 | 0 | 0 | 0.057082 | 0.017981 | 0.38228 | 0 | 2.9065 | 2.1271 | 0 | 0.50417 | 0.83819 | 0 | 0 | 0 | 0.085859 | -0.07957 | 0.055283 | 0 | 0.0029262 | 0 | -0.10963 | 0 | 0 | 0 | 0 | 0 | 0 | 0 | 0 | 3.2885 | 0.0010361 | 0 | 0 | 0 | 0 | 0 | 0 | 0 | 0 | -1.325 | 0 | 0 | 0 | 0 | 0 | 0 | 0 | 0 | 0 | 0 | -15.0774 | 1.8827 | 0 | 1.4372 | 0 | 1.3928 | 10.4348 | 1.2663 | 3.1569 | 0.034497 | 0.057553 | -0.74998 | 0.62859 | 0.11453 | 2.6783 | 15.2413 | 23.2035 | -18.4033 | 0 | 0.5801 | 0 | 1.7286 | 0.18924
2025_04_20 Hr 18 | 0.77962 | 9.9352e-05 | 0 | 0 | 0 | 0 | 0 | 0 | 0 | 0 | 0 | 0.016972 | 2.04 | 0.057585 | 1.492 | 1.492 | 2.4302 | 0 | 0.0051127 | 0.0054208 | 0.010137 | 0.033051 | 0 | -1.0501 | 0 | 0 | 0 | 0.057082 | 0.017981 | 0.49899 | 0 | 2.8409 | 2.1271 | 0 | 0.49067 | 0.83819 | 0 | 0 | 0 | 1.1742 | -0.0020382 | 0.055283 | 0 | 0.0033269 | 0 | -0.12493 | 0 | 0 | 0 | 0 | 0 | 0 | 0 | 0 | 3.2885 | 0.0010361 | 0 | 0 | 0 | 0 | 0 | 0 | 0 | 0 | -1.325 | 0 | 0 | 0 | 0 | 0 | 0 | 0 | 0 | 0 | 0 | -14.576 | 1.8827 | 0 | 1.4062 | 0 | 1.1316 | 10.1603 | 1.2663 | 3.1569 | 0.034497 | 0.057553 | -0.77962 | 0.62859 | 0.11453 | 2.6783 | 16.7509 | 23.2741 | -17.8557 | 0 | 0.5801 | 0 | 1.7286 | 0.19053
2025_04_20 Hr 19 | 0.29569 | 4.3522e-05 | 0 | 0 | 0 | 0 | 0 | 0 | 0 | 0 | 0 | 0.016972 | 1.5 | 0.042759 | 1.5544 | 1.5544 | 2.6036 | 0 | 0.0051127 | 0.0054208 | 0.010137 | 0.033051 | 0 | -1.0427 | 0 | 0 | 0 | 0.057082 | 0.017981 | 0.74018 | 0 | 2.9065 | 2.1271 | 0 | 0.50417 | 0.83819 | 0 | 0 | 0 | 0.30475 | 0 | 0.055283 | 0 | 0.0033596 | 0 | -0.12618 | 0 | 0 | 0 | 0 | 0 | 0 | 0 | 0 | 2.9473 | 0.0010361 | 0 | 0 | 0 | 0 | 0 | 0 | 0 | 0 | -1.325 | 0 | 0 | 0 | 0 | 0 | 0 | 0 | 0 | 0 | 0 | -19.1521 | 1.8827 | 0 | 1.6296 | 0 | 1.1534 | 10.9886 | 1.2663 | 3.1569 | 0.034497 | 0.057553 | -0.29569 | 0.62859 | 0.11453 | 2.6783 | 11.2812 | 21.9295 | -21.9417 | 0 | 0.5801 | 0 | 1.7286 | 0.19066
2025_04_20 Hr 20 | 0.022595 | 1.0079e-05 | 0 | 0 | 0 | 0 | 0 | 0 | 0 | 0 | 0 | 0.016972 | 1.56 | 0.048918 | 1.5544 | 1.5544 | 2.6036 | 0 | 0.0051127 | 0.0054208 | 0.010137 | 0.033051 | 0 | -0.96631 | 0 | 0 | 0 | 0.057082 | 0.017981 | 0.85044 | 0 | 2.9065 | 2.1271 | 0 | 0.50417 | 0.83819 | 0 | 0 | 0 | 0.43907 | 0 | 0.055283 | 0 | 0.0036957 | 0 | -0.13901 | 0 | 0 | 0 | 0 | 0 | 0 | 0 | 0 | 2.7368 | 0.0010361 | 0 | 0 | 0 | 0 | 0 | 0 | 0 | 0 | -1.325 | 0 | 0 | 0 | 0 | 0 | 0 | 0 | 0 | 0 | 0 | -22.501 | 1.8827 | 0 | 1.6296 | 0 | 1.2622 | 11.0989 | 1.2663 | 3.1569 | 0.034497 | 0.057553 | -0.022595 | 0.62859 | 0.11453 | 2.6783 | 8.2068 | 21.6228 | -24.9539 | 0 | 0.5801 | 0 | 1.7286 | 0.19258
2025_04_20 Hr 21 | 0 | 0 | 0 | 0 | 0 | 0 | 0 | 0 | 0 | 0 | 0 | 0.016972 | 1.62 | 0.042738 | 1.5544 | 1.5544 | 2.6036 | 0 | 0.0051127 | 0.0054208 | 0.010137 | 0.033051 | 0 | -1.0996 | 0 | 0 | 0 | 0.057082 | 0.017981 | 0.85044 | 0 | 2.9065 | 2.1271 | 0 | 0.50417 | 0.83819 | 0 | 0 | 0 | 0.0099353 | -0.28182 | 0.055283 | 0 | 0.0031092 | 0 | -0.11662 | 0 | 0 | 0 | 0 | 0 | 0 | 0 | 0 | 3.695 | 0.0010361 | 0 | 0 | 0 | 0 | 0 | 0 | 0 | 0 | -1.325 | 0 | 0 | 0 | 0 | 0 | 0 | 0 | 0 | 0 | 0 | -19.4921 | 1.8827 | 0 | 1.6296 | 0 | 1.4755 | 11.0989 | 1.2663 | 3.1569 | 0.034497 | 0.057553 | 0 | 0.62859 | 0.11453 | 2.6783 | 11.6245 | 22.8309 | -22.0333 | 0 | 0.5801 | 0 | 1.7286 | 0.19796
2025_04_20 Hr 22 | 0 | 0 | 0 | 0 | 0 | 0 | 0 | 0 | 0 | 0 | 0 | 0.016972 | 1.32 | 0.035734 | 1.5544 | 1.5544 | 2.6036 | 0 | 0.0051127 | 0.0054208 | 0.010137 | 0.033051 | 0 | -1.0811 | 0 | 0 | 0 | 0.057082 | 0.017981 | 0.84877 | 0 | 2.9065 | 2.1271 | 0 | 0.50417 | 0.83819 | 0 | 0 | 0 | 0.87935 | 0 | 0.055283 | 0 | 0.0031906 | 0 | -0.11972 | 0 | 0 | 0 | 0 | 0 | 0 | 0 | 0 | 3.2885 | 0.0010361 | 0 | 0 | 0 | 0 | 0 | 0 | 0 | 0 | -1.325 | 0 | 0 | 0 | 0 | 0 | 0 | 0 | 0 | 0 | 0 | -21.3298 | 1.8827 | 0 | 1.6296 | 0 | 0.91402 | 11.0972 | 1.2663 | 3.1569 | 0.034497 | 0.057553 | 0 | 0.62859 | 0.11453 | 2.6783 | 9.6729 | 21.552 | -23.8556 | 0 | 0.5801 | 0 | 1.7286 | 0.19405
2025_04_20 Hr 23 | 0 | 0 | 0 | 0 | 0 | 0 | 0 | 0 | 0 | 0 | 0 | 0.016972 | 1.17 | 0.038435 | 1.5544 | 1.5544 | 2.6587 | 0 | 0.0051127 | 0.0054208 | 0.010137 | 0.033051 | 0 | -0.92633 | 0 | 0 | 0 | 0.057082 | 0.017981 | 0.85044 | 0 | 2.9315 | 2.1271 | 0 | 0.51039 | 0.83819 | 0 | 0 | 0 | 0 | -1.1832 | 0.055283 | 0 | 0.0038716 | 0 | -0.14573 | 0 | 0 | 0 | 0 | 0 | 0 | 0 | 0 | 2.5989 | 0.0010361 | 0 | 0 | 0 | 0 | 0 | 0 | 0 | 0 | -1.325 | 0 | 0 | 0 | 0 | 0 | 0 | 0 | 0 | 0 | 0 | -20.2237 | 1.8827 | 0 | 1.6592 | 0 | 1.593 | 11.2087 | 1.2663 | 3.1569 | 0.034497 | 0.057553 | 0 | 0.62859 | 0.11453 | 2.6783 | 8.7993 | 21.3945 | -22.6207 | 0 | 0.5801 | 0 | 1.7286 | 0.18829
2025_04_20 Hr 24 | 0 | 0 | 0 | 0 | 0 | 0 | 0 | 0 | 0 | 0 | 0 | 0.016972 | 1.05 | 0.026834 | 1.5544 | 1.5544 | 2.6587 | 0 | 0.0051127 | 0.0054208 | 0.010137 | 0.033051 | 0 | -1.1217 | 0 | 0 | 0 | 0.057082 | 0.017981 | 0.84542 | 0 | 2.9315 | 2.1271 | 0 | 0.51039 | 0.83819 | 0 | 0 | 0 | 0 | -0.80459 | 0.055283 | 0 | 0.0043811 | 0 | -0.1129 | 0 | 0 | 0 | 0 | 0 | 0 | 0 | 0 | 2.3303 | 0.0010361 | 0 | 0 | 0 | 0 | 0 | 0 | 0 | 0 | -1.325 | 0 | 0 | 0 | 0 | 0 | 0 | 0 | 0 | 0 | 0 | -11.6555 | 1.8827 | 0 | 0 | 0 | 0.78344 | 9.5445 | 1.2663 | 3.1569 | 0.034497 | 0.057553 | 0 | 0.62859 | 0.11453 | 2.6783 | 14.7048 | 20.18 | -14.2151 | 0 | 0.5801 | 0 | 1.7286 | 0.1836
2025_04_21 Hr 01 | 0 | 0 | 0 | 0 | 0 | 0 | 0 | 0 | 0 | 0 | 0 | 0.016972 | 1.8 | 0.040799 | 1.5544 | 1.5544 | 2.6587 | 0 | 0.0051127 | 0.0054208 | 0.010137 | 0.033051 | 0 | -1.1991 | 0 | 0 | 0 | 0.057082 | 0.017981 | 0.31775 | 0 | 2.9315 | 2.1271 | 0 | 0.51039 | 0.83819 | 0 | 0 | 0 | 0 | -0.5286 | 0.055283 | 0 | 0.0038856 | 0 | -0.099897 | 0 | 0 | 0 | 0 | 0 | 0 | 0 | 0 | 2.1923 | 0.0010361 | 0 | 0 | 0 | 0 | 0 | 0 | 0 | 0 | -1.325 | 0 | 0 | 0 | 0 | 0 | 0 | 0 | 0 | 0 | 0 | -11.5196 | 1.8827 | 0 | 0 | 0 | 0.83132 | 9.0168 | 1.2663 | 3.1569 | 0.034497 | 0.057553 | 0 | 0.62859 | 0.11453 | 2.6783 | 15.1965 | 20.8519 | -14.1436 | 0 | 0.5801 | 0 | 1.7286 | 0.18152
2025_04_21 Hr 02 | 0 | 0 | 0 | 0 | 0 | 0 | 0 | 0 | 0 | 0 | 0 | 0.016972 | 2.31 | 0.052694 | 1.5544 | 1.5544 | 2.6587 | 0 | 0.0051127 | 0.0054208 | 0.010137 | 0.033051 | 0 | -1.1952 | 0 | 0 | 0 | 0.057082 | 0.017981 | 0.31775 | 0 | 2.9315 | 2.1271 | 0 | 0.51039 | 0.83819 | 0 | 0 | 0 | 0 | -0.66244 | 0.055283 | 0 | 0.0039105 | 0 | -0.10055 | 0 | 0 | 0 | 0 | 0 | 0 | 0 | 0 | 2.4682 | 0.0010361 | 0 | 0 | 0 | 0 | 0 | 0 | 0 | 0 | -1.325 | 0 | 0 | 0 | 0 | 0 | 0 | 0 | 0 | 0 | 0 | -12.0647 | 1.8827 | 0 | 0 | 0 | 0.73121 | 9.0168 | 1.2663 | 3.1569 | 0.034497 | 0.057553 | 0 | 0.62859 | 0.11453 | 2.6783 | 15.2179 | 21.5489 | -14.6854 | 0 | 0.5801 | 0 | 1.7286 | 0.18094
2025_04_21 Hr 03 | 0 | 0 | 0 | 0 | 0 | 0 | 0 | 0 | 0 | 0 | 0 | 0.016972 | 2.19 | 0.050518 | 1.5544 | 1.5544 | 2.6587 | 0 | 0.0051127 | 0.0054208 | 0.010137 | 0.033051 | 0 | -1.1884 | 0 | 0 | 0 | 0.057082 | 0.017981 | 0.32539 | 0 | 2.9315 | 2.1271 | 0 | 0.51039 | 0.83819 | 0 | 0 | 0 | 0 | -0.6379 | 0.055283 | 0 | 0.0039544 | 0 | -0.1017 | 0 | 0 | 0 | 0 | 0 | 0 | 0 | 0 | 3.0126 | 0.0010361 | 0 | 0 | 0 | 0 | 0 | 0 | 0 | 0 | -1.325 | 0 | 0 | 0 | 0 | 0 | 0 | 0 | 0 | 0 | 0 | -11.851 | 1.8827 | 0 | 0 | 0 | 0.46136 | 9.0244 | 1.2663 | 3.1569 | 0.034497 | 0.057553 | 0 | 0.62859 | 0.11453 | 2.6783 | 15.6214 | 21.701 | -14.4661 | 0 | 0.5801 | 0 | 1.7286 | 0.18054
2025_04_21 Hr 04 | 0 | 0 | 0 | 0 | 0 | 0 | 0 | 0 | 0 | 0 | 0 | 0.016972 | 2.1 | 0.052102 | 1.5544 | 1.5544 | 2.6587 | 0 | 0.0051127 | 0.0054208 | 0.010137 | 0.033051 | 0 | -1.1417 | 0 | 0 | 0 | 0.057082 | 0.017981 | 0.49904 | 0 | 2.9315 | 2.1271 | 0 | 0.51039 | 0.83819 | 0 | 0 | 0 | 0 | -0.5868 | 0.055283 | 0 | 0.0042532 | 0 | -0.10955 | 0 | 0 | 0 | 0 | 0 | 0 | 0 | 0 | 2.9473 | 0.0010361 | 0 | 0 | 0 | 0 | 0 | 0 | 0 | 0 | -1.325 | 0 | 0 | 0 | 0 | 0 | 0 | 0 | 0 | 0 | 0 | -13.9111 | 1.8827 | 0 | 0 | 0 | 0.23939 | 9.1981 | 1.2663 | 3.1569 | 0.034497 | 0.057553 | 0 | 0.62859 | 0.11453 | 2.6783 | 13.4497 | 21.3258 | -16.4874 | 0 | 0.5801 | 0 | 1.7286 | 0.18111
2025_04_21 Hr 05 | 0 | 0 | 0 | 0 | 0 | 0 | 0 | 0 | 0 | 0 | 0 | 0.016972 | 2.19 | 0.060405 | 1.5544 | 1.5544 | 2.6587 | 0 | 0.0051127 | 0.0054208 | 0.010137 | 0.033051 | 0 | -1.0674 | 0 | 0 | 0 | 0.057082 | 0.017981 | 0.74021 | 0 | 2.9315 | 2.1271 | 0 | 0.51039 | 0.83819 | 0 | 0 | 0 | 0 | -0.74637 | 0.055283 | 0 | 0.0047284 | 0 | -0.12202 | 0 | 0 | 0 | 0 | 0 | 0 | 0 | 0 | 3.2159 | 0.0010361 | 0 | 0 | 0 | 0 | 0 | 0 | 0 | 0 | -1.325 | 0 | 0 | 0 | 0 | 0 | 0 | 0 | 0 | 0 | 0 | -17.4299 | 1.8827 | 0 | 0 | 0 | 0.36996 | 9.4393 | 1.2663 | 3.1569 | 0.034497 | 0.057553 | 0 | 0.62859 | 0.11453 | 2.6783 | 10.577 | 21.8285 | -19.9443 | 0 | 0.5801 | 0 | 1.7286 | 0.1863
2025_04_21 Hr 06 | 0 | 0 | 0 | 0 | 0 | 0 | 0 | 0 | 0 | 0 | 0 | 0.016972 | 1.92 | 0.056187 | 1.5544 | 1.5544 | 2.6587 | 0 | 0.0051127 | 0.0054208 | 0.010137 | 0.033051 | 0 | -1.0224 | 0 | 0 | 0 | 0.057082 | 0.017981 | 0.85044 | 0 | 2.9315 | 2.1271 | 0 | 0.51039 | 0.83819 | 0 | 0 | 0 | 0 | -0.42502 | 0.055283 | 0 | 0.0050167 | 0 | -0.12959 | 0 | 0 | 0 | 0 | 0 | 0 | 0 | 0 | 3.0126 | 0.0010361 | 0 | 0 | 0 | 0 | 0 | 0 | 0 | 0 | -1.325 | 0 | 0 | 0 | 0 | 0 | 0 | 0 | 0 | 0 | 0 | -18.1326 | 1.8827 | 0 | 0 | 0 | 0.57017 | 9.5495 | 1.2663 | 3.1569 | 0.034497 | 0.057553 | 0 | 0.62859 | 0.11453 | 2.6783 | 10.0736 | 21.5587 | -20.6096 | 0 | 0.5801 | 0 | 1.7286 | 0.19385
2025_04_21 Hr 07 | 0.15853 | 0 | 0 | 0 | 0 | 0 | 0 | 0 | 0 | 0 | 0 | 0.016972 | 1.59 | 0.02611 | 0.71947 | 0.71947 | 2.6036 | 0 | 0.0051127 | 0.0054208 | 0.010137 | 0.033051 | 0 | 0 | 0 | 0 | 0 | 0.057082 | 0.017981 | 0.31775 | 0 | 2.9065 | 2.1271 | 0 | 0.50417 | 0.83819 | 0 | 0 | 0 | 2.0095 | -0.038277 | 0.055283 | 0 | 0.0028151 | 0 | -0.071796 | 0 | 0 | 0 | 0 | 0 | 0 | 0 | 0 | 2.4682 | 0.0010361 | 0 | -1.0625 | 0 | 0 | 0 | 0 | 0 | 0 | 0 | 0 | 0 | 0 | 0 | 0 | 0 | 0 | 0 | 0 | 0 | -10.2726 | 1.8827 | 0 | 0 | 0 | 0.73121 | 7.2667 | 1.2663 | 3.1569 | 0.034497 | 0.057553 | -0.15853 | 0.62859 | 0.11453 | 2.6783 | 18.6487 | 20.9761 | -11.5654 | 0 | 0.5801 | 0 | 1.7286 | 0.2024
2025_04_21 Hr 08 | 0.65401 | 0 | 0 | 0 | 0 | 0 | 0 | 0 | 0 | 0 | 0 | 0.016972 | 0.33 | 0.0049455 | 0.55249 | 0.55249 | 2.521 | 0 | 0.0051127 | 0.0054208 | 0.010137 | 0.033051 | 0 | 0 | 0 | 0 | 0 | 0.057082 | 0.017981 | 0.31775 | 0 | 2.8868 | 2.1271 | 0 | 0.50012 | 0.83819 | 0 | 0 | 0 | 0.22799 | 0 | 0.055283 | 0 | 0.0025691 | 0 | -0.065338 | 0 | 0 | 0 | 0 | 0 | 0 | 0 | 0 | 2.0544 | 0.0010361 | 0 | -1.0625 | 0 | 0 | 0 | 0 | 0 | 0 | 0 | 0 | 0 | 0 | 0 | 0 | 0 | 0 | 0 | 0 | 0 | -5.1904 | 1.8827 | 0 | 0 | 0 | 0.60064 | 6.8306 | 1.2663 | 3.1569 | 0.034497 | 0.057553 | -0.65401 | 0.62859 | 0.11453 | 2.6783 | 19.7337 | 19.6474 | -6.9722 | 0 | 0.5801 | 0 | 1.7286 | 0.20779
2025_04_21 Hr 09 | 0.76335 | 1.4971e-06 | 0 | 0 | 0 | 0 | 0 | 0 | 0 | 0 | 0 | 0.016972 | 1.05 | 0.016301 | 0.55769 | 0.55769 | 2.5788 | 0 | 0.0051127 | 0.0054208 | 0.010137 | 0.033051 | 0 | 0 | 0 | 0 | 0 | 0.057082 | 0.017981 | 0.31775 | 0 | 2.9065 | 2.1271 | 0 | 0.50417 | 0.83819 | 0 | 0 | 0 | 0.01302 | -0.050804 | 0.055283 | 0 | 0.0026614 | 0 | -0.067763 | 0 | 0 | 0 | 0 | 0 | 0 | 0 | 0 | 1.7132 | 0.0010361 | 0 | -1.0625 | 0 | 0 | 0 | 0 | 0 | 0 | 0 | 0 | 0 | 0 | 0 | 0 | 0 | 0 | 0 | 0 | 0 | -5.0009 | 1.8827 | 0 | 0 | 0 | 0.55276 | 6.9184 | 1.2663 | 3.1569 | 0.034497 | 0.057553 | -0.76335 | 0.62859 | 0.11453 | 2.6783 | 20.0877 | 20.1015 | -6.8945 | 0 | 0.5801 | 0 | 1.7286 | 0.20618
2025_04_21 Hr 10 | 0.7417 | 8.4818e-06 | 0 | 0 | 0 | 0 | 0 | 0 | 0 | 0 | 0 | 0.016972 | 0.99 | 0.014513 | 0.55249 | 0.55249 | 2.4798 | 0 | 0.0051127 | 0.0054208 | 0.010137 | 0.033051 | 0 | 0 | 0 | 0 | 0 | 0.057082 | 0.017981 | 0.31775 | 0 | 2.9065 | 2.1271 | 0 | 0.50417 | 0.83819 | 0 | 0 | 0 | 0.061081 | -0.1405 | 0.055283 | 0 | 0.0025131 | 0 | -0.063869 | 0 | 0 | 0 | 0 | 0 | 0 | 0 | 0 | 2.0544 | 0.0010361 | 0 | -1.0625 | 0 | 0 | 0 | 0 | 0 | 0 | 0 | 0 | 0 | 0 | 0 | 0 | 0 | 0 | 0 | 0 | 0 | -4.5164 | 1.8827 | 0 | 0 | 0 | 0.20021 | 6.8089 | 1.2663 | 3.1569 | 0.034497 | 0.057553 | -0.7417 | 0.62859 | 0.11453 | 2.6783 | 20.352 | 20.0069 | -6.3845 | 0 | 0.5801 | 0 | 1.7286 | 0.20642
2025_04_21 Hr 11 | 0.83259 | 2.2202e-05 | 0 | 0 | 0 | 0 | 0 | 0 | 0 | 0 | 0 | 0.016972 | 1.02 | 0.017396 | 0.6877 | 0.6877 | 2.6036 | 0 | 0.0051127 | 0.0054208 | 0.010137 | 0.033051 | 0 | 0 | 0 | 0 | 0 | 0.057082 | 0.017981 | 0.31775 | 0 | 2.9065 | 2.1271 | 0 | 0.50417 | 0.83819 | 0 | 0 | 0 | 1.1723 | 0 | 0.055283 | 0 | 0.0029237 | 0 | -0.074646 | 0 | 0 | 0 | 0 | 0 | 0 | 0 | 0 | 2.3303 | 0.0010361 | 0 | -1.0625 | 0 | 0 | 0 | 0 | 0 | 0 | 0 | 0 | 0 | 0 | 0 | 0 | 0 | 0 | 0 | 0 | 0 | -6.9668 | 1.8827 | 0 | 0 | 0 | 0.36996 | 7.2032 | 1.2663 | 3.1569 | 0.034497 | 0.057553 | -0.83259 | 0.62859 | 0.11453 | 2.6783 | 20.014 | 20.575 | -8.9365 | 0 | 0.5801 | 0 | 1.7286 | 0.20507
2025_04_21 Hr 12 | 0.79786 | 3.5038e-05 | 0 | 0 | 0 | 0 | 0 | 0 | 0 | 0 | 0 | 0.016972 | 1.26 | 0.021976 | 0.93734 | 0.9374 | 2.6036 | 0 | 0.0051127 | 0.0054208 | 0.010137 | 0.033051 | 0 | 0 | 0 | 0 | 0 | 0.057082 | 0.017981 | 0.31775 | 0 | 2.9065 | 2.1271 | 0 | 0.50417 | 0.83819 | 0 | 0 | 0 | 1.4171 | 0 | 0.055283 | 0 | 0.0029899 | 0 | -0.076386 | 0 | 0 | 0 | 0 | 0 | 0 | 0 | 0 | 2.4682 | 0.0010361 | 0 | -1.0625 | 0 | 0 | 0 | 0 | 0 | 0 | 0 | 0 | 0 | 0 | 0 | 0 | 0 | 0 | 0 | 0 | 0 | -9.5807 | 1.8827 | 0 | 0 | 0 | 0.57017 | 7.7025 | 1.2663 | 3.1569 | 0.034497 | 0.057553 | -0.79786 | 0.62859 | 0.11453 | 2.6783 | 18.7247 | 21.1225 | -11.5174 | 0 | 0.5801 | 0 | 1.7286 | 0.20462
2025_04_21 Hr 13 | 0.79888 | 4.242e-05 | 0 | 0 | 0 | 0 | 0 | 0 | 0 | 0 | 0 | 0.016972 | 0.93 | 0.017166 | 1.187 | 1.1871 | 2.6036 | 0 | 0.0051127 | 0.0054208 | 0.010137 | 0.033051 | 0 | 0 | 0 | 0 | 0 | 0.057082 | 0.017981 | 0.31775 | 0 | 2.9065 | 2.1271 | 0 | 0.50417 | 0.83819 | 0 | 0 | 0 | 1.6735 | 0 | 0.055283 | 0 | 0.0021754 | 0 | -0.08096 | 0 | 0 | 0 | 0 | 0 | 0 | 0 | 0 | 1.9891 | 0.0010361 | 0 | -1.0625 | 0 | 0 | 0 | 0 | 0 | 0 | 0 | 0 | 0 | 0 | 0 | 0 | 0 | 0 | 0 | 0 | 0 | -13.7155 | 1.8827 | 0 | 2.3351 | 0 | 1.1534 | 9.4594 | 1.2663 | 3.1569 | 0.034497 | 0.057553 | -0.79888 | 0.62859 | 0.11453 | 2.6783 | 16.3675 | 20.8924 | -15.6578 | 0 | 0.5801 | 0 | 1.7286 | 0.20416
2025_04_21 Hr 14 | 0.54503 | 2.8321e-05 | 0 | 0 | 0 | 0 | 0 | 0 | 0 | 0 | 0 | 0.016972 | 0.66 | 0.012642 | 1.4366 | 1.4367 | 2.6036 | 0 | 0.0051127 | 0.0054208 | 0.010137 | 0.033051 | 0 | 0 | 0 | 0 | 0 | 0.057082 | 0.017981 | 0.31775 | 0 | 2.9065 | 2.1271 | 0 | 0.50417 | 0.83819 | 0 | 0 | 0 | 0.61927 | 0 | 0.055283 | 0 | 0.0022575 | 0 | -0.084095 | 0 | 0 | 0 | 0 | 0 | 0 | 0 | 0 | 1.7785 | 0.0010361 | 0 | -1.0625 | 0 | 0 | 0 | 0 | 0 | 0 | 0 | 0 | 0 | 0 | 0 | 0 | 0 | 0 | 0 | 0 | 0 | -13.9255 | 1.8827 | 0 | 1.2576 | 0 | 1.4929 | 9.9587 | 1.2663 | 3.1569 | 0.034497 | 0.057553 | -0.54503 | 0.62859 | 0.11453 | 2.6783 | 15.4519 | 20.4911 | -15.6171 | 0 | 0.5801 | 0 | 1.7286 | 0.20228
2025_04_21 Hr 15 | 0.83767 | 5.5073e-05 | 0 | 0 | 0 | 0 | 0 | 0 | 0 | 0 | 0 | 0.016972 | 0.54 | 0.0094894 | 1.5059 | 1.5059 | 2.6036 | 0 | 0.0051127 | 0.0054208 | 0.010137 | 0.033051 | 0 | 0 | 0 | 0 | 0 | 0.057082 | 0.017981 | 0.31775 | 0 | 2.9065 | 2.1271 | 0 | 0.50417 | 0.83819 | 0 | 0 | 0 | 0.26882 | -0.0029071 | 0.055283 | 0 | 0.0020711 | 0 | -0.076979 | 0 | 0 | 0 | 0 | 0 | 0 | 0 | 0 | 1.5753 | 0.0010361 | 0 | -1.0625 | 0 | 0 | 0 | 0 | 0 | 0 | 0 | 0 | 0 | 0 | 0 | 0 | 0 | 0 | 0 | 0 | 0 | -12.1443 | 1.8827 | 0 | 1.2576 | 0 | 1.1926 | 10.0971 | 1.2663 | 3.1569 | 0.034497 | 0.057553 | -0.83767 | 0.62859 | 0.11453 | 2.6783 | 16.3976 | 20.1561 | -14.1215 | 0 | 0.5801 | 0 | 1.7286 | 0.20131
2025_04_21 Hr 16 | 0.7818 | 8.2548e-05 | 0 | 0 | 0 | 0 | 0 | 0 | 0 | 0 | 0 | 0.016972 | 0.42 | 0.0087693 | 1.5544 | 1.5544 | 2.6036 | 0 | 0.0051127 | 0.0054208 | 0.010137 | 0.033051 | 0 | 0 | 0 | 0 | 0 | 0.057082 | 0.017981 | 0.32539 | 0 | 2.9065 | 2.1271 | 0 | 0.50417 | 0.83819 | 0 | 0 | 0 | 0.35451 | 0 | 0.055283 | 0 | 0.0024608 | 0 | -0.091856 | 0 | 0 | 0 | 0 | 0 | 0 | 0 | 0 | 2.2577 | 0.0010361 | 0 | -1.0625 | 0 | 0 | 0 | 0 | 0 | 0 | 0 | 0 | 0 | 0 | 0 | 0 | 0 | 0 | 0 | 0 | 0 | -15.3637 | 1.8827 | 0 | 1.3257 | 0 | 0.73121 | 10.2699 | 1.2663 | 3.1569 | 0.034497 | 0.057553 | -0.7818 | 0.62859 | 0.11453 | 2.6783 | 13.5239 | 20.1993 | -17.2998 | 0 | 0.5801 | 0 | 1.7286 | 0.20008
2025_04_21 Hr 17 | 0.73516 | 5.5801e-05 | 0 | 0 | 0 | 0 | 0 | 0 | 0 | 0 | 0 | 0.016972 | 0.33 | 0.0086802 | 1.5544 | 1.5544 | 2.6036 | 0 | 0.0051127 | 0.0054208 | 0.010137 | 0.033051 | 0 | 0 | 0 | 0 | 0 | 0.057082 | 0.017981 | 0.499 | 0 | 2.9065 | 2.1271 | 0 | 0.50417 | 0.83819 | 0 | 0 | 0 | 0.65324 | 0 | 0.055283 | 0 | 0.0031001 | 0 | -0.11627 | 0 | 0 | 0 | 0 | 0 | 0 | 0 | 0 | 1.51 | 0.0010361 | 0 | -1.0625 | 0 | 0 | 0 | 0 | 0 | 0 | 0 | 0 | 0 | 0 | 0 | 0 | 0 | 0 | 0 | 0 | 0 | -16.946 | 1.8827 | 0 | 1.4372 | 0 | 0.6224 | 10.555 | 1.2663 | 3.1569 | 0.034497 | 0.057553 | -0.73516 | 0.62859 | 0.11453 | 2.6783 | 11.5542 | 19.2059 | -18.86 | 0 | 0.5801 | 0 | 1.7286 | 0.19995
2025_04_21 Hr 18 | 0.69143 | 3.4481e-05 | 0 | 0.056706 | 0.057128 | 0.049158 | 0.052542 | 0.057586 | 0.057922 | 0 | 0 | 0.016972 | 0.24 | 0.0079218 | 1.5544 | 1.5544 | 2.6036 | 0 | 0.0051127 | 0.0054208 | 0.010137 | 0.033051 | 0 | 0 | 0 | 0 | 0 | 0.057082 | 0.017981 | 0.74021 | 0.31787 | 2.9065 | 2.1271 | 0 | 0.50417 | 0.83819 | 0 | 0 | 0 | 0.52453 | 0 | 0.055283 | 0 | 0.0017683 | 0 | -0.14643 | 0 | 0 | 0 | 0 | 0 | 0 | 0 | 0 | 1.0962 | 0.0010361 | 0 | -1.0625 | 0 | 0 | 0 | 0 | 0 | 0 | 0 | 0 | 0 | 0 | 0 | 0 | 0 | 0 | 0 | 0 | 0 | -26.1009 | 1.8827 | 0 | 1.6296 | 0 | 0.80085 | 11.4879 | 1.2663 | 3.1569 | 0.034497 | 0.057553 | -0.69143 | 0.62859 | 0.11453 | 2.6783 | 2.8488 | 18.8375 | -28.0012 | 0 | 0.5801 | 0 | 1.7286 | 0.20145
2025_04_21 Hr 19 | 0.318 | 7.1874e-06 | 0 | 0.056706 | 0.057128 | 0.049158 | 0.052542 | 0.057586 | 0.057922 | 0 | 0 | 0.016972 | 0.27 | 0.0092883 | 1.5544 | 1.5544 | 2.6036 | 0 | 0.0051127 | 0.0054208 | 0.010137 | 0.033051 | 0 | 0 | 0 | 0 | 0 | 0.057082 | 0.017981 | 0.85044 | 0.16823 | 2.9065 | 2.1271 | 0 | 0.50417 | 0.83819 | 0 | 0 | 0 | 0.2486 | 0 | 0.055283 | 0 | 0.0018429 | 0 | -0.15271 | 0 | 0 | 0 | 0 | 0 | 0 | 0 | 0 | 1.0962 | 0.0010361 | 0 | -1.0625 | 0 | 0 | 0 | 0 | 0 | 0 | 0 | 0 | 0 | 0 | 0 | 0 | 0 | 0 | 0 | 0 | 0 | -27.9577 | 1.8827 | 0 | 1.6296 | 0 | 0.91402 | 11.5982 | 1.2663 | 3.1569 | 0.034497 | 0.057553 | -0.318 | 0.62859 | 0.11453 | 2.6783 | 0.96476 | 18.6089 | -29.4909 | 0 | 0.5801 | 0 | 1.7286 | 0.20171
2025_04_21 Hr 20 | 0.022595 | 5.3316e-07 | 0 | 0.056706 | 0.057128 | 0.049158 | 0.052542 | 0.057586 | 0.057922 | 0 | 0 | 0.016972 | 0.24 | 0.0079619 | 1.5544 | 1.5544 | 2.6036 | 0 | 0.0051127 | 0.0054208 | 0.010137 | 0.033051 | 0 | 0 | 0 | 0 | 0 | 0.057082 | 0.017981 | 0.85044 | 0.16823 | 2.9065 | 2.1271 | 0 | 0.50417 | 0.83819 | 0 | 0 | 0 | 0.56989 | 0 | 0.055283 | 0 | 0.0017772 | 0 | -0.14719 | 0 | 0 | 0 | 0 | 0 | 0 | 0 | 0 | 1.2341 | 0.0010361 | 0 | -1.0625 | 0 | 0 | 0 | 0 | 0 | 0 | 0 | 0 | 0 | 0 | 0 | 0 | 0 | 0 | 0 | 0 | 0 | -28.6479 | 1.8827 | 0 | 1.6296 | 0 | 0.90096 | 11.5982 | 1.2663 | 3.1569 | 0.034497 | 0.057553 | -0.022595 | 0.62859 | 0.11453 | 2.6783 | 0.69788 | 18.41 | -29.8802 | 0 | 0.5801 | 0 | 1.7286 | 0.20468
2025_04_21 Hr 21 | 0 | 0 | 0 | 0.056706 | 0.057128 | 0.049158 | 0.052542 | 0.057586 | 0.057922 | 0 | 0 | 0.016972 | 0.21 | 0.005968 | 1.5544 | 1.5544 | 2.6036 | 0 | 0.0051127 | 0.0054208 | 0.010137 | 0.033051 | 0 | 0 | 0 | 0 | 0 | 0.057082 | 0.017981 | 0.85044 | 0.16823 | 2.9065 | 2.1271 | 0 | 0.50417 | 0.83819 | 0 | 0 | 0 | 0.62661 | -0.011405 | 0.055283 | 0 | 0.0015225 | 0 | -0.12579 | 0 | 0 | 0 | 0 | 0 | 0 | 0 | 0 | 1.7132 | 0.0010361 | 0 | -1.0625 | 0 | 0 | 0 | 0 | 0 | 0 | 0 | 0 | 0 | 0 | 0 | 0 | 0 | 0 | 0 | 0 | 0 | -23.9973 | 1.8827 | 0 | 1.6296 | 0 | 1.1534 | 11.5982 | 1.2663 | 3.1569 | 0.034497 | 0.057553 | 0 | 0.62859 | 0.11453 | 2.6783 | 6.1146 | 19.0868 | -25.1855 | 0 | 0.5801 | 0 | 1.7286 | 0.20455
2025_04_21 Hr 22 | 0 | 0 | 0 | 0 | 0 | 0 | 0 | 0 | 0 | 0 | 0 | 0.016972 | 0.21 | 0.0053282 | 1.5544 | 1.5544 | 2.6036 | 0 | 0.0051127 | 0.0054208 | 0.010137 | 0.033051 | 0 | 0 | 0 | 0 | 0 | 0.057082 | 0.017981 | 0.83371 | 0.16823 | 2.9065 | 2.1271 | 0 | 0.50417 | 0.83819 | 0 | 0 | 0 | 0.39176 | 0 | 0.055283 | 0 | 0.0029903 | 0 | -0.11208 | 0 | 0 | 0 | 0 | 0 | 0 | 0 | 0 | 1.9891 | 0.0010361 | 0 | -1.0625 | 0 | 0 | 0 | 0 | 0 | 0 | 0 | 0 | 0 | 0 | 0 | 0 | 0 | 0 | 0 | 0 | 0 | -20.8623 | 1.8827 | 0 | 1.5922 | 0 | 1.5364 | 11.213 | 1.2663 | 3.1569 | 0.034497 | 0.057553 | 0 | 0.62859 | 0.11453 | 2.6783 | 9.3069 | 19.7391 | -22.0369 | 0 | 0.5801 | 0 | 1.7286 | 0.1986
2025_04_21 Hr 23 | 0 | 0 | 0 | 0 | 0 | 0 | 0 | 0 | 0 | 0 | 0 | 0.016972 | 0.21 | 0.006899 | 1.5544 | 1.5544 | 2.6587 | 0 | 0.0051127 | 0.0054208 | 0.010137 | 0.033051 | 0 | -0.92627 | 0 | 0 | 0 | 0.057082 | 0.017981 | 0.85044 | 0.16823 | 2.9315 | 2.1271 | 0 | 0.51039 | 0.83819 | 0 | 0 | 0 | 0 | -0.29993 | 0.055283 | 0 | 0.0038719 | 0 | -0.14574 | 0 | 0 | 0 | 0 | 0 | 0 | 0 | 0 | 2.0544 | 0.0010361 | 0 | 0 | 0 | 0 | 0 | 0 | 0 | 0 | -1.325 | 0 | 0 | 0 | 0 | 0 | 0 | 0 | 0 | 0 | 0 | -23.4542 | 1.8827 | 0 | 1.6592 | 0 | 1.7976 | 11.3769 | 1.2663 | 3.1569 | 0.034497 | 0.057553 | 0 | 0.62859 | 0.11453 | 2.6783 | 5.2922 | 20.0664 | -25.8512 | 0 | 0.5801 | 0 | 1.7286 | 0.19169
2025_04_21 Hr 24 | 0 | 0 | 0 | 0 | 0 | 0 | 0 | 0 | 0 | 0 | 0 | 0.016972 | 0.24 | 0.0059837 | 1.5544 | 1.5544 | 2.6587 | 0 | 0.0051127 | 0.0054208 | 0.010137 | 0.033051 | 0 | -1.1384 | 0 | 0 | 0 | 0.057082 | 0.017981 | 0.8404 | 0 | 2.9315 | 2.1271 | 0 | 0.51039 | 0.83819 | 0 | 0 | 0 | 0 | -1.1055 | 0.055283 | 0 | 0.0029384 | 0 | -0.11009 | 0 | 0 | 0 | 0 | 0 | 0 | 0 | 0 | 2.4682 | 0.0010361 | 0 | 0 | 0 | 0 | 0 | 0 | 0 | 0 | -1.325 | 0 | 0 | 0 | 0 | 0 | 0 | 0 | 0 | 0 | 0 | -15.2933 | 1.8827 | 0 | 1.6592 | 0 | 1.8672 | 11.1987 | 1.2663 | 3.1569 | 0.034497 | 0.057553 | 0 | 0.62859 | 0.11453 | 2.6783 | 12.7994 | 20.5731 | -17.8668 | 0 | 0.5801 | 0 | 1.7286 | 0.18581
2025_04_22 Hr 01 | 0 | 0 | 0 | 0 | 0 | 0 | 0 | 0 | 0 | 0 | 0 | 0.016972 | 0.57 | 0.013025 | 1.5544 | 1.5544 | 2.6323 | 0 | 0.0051127 | 0.0054208 | 0.010137 | 0.033051 | 0 | -1.1942 | 0 | 0 | 0 | 0.057082 | 0.017981 | 0.31775 | 0 | 2.9024 | 2.1271 | 0 | 0.51039 | 0.83819 | 0 | 0 | 0 | 0 | -0.60594 | 0.055283 | 0 | 0.0026932 | 0 | -0.10073 | 0 | 0 | 0 | 0 | 0 | 0 | 0 | 0 | 2.7368 | 0.0010361 | 0 | 0 | 0 | 0 | 0 | 0 | 0 | 0 | -1.325 | 0 | 0 | 0 | 0 | 0 | 0 | 0 | 0 | 0 | 0 | -13.4094 | 1.8827 | 0 | 1.6301 | 0 | 1.754 | 10.5914 | 1.2663 | 3.1569 | 0.034497 | 0.057553 | 0 | 0.62859 | 0.11453 | 2.6783 | 15.0181 | 21.062 | -16.0293 | 0 | 0.5801 | 0 | 1.7286 | 0.18221
2025_04_22 Hr 02 | 0 | 0 | 0 | 0 | 0 | 0 | 0 | 0 | 0 | 0 | 0 | 0.016972 | 0.81 | 0.019385 | 1.5544 | 1.5544 | 2.6323 | 0 | 0.0051127 | 0.0054208 | 0.010137 | 0.033051 | 0 | -1.1652 | 0 | 0 | 0 | 0.057082 | 0.017981 | 0.4483 | 0 | 2.9024 | 2.1271 | 0 | 0.51039 | 0.83819 | 0 | 0 | 0 | 0 | -0.67796 | 0.055283 | 0 | 0.0028205 | 0 | -0.10559 | 0 | 0 | 0 | 0 | 0 | 0 | 0 | 0 | 3.0126 | 0.0010361 | 0 | 0 | 0 | 0 | 0 | 0 | 0 | 0 | -1.325 | 0 | 0 | 0 | 0 | 0 | 0 | 0 | 0 | 0 | 0 | -13.9769 | 1.8827 | 0 | 1.6427 | 0 | 1.5843 | 10.7345 | 1.2663 | 3.1569 | 0.034497 | 0.057553 | 0 | 0.62859 | 0.11453 | 2.6783 | 14.8971 | 21.4133 | -16.5727 | 0 | 0.5801 | 0 | 1.7286 | 0.18103
2025_04_22 Hr 03 | 0 | 0 | 0 | 0 | 0 | 0 | 0 | 0 | 0 | 0 | 0 | 0.016972 | 0.6 | 0.015619 | 1.5544 | 1.5544 | 2.6323 | 0 | 0.0051127 | 0.0054208 | 0.010137 | 0.033051 | 0 | -1.109 | 0 | 0 | 0 | 0.057082 | 0.017981 | 0.68946 | 0 | 2.9024 | 2.1271 | 0 | 0.51039 | 0.83819 | 0 | 0 | 0 | 0 | -1.3986 | 0.055283 | 0 | 0.0030681 | 0 | -0.11504 | 0 | 0 | 0 | 0 | 0 | 0 | 0 | 0 | 3.695 | 0.0010361 | 0 | 0 | 0 | 0 | 0 | 0 | 0 | 0 | -1.325 | 0 | 0 | 0 | 0 | 0 | 0 | 0 | 0 | 0 | 0 | -17.131 | 1.8827 | 0 | 1.6427 | 0 | 1.5364 | 10.9757 | 1.2663 | 3.1569 | 0.034497 | 0.057553 | 0 | 0.62859 | 0.11453 | 2.6783 | 11.7294 | 21.8324 | -19.68 | 0 | 0.5801 | 0 | 1.7286 | 0.17941
2025_04_22 Hr 04 | 0 | 0 | 0 | 0 | 0 | 0 | 0 | 0 | 0 | 0 | 0 | 0.016972 | 0.36 | 0.0097488 | 1.5544 | 1.5544 | 2.6323 | 0 | 0.0051127 | 0.0054208 | 0.010137 | 0.033051 | 0 | -1.0809 | 0 | 0 | 0 | 0.057082 | 0.017981 | 0.84707 | 0 | 2.9024 | 2.1271 | 0 | 0.51039 | 0.83819 | 0 | 0 | 0 | 0 | -1.1271 | 0.055283 | 0 | 0.0031916 | 0 | -0.11976 | 0 | 0 | 0 | 0 | 0 | 0 | 0 | 0 | 3.5644 | 0.0010361 | 0 | 0 | 0 | 0 | 0 | 0 | 0 | 0 | -1.325 | 0 | 0 | 0 | 0 | 0 | 0 | 0 | 0 | 0 | 0 | -17.5279 | 1.8827 | 0 | 1.6427 | 0 | 1.0228 | 11.1333 | 1.2663 | 3.1569 | 0.034497 | 0.057553 | 0 | 0.62859 | 0.11453 | 2.6783 | 10.8947 | 20.942 | -20.0536 | 0 | 0.5801 | 0 | 1.7286 | 0.17921
2025_04_22 Hr 05 | 0 | 0 | 0 | 0.056142 | 0.05656 | 0.04867 | 0.05202 | 0.057014 | 0.057347 | 0 | 0 | 0.016972 | 0.27 | 0.0096104 | 1.5544 | 1.5544 | 2.6323 | 0 | 0.0051127 | 0.0054208 | 0.010137 | 0.033051 | 0 | -0.85283 | 0 | 0 | 0 | 0.057082 | 0.017981 | 0.85044 | 0.31625 | 2.9024 | 2.1271 | 0 | 0.51039 | 0.83819 | 0 | 0 | 0 | 0 | -0.84258 | 0.055283 | 0 | 0.0019068 | 0 | -0.15807 | 0 | 0 | 0 | 0 | 0 | 0 | 0 | 0 | 3.695 | 0.0010361 | 0 | 0 | 0 | 0 | 0 | 0 | 0 | 0 | -1.325 | 0 | 0 | 0 | 0 | 0 | 0 | 0 | 0 | 0 | 0 | -26.7921 | 1.8827 | 0 | 1.6427 | 0 | 0.73121 | 11.631 | 1.2663 | 3.1569 | 0.034497 | 0.057553 | 0 | 0.62859 | 0.11453 | 2.6783 | 2.3548 | 20.6943 | -29.128 | 0 | 0.5801 | 0 | 1.7286 | 0.18253
2025_04_22 Hr 06 | 0 | 0 | 0 | 0.056142 | 0.05656 | 0.04867 | 0.05202 | 0.057014 | 0.057347 | 0 | 0 | 0.016972 | 0.42 | 0.019117 | 1.5544 | 1.5544 | 2.6323 | 0 | 0.0051127 | 0.0054208 | 0.010137 | 0.033051 | 0 | -0.58706 | 0 | 0 | 0 | 0.057082 | 0.017981 | 0.85044 | 0.16661 | 2.9024 | 2.1271 | 0 | 0.51039 | 0.83819 | 0 | 0 | 0 | 0 | -0.7971 | 0.055283 | 0 | 0.0024384 | 0 | -0.20272 | 0 | 0 | 0 | 0 | 0 | 0 | 0 | 0 | 3.2159 | 0.0010361 | 0 | 0 | 0 | 0 | 0 | 0 | 0 | 0 | -1.325 | 0 | 0 | 0 | 0 | 0 | 0 | 0 | 0 | 0 | 0 | -35.3713 | 1.8827 | 0 | 1.6427 | 0 | 0.66157 | 11.631 | 1.2663 | 3.1569 | 0.034497 | 0.057553 | 0 | 0.62859 | 0.11453 | 2.6783 | -6.3383 | 20.3139 | -37.4861 | 0 | 0.5801 | 0 | 1.7286 | 0.19142
2025_04_22 Hr 07 | 0.13579 | 0 | 0 | 0.056142 | 0.05656 | 0.04867 | 0.05202 | 0.057014 | 0.057347 | 0 | 0 | 0.016972 | 1.02 | 0.037951 | 1.5544 | 1.5544 | 2.5777 | 0 | 0.0051127 | 0.0054208 | 0.010137 | 0.033051 | 0 | 0 | 0 | 0 | 0 | 0.057082 | 0.017981 | 0.85044 | 0.16661 | 2.8776 | 2.1271 | 0 | 0.50417 | 0.83819 | 0 | 0 | 0 | 0.27875 | 0 | 0.055283 | 0 | 0.0019933 | 0 | -0.16533 | 0 | 0 | 0 | 0 | 0 | 0 | 0 | 0 | 3.2159 | 0.0010361 | 0 | -1.0625 | 0 | 0 | 0 | 0 | 0 | 0 | 0 | 0 | 0 | 0 | 0 | 0 | 0 | 0 | 0 | 0 | 0 | -30.5184 | 1.8827 | 0 | 1.6134 | 0 | 0.51359 | 11.5223 | 1.2663 | 3.1569 | 0.034497 | 0.057553 | -0.13579 | 0.62859 | 0.11453 | 2.6783 | 0.83973 | 20.9206 | -31.882 | 0 | 0.5801 | 0 | 1.7286 | 0.19774
2025_04_22 Hr 08 | 0.38629 | 0 | 0 | 0.056142 | 0.05656 | 0.04867 | 0.05202 | 0.057014 | 0.057347 | 0 | 0 | 0.016972 | 0.45 | 0.015188 | 1.5544 | 1.5544 | 2.5777 | 0 | 0.0051127 | 0.0054208 | 0.010137 | 0.033051 | 0 | 0 | 0 | 0 | 0 | 0.057082 | 0.017981 | 0.85044 | 0.16661 | 2.8776 | 2.1271 | 0 | 0.50417 | 0.83819 | 0 | 0 | 0 | 0.17483 | -0.12493 | 0.055283 | 0 | 0.0018081 | 0 | -0.14978 | 0 | 0 | 0 | 0 | 0 | 0 | 0 | 0 | 2.9473 | 0.0010361 | 0 | -1.0625 | 0 | 0 | 0 | 0 | 0 | 0 | 0 | 0 | 0 | 0 | 0 | 0 | 0 | 0 | 0 | 0 | 0 | -25.7876 | 1.8827 | 0 | 1.6134 | 0 | 0.6224 | 11.5223 | 1.2663 | 3.1569 | 0.034497 | 0.057553 | -0.38629 | 0.62859 | 0.11453 | 2.6783 | 4.612 | 20.4259 | -27.3862 | 0 | 0.5801 | 0 | 1.7286 | 0.20506
2025_04_22 Hr 09 | 0.4771 | 2.2377e-05 | 0 | 0.056142 | 0.05656 | 0.04867 | 0.05202 | 0.057014 | 0.057347 | 0 | 0 | 0.016972 | 0.3 | 0.0094932 | 1.5544 | 1.5544 | 2.5777 | 0 | 0.0051127 | 0.0054208 | 0.010137 | 0.033051 | 0 | 0 | 0 | 0 | 0 | 0.057082 | 0.017981 | 0.85044 | 0.16661 | 2.8776 | 2.1271 | 0 | 0.50417 | 0.83819 | 0 | 0 | 0 | 0.22524 | -0.30481 | 0.055283 | 0 | 0.0016952 | 0 | -0.1403 | 0 | 0 | 0 | 0 | 0 | 0 | 0 | 0 | 2.8094 | 0.0010361 | 0 | -1.0625 | 0 | 0 | 0 | 0 | 0 | 0 | 0 | 0 | 0 | 0 | 0 | 0 | 0 | 0 | 0 | 0 | 0 | -22.9984 | 1.8827 | 0 | 1.6134 | 0 | 0.46136 | 11.5223 | 1.2663 | 3.1569 | 0.034497 | 0.057553 | -0.4771 | 0.62859 | 0.11453 | 2.6783 | 6.8254 | 20.061 | -24.6783 | 0 | 0.5801 | 0 | 1.7286 | 0.20396
2025_04_22 Hr 10 | 0.38643 | 0.00010582 | 0 | 0.056142 | 0.05656 | 0.04867 | 0.05202 | 0.057014 | 0.057347 | 0 | 0 | 0.016972 | 0.27 | 0.0081925 | 1.5544 | 1.5544 | 2.5777 | 0 | 0.0051127 | 0.0054208 | 0.010137 | 0.033051 | 0 | 0 | 0 | 0 | 0 | 0.057082 | 0.017981 | 0.85044 | 0.16661 | 2.8776 | 2.1271 | 0 | 0.50417 | 0.83819 | 0 | 0 | 0 | 0.12169 | 0 | 0.055283 | 0 | 0.0016255 | 0 | -0.13444 | 0 | 0 | 0 | 0 | 0 | 0 | 0 | 0 | 2.4682 | 0.0010361 | 0 | -1.0625 | 0 | 0 | 0 | 0 | 0 | 0 | 0 | 0 | 0 | 0 | 0 | 0 | 0 | 0 | 0 | 0 | 0 | -22.9234 | 1.8827 | 0 | 1.6134 | 0 | 0.17845 | 11.5223 | 1.2663 | 3.1569 | 0.034497 | 0.057553 | -0.38643 | 0.62859 | 0.11453 | 2.6783 | 6.4529 | 19.3157 | -24.5068 | 0 | 0.5801 | 0 | 1.7286 | 0.2046
2025_04_22 Hr 11 | 0.52236 | 0.00022395 | 0 | 0.056142 | 0.05656 | 0.04867 | 0.05202 | 0.057014 | 0.057347 | 0 | 0 | 0.016972 | 0.24 | 0.0076007 | 1.5544 | 1.5544 | 2.5777 | 0 | 0.0051127 | 0.0054208 | 0.010137 | 0.033051 | 0 | 0 | 0 | 0 | 0 | 0.057082 | 0.017981 | 0.85044 | 0.16661 | 2.8776 | 2.1271 | 0 | 0.50417 | 0.83819 | 0 | 0 | 0 | 0.40199 | 0 | 0.055283 | 0 | 0.0016966 | 0 | -0.14041 | 0 | 0 | 0 | 0 | 0 | 0 | 0 | 0 | 2.1923 | 0.0010361 | 0 | -1.0625 | 0 | 0 | 0 | 0 | 0 | 0 | 0 | 0 | 0 | 0 | 0 | 0 | 0 | 0 | 0 | 0 | 0 | -24.4263 | 1.8827 | 0 | 1.6134 | 0 | 0.060934 | 11.5223 | 1.2663 | 3.1569 | 0.034497 | 0.057553 | -0.52236 | 0.62859 | 0.11453 | 2.6783 | 4.7995 | 19.0268 | -26.1516 | 0 | 0.5801 | 0 | 1.7286 | 0.2037
2025_04_22 Hr 12 | 0.6357 | 0.0003085 | 0 | 0.056142 | 0.05656 | 0.04867 | 0.05202 | 0.057014 | 0.057347 | 0 | 0 | 0.016972 | 0.27 | 0.0079735 | 1.5544 | 1.5544 | 2.5777 | 0 | 0.0051127 | 0.0054208 | 0.010137 | 0.033051 | 0 | 0 | 0 | 0 | 0 | 0.057082 | 0.017981 | 0.85044 | 0.16661 | 2.8776 | 2.1271 | 0 | 0.50417 | 0.83819 | 0 | 0 | 0 | 0.19741 | 0 | 0.055283 | 0 | 0.001582 | 0 | -0.13079 | 0 | 0 | 0 | 0 | 0 | 0 | 0 | 0 | 2.2577 | 0.0010361 | 0 | -1.0625 | 0 | 0 | 0 | 0 | 0 | 0 | 0 | 0 | 0 | 0 | 0 | 0 | 0 | 0 | 0 | 0 | 0 | -23.6635 | 1.8827 | 0 | 1.6134 | 0 | 0.16975 | 11.5223 | 1.2663 | 3.1569 | 0.034497 | 0.057553 | -0.6357 | 0.62859 | 0.11453 | 2.6783 | 5.5735 | 19.3463 | -25.4925 | 0 | 0.5801 | 0 | 1.7286 | 0.20518
2025_04_22 Hr 13 | 0.56726 | 0.00035322 | 0 | 0.056142 | 0.05656 | 0.04867 | 0.05202 | 0.057014 | 0.057347 | 0 | 0 | 0.016972 | 0.27 | 0.0078183 | 1.5544 | 1.5544 | 2.5777 | 0 | 0.0051127 | 0.0054208 | 0.010137 | 0.033051 | 0 | 0 | 0 | 0 | 0 | 0.057082 | 0.017981 | 0.85044 | 0.16661 | 2.8776 | 2.1271 | 0 | 0.50417 | 0.83819 | 0 | 0 | 0 | 0.28159 | 0 | 0.055283 | 0 | 0.0015513 | 0 | -0.12821 | 0 | 0 | 0 | 0 | 0 | 0 | 0 | 0 | 2.5335 | 0.0010361 | 0 | -1.0625 | 0 | 0 | 0 | 0 | 0 | 0 | 0 | 0 | 0 | 0 | 0 | 0 | 0 | 0 | 0 | 0 | 0 | -23.9714 | 1.8827 | 0 | 1.6134 | 0 | 0.10881 | 11.5223 | 1.2663 | 3.1569 | 0.034497 | 0.057553 | -0.56726 | 0.62859 | 0.11453 | 2.6783 | 5.5656 | 19.491 | -25.7293 | 0 | 0.5801 | 0 | 1.7286 | 0.20357
2025_04_22 Hr 14 | 0.52229 | 0.0004037 | 0 | 0.056142 | 0.05656 | 0.04867 | 0.05202 | 0.057014 | 0.057347 | 0 | 0 | 0.016972 | 0.42 | 0.013155 | 1.5544 | 1.5544 | 2.5777 | 0 | 0.0051127 | 0.0054208 | 0.010137 | 0.033051 | 0 | 0 | 0 | 0 | 0 | 0.057082 | 0.017981 | 0.85044 | 0.16661 | 2.8776 | 2.1271 | 0 | 0.50417 | 0.83819 | 0 | 0 | 0 | 0.33115 | 0 | 0.055283 | 0 | 0.0016779 | 0 | -0.13884 | 0 | 0 | 0 | 0 | 0 | 0 | 0 | 0 | 2.3303 | 0.0010361 | 0 | -1.0625 | 0 | 0 | 0 | 0 | 0 | 0 | 0 | 0 | 0 | 0 | 0 | 0 | 0 | 0 | 0 | 0 | 0 | -26.766 | 1.8827 | 0 | 1.6134 | 0 | 0.13928 | 11.5223 | 1.2663 | 3.1569 | 0.034497 | 0.057553 | -0.52229 | 0.62859 | 0.11453 | 2.6783 | 2.7914 | 19.4276 | -28.4896 | 0 | 0.5801 | 0 | 1.7286 | 0.20249
2025_04_22 Hr 15 | 0.43148 | 0.00019791 | 0 | 0.056142 | 0.05656 | 0.04867 | 0.05202 | 0.057014 | 0.057347 | 0 | 0 | 0.016972 | 0.63 | 0.020362 | 1.5544 | 1.5544 | 2.5777 | 0 | 0.0051127 | 0.0054208 | 0.010137 | 0.033051 | 0 | 0 | 0 | 0 | 0 | 0.057082 | 0.017981 | 0.85044 | 0.16661 | 2.8776 | 2.1271 | 0 | 0.50417 | 0.83819 | 0 | 0 | 0 | 0.36462 | 0 | 0.055283 | 0 | 0.0017315 | 0 | -0.14335 | 0 | 0 | 0 | 0 | 0 | 0 | 0 | 0 | 2.0544 | 0.0010361 | 0 | -1.0625 | 0 | 0 | 0 | 0 | 0 | 0 | 0 | 0 | 0 | 0 | 0 | 0 | 0 | 0 | 0 | 0 | 0 | -28.3775 | 1.8827 | 0 | 1.6134 | 0 | 0.17845 | 11.5223 | 1.2663 | 3.1569 | 0.034497 | 0.057553 | -0.43148 | 0.62859 | 0.11453 | 2.6783 | 1.1887 | 19.3166 | -30.0148 | 0 | 0.5801 | 0 | 1.7286 | 0.20206
2025_04_22 Hr 16 | 0.49955 | 0.00047133 | 0 | 0.056142 | 0.05656 | 0.04867 | 0.05202 | 0.057014 | 0.057347 | 0 | 0 | 0.016972 | 0.69 | 0.025713 | 1.5544 | 1.5544 | 2.5777 | 0 | 0.0051127 | 0.0054208 | 0.010137 | 0.033051 | 0 | 0 | 0 | 0 | 0 | 0.057082 | 0.017981 | 0.85044 | 0.16661 | 2.8776 | 2.1271 | 0 | 0.50417 | 0.83819 | 0 | 0 | 0 | 1.1921 | 0 | 0.055283 | 0 | 0.0019963 | 0 | -0.16559 | 0 | 0 | 0 | 0 | 0 | 0 | 0 | 0 | 2.3303 | 0.0010361 | 0 | -1.0625 | 0 | 0 | 0 | 0 | 0 | 0 | 0 | 0 | 0 | 0 | 0 | 0 | 0 | 0 | 0 | 0 | 0 | -34.8196 | 1.8827 | 0 | 1.6134 | 0 | 0.25244 | 11.5223 | 1.2663 | 3.1569 | 0.034497 | 0.057553 | -0.49955 | 0.62859 | 0.11453 | 2.6783 | -4.0339 | 19.799 | -36.5473 | 0 | 0.5801 | 0 | 1.7286 | 0.20089
2025_04_22 Hr 17 | 0.29576 | 0.0003057 | 0 | 0.056142 | 0.05656 | 0.04867 | 0.05202 | 0.057014 | 0.057347 | 0 | 0 | 0.016972 | 0.75 | 0.029293 | 1.5544 | 1.5544 | 2.5777 | 0 | 0.0051127 | 0.0054208 | 0.010137 | 0.033051 | 0 | 0 | 0 | 0 | 0 | 0.057082 | 0.017981 | 0.85044 | 0.16661 | 2.8776 | 2.1271 | 0 | 0.50417 | 0.83819 | 0 | 0 | 0 | 0.010194 | -0.15687 | 0.055283 | 0 | 0.0020924 | 0 | -0.17366 | 0 | 0 | 0 | 0 | 0 | 0 | 0 | 0 | 2.2577 | 0.0010361 | 0 | -1.0625 | 0 | 0 | 0 | 0 | 0 | 0 | 0 | 0 | 0 | 0 | 0 | 0 | 0 | 0 | 0 | 0 | 0 | -35.9944 | 1.8827 | 0 | 1.6134 | 0 | 0.92272 | 11.5223 | 1.2663 | 3.1569 | 0.034497 | 0.057553 | -0.29576 | 0.62859 | 0.11453 | 2.6783 | -5.8932 | 20.2575 | -37.5263 | 0 | 0.5801 | 0 | 1.7286 | 0.20206
2025_04_22 Hr 18 | 0.11355 | 0.00023434 | 0 | 0.056142 | 0.05656 | 0.04867 | 0.05202 | 0.057014 | 0.057347 | 0 | 0 | 0.016972 | 0.87 | 0.04613 | 1.5544 | 1.5544 | 2.5777 | 0 | 0.0051127 | 0.0054208 | 0.010137 | 0.033051 | 0 | 0 | 0 | 0 | 0 | 0.057082 | 0.017981 | 0.85044 | 0.16661 | 2.8776 | 2.1271 | 0 | 0.50417 | 0.83819 | 0 | 0 | 0 | 0.90103 | 0 | 0.055283 | 0 | 0.0028405 | 0 | -0.2365 | 0 | 0 | 0 | 0 | 0 | 0 | 0 | 0 | 2.3303 | 0.0010361 | 0 | -1.0625 | 0 | 0 | 0 | 0 | 0 | 0 | 0 | 0 | 0 | 0 | 0 | 0 | 0 | 0 | 0 | 0 | 0 | -50.1751 | 1.8827 | 0 | 1.6134 | 0 | 0.5397 | 11.5223 | 1.2663 | 3.1569 | 0.034497 | 0.057553 | -0.11355 | 0.62859 | 0.11453 | 2.6783 | -19.2643 | 19.9 | -51.5877 | 0 | 0.5801 | 0 | 1.7286 | 0.20043
2025_04_22 Hr 19 | 0.045117 | 7.2257e-05 | 0 | 0.056142 | 0.05656 | 0.04867 | 0.05202 | 0.057014 | 0.057347 | 0 | 0 | 0.016972 | 1.14 | 0.061017 | 1.5544 | 1.5544 | 2.5777 | 0 | 0.0051127 | 0.0054208 | 0.010137 | 0.033051 | 0 | 0 | 0 | 0 | 0 | 0.057082 | 0.017981 | 0.85044 | 0.16661 | 2.8776 | 2.1271 | 0 | 0.50417 | 0.83819 | 0 | 0 | 0 | 2.1113 | 0 | 0.055283 | 0 | 0.0028673 | 0 | -0.23876 | 0 | 0 | 0 | 0 | 0 | 0 | 0 | 0 | 2.0544 | 0.0010361 | 0 | -1.0625 | 0 | 0 | 0 | 0 | 0 | 0 | 0 | 0 | 0 | 0 | 0 | 0 | 0 | 0 | 0 | 0 | 0 | -52.7852 | 1.8827 | 0 | 1.6134 | 0 | 0.76168 | 11.5223 | 1.2663 | 3.1569 | 0.034497 | 0.057553 | -0.045117 | 0.62859 | 0.11453 | 2.6783 | -20.4341 | 20.0638 | -54.1315 | 0 | 0.5801 | 0 | 1.7286 | 0.20181
2025_04_22 Hr 20 | 0 | 1.0277e-05 | 0 | 0.056142 | 0.05656 | 0.04867 | 0.05202 | 0.057014 | 0.057347 | 0 | 0 | 0.016972 | 1.83 | 0.097513 | 1.5544 | 1.5544 | 2.5777 | 0 | 0.0051127 | 0.0054208 | 0.010137 | 0.033051 | 0 | 0 | 0 | 0 | 0 | 0.057082 | 0.017981 | 0.85044 | 0.16661 | 2.8776 | 2.1271 | 0 | 0.50417 | 0.83819 | 0 | 0 | 0 | 0.076533 | -0.1763 | 0.055283 | 0 | 0.0028546 | 0 | -0.23769 | 0 | 0 | 0 | 0 | 0 | 0 | 0 | 0 | 2.5335 | 0.0010361 | 0 | -1.0625 | 0 | 0 | 0 | 0 | 0 | 0 | 0 | 0 | 0 | 0 | 0 | 0 | 0 | 0 | 0 | 0 | 0 | -53.2246 | 1.8827 | 0 | 1.6134 | 0 | 1.6365 | 11.5223 | 1.2663 | 3.1569 | 0.034497 | 0.057553 | 0 | 0.62859 | 0.11453 | 2.6783 | -21.0036 | 22.0986 | -54.5247 | 0 | 0.5801 | 0 | 1.7286 | 0.20134
2025_04_22 Hr 21 | 0 | 0 | 0 | 0.056142 | 0.05656 | 0.04867 | 0.05202 | 0.057014 | 0.057347 | 0 | 0 | 0.016972 | 2.4 | 0.15042 | 1.5544 | 1.5544 | 2.5777 | 0 | 0.0051127 | 0.0054208 | 0.010137 | 0.033051 | 0 | 0 | 0 | 0 | 0 | 0.057082 | 0.017981 | 0.85044 | 0.16661 | 2.8776 | 2.1271 | 0 | 0.50417 | 0.83819 | 0 | 0 | 0 | 0.32478 | -0.17876 | 0.055283 | 0 | 0.0033577 | 0 | -0.27994 | 0 | 0 | 0 | 0 | 0 | 0 | 0 | 0 | 2.5989 | 0.0010361 | 0 | -1.0625 | 0 | 0 | 0 | 0 | 0 | 0 | 0 | 0 | 0 | 0 | 0 | 0 | 0 | 0 | 0 | 0 | 0 | -62.8678 | 1.8827 | 0 | 1.6134 | 0 | 1.3449 | 11.5223 | 1.2663 | 3.1569 | 0.034497 | 0.057553 | 0 | 0.62859 | 0.11453 | 2.6783 | -30.043 | 22.4989 | -64.2102 | 0 | 0.5801 | 0 | 1.7286 | 0.205
2025_04_22 Hr 22 | 0 | 0 | 0 | 0.056142 | 0.05656 | 0.04867 | 0.05202 | 0.057014 | 0.057347 | 0 | 0 | 0.016972 | 2.67 | 0.1259 | 1.5544 | 1.5544 | 2.5777 | 0 | 0.0051127 | 0.0054208 | 0.010137 | 0.033051 | 0 | 0 | 0 | 0 | 0 | 0.057082 | 0.017981 | 0.85044 | 0.16661 | 2.8776 | 2.1271 | 0 | 0.50417 | 0.83819 | 0 | 0 | 0 | 1.6567 | 0 | 0.055283 | 0 | 0.002526 | 0 | -0.21009 | 0 | 0 | 0 | 0 | 0 | 0 | 0 | 0 | 2.4682 | 0.0010361 | 0 | -1.0625 | 0 | 0 | 0 | 0 | 0 | 0 | 0 | 0 | 0 | 0 | 0 | 0 | 0 | 0 | 0 | 0 | 0 | -48.8372 | 1.8827 | 0 | 1.6134 | 0 | 1.1229 | 11.5223 | 1.2663 | 3.1569 | 0.034497 | 0.057553 | 0 | 0.62859 | 0.11453 | 2.6783 | -14.545 | 22.3858 | -50.1098 | 0 | 0.5801 | 0 | 1.7286 | 0.19913
2025_04_22 Hr 23 | 0 | 0 | 0 | 0.056142 | 0.05656 | 0.04867 | 0.05202 | 0.057014 | 0.057347 | 0 | 0 | 0.016972 | 2.46 | 0.1095 | 1.5544 | 1.5544 | 2.6323 | 0 | 0.0051127 | 0.0054208 | 0.010137 | 0.033051 | 0 | -0.614 | 0 | 0 | 0 | 0.057082 | 0.017981 | 0.85044 | 0.16661 | 2.9024 | 2.1271 | 0 | 0.51039 | 0.83819 | 0 | 0 | 0 | 0.011799 | -0.3959 | 0.055283 | 0 | 0.0023845 | 0 | -0.1982 | 0 | 0 | 0 | 0 | 0 | 0 | 0 | 0 | 1.9891 | 0.0010361 | 0 | 0 | 0 | 0 | 0 | 0 | 0 | 0 | -1.325 | 0 | 0 | 0 | 0 | 0 | 0 | 0 | 0 | 0 | 0 | -40.0895 | 1.8827 | 0 | 1.6427 | 0 | 1.9543 | 11.631 | 1.2663 | 3.1569 | 0.034497 | 0.057553 | 0 | 0.62859 | 0.11453 | 2.6783 | -8.468 | 22.5117 | -42.2267 | 0 | 0.5801 | 0 | 1.7286 | 0.19299
2025_04_22 Hr 24 | 0 | 0 | 0 | 0.056142 | 0.05656 | 0.04867 | 0.05202 | 0.057014 | 0.057347 | 0 | 0 | 0.016972 | 2.55 | 0.12381 | 1.5544 | 1.5544 | 2.6323 | 0 | 0.0051127 | 0.0054208 | 0.010137 | 0.033051 | 0 | -0.50577 | 0 | 0 | 0 | 0.057082 | 0.017981 | 0.85044 | 0.16661 | 2.9024 | 2.1271 | 0 | 0.51039 | 0.83819 | 0 | 0 | 0 | 0 | -0.75315 | 0.055283 | 0 | 0.002601 | 0 | -0.21638 | 0 | 0 | 0 | 0 | 0 | 0 | 0 | 0 | 1.0962 | 0.0010361 | 0 | 0 | 0 | 0 | 0 | 0 | 0 | 0 | -1.325 | 0 | 0 | 0 | 0 | 0 | 0 | 0 | 0 | 0 | 0 | -44.7555 | 1.8827 | 0 | 1.6427 | 0 | 1.9847 | 11.631 | 1.2663 | 3.1569 | 0.034497 | 0.057553 | 0 | 0.62859 | 0.11453 | 2.6783 | -14.1773 | 21.7474 | -46.8026 | 0 | 0.5801 | 0 | 1.7286 | 0.18684
2025_04_23 Hr 01 | 0 | 0 | 0 | 0.050787 | 0.051165 | 0.044027 | 0.047058 | 0.051575 | 0.051877 | 0 | 0 | 0.016972 | 2.49 | 0.12111 | 1.5544 | 1.5544 | 2.3816 | 0 | 0.0051127 | 0.0054208 | 0.010137 | 0.033051 | 0 | -0.50344 | 0 | 0 | 0 | 0.057082 | 0.017981 | 0.85044 | 0.15118 | 2.6255 | 2.1271 | 0 | 0.51039 | 0.83819 | 0 | 0 | 0 | 0 | -2.2653 | 0.055283 | 0 | 0.0026056 | 0 | -0.21677 | 0 | 0 | 0 | 0 | 0 | 0 | 0 | 0 | 1.4374 | 0.0010361 | 0 | 0 | 0 | 0 | 0 | 0 | 0 | 0 | -1.325 | 0 | 0 | 0 | 0 | 0 | 0 | 0 | 0 | 0 | 0 | -43.694 | 1.8827 | 0 | 1.486 | 0 | 1.9978 | 10.9001 | 1.2663 | 3.1569 | 0.034497 | 0.057553 | 0 | 0.62859 | 0.11453 | 2.6783 | -15.0694 | 22.035 | -45.7392 | 0 | 0.5801 | 0 | 1.7286 | 0.18287
2025_04_23 Hr 02 | 0 | 0 | 0 | 0.050787 | 0.051165 | 0.044027 | 0.047058 | 0.051575 | 0.051877 | 0 | 0 | 0.016972 | 2.1 | 0.10206 | 1.5544 | 1.5544 | 2.3816 | 0 | 0.0051127 | 0.0054208 | 0.010137 | 0.033051 | 0 | -0.5045 | 0 | 0 | 0 | 0.057082 | 0.017981 | 0.85044 | 0.15118 | 2.6255 | 2.1271 | 0 | 0.51039 | 0.83819 | 0 | 0 | 0 | 0 | -1.7167 | 0.055283 | 0 | 0.0026035 | 0 | -0.21659 | 0 | 0 | 0 | 0 | 0 | 0 | 0 | 0 | 1.51 | 0.0010361 | 0 | 0 | 0 | 0 | 0 | 0 | 0 | 0 | -1.325 | 0 | 0 | 0 | 0 | 0 | 0 | 0 | 0 | 0 | 0 | -43.1633 | 1.8827 | 0 | 1.486 | 0 | 1.284 | 10.9001 | 1.2663 | 3.1569 | 0.034497 | 0.057553 | 0 | 0.62859 | 0.11453 | 2.6783 | -15.0417 | 20.9843 | -45.2094 | 0 | 0.5801 | 0 | 1.7286 | 0.18246
2025_04_23 Hr 03 | 0 | 0 | 0 | 0.050787 | 0.051165 | 0.044027 | 0.047058 | 0.051575 | 0.051877 | 0 | 0 | 0.016972 | 1.95 | 0.10483 | 1.5544 | 1.5544 | 2.3816 | 0 | 0.0051127 | 0.0054208 | 0.010137 | 0.033051 | 0 | -0.36623 | 0 | 0 | 0 | 0.057082 | 0.017981 | 0.85044 | 0.15118 | 2.6255 | 2.1271 | 0 | 0.51039 | 0.83819 | 0 | 0 | 0 | 0 | -0.64021 | 0.055283 | 0 | 0.00288 | 0 | -0.23982 | 0 | 0 | 0 | 0 | 0 | 0 | 0 | 0 | 1.5753 | 0.0010361 | 0 | 0 | 0 | 0 | 0 | 0 | 0 | 0 | -1.325 | 0 | 0 | 0 | 0 | 0 | 0 | 0 | 0 | 0 | 0 | -49.0669 | 1.8827 | 0 | 1.486 | 0 | 0.88355 | 10.9001 | 1.2663 | 3.1569 | 0.034497 | 0.057553 | 0 | 0.62859 | 0.11453 | 2.6783 | -20.2369 | 20.5012 | -50.998 | 0 | 0.5801 | 0 | 1.7286 | 0.18168
2025_04_23 Hr 04 | 0 | 0 | 0 | 0.050787 | 0.051165 | 0.044027 | 0.047058 | 0.051575 | 0.051877 | 0 | 0 | 0.016972 | 1.83 | 0.095621 | 1.5544 | 1.5544 | 2.3816 | 0 | 0.0051127 | 0.0054208 | 0.010137 | 0.033051 | 0 | -0.40665 | 0 | 0 | 0 | 0.057082 | 0.017981 | 0.85044 | 0.15118 | 2.6255 | 2.1271 | 0 | 0.51039 | 0.83819 | 0 | 0 | 0 | 0 | -1.0785 | 0.055283 | 0 | 0.0027992 | 0 | -0.23303 | 0 | 0 | 0 | 0 | 0 | 0 | 0 | 0 | 2.5335 | 0.0010361 | 0 | 0 | 0 | 0 | 0 | 0 | 0 | 0 | -1.325 | 0 | 0 | 0 | 0 | 0 | 0 | 0 | 0 | 0 | 0 | -46.608 | 1.8827 | 0 | 1.486 | 0 | 1.1316 | 10.9001 | 1.2663 | 3.1569 | 0.034497 | 0.057553 | 0 | 0.62859 | 0.11453 | 2.6783 | -17.1731 | 21.578 | -48.5727 | 0 | 0.5801 | 0 | 1.7286 | 0.18135
2025_04_23 Hr 05 | 0 | 0 | 0 | 0.050787 | 0.051165 | 0.044027 | 0.047058 | 0.051575 | 0.051877 | 0 | 0 | 0.016972 | 2.25 | 0.13084 | 1.5544 | 1.5544 | 2.3816 | 0 | 0.0051127 | 0.0054208 | 0.010137 | 0.033051 | 0 | -0.24865 | 0 | 0 | 0 | 0.057082 | 0.017981 | 0.85044 | 0.15118 | 2.6255 | 2.1271 | 0 | 0.51039 | 0.83819 | 0 | 0 | 0 | 0 | -1.4432 | 0.055283 | 0 | 0.0031152 | 0 | -0.25958 | 0 | 0 | 0 | 0 | 0 | 0 | 0 | 0 | 2.9473 | 0.0010361 | 0 | 0 | 0 | 0 | 0 | 0 | 0 | 0 | -1.325 | 0 | 0 | 0 | 0 | 0 | 0 | 0 | 0 | 0 | 0 | -52.8039 | 1.8827 | 0 | 1.486 | 0 | 1.1534 | 10.9001 | 1.2663 | 3.1569 | 0.034497 | 0.057553 | 0 | 0.62859 | 0.11453 | 2.6783 | -22.7075 | 22.4728 | -54.6371 | 0 | 0.5801 | 0 | 1.7286 | 0.1853
2025_04_23 Hr 06 | 0 | 0 | 0 | 0.050787 | 0.051165 | 0.044027 | 0.047058 | 0.051575 | 0.051877 | 0 | 0 | 0.016972 | 2.55 | 0.16779 | 1.5544 | 1.5544 | 2.3816 | 0 | 0.0051127 | 0.0054208 | 0.010137 | 0.033051 | 0 | -0.043749 | 0 | 0 | 0 | 0.057082 | 0.017981 | 0.85044 | 0.15118 | 2.6255 | 2.1271 | 0 | 0.51039 | 0.83819 | 0 | 0 | 0 | 0 | -1.1848 | 0.055283 | 0 | 0.003525 | 0 | -0.294 | 0 | 0 | 0 | 0 | 0 | 0 | 0 | 0 | 3.078 | 0.0010361 | 0 | 0 | 0 | 0 | 0 | 0 | 0 | 0 | -1.325 | 0 | 0 | 0 | 0 | 0 | 0 | 0 | 0 | 0 | 0 | -60.2647 | 1.8827 | 0 | 1.486 | 0 | 1.0446 | 10.9001 | 1.2663 | 3.1569 | 0.034497 | 0.057553 | 0 | 0.62859 | 0.11453 | 2.6783 | -29.3722 | 22.8399 | -61.9274 | 0 | 0.5801 | 0 | 1.7286 | 0.19368
2025_04_23 Hr 07 | 0.045044 | 0 | 0 | 0.050787 | 0.051165 | 0.044027 | 0.047058 | 0.051575 | 0.051877 | 0 | 0 | 0.016972 | 2.43 | 0.13031 | 1.5544 | 1.5544 | 2.3322 | 0 | 0.0051127 | 0.0054208 | 0.010137 | 0.033051 | 0 | 0 | 0 | 0 | 0 | 0.057082 | 0.017981 | 0.85044 | 0.15118 | 2.6031 | 2.1271 | 0 | 0.50417 | 0.83819 | 0 | 0 | 0 | 0.461 | 0 | 0.055283 | 0 | 0.0028729 | 0 | -0.23922 | 0 | 0 | 0 | 0 | 0 | 0 | 0 | 0 | 3.078 | 0.0010361 | 0 | -1.0625 | 0 | 0 | 0 | 0 | 0 | 0 | 0 | 0 | 0 | 0 | 0 | 0 | 0 | 0 | 0 | 0 | 0 | -48.204 | 1.8827 | 0 | 1.4595 | 0 | 0.86179 | 10.8017 | 1.2663 | 3.1569 | 0.034497 | 0.057553 | -0.045044 | 0.62859 | 0.11453 | 2.6783 | -15.7408 | 22.5472 | -49.5508 | 0 | 0.5801 | 0 | 1.7286 | 0.20245
2025_04_23 Hr 08 | 0.067929 | 0 | 0 | 0.050787 | 0.051165 | 0.044027 | 0.047058 | 0.051575 | 0.051877 | 0 | 0 | 0.016972 | 1.86 | 0.096161 | 1.5544 | 1.5544 | 2.3322 | 0 | 0.0051127 | 0.0054208 | 0.010137 | 0.033051 | 0 | 0 | 0 | 0 | 0 | 0.057082 | 0.017981 | 0.85044 | 0.15118 | 2.6031 | 2.1271 | 0 | 0.50417 | 0.83819 | 0 | 0 | 0 | 0.43783 | -0.16992 | 0.055283 | 0 | 0.0027696 | 0 | -0.23055 | 0 | 0 | 0 | 0 | 0 | 0 | 0 | 0 | 2.5989 | 0.0010361 | 0 | -1.0625 | 0 | 0 | 0 | 0 | 0 | 0 | 0 | 0 | 0 | 0 | 0 | 0 | 0 | 0 | 0 | 0 | 0 | -42.7152 | 1.8827 | 0 | 1.4595 | 0 | 0.86179 | 10.8017 | 1.2663 | 3.1569 | 0.034497 | 0.057553 | -0.067929 | 0.62859 | 0.11453 | 2.6783 | -11.5147 | 21.4918 | -44.0762 | 0 | 0.5801 | 0 | 1.7286 | 0.2074
2025_04_23 Hr 09 | 0.49948 | 0 | 0 | 0.050787 | 0.051165 | 0.044027 | 0.047058 | 0.051575 | 0.051877 | 0 | 0 | 0.016972 | 1.32 | 0.050898 | 1.5544 | 1.5544 | 2.3322 | 0 | 0.0051127 | 0.0054208 | 0.010137 | 0.033051 | 0 | 0 | 0 | 0 | 0 | 0.057082 | 0.017981 | 0.85044 | 0.15118 | 2.6031 | 2.1271 | 0 | 0.50417 | 0.83819 | 0 | 0 | 0 | 0.13575 | -0.37169 | 0.055283 | 0 | 0.0020657 | 0 | -0.17142 | 0 | 0 | 0 | 0 | 0 | 0 | 0 | 0 | 2.2577 | 0.0010361 | 0 | -1.0625 | 0 | 0 | 0 | 0 | 0 | 0 | 0 | 0 | 0 | 0 | 0 | 0 | 0 | 0 | 0 | 0 | 0 | -30.0458 | 1.8827 | 0 | 1.4595 | 0 | 0.78344 | 10.8017 | 1.2663 | 3.1569 | 0.034497 | 0.057553 | -0.49948 | 0.62859 | 0.11453 | 2.6783 | -0.29519 | 20.9182 | -31.7792 | 0 | 0.5801 | 0 | 1.7286 | 0.20707
2025_04_23 Hr 10 | 0.58644 | 3.0718e-06 | 0 | 0.050787 | 0.051165 | 0.044027 | 0.047058 | 0.051575 | 0.051877 | 0 | 0 | 0.016972 | 1.23 | 0.047018 | 1.5544 | 1.5544 | 2.3322 | 0 | 0.0051127 | 0.0054208 | 0.010137 | 0.033051 | 0 | 0 | 0 | 0 | 0 | 0.057082 | 0.017981 | 0.85044 | 0.15118 | 2.6031 | 2.1271 | 0 | 0.50417 | 0.83819 | 0 | 0 | 0 | 0.17503 | 0 | 0.055283 | 0 | 0.0020478 | 0 | -0.16992 | 0 | 0 | 0 | 0 | 0 | 0 | 0 | 0 | 2.0544 | 0.0010361 | 0 | -1.0625 | 0 | 0 | 0 | 0 | 0 | 0 | 0 | 0 | 0 | 0 | 0 | 0 | 0 | 0 | 0 | 0 | 0 | -30.8111 | 1.8827 | 0 | 1.4595 | 0 | 0.40043 | 10.8017 | 1.2663 | 3.1569 | 0.034497 | 0.057553 | -0.58644 | 0.62859 | 0.11453 | 2.6783 | -1.3282 | 20.3251 | -32.63 | 0 | 0.5801 | 0 | 1.7286 | 0.20708
2025_04_23 Hr 11 | 0.7263 | 1.3619e-05 | 0 | 0.050787 | 0.051165 | 0.044027 | 0.047058 | 0.051575 | 0.051877 | 0 | 0 | 0.016972 | 1.2 | 0.044213 | 1.5544 | 1.5544 | 2.3322 | 0 | 0.0051127 | 0.0054208 | 0.010137 | 0.033051 | 0 | 0 | 0 | 0 | 0 | 0.057082 | 0.017981 | 0.85044 | 0.15118 | 2.6031 | 2.1271 | 0 | 0.50417 | 0.83819 | 0 | 0 | 0 | 0.41362 | 0 | 0.055283 | 0 | 0.0019738 | 0 | -0.1637 | 0 | 0 | 0 | 0 | 0 | 0 | 0 | 0 | 2.3303 | 0.0010361 | 0 | -1.0625 | 0 | 0 | 0 | 0 | 0 | 0 | 0 | 0 | 0 | 0 | 0 | 0 | 0 | 0 | 0 | 0 | 0 | -30.6393 | 1.8827 | 0 | 1.4595 | 0 | 0.27856 | 10.8017 | 1.2663 | 3.1569 | 0.034497 | 0.057553 | -0.7263 | 0.62859 | 0.11453 | 2.6783 | -0.79263 | 20.5838 | -32.5918 | 0 | 0.5801 | 0 | 1.7286 | 0.20476
2025_04_23 Hr 12 | 0.68045 | 3.3981e-05 | 0 | 0.050787 | 0.051165 | 0.044027 | 0.047058 | 0.051575 | 0.051877 | 0 | 0 | 0.016972 | 1.23 | 0.045625 | 1.5544 | 1.5544 | 2.3322 | 0 | 0.0051127 | 0.0054208 | 0.010137 | 0.033051 | 0 | 0 | 0 | 0 | 0 | 0.057082 | 0.017981 | 0.85044 | 0.15118 | 2.6031 | 2.1271 | 0 | 0.50417 | 0.83819 | 0 | 0 | 0 | 0.59226 | 0 | 0.055283 | 0 | 0.0019872 | 0 | -0.16482 | 0 | 0 | 0 | 0 | 0 | 0 | 0 | 0 | 2.5335 | 0.0010361 | 0 | -1.0625 | 0 | 0 | 0 | 0 | 0 | 0 | 0 | 0 | 0 | 0 | 0 | 0 | 0 | 0 | 0 | 0 | 0 | -32.2459 | 1.8827 | 0 | 1.4595 | 0 | 0.33079 | 10.8017 | 1.2663 | 3.1569 | 0.034497 | 0.057553 | -0.68045 | 0.62859 | 0.11453 | 2.6783 | -1.9357 | 20.824 | -34.1537 | 0 | 0.5801 | 0 | 1.7286 | 0.2039
2025_04_23 Hr 13 | 0.69607 | 6.0395e-05 | 0 | 0.050787 | 0.051165 | 0.044027 | 0.047058 | 0.051575 | 0.051877 | 0 | 0 | 0.016972 | 1.38 | 0.049389 | 1.5544 | 1.5544 | 2.3322 | 0 | 0.0051127 | 0.0054208 | 0.010137 | 0.033051 | 0 | 0 | 0 | 0 | 0 | 0.057082 | 0.017981 | 0.85044 | 0.15118 | 2.6031 | 2.1271 | 0 | 0.50417 | 0.83819 | 0 | 0 | 0 | 0.77815 | 0 | 0.055283 | 0 | 0.0019173 | 0 | -0.15895 | 0 | 0 | 0 | 0 | 0 | 0 | 0 | 0 | 3.0126 | 0.0010361 | 0 | -1.0625 | 0 | 0 | 0 | 0 | 0 | 0 | 0 | 0 | 0 | 0 | 0 | 0 | 0 | 0 | 0 | 0 | 0 | -33.6674 | 1.8827 | 0 | 1.4595 | 0 | 0.531 | 10.8017 | 1.2663 | 3.1569 | 0.034497 | 0.057553 | -0.69607 | 0.62859 | 0.11453 | 2.6783 | -2.3317 | 21.6733 | -35.5849 | 0 | 0.5801 | 0 | 1.7286 | 0.20449
2025_04_23 Hr 14 | 0.74817 | 3.2485e-05 | 0 | 0.050787 | 0.051165 | 0.044027 | 0.047058 | 0.051575 | 0.051877 | 0 | 0 | 0.016972 | 1.56 | 0.044412 | 1.5544 | 1.5544 | 2.3322 | 0 | 0.0051127 | 0.0054208 | 0.010137 | 0.033051 | 0 | 0 | 0 | 0 | 0 | 0.057082 | 0.017981 | 0.85044 | 0.15118 | 2.6031 | 2.1271 | 0 | 0.50417 | 0.83819 | 0 | 0 | 0 | 0.31434 | 0 | 0.055283 | 0 | 0.0015251 | 0 | -0.12601 | 0 | 0 | 0 | 0 | 0 | 0 | 0 | 0 | 2.7368 | 0.0010361 | 0 | -1.0625 | 0 | 0 | 0 | 0 | 0 | 0 | 0 | 0 | 0 | 0 | 0 | 0 | 0 | 0 | 0 | 0 | 0 | -26.8791 | 1.8827 | 0 | 1.4595 | 0 | 0.89225 | 10.8017 | 1.2663 | 3.1569 | 0.034497 | 0.057553 | -0.74817 | 0.62859 | 0.11453 | 2.6783 | 4.2859 | 21.9856 | -28.8158 | 0 | 0.5801 | 0 | 1.7286 | 0.2043
2025_04_23 Hr 15 | 0.83462 | 6.0266e-05 | 0 | 0.050787 | 0.051165 | 0.044027 | 0.047058 | 0.051575 | 0.051877 | 0 | 0 | 0.016972 | 1.59 | 0.046948 | 1.5544 | 1.5544 | 2.3322 | 0 | 0.0051127 | 0.0054208 | 0.010137 | 0.033051 | 0 | 0 | 0 | 0 | 0 | 0.057082 | 0.017981 | 0.85044 | 0.15118 | 2.6031 | 2.1271 | 0 | 0.50417 | 0.83819 | 0 | 0 | 0 | 0.0066027 | -0.16838 | 0.055283 | 0 | 0.0015818 | 0 | -0.13077 | 0 | 0 | 0 | 0 | 0 | 0 | 0 | 0 | 3.2159 | 0.0010361 | 0 | -1.0625 | 0 | 0 | 0 | 0 | 0 | 0 | 0 | 0 | 0 | 0 | 0 | 0 | 0 | 0 | 0 | 0 | 0 | -28.0802 | 1.8827 | 0 | 1.4595 | 0 | 0.95319 | 10.8017 | 1.2663 | 3.1569 | 0.034497 | 0.057553 | -0.83462 | 0.62859 | 0.11453 | 2.6783 | 3.1759 | 22.644 | -30.1081 | 0 | 0.5801 | 0 | 1.7286 | 0.20364
2025_04_23 Hr 16 | 0.67733 | 0.00029052 | 0 | 0.050787 | 0.051165 | 0.044027 | 0.047058 | 0.051575 | 0.051877 | 0 | 0 | 0.016972 | 1.5 | 0.043524 | 1.5544 | 1.5544 | 2.3322 | 0 | 0.0051127 | 0.0054208 | 0.010137 | 0.033051 | 0 | 0 | 0 | 0 | 0 | 0.057082 | 0.017981 | 0.85044 | 0.15118 | 2.6031 | 2.1271 | 0 | 0.50417 | 0.83819 | 0 | 0 | 0 | 0.2141 | 0 | 0.055283 | 0 | 0.0015544 | 0 | -0.12847 | 0 | 0 | 0 | 0 | 0 | 0 | 0 | 0 | 3.2885 | 0.0010361 | 0 | -1.0625 | 0 | 0 | 0 | 0 | 0 | 0 | 0 | 0 | 0 | 0 | 0 | 0 | 0 | 0 | 0 | 0 | 0 | -27.475 | 1.8827 | 0 | 1.4595 | 0 | 0.56147 | 10.8017 | 1.2663 | 3.1569 | 0.034497 | 0.057553 | -0.67733 | 0.62859 | 0.11453 | 2.6783 | 3.746 | 22.0734 | -29.3433 | 0 | 0.5801 | 0 | 1.7286 | 0.20265
2025_04_23 Hr 17 | 0.7199 | 0.00031641 | 0 | 0.050787 | 0.051165 | 0.044027 | 0.047058 | 0.051575 | 0.051877 | 0 | 0 | 0.016972 | 1.35 | 0.051709 | 1.5544 | 1.5544 | 2.3322 | 0 | 0.0051127 | 0.0054208 | 0.010137 | 0.033051 | 0 | 0 | 0 | 0 | 0 | 0.057082 | 0.017981 | 0.85044 | 0.15118 | 2.6031 | 2.1271 | 0 | 0.50417 | 0.83819 | 0 | 0 | 0 | 0.35678 | 0 | 0.055283 | 0 | 0.002052 | 0 | -0.17026 | 0 | 0 | 0 | 0 | 0 | 0 | 0 | 0 | 3.2885 | 0.0010361 | 0 | -1.0625 | 0 | 0 | 0 | 0 | 0 | 0 | 0 | 0 | 0 | 0 | 0 | 0 | 0 | 0 | 0 | 0 | 0 | -35.4927 | 1.8827 | 0 | 1.4595 | 0 | 0.5397 | 10.8017 | 1.2663 | 3.1569 | 0.034497 | 0.057553 | -0.7199 | 0.62859 | 0.11453 | 2.6783 | -4.3352 | 21.9517 | -37.4454 | 0 | 0.5801 | 0 | 1.7286 | 0.20185
2025_04_23 Hr 18 | 0.63519 | 0.00024187 | 0 | 0.050787 | 0.051165 | 0.044027 | 0.047058 | 0.051575 | 0.051877 | 0 | 0 | 0.016972 | 1.38 | 0.055531 | 1.5544 | 1.5544 | 2.3322 | 0 | 0.0051127 | 0.0054208 | 0.010137 | 0.033051 | 0 | 0 | 0 | 0 | 0 | 0.057082 | 0.017981 | 0.85044 | 0.15118 | 2.6031 | 2.1271 | 0 | 0.50417 | 0.83819 | 0 | 0 | 0 | 1.0999 | 0 | 0.055283 | 0 | 0.0021557 | 0 | -0.17898 | 0 | 0 | 0 | 0 | 0 | 0 | 0 | 0 | 3.078 | 0.0010361 | 0 | -1.0625 | 0 | 0 | 0 | 0 | 0 | 0 | 0 | 0 | 0 | 0 | 0 | 0 | 0 | 0 | 0 | 0 | 0 | -37.8968 | 1.8827 | 0 | 1.4595 | 0 | 0.57017 | 10.8017 | 1.2663 | 3.1569 | 0.034497 | 0.057553 | -0.63519 | 0.62859 | 0.11453 | 2.6783 | -6.1505 | 21.7214 | -39.7735 | 0 | 0.5801 | 0 | 1.7286 | 0.20259
2025_04_23 Hr 19 | 0.24934 | 0.00020579 | 0 | 0.050787 | 0.051165 | 0.044027 | 0.047058 | 0.051575 | 0.051877 | 0 | 0 | 0.016972 | 0.96 | 0.042981 | 1.5544 | 1.5544 | 2.3322 | 0 | 0.0051127 | 0.0054208 | 0.010137 | 0.033051 | 0 | 0 | 0 | 0 | 0 | 0.057082 | 0.017981 | 0.85044 | 0.15118 | 2.6031 | 2.1271 | 0 | 0.50417 | 0.83819 | 0 | 0 | 0 | 0 | -0.34372 | 0.055283 | 0 | 0.0023985 | 0 | -0.19937 | 0 | 0 | 0 | 0 | 0 | 0 | 0 | 0 | 2.7368 | 0.0010361 | 0 | -1.0625 | 0 | 0 | 0 | 0 | 0 | 0 | 0 | 0 | 0 | 0 | 0 | 0 | 0 | 0 | 0 | 0 | 0 | -39.6518 | 1.8827 | 0 | 1.4595 | 0 | 1.1142 | 10.8017 | 1.2663 | 3.1569 | 0.034497 | 0.057553 | -0.24934 | 0.62859 | 0.11453 | 2.6783 | -9.5998 | 21.1052 | -41.163 | 0 | 0.5801 | 0 | 1.7286 | 0.20199
2025_04_23 Hr 20 | 0.022595 | 8.0473e-05 | 0 | 0.050787 | 0.051165 | 0.044027 | 0.047058 | 0.051575 | 0.051877 | 0 | 0 | 0.016972 | 0.72 | 0.033075 | 1.5544 | 1.5544 | 2.3322 | 0 | 0.0051127 | 0.0054208 | 0.010137 | 0.033051 | 0 | 0 | 0 | 0 | 0 | 0.057082 | 0.017981 | 0.85044 | 0.15118 | 2.6031 | 2.1271 | 0 | 0.50417 | 0.83819 | 0 | 0 | 0 | 1.5008 | 0 | 0.055283 | 0 | 0.002461 | 0 | -0.20462 | 0 | 0 | 0 | 0 | 0 | 0 | 0 | 0 | 2.5989 | 0.0010361 | 0 | -1.0625 | 0 | 0 | 0 | 0 | 0 | 0 | 0 | 0 | 0 | 0 | 0 | 0 | 0 | 0 | 0 | 0 | 0 | -41.4038 | 1.8827 | 0 | 1.4595 | 0 | 0.72251 | 10.8017 | 1.2663 | 3.1569 | 0.034497 | 0.057553 | -0.022595 | 0.62859 | 0.11453 | 2.6783 | -10.2912 | 20.0998 | -42.6936 | 0 | 0.5801 | 0 | 1.7286 | 0.20298
2025_04_23 Hr 21 | 0 | 1.9221e-06 | 0 | 0.050787 | 0.051165 | 0.044027 | 0.047058 | 0.051575 | 0.051877 | 0 | 0 | 0.016972 | 0.75 | 0.029899 | 1.5544 | 1.5544 | 2.3322 | 0 | 0.0051127 | 0.0054208 | 0.010137 | 0.033051 | 0 | 0 | 0 | 0 | 0 | 0.057082 | 0.017981 | 0.85044 | 0.15118 | 2.6031 | 2.1271 | 0 | 0.50417 | 0.83819 | 0 | 0 | 0 | 0.030481 | -0.13304 | 0.055283 | 0 | 0.0021356 | 0 | -0.17729 | 0 | 0 | 0 | 0 | 0 | 0 | 0 | 0 | 3.078 | 0.0010361 | 0 | -1.0625 | 0 | 0 | 0 | 0 | 0 | 0 | 0 | 0 | 0 | 0 | 0 | 0 | 0 | 0 | 0 | 0 | 0 | -36.3554 | 1.8827 | 0 | 1.4595 | 0 | 1.3928 | 10.8017 | 1.2663 | 3.1569 | 0.034497 | 0.057553 | 0 | 0.62859 | 0.11453 | 2.6783 | -5.64 | 21.256 | -37.5952 | 0 | 0.5801 | 0 | 1.7286 | 0.20563
2025_04_23 Hr 22 | 0 | 0 | 0 | 0.050787 | 0.051165 | 0.044027 | 0.047058 | 0.051575 | 0.051877 | 0 | 0 | 0.016972 | 1.44 | 0.050118 | 1.5544 | 1.5544 | 2.3322 | 0 | 0.0051127 | 0.0054208 | 0.010137 | 0.033051 | 0 | 0 | 0 | 0 | 0 | 0.057082 | 0.017981 | 0.85044 | 0.15118 | 2.6031 | 2.1271 | 0 | 0.50417 | 0.83819 | 0 | 0 | 0 | 0.52828 | 0 | 0.055283 | 0 | 0.0018645 | 0 | -0.15452 | 0 | 0 | 0 | 0 | 0 | 0 | 0 | 0 | 3.078 | 0.0010361 | 0 | -1.0625 | 0 | 0 | 0 | 0 | 0 | 0 | 0 | 0 | 0 | 0 | 0 | 0 | 0 | 0 | 0 | 0 | 0 | -33.4399 | 1.8827 | 0 | 1.4595 | 0 | 1.0446 | 10.8017 | 1.2663 | 3.1569 | 0.034497 | 0.057553 | 0 | 0.62859 | 0.11453 | 2.6783 | -1.7146 | 21.6123 | -34.6569 | 0 | 0.5801 | 0 | 1.7286 | 0.19998
2025_04_23 Hr 23 | 0 | 0 | 0 | 0.050787 | 0.051165 | 0.044027 | 0.047058 | 0.051575 | 0.051877 | 0 | 0 | 0.016972 | 2.1 | 0.093255 | 1.5544 | 1.5544 | 2.3816 | 0 | 0.0051127 | 0.0054208 | 0.010137 | 0.033051 | 0 | -0.61677 | 0 | 0 | 0 | 0.057082 | 0.017981 | 0.85044 | 0.15118 | 2.6255 | 2.1271 | 0 | 0.51039 | 0.83819 | 0 | 0 | 0 | 0.29204 | -0.036643 | 0.055283 | 0 | 0.002379 | 0 | -0.19773 | 0 | 0 | 0 | 0 | 0 | 0 | 0 | 0 | 2.4682 | 0.0010361 | 0 | 0 | 0 | 0 | 0 | 0 | 0 | 0 | -1.325 | 0 | 0 | 0 | 0 | 0 | 0 | 0 | 0 | 0 | 0 | -40.6438 | 1.8827 | 0 | 1.486 | 0 | 1.3362 | 10.9001 | 1.2663 | 3.1569 | 0.034497 | 0.057553 | 0 | 0.62859 | 0.11453 | 2.6783 | -9.6307 | 21.9971 | -42.7833 | 0 | 0.5801 | 0 | 1.7286 | 0.19358
2025_04_23 Hr 24 | 0 | 0 | 0 | 0.050787 | 0.051165 | 0.044027 | 0.047058 | 0.051575 | 0.051877 | 0 | 0 | 0.016972 | 2.34 | 0.092589 | 1.5544 | 1.5544 | 2.3816 | 0 | 0.0051127 | 0.0054208 | 0.010137 | 0.033051 | 0 | -0.7464 | 0 | 0 | 0 | 0.057082 | 0.017981 | 0.85044 | 0.15118 | 2.6255 | 2.1271 | 0 | 0.51039 | 0.83819 | 0 | 0 | 0 | 0 | -0.42663 | 0.055283 | 0 | 0.0021197 | 0 | -0.17596 | 0 | 0 | 0 | 0 | 0 | 0 | 0 | 0 | 2.5989 | 0.0010361 | 0 | 0 | 0 | 0 | 0 | 0 | 0 | 0 | -1.325 | 0 | 0 | 0 | 0 | 0 | 0 | 0 | 0 | 0 | 0 | -36.6245 | 1.8827 | 0 | 1.486 | 0 | 1.8063 | 10.9001 | 1.2663 | 3.1569 | 0.034497 | 0.057553 | 0 | 0.62859 | 0.11453 | 2.6783 | -5.5659 | 22.8325 | -38.8718 | 0 | 0.5801 | 0 | 1.7286 | 0.18888
2025_04_24 Hr 01 | 0 | 0 | 0 | 0.06488 | 0.065363 | 0.056244 | 0.060116 | 0.065887 | 0.066271 | 0 | 0 | 0.016972 | 2.37 | 0.0929 | 1.5544 | 1.5544 | 3.0414 | 0 | 0.0051127 | 0.0054208 | 0.010137 | 0.033051 | 0 | -0.75629 | 0 | 0 | 0 | 0.057082 | 0.017981 | 0.85044 | 0.19178 | 3.3541 | 2.1271 | 0 | 0.51039 | 0.83819 | 0 | 0 | 0 | 0 | -0.82064 | 0.055283 | 0 | 0.0020999 | 0 | -0.17429 | 0 | 0 | 0 | 0 | 0 | 0 | 0 | 0 | 2.5335 | 0.0010361 | 0 | 0 | 0 | 0 | 0 | 0 | 0 | 0 | -1.325 | 0 | 0 | 0 | 0 | 0 | 0 | 0 | 0 | 0 | 0 | -37.2567 | 1.8827 | 0 | 1.8984 | 0 | 1.9455 | 12.8236 | 1.2663 | 3.1569 | 0.034497 | 0.057553 | 0 | 0.62859 | 0.11453 | 2.6783 | -4.5745 | 22.9348 | -39.5123 | 0 | 0.5801 | 0 | 1.7286 | 0.18697
2025_04_24 Hr 02 | 0 | 0 | 0 | 0 | 0 | 0 | 0 | 0 | 0 | 0 | 0 | 0.016972 | 2.52 | 0.08976 | 1.5544 | 1.5544 | 3.0414 | 0 | 0.0051127 | 0.0054208 | 0.010137 | 0.033051 | 0 | -0.85217 | 0 | 0 | 0 | 0.057082 | 0.017981 | 0.85044 | 0.19178 | 3.3541 | 2.1271 | 0 | 0.51039 | 0.83819 | 0 | 0 | 0 | 0 | -0.81029 | 0.055283 | 0 | 0.004198 | 0 | -0.15819 | 0 | 0 | 0 | 0 | 0 | 0 | 0 | 0 | 3.9709 | 0.0010361 | 0 | 0 | 0 | 0 | 0 | 0 | 0 | 0 | -1.325 | 0 | 0 | 0 | 0 | 0 | 0 | 0 | 0 | 0 | 0 | -33.0586 | 1.8827 | 0 | 1.8984 | 0 | 1.8541 | 12.4449 | 1.2663 | 3.1569 | 0.034497 | 0.057553 | 0 | 0.62859 | 0.11453 | 2.6783 | 0.667 | 24.4264 | -35.394 | 0 | 0.5801 | 0 | 1.7286 | 0.1857
2025_04_24 Hr 03 | 0 | 0 | 0 | 0 | 0 | 0 | 0 | 0 | 0 | 0 | 0 | 0.016972 | 2.4 | 0.085969 | 1.5544 | 1.5544 | 3.0414 | 0 | 0.0051127 | 0.0054208 | 0.010137 | 0.033051 | 0 | -0.84677 | 0 | 0 | 0 | 0.057082 | 0.017981 | 0.85044 | 0.19178 | 3.3541 | 2.1271 | 0 | 0.51039 | 0.83819 | 0 | 0 | 0 | 0 | -0.82162 | 0.055283 | 0 | 0.0042217 | 0 | -0.15909 | 0 | 0 | 0 | 0 | 0 | 0 | 0 | 0 | 4.0435 | 0.0010361 | 0 | 0 | 0 | 0 | 0 | 0 | 0 | 0 | -1.325 | 0 | 0 | 0 | 0 | 0 | 0 | 0 | 0 | 0 | 0 | -33.3211 | 1.8827 | 0 | 1.8984 | 0 | 1.7366 | 12.4449 | 1.2663 | 3.1569 | 0.034497 | 0.057553 | 0 | 0.62859 | 0.11453 | 2.6783 | 0.22858 | 24.2573 | -35.652 | 0 | 0.5801 | 0 | 1.7286 | 0.18536
2025_04_24 Hr 04 | 0 | 0 | 0 | 0 | 0 | 0 | 0 | 0 | 0 | 0 | 0 | 0.016972 | 2.64 | 0.092985 | 1.5544 | 1.5544 | 3.0414 | 0 | 0.0051127 | 0.0054208 | 0.010137 | 0.033051 | 0 | -0.86281 | 0 | 0 | 0 | 0.057082 | 0.017981 | 0.85044 | 0.19178 | 3.3541 | 2.1271 | 0 | 0.51039 | 0.83819 | 0 | 0 | 0 | 0 | -0.82105 | 0.055283 | 0 | 0.0041511 | 0 | -0.1564 | 0 | 0 | 0 | 0 | 0 | 0 | 0 | 0 | 4.45 | 0.0010361 | 0 | 0 | 0 | 0 | 0 | 0 | 0 | 0 | -1.325 | 0 | 0 | 0 | 0 | 0 | 0 | 0 | 0 | 0 | 0 | -32.891 | 1.8827 | 0 | 1.8984 | 0 | 1.6148 | 12.4449 | 1.2663 | 3.1569 | 0.034497 | 0.057553 | 0 | 0.62859 | 0.11453 | 2.6783 | 1.1798 | 24.7912 | -35.2352 | 0 | 0.5801 | 0 | 1.7286 | 0.18755
2025_04_24 Hr 05 | 0 | 0 | 0 | 0 | 0 | 0 | 0 | 0 | 0 | 0 | 0 | 0.016972 | 2.46 | 0.09528 | 1.5544 | 1.5544 | 3.0414 | 0 | 0.0051127 | 0.0054208 | 0.010137 | 0.033051 | 0 | -0.76879 | 0 | 0 | 0 | 0.057082 | 0.017981 | 0.85044 | 0.19178 | 3.3541 | 2.1271 | 0 | 0.51039 | 0.83819 | 0 | 0 | 0 | 0 | -0.57361 | 0.055283 | 0 | 0.0045648 | 0 | -0.17219 | 0 | 0 | 0 | 0 | 0 | 0 | 0 | 0 | 4.5226 | 0.0010361 | 0 | 0 | 0 | 0 | 0 | 0 | 0 | 0 | -1.325 | 0 | 0 | 0 | 0 | 0 | 0 | 0 | 0 | 0 | 0 | -37.9642 | 1.8827 | 0 | 1.8984 | 0 | 1.4929 | 12.4449 | 1.2663 | 3.1569 | 0.034497 | 0.057553 | 0 | 0.62859 | 0.11453 | 2.6783 | -3.7917 | 24.5672 | -40.2301 | 0 | 0.5801 | 0 | 1.7286 | 0.19054
2025_04_24 Hr 06 | 0 | 0 | 0 | 0 | 0 | 0 | 0 | 0 | 0 | 0 | 0 | 0.016972 | 2.16 | 0.081878 | 1.5544 | 1.5544 | 3.0414 | 0 | 0.0051127 | 0.0054208 | 0.010137 | 0.033051 | 0 | -0.7909 | 0 | 0 | 0 | 0.057082 | 0.017981 | 0.85044 | 0.19178 | 3.3541 | 2.1271 | 0 | 0.51039 | 0.83819 | 0 | 0 | 0 | 0.053311 | -0.061313 | 0.055283 | 0 | 0.0044676 | 0 | -0.16848 | 0 | 0 | 0 | 0 | 0 | 0 | 0 | 0 | 4.7259 | 0.0010361 | 0 | 0 | 0 | 0 | 0 | 0 | 0 | 0 | -1.325 | 0 | 0 | 0 | 0 | 0 | 0 | 0 | 0 | 0 | 0 | -36.1517 | 1.8827 | 0 | 1.8984 | 0 | 1.5234 | 12.4449 | 1.2663 | 3.1569 | 0.034497 | 0.057553 | 0 | 0.62859 | 0.11453 | 2.6783 | -1.5029 | 24.4963 | -38.4361 | 0 | 0.5801 | 0 | 1.7286 | 0.19934
2025_04_24 Hr 07 | 0.11334 | 0 | 0 | 0 | 0 | 0 | 0 | 0 | 0 | 0 | 0 | 0.016972 | 2.01 | 0.06117 | 1.5544 | 1.5544 | 2.9783 | 0 | 0.0051127 | 0.0054208 | 0.010137 | 0.033051 | 0 | 0 | 0 | 0 | 0 | 0.057082 | 0.017981 | 0.85044 | 0.19178 | 3.3254 | 2.1271 | 0 | 0.50417 | 0.83819 | 0 | 0 | 0 | 0.49598 | -0.015228 | 0.055283 | 0 | 0.0035867 | 0 | -0.13485 | 0 | 0 | 0 | 0 | 0 | 0 | 0 | 0 | 4.5226 | 0.0010361 | 0 | -1.0625 | 0 | 0 | 0 | 0 | 0 | 0 | 0 | 0 | 0 | 0 | 0 | 0 | 0 | 0 | 0 | 0 | 0 | -31.9625 | 1.8827 | 0 | 1.8645 | 0 | 1.7062 | 12.3193 | 1.2663 | 3.1569 | 0.034497 | 0.057553 | -0.11334 | 0.62859 | 0.11453 | 2.6783 | 3.9483 | 24.4215 | -33.2732 | 0 | 0.5801 | 0 | 1.7286 | 0.20851
2025_04_24 Hr 08 | 0.49933 | 0 | 0 | 0 | 0 | 0 | 0 | 0 | 0 | 0 | 0 | 0.016972 | 0.93 | 0.025914 | 1.5544 | 1.5544 | 2.9783 | 0 | 0.0051127 | 0.0054208 | 0.010137 | 0.033051 | 0 | 0 | 0 | 0 | 0 | 0.057082 | 0.017981 | 0.84877 | 0 | 3.3254 | 2.1271 | 0 | 0.50417 | 0.83819 | 0 | 0 | 0 | 0.11672 | -0.091594 | 0.055283 | 0 | 0.003284 | 0 | -0.12329 | 0 | 0 | 0 | 0 | 0 | 0 | 0 | 0 | 4.1088 | 0.0010361 | 0 | -1.0625 | 0 | 0 | 0 | 0 | 0 | 0 | 0 | 0 | 0 | 0 | 0 | 0 | 0 | 0 | 0 | 0 | 0 | -25.1564 | 1.8827 | 0 | 1.8217 | 0 | 1.9064 | 12.083 | 1.2663 | 3.1569 | 0.034497 | 0.057553 | -0.49933 | 0.62859 | 0.11453 | 2.6783 | 8.7487 | 23.4821 | -26.8416 | 0 | 0.5801 | 0 | 1.7286 | 0.21199
2025_04_24 Hr 09 | 0.70748 | 1.5225e-05 | 0 | 0 | 0 | 0 | 0 | 0 | 0 | 0 | 0 | 0.016972 | 0.66 | 0.01525 | 1.5544 | 1.5544 | 2.9783 | 0 | 0.0051127 | 0.0054208 | 0.010137 | 0.033051 | 0 | 0 | 0 | 0 | 0 | 0.057082 | 0.017981 | 0.49532 | 0 | 3.3254 | 2.1271 | 0 | 0.50417 | 0.83819 | 0 | 0 | 0 | 0.716 | 0 | 0.055283 | 0 | 0.0027231 | 0 | -0.10187 | 0 | 0 | 0 | 0 | 0 | 0 | 0 | 0 | 3.9709 | 0.0010361 | 0 | -1.0625 | 0 | 0 | 0 | 0 | 0 | 0 | 0 | 0 | 0 | 0 | 0 | 0 | 0 | 0 | 0 | 0 | 0 | -19.7529 | 1.8827 | 0 | 1.4817 | 0 | 1.593 | 11.3895 | 1.2663 | 3.1569 | 0.034497 | 0.057553 | -0.70748 | 0.62859 | 0.11453 | 2.6783 | 13.4385 | 22.9578 | -21.6248 | 0 | 0.5801 | 0 | 1.7286 | 0.21151
2025_04_24 Hr 10 | 0.73138 | 3.1581e-05 | 0 | 0 | 0 | 0 | 0 | 0 | 0 | 0 | 0 | 0.016972 | 0.21 | 0.0047432 | 1.5544 | 1.5544 | 2.9783 | 0 | 0.0051127 | 0.0054208 | 0.010137 | 0.033051 | 0 | 0 | 0 | 0 | 0 | 0.057082 | 0.017981 | 0.32781 | 0 | 3.3254 | 2.1271 | 0 | 0.50417 | 0.83819 | 0 | 0 | 0 | 0.87494 | 0 | 0.055283 | 0 | 0.002662 | 0 | -0.09954 | 0 | 0 | 0 | 0 | 0 | 0 | 0 | 0 | 4.0435 | 0.0010361 | 0 | -1.0625 | 0 | 0 | 0 | 0 | 0 | 0 | 0 | 0 | 0 | 0 | 0 | 0 | 0 | 0 | 0 | 0 | 0 | -18.3276 | 1.8827 | 0 | 1.4388 | 0 | 1.3928 | 11.1792 | 1.2663 | 3.1569 | 0.034497 | 0.057553 | -0.73138 | 0.62859 | 0.11453 | 2.6783 | 14.2237 | 22.3906 | -20.221 | 0 | 0.5801 | 0 | 1.7286 | 0.20853
2025_04_24 Hr 11 | 0.82162 | 5.3706e-05 | 0 | 0 | 0 | 0 | 0 | 0 | 0 | 0 | 0 | 0.016972 | 0.18 | 0.00401 | 1.5544 | 1.5544 | 2.9783 | 0 | 0.0051127 | 0.0054208 | 0.010137 | 0.033051 | 0 | 0 | 0 | 0 | 0 | 0.057082 | 0.017981 | 0.31943 | 0 | 3.3254 | 2.1271 | 0 | 0.50417 | 0.83819 | 0 | 0 | 0 | 0.89191 | 0 | 0.055283 | 0 | 0.0026256 | 0 | -0.098151 | 0 | 0 | 0 | 0 | 0 | 0 | 0 | 0 | 4.1088 | 0.0010361 | 0 | -1.0625 | 0 | 0 | 0 | 0 | 0 | 0 | 0 | 0 | 0 | 0 | 0 | 0 | 0 | 0 | 0 | 0 | 0 | -18.0872 | 1.8827 | 0 | 1.4388 | 0 | 1.754 | 11.1708 | 1.2663 | 3.1569 | 0.034497 | 0.057553 | -0.82162 | 0.62859 | 0.11453 | 2.6783 | 14.8697 | 22.8765 | -20.0695 | 0 | 0.5801 | 0 | 1.7286 | 0.20825
2025_04_24 Hr 12 | 0.77962 | 9.8466e-05 | 0 | 0 | 0 | 0 | 0 | 0 | 0 | 0 | 0 | 0.016972 | 0.27 | 0.0058248 | 1.5544 | 1.5544 | 2.9783 | 0 | 0.0051127 | 0.0054208 | 0.010137 | 0.033051 | 0 | 0 | 0 | 0 | 0 | 0.057082 | 0.017981 | 0.31775 | 0 | 3.3254 | 2.1271 | 0 | 0.50417 | 0.83819 | 0 | 0 | 0 | 0.055402 | -0.017945 | 0.055283 | 0 | 0.0025426 | 0 | -0.09498 | 0 | 0 | 0 | 0 | 0 | 0 | 0 | 0 | 3.833 | 0.0010361 | 0 | -1.0625 | 0 | 0 | 0 | 0 | 0 | 0 | 0 | 0 | 0 | 0 | 0 | 0 | 0 | 0 | 0 | 0 | 0 | -17.1116 | 1.8827 | 0 | 1.4388 | 0 | 2.1153 | 11.1691 | 1.2663 | 3.1569 | 0.034497 | 0.057553 | -0.77962 | 0.62859 | 0.11453 | 2.6783 | 15.1674 | 23.0095 | -19.0487 | 0 | 0.5801 | 0 | 1.7286 | 0.20607
2025_04_24 Hr 13 | 0.78703 | 0.00019156 | 0 | 0 | 0 | 0 | 0 | 0 | 0 | 0 | 0 | 0.016972 | 0.42 | 0.0089079 | 1.5544 | 1.5544 | 2.9783 | 0 | 0.0051127 | 0.0054208 | 0.010137 | 0.033051 | 0 | 0 | 0 | 0 | 0 | 0.057082 | 0.017981 | 0.31943 | 0 | 3.3254 | 2.1271 | 0 | 0.50417 | 0.83819 | 0 | 0 | 0 | 0.44521 | 0 | 0.055283 | 0 | 0.0024997 | 0 | -0.093342 | 0 | 0 | 0 | 0 | 0 | 0 | 0 | 0 | 3.833 | 0.0010361 | 0 | -1.0625 | 0 | 0 | 0 | 0 | 0 | 0 | 0 | 0 | 0 | 0 | 0 | 0 | 0 | 0 | 0 | 0 | 0 | -17.8638 | 1.8827 | 0 | 1.4388 | 0 | 1.445 | 11.1708 | 1.2663 | 3.1569 | 0.034497 | 0.057553 | -0.78703 | 0.62859 | 0.11453 | 2.6783 | 14.3087 | 22.4994 | -19.8067 | 0 | 0.5801 | 0 | 1.7286 | 0.20561
2025_04_24 Hr 14 | 0.76676 | 0.00015436 | 0 | 0 | 0 | 0 | 0 | 0 | 0 | 0 | 0 | 0.016972 | 1.02 | 0.021674 | 1.5544 | 1.5544 | 2.9783 | 0 | 0.0051127 | 0.0054208 | 0.010137 | 0.033051 | 0 | 0 | 0 | 0 | 0 | 0.057082 | 0.017981 | 0.31775 | 0 | 3.3254 | 2.1271 | 0 | 0.50417 | 0.83819 | 0 | 0 | 0 | 0.47763 | 0 | 0.055283 | 0 | 0.0025043 | 0 | -0.09352 | 0 | 0 | 0 | 0 | 0 | 0 | 0 | 0 | 3.9709 | 0.0010361 | 0 | -1.0625 | 0 | 0 | 0 | 0 | 0 | 0 | 0 | 0 | 0 | 0 | 0 | 0 | 0 | 0 | 0 | 0 | 0 | -18.1788 | 1.8827 | 0 | 1.4388 | 0 | 1.3057 | 11.1691 | 1.2663 | 3.1569 | 0.034497 | 0.057553 | -0.76676 | 0.62859 | 0.11453 | 2.6783 | 14.6336 | 23.0884 | -20.1016 | 0 | 0.5801 | 0 | 1.7286 | 0.20354
2025_04_24 Hr 15 | 0.70356 | 5.5316e-05 | 0 | 0 | 0 | 0 | 0 | 0 | 0 | 0 | 0 | 0.016972 | 0.96 | 0.020523 | 1.5544 | 1.5544 | 2.9783 | 0 | 0.0051127 | 0.0054208 | 0.010137 | 0.033051 | 0 | 0 | 0 | 0 | 0 | 0.057082 | 0.017981 | 0.32539 | 0 | 3.3254 | 2.1271 | 0 | 0.50417 | 0.83819 | 0 | 0 | 0 | 0.59376 | 0 | 0.055283 | 0 | 0.0025196 | 0 | -0.094102 | 0 | 0 | 0 | 0 | 0 | 0 | 0 | 0 | 3.7676 | 0.0010361 | 0 | -1.0625 | 0 | 0 | 0 | 0 | 0 | 0 | 0 | 0 | 0 | 0 | 0 | 0 | 0 | 0 | 0 | 0 | 0 | -17.9833 | 1.8827 | 0 | 1.4388 | 0 | 1.284 | 11.1767 | 1.2663 | 3.1569 | 0.034497 | 0.057553 | -0.70356 | 0.62859 | 0.11453 | 2.6783 | 14.6645 | 22.7374 | -19.8435 | 0 | 0.5801 | 0 | 1.7286 | 0.202
2025_04_24 Hr 16 | 0.69789 | 7.7543e-05 | 0 | 0 | 0 | 0 | 0 | 0 | 0 | 0 | 0 | 0.016972 | 0.69 | 0.017073 | 1.5544 | 1.5544 | 2.9783 | 0 | 0.0051127 | 0.0054208 | 0.010137 | 0.033051 | 0 | 0 | 0 | 0 | 0 | 0.057082 | 0.017981 | 0.49897 | 0 | 3.3254 | 2.1271 | 0 | 0.50417 | 0.83819 | 0 | 0 | 0 | 0.34676 | -0.024616 | 0.055283 | 0 | 0.0029161 | 0 | -0.10924 | 0 | 0 | 0 | 0 | 0 | 0 | 0 | 0 | 3.9709 | 0.0010361 | 0 | -1.0625 | 0 | 0 | 0 | 0 | 0 | 0 | 0 | 0 | 0 | 0 | 0 | 0 | 0 | 0 | 0 | 0 | 0 | -19.4728 | 1.8827 | 0 | 1.5168 | 0 | 1.1839 | 11.4282 | 1.2663 | 3.1569 | 0.034497 | 0.057553 | -0.69789 | 0.62859 | 0.11453 | 2.6783 | 12.9685 | 22.5605 | -21.3424 | 0 | 0.5801 | 0 | 1.7286 | 0.20107
2025_04_24 Hr 17 | 0.6171 | 0.00019949 | 0 | 0 | 0 | 0 | 0 | 0 | 0 | 0 | 0 | 0.016972 | 0.54 | 0.015698 | 1.5544 | 1.5544 | 2.9783 | 0 | 0.0051127 | 0.0054208 | 0.010137 | 0.033051 | 0 | 0 | 0 | 0 | 0 | 0.057082 | 0.017981 | 0.74014 | 0.34142 | 3.3254 | 2.1271 | 0 | 0.50417 | 0.83819 | 0 | 0 | 0 | 0.32694 | -0.00045462 | 0.055283 | 0 | 0.0034261 | 0 | -0.12871 | 0 | 0 | 0 | 0 | 0 | 0 | 0 | 0 | 4.2467 | 0.0010361 | 0 | -1.0625 | 0 | 0 | 0 | 0 | 0 | 0 | 0 | 0 | 0 | 0 | 0 | 0 | 0 | 0 | 0 | 0 | 0 | -24.5284 | 1.8827 | 0 | 1.659 | 0 | 0.74427 | 12.0035 | 1.2663 | 3.1569 | 0.034497 | 0.057553 | -0.6171 | 0.62859 | 0.11453 | 2.6783 | 8.16 | 22.1668 | -26.3368 | 0 | 0.5801 | 0 | 1.7286 | 0.20313
2025_04_24 Hr 18 | 0.52222 | 3.7035e-05 | 0 | 0.06488 | 0.065363 | 0.056244 | 0.060116 | 0.065887 | 0.066271 | 0 | 0 | 0.016972 | 0.84 | 0.028466 | 1.5544 | 1.5544 | 2.9783 | 0 | 0.0051127 | 0.0054208 | 0.010137 | 0.033051 | 0 | 0 | 0 | 0 | 0 | 0.057082 | 0.017981 | 0.85044 | 0.19178 | 3.3254 | 2.1271 | 0 | 0.50417 | 0.83819 | 0 | 0 | 0 | 0.12505 | -0.011523 | 0.055283 | 0 | 0.0018154 | 0 | -0.1504 | 0 | 0 | 0 | 0 | 0 | 0 | 0 | 0 | 4.45 | 0.0010361 | 0 | -1.0625 | 0 | 0 | 0 | 0 | 0 | 0 | 0 | 0 | 0 | 0 | 0 | 0 | 0 | 0 | 0 | 0 | 0 | -30.795 | 1.8827 | 0 | 1.8217 | 0 | 0.59193 | 12.6552 | 1.2663 | 3.1569 | 0.034497 | 0.057553 | -0.52222 | 0.62859 | 0.11453 | 2.6783 | 2.6742 | 22.4355 | -32.5301 | 0 | 0.5801 | 0 | 1.7286 | 0.20321
2025_04_24 Hr 19 | 0.22653 | 4.0141e-05 | 0 | 0.06488 | 0.065363 | 0.056244 | 0.060116 | 0.065887 | 0.066271 | 0 | 0 | 0.016972 | 0.9 | 0.030377 | 1.5544 | 1.5544 | 2.9783 | 0 | 0.0051127 | 0.0054208 | 0.010137 | 0.033051 | 0 | 0 | 0 | 0 | 0 | 0.057082 | 0.017981 | 0.85044 | 0.19178 | 3.3254 | 2.1271 | 0 | 0.50417 | 0.83819 | 0 | 0 | 0 | 0.3171 | 0 | 0.055283 | 0 | 0.0018082 | 0 | -0.14979 | 0 | 0 | 0 | 0 | 0 | 0 | 0 | 0 | 4.5226 | 0.0010361 | 0 | -1.0625 | 0 | 0 | 0 | 0 | 0 | 0 | 0 | 0 | 0 | 0 | 0 | 0 | 0 | 0 | 0 | 0 | 0 | -31.161 | 1.8827 | 0 | 1.8645 | 0 | 0.50053 | 12.698 | 1.2663 | 3.1569 | 0.034497 | 0.057553 | -0.22653 | 0.62859 | 0.11453 | 2.6783 | 2.5985 | 22.1832 | -32.5998 | 0 | 0.5801 | 0 | 1.7286 | 0.20347
2025_04_24 Hr 20 | 0.045044 | 4.5851e-05 | 0 | 0.06488 | 0.065363 | 0.056244 | 0.060116 | 0.065887 | 0.066271 | 0 | 0 | 0.016972 | 1.05 | 0.036532 | 1.5544 | 1.5544 | 2.9783 | 0 | 0.0051127 | 0.0054208 | 0.010137 | 0.033051 | 0 | 0 | 0 | 0 | 0 | 0.057082 | 0.017981 | 0.85044 | 0.19178 | 3.3254 | 2.1271 | 0 | 0.50417 | 0.83819 | 0 | 0 | 0 | 0.043523 | -0.051334 | 0.055283 | 0 | 0.0018639 | 0 | -0.15447 | 0 | 0 | 0 | 0 | 0 | 0 | 0 | 0 | 4.0435 | 0.0010361 | 0 | -1.0625 | 0 | 0 | 0 | 0 | 0 | 0 | 0 | 0 | 0 | 0 | 0 | 0 | 0 | 0 | 0 | 0 | 0 | -32.5672 | 1.8827 | 0 | 1.8645 | 0 | 0.6224 | 12.698 | 1.2663 | 3.1569 | 0.034497 | 0.057553 | -0.045044 | 0.62859 | 0.11453 | 2.6783 | 0.66455 | 21.8036 | -33.8292 | 0 | 0.5801 | 0 | 1.7286 | 0.2064
2025_04_24 Hr 21 | 0 | 2.0597e-06 | 0 | 0.06488 | 0.065363 | 0.056244 | 0.060116 | 0.065887 | 0.066271 | 0 | 0 | 0.016972 | 0.75 | 0.02403 | 1.5544 | 1.5544 | 2.9783 | 0 | 0.0051127 | 0.0054208 | 0.010137 | 0.033051 | 0 | 0 | 0 | 0 | 0 | 0.057082 | 0.017981 | 0.85044 | 0.19178 | 3.3254 | 2.1271 | 0 | 0.50417 | 0.83819 | 0 | 0 | 0 | 0.33953 | -0.025539 | 0.055283 | 0 | 0.0017164 | 0 | -0.14208 | 0 | 0 | 0 | 0 | 0 | 0 | 0 | 0 | 4.45 | 0.0010361 | 0 | -1.0625 | 0 | 0 | 0 | 0 | 0 | 0 | 0 | 0 | 0 | 0 | 0 | 0 | 0 | 0 | 0 | 0 | 0 | -28.5896 | 1.8827 | 0 | 1.8645 | 0 | 0.36125 | 12.698 | 1.2663 | 3.1569 | 0.034497 | 0.057553 | 0 | 0.62859 | 0.11453 | 2.6783 | 4.8082 | 21.5904 | -29.7942 | 0 | 0.5801 | 0 | 1.7286 | 0.2054
2025_04_24 Hr 22 | 0 | 0 | 0 | 0.06488 | 0.065363 | 0.056244 | 0.060116 | 0.065887 | 0.066271 | 0 | 0 | 0.016972 | 0.06 | 0.0027444 | 1.5544 | 1.5544 | 2.9783 | 0 | 0.0051127 | 0.0054208 | 0.010137 | 0.033051 | 0 | 0 | 0 | 0 | 0 | 0.057082 | 0.017981 | 0.85044 | 0.19178 | 3.3254 | 2.1271 | 0 | 0.50417 | 0.83819 | 0 | 0 | 0 | 0.58144 | -0.022453 | 0.055283 | 0 | 0.0024504 | 0 | -0.20373 | 0 | 0 | 0 | 0 | 0 | 0 | 0 | 0 | 3.833 | 0.0010361 | 0 | -1.0625 | 0 | 0 | 0 | 0 | 0 | 0 | 0 | 0 | 0 | 0 | 0 | 0 | 0 | 0 | 0 | 0 | 0 | -42.2051 | 1.8827 | 0 | 1.8645 | 0 | 0.4396 | 12.698 | 1.2663 | 3.1569 | 0.034497 | 0.057553 | 0 | 0.62859 | 0.11453 | 2.6783 | -9.8769 | 20.3374 | -43.4714 | 0 | 0.5801 | 0 | 1.7286 | 0.20247
2025_04_24 Hr 23 | 0 | 0 | 0 | 0.06488 | 0.065363 | 0.056244 | 0.060116 | 0.065887 | 0.066271 | 0 | 0 | 0.016972 | 0.27 | 0.014727 | 1.5544 | 1.5544 | 3.0414 | 0 | 0.0051127 | 0.0054208 | 0.010137 | 0.033051 | 0 | -0.34521 | 0 | 0 | 0 | 0.057082 | 0.017981 | 0.85044 | 0.19178 | 3.3541 | 2.1271 | 0 | 0.51039 | 0.83819 | 0 | 0 | 0 | 0 | -0.25351 | 0.055283 | 0 | 0.0029221 | 0 | -0.24336 | 0 | 0 | 0 | 0 | 0 | 0 | 0 | 0 | 3.4918 | 0.0010361 | 0 | 0 | 0 | 0 | 0 | 0 | 0 | 0 | -1.325 | 0 | 0 | 0 | 0 | 0 | 0 | 0 | 0 | 0 | 0 | -47.6616 | 1.8827 | 0 | 1.8984 | 0 | 0.6137 | 12.8236 | 1.2663 | 3.1569 | 0.034497 | 0.057553 | 0 | 0.62859 | 0.11453 | 2.6783 | -16.6124 | 20.3927 | -49.5752 | 0 | 0.5801 | 0 | 1.7286 | 0.19661
2025_04_24 Hr 24 | 0 | 0 | 0 | 0.06488 | 0.065363 | 0.056244 | 0.060116 | 0.065887 | 0.066271 | 0 | 0 | 0.016972 | 0.51 | 0.024672 | 1.5544 | 1.5544 | 3.0414 | 0 | 0.0051127 | 0.0054208 | 0.010137 | 0.033051 | 0 | -0.51044 | 0 | 0 | 0 | 0.057082 | 0.017981 | 0.85044 | 0.19178 | 3.3541 | 2.1271 | 0 | 0.51039 | 0.83819 | 0 | 0 | 0 | 0 | -0.94608 | 0.055283 | 0 | 0.0025916 | 0 | -0.2156 | 0 | 0 | 0 | 0 | 0 | 0 | 0 | 0 | 7.1868 | 0.0010361 | 0 | 0 | 0 | 0 | 0 | 0 | 0 | 0 | -1.325 | 0 | 0 | 0 | 0 | 0 | 0 | 0 | 0 | 0 | 0 | -44.7844 | 1.8827 | 0 | 1.8984 | 0 | 0.77039 | 12.8236 | 1.2663 | 3.1569 | 0.034497 | 0.057553 | 0 | 0.62859 | 0.11453 | 2.6783 | -10.4705 | 24.4874 | -46.8354 | 0 | 0.5801 | 0 | 1.7286 | 0.18962
2025_04_25 Hr 01 | 0 | 0 | 0 | 0.062061 | 0.062523 | 0.053801 | 0.057504 | 0.063024 | 0.063392 | 0 | 0 | 0.016972 | 1.14 | 0.053601 | 1.5544 | 1.5544 | 2.9094 | 0 | 0.0051127 | 0.0054208 | 0.010137 | 0.033051 | 0 | -0.54683 | 0 | 0 | 0 | 0.057082 | 0.017981 | 0.85044 | 0.18366 | 3.2084 | 2.1271 | 0 | 0.51039 | 0.83819 | 0 | 0 | 0 | 0 | -1.0274 | 0.055283 | 0 | 0.0025188 | 0 | -0.20948 | 0 | 0 | 0 | 0 | 0 | 0 | 0 | 0 | 2.5335 | 0.0010361 | 0 | 0 | 0 | 0 | 0 | 0 | 0 | 0 | -1.325 | 0 | 0 | 0 | 0 | 0 | 0 | 0 | 0 | 0 | 0 | -41.3324 | 1.8827 | 0 | 1.8159 | 0 | 0.68334 | 12.4389 | 1.2663 | 3.1569 | 0.034497 | 0.057553 | 0 | 0.62859 | 0.11453 | 2.6783 | -11.5986 | 20.4036 | -43.4137 | 0 | 0.5801 | 0 | 1.7286 | 0.1872
2025_04_25 Hr 02 | 0 | 0 | 0 | 0.062061 | 0.062523 | 0.053801 | 0.057504 | 0.063024 | 0.063392 | 0 | 0 | 0.016972 | 1.71 | 0.080401 | 1.5544 | 1.5544 | 2.9094 | 0 | 0.0051127 | 0.0054208 | 0.010137 | 0.033051 | 0 | -0.54683 | 0 | 0 | 0 | 0.057082 | 0.017981 | 0.85044 | 0.18366 | 3.2084 | 2.1271 | 0 | 0.51039 | 0.83819 | 0 | 0 | 0 | 0.014849 | -0.13538 | 0.055283 | 0 | 0.0025188 | 0 | -0.20948 | 0 | 0 | 0 | 0 | 0 | 0 | 0 | 0 | 1.2341 | 0.0010361 | 0 | 0 | 0 | 0 | 0 | 0 | 0 | 0 | -1.325 | 0 | 0 | 0 | 0 | 0 | 0 | 0 | 0 | 0 | 0 | -42.9923 | 1.8827 | 0 | 1.8159 | 0 | 0.56147 | 12.4389 | 1.2663 | 3.1569 | 0.034497 | 0.057553 | 0 | 0.62859 | 0.11453 | 2.6783 | -13.177 | 19.5783 | -45.0737 | 0 | 0.5801 | 0 | 1.7286 | 0.18639
2025_04_25 Hr 03 | 0 | 0 | 0 | 0.062061 | 0.062523 | 0.053801 | 0.057504 | 0.063024 | 0.063392 | 0 | 0 | 0.016972 | 1.77 | 0.08324 | 1.5544 | 1.5544 | 2.9094 | 0 | 0.0051127 | 0.0054208 | 0.010137 | 0.033051 | 0 | -0.54656 | 0 | 0 | 0 | 0.057082 | 0.017981 | 0.85044 | 0.18366 | 3.2084 | 2.1271 | 0 | 0.51039 | 0.83819 | 0 | 0 | 0 | 0.099074 | -0.073726 | 0.055283 | 0 | 0.0025194 | 0 | -0.20953 | 0 | 0 | 0 | 0 | 0 | 0 | 0 | 0 | 1.51 | 0.0010361 | 0 | 0 | 0 | 0 | 0 | 0 | 0 | 0 | -1.325 | 0 | 0 | 0 | 0 | 0 | 0 | 0 | 0 | 0 | 0 | -43.8361 | 1.8827 | 0 | 1.8159 | 0 | 1.0011 | 12.4389 | 1.2663 | 3.1569 | 0.034497 | 0.057553 | 0 | 0.62859 | 0.11453 | 2.6783 | -13.0988 | 20.3541 | -45.9171 | 0 | 0.5801 | 0 | 1.7286 | 0.18396
2025_04_25 Hr 04 | 0 | 0 | 0 | 0.062061 | 0.062523 | 0.053801 | 0.057504 | 0.063024 | 0.063392 | 0 | 0 | 0.016972 | 2.22 | 0.10216 | 1.5544 | 1.5544 | 2.9094 | 0 | 0.0051127 | 0.0054208 | 0.010137 | 0.033051 | 0 | -0.57367 | 0 | 0 | 0 | 0.057082 | 0.017981 | 0.85044 | 0.18366 | 3.2084 | 2.1271 | 0 | 0.51039 | 0.83819 | 0 | 0 | 0 | 0.20584 | 0 | 0.055283 | 0 | 0.0024652 | 0 | -0.20497 | 0 | 0 | 0 | 0 | 0 | 0 | 0 | 0 | 1.4374 | 0.0010361 | 0 | 0 | 0 | 0 | 0 | 0 | 0 | 0 | -1.325 | 0 | 0 | 0 | 0 | 0 | 0 | 0 | 0 | 0 | 0 | -44.3794 | 1.8827 | 0 | 1.8159 | 0 | 1.5451 | 12.4389 | 1.2663 | 3.1569 | 0.034497 | 0.057553 | 0 | 0.62859 | 0.11453 | 2.6783 | -12.5428 | 21.2954 | -46.483 | 0 | 0.5801 | 0 | 1.7286 | 0.1849
2025_04_25 Hr 05 | 0 | 0 | 0 | 0.062061 | 0.062523 | 0.053801 | 0.057504 | 0.063024 | 0.063392 | 0 | 0 | 0.016972 | 2.49 | 0.1177 | 1.5544 | 1.5544 | 2.9094 | 0 | 0.0051127 | 0.0054208 | 0.010137 | 0.033051 | 0 | -0.54006 | 0 | 0 | 0 | 0.057082 | 0.017981 | 0.85044 | 0.18366 | 3.2084 | 2.1271 | 0 | 0.51039 | 0.83819 | 0 | 0 | 0 | 0 | -0.7166 | 0.055283 | 0 | 0.0025324 | 0 | -0.21062 | 0 | 0 | 0 | 0 | 0 | 0 | 0 | 0 | 1.5753 | 0.0010361 | 0 | 0 | 0 | 0 | 0 | 0 | 0 | 0 | -1.325 | 0 | 0 | 0 | 0 | 0 | 0 | 0 | 0 | 0 | 0 | -45.9666 | 1.8827 | 0 | 1.8159 | 0 | 2.2067 | 12.4389 | 1.2663 | 3.1569 | 0.034497 | 0.057553 | 0 | 0.62859 | 0.11453 | 2.6783 | -13.9369 | 22.383 | -48.0423 | 0 | 0.5801 | 0 | 1.7286 | 0.18746
2025_04_25 Hr 06 | 0 | 0 | 0 | 0.062061 | 0.062523 | 0.053801 | 0.057504 | 0.063024 | 0.063392 | 0 | 0 | 0.016972 | 2.43 | 0.091196 | 1.5544 | 1.5544 | 2.9094 | 0 | 0.0051127 | 0.0054208 | 0.010137 | 0.033051 | 0 | -0.801 | 0 | 0 | 0 | 0.057082 | 0.017981 | 0.85044 | 0.18366 | 3.2084 | 2.1271 | 0 | 0.51039 | 0.83819 | 0 | 0 | 0 | 0 | -0.53962 | 0.055283 | 0 | 0.0020105 | 0 | -0.16678 | 0 | 0 | 0 | 0 | 0 | 0 | 0 | 0 | 1.5753 | 0.0010361 | 0 | 0 | 0 | 0 | 0 | 0 | 0 | 0 | -1.325 | 0 | 0 | 0 | 0 | 0 | 0 | 0 | 0 | 0 | 0 | -32.5561 | 1.8827 | 0 | 1.8159 | 0 | 2.2589 | 12.4389 | 1.2663 | 3.1569 | 0.034497 | 0.057553 | 0 | 0.62859 | 0.11453 | 2.6783 | -0.59438 | 22.3552 | -34.8489 | 0 | 0.5801 | 0 | 1.7286 | 0.19391
2025_04_25 Hr 07 | 0.090597 | 0 | 0 | 0 | 0 | 0 | 0 | 0 | 0 | 0 | 0 | 0.016972 | 2.49 | 0.07273 | 1.5544 | 1.5544 | 2.8491 | 0 | 0.0051127 | 0.0054208 | 0.010137 | 0.033051 | 0 | 0 | 0 | 0 | 0 | 0.057082 | 0.017981 | 0.85044 | 0.18366 | 3.181 | 2.1271 | 0 | 0.50417 | 0.83819 | 0 | 0 | 0 | 0.20498 | -0.020795 | 0.055283 | 0 | 0.0034425 | 0 | -0.12934 | 0 | 0 | 0 | 0 | 0 | 0 | 0 | 0 | 1.5753 | 0.0010361 | 0 | -1.0625 | 0 | 0 | 0 | 0 | 0 | 0 | 0 | 0 | 0 | 0 | 0 | 0 | 0 | 0 | 0 | 0 | 0 | -27.5526 | 1.8827 | 0 | 1.7835 | 0 | 2.1762 | 11.9565 | 1.2663 | 3.1569 | 0.034497 | 0.057553 | -0.090597 | 0.62859 | 0.11453 | 2.6783 | 5.7133 | 22.4076 | -28.835 | 0 | 0.5801 | 0 | 1.7286 | 0.20312
2025_04_25 Hr 08 | 0.43141 | 0 | 0 | 0 | 0 | 0 | 0 | 0 | 0 | 0 | 0 | 0.016972 | 2.31 | 0.064256 | 1.5544 | 1.5544 | 2.8491 | 0 | 0.0051127 | 0.0054208 | 0.010137 | 0.033051 | 0 | 0 | 0 | 0 | 0 | 0.057082 | 0.017981 | 0.84877 | 0.18366 | 3.181 | 2.1271 | 0 | 0.50417 | 0.83819 | 0 | 0 | 0 | 0.32084 | -0.23298 | 0.055283 | 0 | 0.0032784 | 0 | -0.12307 | 0 | 0 | 0 | 0 | 0 | 0 | 0 | 0 | 1.0236 | 0.0010361 | 0 | -1.0625 | 0 | 0 | 0 | 0 | 0 | 0 | 0 | 0 | 0 | 0 | 0 | 0 | 0 | 0 | 0 | 0 | 0 | -26.1413 | 1.8827 | 0 | 1.7699 | 0 | 2.1675 | 11.9411 | 1.2663 | 3.1569 | 0.034497 | 0.057553 | -0.43141 | 0.62859 | 0.11453 | 2.6783 | 6.2789 | 22.0082 | -27.7583 | 0 | 0.5801 | 0 | 1.7286 | 0.21178
2025_04_25 Hr 09 | 0.49948 | 1.8262e-05 | 0 | 0 | 0 | 0 | 0 | 0 | 0 | 0 | 0 | 0.016972 | 2.13 | 0.04173 | 1.5544 | 1.5544 | 2.8491 | 0 | 0.0051127 | 0.0054208 | 0.010137 | 0.033051 | 0 | 0 | 0 | 0 | 0 | 0.057082 | 0.017981 | 0.31775 | 0 | 3.181 | 2.1271 | 0 | 0.50417 | 0.83819 | 0 | 0 | 0 | 0.49393 | 0 | 0.055283 | 0 | 0.002309 | 0 | -0.086062 | 0 | 0 | 0 | 0 | 0 | 0 | 0 | 0 | 1.2341 | 0.0010361 | 0 | -1.0625 | 0 | 0 | 0 | 0 | 0 | 0 | 0 | 0 | 0 | 0 | 0 | 0 | 0 | 0 | 0 | 0 | 0 | -16.7128 | 1.8827 | 0 | 1.3763 | 0 | 1.9455 | 10.8329 | 1.2663 | 3.1569 | 0.034497 | 0.057553 | -0.49948 | 0.62859 | 0.11453 | 2.6783 | 14.8292 | 21.8632 | -18.3609 | 0 | 0.5801 | 0 | 1.7286 | 0.21265
2025_04_25 Hr 10 | 0.49926 | 6.682e-05 | 0 | 0 | 0 | 0 | 0 | 0 | 0 | 0 | 0 | 0.016972 | 1.71 | 0.032613 | 1.5544 | 1.5544 | 2.8491 | 0 | 0.0051127 | 0.0054208 | 0.010137 | 0.033051 | 0 | 0 | 0 | 0 | 0 | 0.057082 | 0.017981 | 0.31775 | 0 | 3.181 | 2.1271 | 0 | 0.50417 | 0.83819 | 0 | 0 | 0 | 0.41378 | 0 | 0.055283 | 0 | 0.0022478 | 0 | -0.083724 | 0 | 0 | 0 | 0 | 0 | 0 | 0 | 0 | 6.7077 | 0.0010361 | 0 | -1.0625 | 0 | 0 | 0 | 0 | 0 | 0 | 0 | 0 | 0 | 0 | 0 | 0 | 0 | 0 | 0 | 0 | 0 | -18.3375 | 1.8827 | 0 | 1.3763 | 0 | 1.9368 | 10.8329 | 1.2663 | 3.1569 | 0.034497 | 0.057553 | -0.49926 | 0.62859 | 0.11453 | 2.6783 | 18.1639 | 26.9002 | -19.983 | 0 | 0.5801 | 0 | 1.7286 | 0.21405
2025_04_25 Hr 11 | 0.54503 | 0.00012043 | 0 | 0 | 0 | 0 | 0 | 0 | 0 | 0 | 0 | 0.016972 | 1.32 | 0.028505 | 1.5544 | 1.5544 | 2.8491 | 0 | 0.0051127 | 0.0054208 | 0.010137 | 0.033051 | 0 | 0 | 0 | 0 | 0 | 0.057082 | 0.017981 | 0.31775 | 0 | 3.181 | 2.1271 | 0 | 0.50417 | 0.83819 | 0 | 0 | 0 | 0.37807 | 0 | 0.055283 | 0 | 0.0025451 | 0 | -0.095078 | 0 | 0 | 0 | 0 | 0 | 0 | 0 | 0 | 2.3303 | 0.0010361 | 0 | -1.0625 | 0 | 0 | 0 | 0 | 0 | 0 | 0 | 0 | 0 | 0 | 0 | 0 | 0 | 0 | 0 | 0 | 0 | -19.0557 | 1.8827 | 0 | 1.3763 | 0 | 1.7976 | 10.8329 | 1.2663 | 3.1569 | 0.034497 | 0.057553 | -0.54503 | 0.62859 | 0.11453 | 2.6783 | 12.4862 | 22.0335 | -20.7583 | 0 | 0.5801 | 0 | 1.7286 | 0.21231
2025_04_25 Hr 12 | 0.47703 | 0.00018422 | 0 | 0 | 0 | 0 | 0 | 0 | 0 | 0 | 0 | 0.016972 | 0.81 | 0.016912 | 1.5544 | 1.5544 | 2.8491 | 0 | 0.0051127 | 0.0054208 | 0.010137 | 0.033051 | 0 | 0 | 0 | 0 | 0 | 0.057082 | 0.017981 | 0.31775 | 0 | 3.181 | 2.1271 | 0 | 0.50417 | 0.83819 | 0 | 0 | 0 | 0.51883 | 0 | 0.055283 | 0 | 0.0024607 | 0 | -0.091854 | 0 | 0 | 0 | 0 | 0 | 0 | 0 | 0 | 1.8511 | 0.0010361 | 0 | -1.0625 | 0 | 0 | 0 | 0 | 0 | 0 | 0 | 0 | 0 | 0 | 0 | 0 | 0 | 0 | 0 | 0 | 0 | -17.7434 | 1.8827 | 0 | 1.3763 | 0 | 1.5538 | 10.8329 | 1.2663 | 3.1569 | 0.034497 | 0.057553 | -0.47703 | 0.62859 | 0.11453 | 2.6783 | 12.6955 | 20.7186 | -19.3748 | 0 | 0.5801 | 0 | 1.7286 | 0.20984
2025_04_25 Hr 13 | 0.54489 | 0.00017153 | 0 | 0 | 0 | 0 | 0 | 0 | 0 | 0 | 0 | 0.016972 | 0.03 | 0.00055781 | 1.5544 | 1.5544 | 2.8491 | 0 | 0.0051127 | 0.0054208 | 0.010137 | 0.033051 | 0 | 0 | 0 | 0 | 0 | 0.057082 | 0.017981 | 0.31775 | 0 | 3.181 | 2.1271 | 0 | 0.50417 | 0.83819 | 0 | 0 | 0 | 0.32978 | 0 | 0.055283 | 0 | 0.0021914 | 0 | -0.081571 | 0 | 0 | 0 | 0 | 0 | 0 | 0 | 0 | 1.51 | 0.0010361 | 0 | -1.0625 | 0 | 0 | 0 | 0 | 0 | 0 | 0 | 0 | 0 | 0 | 0 | 0 | 0 | 0 | 0 | 0 | 0 | -15.3674 | 1.8827 | 0 | 1.3763 | 0 | 1.4929 | 10.8329 | 1.2663 | 3.1569 | 0.034497 | 0.057553 | -0.54489 | 0.62859 | 0.11453 | 2.6783 | 13.6925 | 19.5862 | -17.0564 | 0 | 0.5801 | 0 | 1.7286 | 0.2081
2025_04_25 Hr 14 | 0.56734 | 0.00011135 | 0 | 0 | 0 | 0 | 0 | 0 | 0 | 0 | 0 | 0.016972 | 0.06 | 0.0010289 | 1.1903 | 1.1904 | 2.8491 | 0 | 0.0051127 | 0.0054208 | 0.010137 | 0.033051 | 0 | 0 | 0 | 0 | 0 | 0.057082 | 0.017981 | 0.31775 | 0 | 3.181 | 2.1271 | 0 | 0.50417 | 0.83819 | 0 | 0 | 0 | 1.474 | 0 | 0.055283 | 0 | 0.0020211 | 0 | -0.07507 | 0 | 0 | 0 | 0 | 0 | 0 | 0 | 0 | 1.5753 | 0.0010361 | 0 | -1.0625 | 0 | 0 | 0 | 0 | 0 | 0 | 0 | 0 | 0 | 0 | 0 | 0 | 0 | 0 | 0 | 0 | 0 | -13.6837 | 1.8827 | 0 | 1.3763 | 0 | 1.2535 | 10.1048 | 1.2663 | 3.1569 | 0.034497 | 0.057553 | -0.56734 | 0.62859 | 0.11453 | 2.6783 | 15.6534 | 19.4632 | -15.3886 | 0 | 0.5801 | 0 | 1.7286 | 0.20627
2025_04_25 Hr 15 | 0.63563 | 6.8374e-05 | 0 | 0 | 0 | 0 | 0 | 0 | 0 | 0 | 0 | 0.016972 | 0.27 | 0.0051281 | 1.44 | 1.4401 | 2.8491 | 0 | 0.0051127 | 0.0054208 | 0.010137 | 0.033051 | 0 | 0 | 0 | 0 | 0 | 0.057082 | 0.017981 | 0.31775 | 0 | 3.181 | 2.1271 | 0 | 0.50417 | 0.83819 | 0 | 0 | 0 | 0.79802 | 0 | 0.055283 | 0 | 0.0022384 | 0 | -0.083368 | 0 | 0 | 0 | 0 | 0 | 0 | 0 | 0 | 1.7785 | 0.0010361 | 0 | -1.0625 | 0 | 0 | 0 | 0 | 0 | 0 | 0 | 0 | 0 | 0 | 0 | 0 | 0 | 0 | 0 | 0 | 0 | -15.8528 | 1.8827 | 0 | 1.3763 | 0 | 1.4668 | 10.6042 | 1.2663 | 3.1569 | 0.034497 | 0.057553 | -0.63563 | 0.62859 | 0.11453 | 2.6783 | 13.9296 | 20.1616 | -17.6343 | 0 | 0.5801 | 0 | 1.7286 | 0.20574
2025_04_25 Hr 16 | 0.77178 | 3.6375e-05 | 0 | 0 | 0 | 0 | 0 | 0 | 0 | 0 | 0 | 0.016972 | 0.27 | 0.0052682 | 1.5059 | 1.5059 | 2.84 | 0 | 0.0051127 | 0.0054208 | 0.010137 | 0.033051 | 0 | 0 | 0 | 0 | 0 | 0.057082 | 0.017981 | 0.32539 | 0 | 3.181 | 2.1271 | 0 | 0.50417 | 0.83819 | 0 | 0 | 0 | 0.66764 | 0 | 0.055283 | 0 | 0.0022996 | 0 | -0.085703 | 0 | 0 | 0 | 0 | 0 | 0 | 0 | 0 | 1.8511 | 0.0010361 | 0 | -1.0625 | 0 | 0 | 0 | 0 | 0 | 0 | 0 | 0 | 0 | 0 | 0 | 0 | 0 | 0 | 0 | 0 | 0 | -14.9433 | 1.8827 | 0 | 1.3763 | 0 | 1.4668 | 10.7345 | 1.2663 | 3.1569 | 0.034497 | 0.057553 | -0.77178 | 0.62859 | 0.11453 | 2.6783 | 14.9073 | 20.3685 | -16.8633 | 0 | 0.5801 | 0 | 1.7286 | 0.20385
2025_04_25 Hr 17 | 0.51939 | 3.946e-05 | 0 | 0.062061 | 0.062523 | 0.053801 | 0.057504 | 0.063024 | 0.063392 | 0 | 0 | 0.016972 | 0.18 | 0.0049658 | 1.5544 | 1.5544 | 2.8491 | 0 | 0.0051127 | 0.0054208 | 0.010137 | 0.033051 | 0 | 0 | 0 | 0 | 0 | 0.057082 | 0.017981 | 0.499 | 0 | 3.181 | 2.1271 | 0 | 0.50417 | 0.83819 | 0 | 0 | 0 | 0.22756 | -0.016146 | 0.055283 | 0 | 0.0014779 | 0 | -0.12204 | 0 | 0 | 0 | 0 | 0 | 0 | 0 | 0 | 1.9891 | 0.0010361 | 0 | -1.0625 | 0 | 0 | 0 | 0 | 0 | 0 | 0 | 0 | 0 | 0 | 0 | 0 | 0 | 0 | 0 | 0 | 0 | -21.5795 | 1.8827 | 0 | 1.5729 | 0 | 1.5147 | 11.5731 | 1.2663 | 3.1569 | 0.034497 | 0.057553 | -0.51939 | 0.62859 | 0.11453 | 2.6783 | 8.7125 | 20.2114 | -23.2834 | 0 | 0.5801 | 0 | 1.7286 | 0.20364
2025_04_25 Hr 18 | 0.318 | 3.374e-05 | 0 | 0.062061 | 0.062523 | 0.053801 | 0.057504 | 0.063024 | 0.063392 | 0 | 0 | 0.016972 | 0.03 | 0.0010497 | 1.5544 | 1.5544 | 2.8491 | 0 | 0.0051127 | 0.0054208 | 0.010137 | 0.033051 | 0 | 0 | 0 | 0 | 0 | 0.057082 | 0.017981 | 0.74021 | 0.3333 | 3.181 | 2.1271 | 0 | 0.50417 | 0.83819 | 0 | 0 | 0 | 0.028861 | -0.061054 | 0.055283 | 0 | 0.0018744 | 0 | -0.15535 | 0 | 0 | 0 | 0 | 0 | 0 | 0 | 0 | 2.5335 | 0.0010361 | 0 | -1.0625 | 0 | 0 | 0 | 0 | 0 | 0 | 0 | 0 | 0 | 0 | 0 | 0 | 0 | 0 | 0 | 0 | 0 | -29.882 | 1.8827 | 0 | 1.7835 | 0 | 1.1926 | 12.2085 | 1.2663 | 3.1569 | 0.034497 | 0.057553 | -0.318 | 0.62859 | 0.11453 | 2.6783 | 0.83699 | 20.0785 | -31.4178 | 0 | 0.5801 | 0 | 1.7286 | 0.20365
2025_04_25 Hr 19 | 0.13579 | 2.7817e-05 | 0 | 0.062061 | 0.062523 | 0.053801 | 0.057504 | 0.063024 | 0.063392 | 0 | 0 | 0.016972 | 0.06 | 0.0021194 | 1.5544 | 1.5544 | 2.8491 | 0 | 0.0051127 | 0.0054208 | 0.010137 | 0.033051 | 0 | 0 | 0 | 0 | 0 | 0.057082 | 0.017981 | 0.85044 | 0.18366 | 3.181 | 2.1271 | 0 | 0.50417 | 0.83819 | 0 | 0 | 0 | 0.0015445 | -0.13135 | 0.055283 | 0 | 0.0018923 | 0 | -0.15685 | 0 | 0 | 0 | 0 | 0 | 0 | 0 | 0 | 1.7132 | 0.0010361 | 0 | -1.0625 | 0 | 0 | 0 | 0 | 0 | 0 | 0 | 0 | 0 | 0 | 0 | 0 | 0 | 0 | 0 | 0 | 0 | -28.4649 | 1.8827 | 0 | 1.7835 | 0 | 0.82261 | 12.3188 | 1.2663 | 3.1569 | 0.034497 | 0.057553 | -0.13579 | 0.62859 | 0.11453 | 2.6783 | 1.1038 | 18.7349 | -29.82 | 0 | 0.5801 | 0 | 1.7286 | 0.20144
2025_04_25 Hr 20 | 0.045044 | 1.1304e-05 | 0 | 0.062061 | 0.062523 | 0.053801 | 0.057504 | 0.063024 | 0.063392 | 0 | 0 | 0.016972 | 0.03 | 0.0010048 | 1.5544 | 1.5544 | 2.8491 | 0 | 0.0051127 | 0.0054208 | 0.010137 | 0.033051 | 0 | 0 | 0 | 0 | 0 | 0.057082 | 0.017981 | 0.85044 | 0.18366 | 3.181 | 2.1271 | 0 | 0.50417 | 0.83819 | 0 | 0 | 0 | 0.59655 | 0 | 0.055283 | 0 | 0.0017943 | 0 | -0.14862 | 0 | 0 | 0 | 0 | 0 | 0 | 0 | 0 | 0.68238 | 0.0010361 | 0 | -1.0625 | 0 | 0 | 0 | 0 | 0 | 0 | 0 | 0 | 0 | 0 | 0 | 0 | 0 | 0 | 0 | 0 | 0 | -28.1444 | 1.8827 | 0 | 1.7835 | 0 | 0.60064 | 12.3188 | 1.2663 | 3.1569 | 0.034497 | 0.057553 | -0.045044 | 0.62859 | 0.11453 | 2.6783 | 0.87638 | 17.3617 | -29.4006 | 0 | 0.5801 | 0 | 1.7286 | 0.20292
2025_04_25 Hr 21 | 0 | 4.7728e-07 | 0 | 0 | 0 | 0 | 0 | 0 | 0 | 0 | 0 | 0.016972 | 0.18 | 0.0053455 | 1.5544 | 1.5544 | 2.8491 | 0 | 0.0051127 | 0.0054208 | 0.010137 | 0.033051 | 0 | 0 | 0 | 0 | 0 | 0.057082 | 0.017981 | 0.85044 | 0.18366 | 3.181 | 2.1271 | 0 | 0.50417 | 0.83819 | 0 | 0 | 0 | 0.0986 | -0.030317 | 0.055283 | 0 | 0.0035 | 0 | -0.13154 | 0 | 0 | 0 | 0 | 0 | 0 | 0 | 0 | 1.0962 | 0.0010361 | 0 | -1.0625 | 0 | 0 | 0 | 0 | 0 | 0 | 0 | 0 | 0 | 0 | 0 | 0 | 0 | 0 | 0 | 0 | 0 | -24.3199 | 1.8827 | 0 | 1.7835 | 0 | 0.94448 | 11.9565 | 1.2663 | 3.1569 | 0.034497 | 0.057553 | 0 | 0.62859 | 0.11453 | 2.6783 | 4.7408 | 18.2301 | -25.514 | 0 | 0.5801 | 0 | 1.7286 | 0.20441
2025_04_25 Hr 22 | 0 | 0 | 0 | 0 | 0 | 0 | 0 | 0 | 0 | 0 | 0 | 0.016972 | 0.72 | 0.01779 | 1.5544 | 1.5544 | 2.8491 | 0 | 0.0051127 | 0.0054208 | 0.010137 | 0.033051 | 0 | 0 | 0 | 0 | 0 | 0.057082 | 0.017981 | 0.81529 | 0.18366 | 3.181 | 2.1271 | 0 | 0.50417 | 0.83819 | 0 | 0 | 0 | 0.26038 | 0 | 0.055283 | 0 | 0.002912 | 0 | -0.10909 | 0 | 0 | 0 | 0 | 0 | 0 | 0 | 0 | 1.7785 | 0.0010361 | 0 | -1.0625 | 0 | 0 | 0 | 0 | 0 | 0 | 0 | 0 | 0 | 0 | 0 | 0 | 0 | 0 | 0 | 0 | 0 | -19.8036 | 1.8827 | 0 | 1.546 | 0 | 0.77039 | 11.6838 | 1.2663 | 3.1569 | 0.034497 | 0.057553 | 0 | 0.62859 | 0.11453 | 2.6783 | 10.2541 | 19.2851 | -20.9751 | 0 | 0.5801 | 0 | 1.7286 | 0.19869
2025_04_25 Hr 23 | 0 | 0 | 0 | 0 | 0 | 0 | 0 | 0 | 0 | 0 | 0 | 0.016972 | 1.86 | 0.06462 | 1.5544 | 1.5544 | 2.9094 | 0 | 0.0051127 | 0.0054208 | 0.010137 | 0.033051 | 0 | -0.87567 | 0 | 0 | 0 | 0.057082 | 0.017981 | 0.85044 | 0.18366 | 3.2084 | 2.1271 | 0 | 0.51039 | 0.83819 | 0 | 0 | 0 | 0.68702 | -0.018749 | 0.055283 | 0 | 0.0040946 | 0 | -0.15424 | 0 | 0 | 0 | 0 | 0 | 0 | 0 | 0 | 1.9891 | 0.0010361 | 0 | 0 | 0 | 0 | 0 | 0 | 0 | 0 | -1.325 | 0 | 0 | 0 | 0 | 0 | 0 | 0 | 0 | 0 | 0 | -28.4279 | 1.8827 | 0 | 1.7621 | 0 | 0.70075 | 12.0228 | 1.2663 | 3.1569 | 0.034497 | 0.057553 | 0 | 0.62859 | 0.11453 | 2.6783 | 2.5236 | 20.6153 | -30.7828 | 0 | 0.5801 | 0 | 1.7286 | 0.195
2025_04_25 Hr 24 | 0 | 0 | 0 | 0 | 0 | 0 | 0 | 0 | 0 | 0 | 0 | 0.016972 | 2.46 | 0.081996 | 1.5544 | 1.5544 | 2.9094 | 0 | 0.0051127 | 0.0054208 | 0.010137 | 0.033051 | 0 | -0.91344 | 0 | 0 | 0 | 0.057082 | 0.017981 | 0.85044 | 0.18366 | 3.2084 | 2.1271 | 0 | 0.51039 | 0.83819 | 0 | 0 | 0 | 0 | -0.61246 | 0.055283 | 0 | 0.0039284 | 0 | -0.14789 | 0 | 0 | 0 | 0 | 0 | 0 | 0 | 0 | 2.1923 | 0.0010361 | 0 | 0 | 0 | 0 | 0 | 0 | 0 | 0 | -1.325 | 0 | 0 | 0 | 0 | 0 | 0 | 0 | 0 | 0 | 0 | -28.5476 | 1.8827 | 0 | 1.8159 | 0 | 1.4537 | 12.0766 | 1.2663 | 3.1569 | 0.034497 | 0.057553 | 0 | 0.62859 | 0.11453 | 2.6783 | 2.7152 | 22.1849 | -30.9339 | 0 | 0.5801 | 0 | 1.7286 | 0.19097
2025_04_26 Hr 01 | 0 | 0 | 0 | 0.052197 | 0.052585 | 0.045249 | 0.048364 | 0.053007 | 0.053316 | 0 | 0 | 0.016972 | 2.4 | 0.097763 | 1.5544 | 1.5544 | 2.4476 | 0 | 0.0051127 | 0.0054208 | 0.010137 | 0.033051 | 0 | -0.71515 | 0 | 0 | 0 | 0.057082 | 0.017981 | 0.85044 | 0.15524 | 2.6984 | 2.1271 | 0 | 0.51039 | 0.83819 | 0 | 0 | 0 | 0 | -1.1861 | 0.055283 | 0 | 0.0021822 | 0 | -0.18121 | 0 | 0 | 0 | 0 | 0 | 0 | 0 | 0 | 1.9891 | 0.0010361 | 0 | 0 | 0 | 0 | 0 | 0 | 0 | 0 | -1.325 | 0 | 0 | 0 | 0 | 0 | 0 | 0 | 0 | 0 | 0 | -36.0183 | 1.8827 | 0 | 1.5272 | 0 | 1.3841 | 11.0924 | 1.2663 | 3.1569 | 0.034497 | 0.057553 | 0 | 0.62859 | 0.11453 | 2.6783 | -6.4669 | 21.8665 | -38.2397 | 0 | 0.5801 | 0 | 1.7286 | 0.18963
2025_04_26 Hr 02 | 0 | 0 | 0 | 0.052197 | 0.052585 | 0.045249 | 0.048364 | 0.053007 | 0.053316 | 0 | 0 | 0.016972 | 2.34 | 0.096465 | 1.5544 | 1.5544 | 2.4476 | 0 | 0.0051127 | 0.0054208 | 0.010137 | 0.033051 | 0 | -0.70202 | 0 | 0 | 0 | 0.057082 | 0.017981 | 0.85044 | 0.15524 | 2.6984 | 2.1271 | 0 | 0.51039 | 0.83819 | 0 | 0 | 0 | 0 | -0.89776 | 0.055283 | 0 | 0.0022085 | 0 | -0.18341 | 0 | 0 | 0 | 0 | 0 | 0 | 0 | 0 | 2.2577 | 0.0010361 | 0 | 0 | 0 | 0 | 0 | 0 | 0 | 0 | -1.325 | 0 | 0 | 0 | 0 | 0 | 0 | 0 | 0 | 0 | 0 | -37.2147 | 1.8827 | 0 | 1.5272 | 0 | 1.0141 | 11.0924 | 1.2663 | 3.1569 | 0.034497 | 0.057553 | 0 | 0.62859 | 0.11453 | 2.6783 | -7.5287 | 21.7018 | -39.4251 | 0 | 0.5801 | 0 | 1.7286 | 0.18761
2025_04_26 Hr 03 | 0 | 0 | 0 | 0.052197 | 0.052585 | 0.045249 | 0.048364 | 0.053007 | 0.053316 | 0 | 0 | 0.016972 | 2.4 | 0.098021 | 1.5544 | 1.5544 | 2.4476 | 0 | 0.0051127 | 0.0054208 | 0.010137 | 0.033051 | 0 | -0.71227 | 0 | 0 | 0 | 0.057082 | 0.017981 | 0.85044 | 0.15524 | 2.6984 | 2.1271 | 0 | 0.51039 | 0.83819 | 0 | 0 | 0 | 0.010013 | -0.24176 | 0.055283 | 0 | 0.002188 | 0 | -0.18169 | 0 | 0 | 0 | 0 | 0 | 0 | 0 | 0 | 3.2885 | 0.0010361 | 0 | 0 | 0 | 0 | 0 | 0 | 0 | 0 | -1.325 | 0 | 0 | 0 | 0 | 0 | 0 | 0 | 0 | 0 | 0 | -38.5193 | 1.8827 | 0 | 1.5272 | 0 | 0.86179 | 11.0924 | 1.2663 | 3.1569 | 0.034497 | 0.057553 | 0 | 0.62859 | 0.11453 | 2.6783 | -7.2347 | 22.6428 | -40.7382 | 0 | 0.5801 | 0 | 1.7286 | 0.1886
2025_04_26 Hr 04 | 0 | 0 | 0 | 0.052197 | 0.052585 | 0.045249 | 0.048364 | 0.053007 | 0.053316 | 0 | 0 | 0.016972 | 2.43 | 0.094026 | 1.5544 | 1.5544 | 2.4476 | 0 | 0.0051127 | 0.0054208 | 0.010137 | 0.033051 | 0 | -0.76981 | 0 | 0 | 0 | 0.057082 | 0.017981 | 0.85044 | 0.15524 | 2.6984 | 2.1271 | 0 | 0.51039 | 0.83819 | 0 | 0 | 0 | 0 | -0.5023 | 0.055283 | 0 | 0.0020729 | 0 | -0.17202 | 0 | 0 | 0 | 0 | 0 | 0 | 0 | 0 | 3.695 | 0.0010361 | 0 | 0 | 0 | 0 | 0 | 0 | 0 | 0 | -1.325 | 0 | 0 | 0 | 0 | 0 | 0 | 0 | 0 | 0 | 0 | -35.6692 | 1.8827 | 0 | 1.5272 | 0 | 1.1534 | 11.0924 | 1.2663 | 3.1569 | 0.034497 | 0.057553 | 0 | 0.62859 | 0.11453 | 2.6783 | -3.9791 | 23.3667 | -37.936 | 0 | 0.5801 | 0 | 1.7286 | 0.18839
2025_04_26 Hr 05 | 0 | 0 | 0 | 0.052197 | 0.052585 | 0.045249 | 0.048364 | 0.053007 | 0.053316 | 0 | 0 | 0.016972 | 2.49 | 0.094329 | 1.5544 | 1.5544 | 2.4476 | 0 | 0.0051127 | 0.0054208 | 0.010137 | 0.033051 | 0 | -0.79152 | 0 | 0 | 0 | 0.057082 | 0.017981 | 0.85044 | 0.15524 | 2.6984 | 2.1271 | 0 | 0.51039 | 0.83819 | 0 | 0 | 0 | 0 | -0.80842 | 0.055283 | 0 | 0.0020295 | 0 | -0.16837 | 0 | 0 | 0 | 0 | 0 | 0 | 0 | 0 | 3.9709 | 0.0010361 | 0 | 0 | 0 | 0 | 0 | 0 | 0 | 0 | -1.325 | 0 | 0 | 0 | 0 | 0 | 0 | 0 | 0 | 0 | 0 | -35.1627 | 1.8827 | 0 | 1.5272 | 0 | 1.2448 | 11.0924 | 1.2663 | 3.1569 | 0.034497 | 0.057553 | 0 | 0.62859 | 0.11453 | 2.6783 | -3.3673 | 23.7963 | -37.4476 | 0 | 0.5801 | 0 | 1.7286 | 0.19042
2025_04_26 Hr 06 | 0 | 0 | 0 | 0 | 0 | 0 | 0 | 0 | 0 | 0 | 0 | 0.016972 | 2.34 | 0.078571 | 1.5544 | 1.5544 | 2.4476 | 0 | 0.0051127 | 0.0054208 | 0.010137 | 0.033051 | 0 | -0.90685 | 0 | 0 | 0 | 0.057082 | 0.017981 | 0.85044 | 0.15524 | 2.6984 | 2.1271 | 0 | 0.51039 | 0.83819 | 0 | 0 | 0 | 0.0975 | -0.2279 | 0.055283 | 0 | 0.0039573 | 0 | -0.149 | 0 | 0 | 0 | 0 | 0 | 0 | 0 | 0 | 4.5879 | 0.0010361 | 0 | 0 | 0 | 0 | 0 | 0 | 0 | 0 | -1.325 | 0 | 0 | 0 | 0 | 0 | 0 | 0 | 0 | 0 | 0 | -29.1148 | 1.8827 | 0 | 1.5272 | 0 | 1.0838 | 10.7877 | 1.2663 | 3.1569 | 0.034497 | 0.057553 | 0 | 0.62859 | 0.11453 | 2.6783 | 3.2508 | 24.0892 | -31.4957 | 0 | 0.5801 | 0 | 1.7286 | 0.19305
2025_04_26 Hr 07 | 0.090597 | 0 | 0 | 0 | 0 | 0 | 0 | 0 | 0 | 0 | 0 | 0.016972 | 2.19 | 0.049485 | 1.5544 | 1.5544 | 2.3968 | 0 | 0.0051127 | 0.0054208 | 0.010137 | 0.033051 | 0 | 0 | 0 | 0 | 0 | 0.057082 | 0.017981 | 0.5397 | 0 | 2.6753 | 2.1271 | 0 | 0.50417 | 0.83819 | 0 | 0 | 0 | 0.1153 | -0.22719 | 0.055283 | 0 | 0.0026631 | 0 | -0.099581 | 0 | 0 | 0 | 0 | 0 | 0 | 0 | 0 | 4.7259 | 0.0010361 | 0 | -1.0625 | 0 | 0 | 0 | 0 | 0 | 0 | 0 | 0 | 0 | 0 | 0 | 0 | 0 | 0 | 0 | 0 | 0 | -21.6902 | 1.8827 | 0 | 1.437 | 0 | 1.3231 | 10.1577 | 1.2663 | 3.1569 | 0.034497 | 0.057553 | -0.090597 | 0.62859 | 0.11453 | 2.6783 | 11.4807 | 24.3778 | -22.9429 | 0 | 0.5801 | 0 | 1.7286 | 0.19901
2025_04_26 Hr 08 | 0.24927 | 0 | 0 | 0 | 0 | 0 | 0 | 0 | 0 | 0 | 0 | 0.016972 | 2.22 | 0.040554 | 1.544 | 1.544 | 2.3968 | 0 | 0.0051127 | 0.0054208 | 0.010137 | 0.033051 | 0 | 0 | 0 | 0 | 0 | 0.057082 | 0.017981 | 0.31775 | 0 | 2.6753 | 2.1271 | 0 | 0.50417 | 0.83819 | 0 | 0 | 0 | 0 | -2.5381 | 0.055283 | 0 | 0.0031316 | 0 | -0.080104 | 0 | 0 | 0 | 0 | 0 | 0 | 0 | 0 | 4.3121 | 0.0010361 | 0 | -1.0625 | 0 | 0 | 0 | 0 | 0 | 0 | 0 | 0 | 0 | 0 | 0 | 0 | 0 | 0 | 0 | 0 | 0 | -11.8863 | 1.8827 | 0 | 0 | 0 | 1.3754 | 8.4779 | 1.2663 | 3.1569 | 0.034497 | 0.057553 | -0.24927 | 0.62859 | 0.11453 | 2.6783 | 16.8624 | 24.2008 | -13.2781 | 0 | 0.5801 | 0 | 1.7286 | 0.20383
2025_04_26 Hr 09 | 0.40881 | 2.0377e-06 | 0 | 0 | 0 | 0 | 0 | 0 | 0 | 0 | 0 | 0.016972 | 2.22 | 0.04021 | 1.1539 | 1.1539 | 2.3968 | 0 | 0.0051127 | 0.0054208 | 0.010137 | 0.033051 | 0 | 0 | 0 | 0 | 0 | 0.057082 | 0.017981 | 0.31775 | 0 | 2.6753 | 2.1271 | 0 | 0.50417 | 0.83819 | 0 | 0 | 0 | 0 | -1.6705 | 0.055283 | 0 | 0.003105 | 0 | -0.079407 | 0 | 0 | 0 | 0 | 0 | 0 | 0 | 0 | 3.9709 | 0.0010361 | 0 | -1.0625 | 0 | 0 | 0 | 0 | 0 | 0 | 0 | 0 | 0 | 0 | 0 | 0 | 0 | 0 | 0 | 0 | 0 | -10.329 | 1.8827 | 0 | 0 | 0 | 1.2622 | 7.6978 | 1.2663 | 3.1569 | 0.034497 | 0.057553 | -0.40881 | 0.62859 | 0.11453 | 2.6783 | 18.0567 | 23.9091 | -11.8797 | 0 | 0.5801 | 0 | 1.7286 | 0.20729
2025_04_26 Hr 10 | 0.6365 | 7.4606e-06 | 0 | 0 | 0 | 0 | 0 | 0 | 0 | 0 | 0 | 0.016972 | 2.67 | 0.047671 | 0.94072 | 0.94075 | 2.3968 | 0 | 0.0051127 | 0.0054208 | 0.010137 | 0.033051 | 0 | 0 | 0 | 0 | 0 | 0.057082 | 0.017981 | 0.31775 | 0 | 2.6753 | 2.1271 | 0 | 0.50417 | 0.83819 | 0 | 0 | 0 | 0 | -0.88985 | 0.055283 | 0 | 0.0030608 | 0 | -0.078245 | 0 | 0 | 0 | 0 | 0 | 0 | 0 | 0 | 3.2885 | 0.0010361 | 0 | -1.0625 | 0 | 0 | 0 | 0 | 0 | 0 | 0 | 0 | 0 | 0 | 0 | 0 | 0 | 0 | 0 | 0 | 0 | -10.3264 | 1.8827 | 0 | 0 | 0 | 0.93143 | 7.2714 | 1.2663 | 3.1569 | 0.034497 | 0.057553 | -0.6365 | 0.62859 | 0.11453 | 2.6783 | 17.8582 | 23.5803 | -12.1037 | 0 | 0.5801 | 0 | 1.7286 | 0.20654
2025_04_26 Hr 11 | 0.68082 | 2.2179e-05 | 0 | 0 | 0 | 0 | 0 | 0 | 0 | 0 | 0 | 0.016972 | 2.58 | 0.046849 | 1.1903 | 1.1904 | 2.3209 | 0 | 0.0051127 | 0.0054208 | 0.010137 | 0.033051 | 0 | 0 | 0 | 0 | 0 | 0.057082 | 0.017981 | 0.31943 | 0 | 2.6693 | 2.1271 | 0 | 0.50282 | 0.83819 | 0 | 0 | 0 | 0 | -1.3189 | 0.055283 | 0 | 0.0031129 | 0 | -0.079613 | 0 | 0 | 0 | 0 | 0 | 0 | 0 | 0 | 3.078 | 0.0010361 | 0 | -1.0625 | 0 | 0 | 0 | 0 | 0 | 0 | 0 | 0 | 0 | 0 | 0 | 0 | 0 | 0 | 0 | 0 | 0 | -9.4695 | 1.8827 | 0 | 0 | 0 | 0.85308 | 7.6903 | 1.2663 | 3.1569 | 0.034497 | 0.057553 | -0.68082 | 0.62859 | 0.11453 | 2.6783 | 18.322 | 23.2431 | -11.2924 | 0 | 0.5801 | 0 | 1.7286 | 0.20599
2025_04_26 Hr 12 | 0.79786 | 3.5318e-05 | 0 | 0 | 0 | 0 | 0 | 0 | 0 | 0 | 0 | 0.016972 | 2.13 | 0.038684 | 1.44 | 1.44 | 2.3968 | 0 | 0.0051127 | 0.0054208 | 0.010137 | 0.033051 | 0 | 0 | 0 | 0 | 0 | 0.057082 | 0.017981 | 0.31943 | 0 | 2.6753 | 2.1271 | 0 | 0.50417 | 0.83819 | 0 | 0 | 0 | 0 | -1.1093 | 0.055283 | 0 | 0.0031134 | 0 | -0.079627 | 0 | 0 | 0 | 0 | 0 | 0 | 0 | 0 | 3.0126 | 0.0010361 | 0 | -1.0625 | 0 | 0 | 0 | 0 | 0 | 0 | 0 | 0 | 0 | 0 | 0 | 0 | 0 | 0 | 0 | 0 | 0 | -11.5176 | 1.8827 | 0 | 0 | 0 | 0.89225 | 8.2716 | 1.2663 | 3.1569 | 0.034497 | 0.057553 | -0.79786 | 0.62859 | 0.11453 | 2.6783 | 16.5833 | 22.8786 | -13.4576 | 0 | 0.5801 | 0 | 1.7286 | 0.20749
2025_04_26 Hr 13 | 0.75994 | 4.8409e-05 | 0 | 0 | 0 | 0 | 0 | 0 | 0 | 0 | 0 | 0.016972 | 2.37 | 0.042747 | 1.4764 | 1.4764 | 2.3892 | 0 | 0.0051127 | 0.0054208 | 0.010137 | 0.033051 | 0 | 0 | 0 | 0 | 0 | 0.057082 | 0.017981 | 0.31775 | 0 | 2.6693 | 2.1271 | 0 | 0.50282 | 0.83819 | 0 | 0 | 0 | 0 | -0.74375 | 0.055283 | 0 | 0.003092 | 0 | -0.079065 | 0 | 0 | 0 | 0 | 0 | 0 | 0 | 0 | 2.5335 | 0.0010361 | 0 | -1.0625 | 0 | 0 | 0 | 0 | 0 | 0 | 0 | 0 | 0 | 0 | 0 | 0 | 0 | 0 | 0 | 0 | 0 | -12.44 | 1.8827 | 0 | 0 | 0 | 1.4755 | 8.3291 | 1.2663 | 3.1569 | 0.034497 | 0.057553 | -0.75994 | 0.62859 | 0.11453 | 2.6783 | 16.4307 | 23.1869 | -14.3415 | 0 | 0.5801 | 0 | 1.7286 | 0.20685
2025_04_26 Hr 14 | 0.79989 | 3.9146e-05 | 0 | 0 | 0 | 0 | 0 | 0 | 0 | 0 | 0 | 0.016972 | 2.28 | 0.041444 | 1.44 | 1.44 | 2.3665 | 0 | 0.0051127 | 0.0054208 | 0.010137 | 0.033051 | 0 | 0 | 0 | 0 | 0 | 0.057082 | 0.017981 | 0.31775 | 0 | 2.6753 | 2.1271 | 0 | 0.50417 | 0.83819 | 0 | 0 | 0 | 0.072891 | -0.049601 | 0.055283 | 0 | 0.0031161 | 0 | -0.079697 | 0 | 0 | 0 | 0 | 0 | 0 | 0 | 0 | 2.3303 | 0.0010361 | 0 | -1.0625 | 0 | 0 | 0 | 0 | 0 | 0 | 0 | 0 | 0 | 0 | 0 | 0 | 0 | 0 | 0 | 0 | 0 | -12.977 | 1.8827 | 0 | 0 | 0 | 1.7671 | 8.2395 | 1.2663 | 3.1569 | 0.034497 | 0.057553 | -0.79989 | 0.62859 | 0.11453 | 2.6783 | 16.568 | 23.2243 | -14.9191 | 0 | 0.5801 | 0 | 1.7286 | 0.20591
2025_04_26 Hr 15 | 0.83462 | 3.7766e-05 | 0 | 0 | 0 | 0 | 0 | 0 | 0 | 0 | 0 | 0.016972 | 2.16 | 0.046143 | 1.44 | 1.44 | 2.2981 | 0 | 0.0051127 | 0.0054208 | 0.010137 | 0.033051 | 0 | 0 | 0 | 0 | 0 | 0.057082 | 0.017981 | 0.32541 | 0 | 2.6391 | 2.1271 | 0 | 0.49607 | 0.83819 | 0 | 0 | 0 | 0.98242 | 0 | 0.055283 | 0 | 0.0036621 | 0 | -0.094031 | 0 | 0 | 0 | 0 | 0 | 0 | 0 | 0 | 2.3303 | 0.0010361 | 0 | -1.0625 | 0 | 0 | 0 | 0 | 0 | 0 | 0 | 0 | 0 | 0 | 0 | 0 | 0 | 0 | 0 | 0 | 0 | -14.7126 | 1.8827 | 0 | 0 | 0 | 2.0674 | 8.1426 | 1.2663 | 3.1569 | 0.034497 | 0.057553 | -0.83462 | 0.62859 | 0.11453 | 2.6783 | 15.8527 | 23.4315 | -16.7038 | 0 | 0.5801 | 0 | 1.7286 | 0.20145
2025_04_26 Hr 16 | 0.76153 | 1.3941e-05 | 0 | 0 | 0 | 0 | 0 | 0 | 0 | 0 | 0 | 0.016972 | 1.59 | 0.040565 | 1.5544 | 1.5544 | 2.3968 | 0 | 0.0051127 | 0.0054208 | 0.010137 | 0.033051 | 0 | 0 | 0 | 0 | 0 | 0.057082 | 0.017981 | 0.49899 | 0 | 2.6753 | 2.1271 | 0 | 0.50417 | 0.83819 | 0 | 0 | 0 | 0.22376 | -0.060893 | 0.055283 | 0 | 0.0030068 | 0 | -0.11271 | 0 | 0 | 0 | 0 | 0 | 0 | 0 | 0 | 2.3303 | 0.0010361 | 0 | -1.0625 | 0 | 0 | 0 | 0 | 0 | 0 | 0 | 0 | 0 | 0 | 0 | 0 | 0 | 0 | 0 | 0 | 0 | -19.9834 | 1.8827 | 0 | 2.4341 | 0 | 2.5897 | 10.0546 | 1.2663 | 3.1569 | 0.034497 | 0.057553 | -0.76153 | 0.62859 | 0.11453 | 2.6783 | 11.6083 | 23.3109 | -21.9201 | 0 | 0.5801 | 0 | 1.7286 | 0.19917
2025_04_26 Hr 17 | 0.67123 | 0.00013253 | 0 | 0.052197 | 0.052585 | 0.045249 | 0.048364 | 0.053007 | 0.053316 | 0 | 0 | 0.016972 | 1.29 | 0.039546 | 1.5544 | 1.5544 | 2.3968 | 0 | 0.0051127 | 0.0054208 | 0.010137 | 0.033051 | 0 | 0 | 0 | 0 | 0 | 0.057082 | 0.017981 | 0.74018 | 0.30488 | 2.6753 | 2.1271 | 0 | 0.50417 | 0.83819 | 0 | 0 | 0 | 0.0052404 | -0.14808 | 0.055283 | 0 | 0.0016423 | 0 | -0.13585 | 0 | 0 | 0 | 0 | 0 | 0 | 0 | 0 | 2.1923 | 0.0010361 | 0 | -1.0625 | 0 | 0 | 0 | 0 | 0 | 0 | 0 | 0 | 0 | 0 | 0 | 0 | 0 | 0 | 0 | 0 | 0 | -25.8422 | 1.8827 | 0 | 1.5 | 0 | 2.4983 | 10.8811 | 1.2663 | 3.1569 | 0.034497 | 0.057553 | -0.67123 | 0.62859 | 0.11453 | 2.6783 | 5.7192 | 22.6926 | -27.7117 | 0 | 0.5801 | 0 | 1.7286 | 0.2014
2025_04_26 Hr 18 | 0.49926 | 0.000118 | 0 | 0.052197 | 0.052585 | 0.045249 | 0.048364 | 0.053007 | 0.053316 | 0 | 0 | 0.016972 | 1.08 | 0.040666 | 1.5544 | 1.5544 | 2.3968 | 0 | 0.0051127 | 0.0054208 | 0.010137 | 0.033051 | 0 | 0 | 0 | 0 | 0 | 0.057082 | 0.017981 | 0.81532 | 0.15524 | 2.6753 | 2.1271 | 0 | 0.50417 | 0.83819 | 0 | 0 | 0 | 0 | -0.40557 | 0.055283 | 0 | 0.0020171 | 0 | -0.16734 | 0 | 0 | 0 | 0 | 0 | 0 | 0 | 0 | 2.4682 | 0.0010361 | 0 | -1.0625 | 0 | 0 | 0 | 0 | 0 | 0 | 0 | 0 | 0 | 0 | 0 | 0 | 0 | 0 | 0 | 0 | 0 | -29.8626 | 1.8827 | 0 | 1.4656 | 0 | 2.2285 | 10.9218 | 1.2663 | 3.1569 | 0.034497 | 0.057553 | -0.49926 | 0.62859 | 0.11453 | 2.6783 | 1.2411 | 22.3165 | -31.5917 | 0 | 0.5801 | 0 | 1.7286 | 0.20018
2025_04_26 Hr 19 | 0.22653 | 7.9702e-05 | 0 | 0.052197 | 0.052585 | 0.045249 | 0.048364 | 0.053007 | 0.053316 | 0 | 0 | 0.016972 | 1.26 | 0.047338 | 1.5544 | 1.5544 | 2.3968 | 0 | 0.0051127 | 0.0054208 | 0.010137 | 0.033051 | 0 | 0 | 0 | 0 | 0 | 0.057082 | 0.017981 | 0.85044 | 0.15524 | 2.6753 | 2.1271 | 0 | 0.50417 | 0.83819 | 0 | 0 | 0 | 0.2644 | -0.012367 | 0.055283 | 0 | 0.0020127 | 0 | -0.16696 | 0 | 0 | 0 | 0 | 0 | 0 | 0 | 0 | 2.2577 | 0.0010361 | 0 | -1.0625 | 0 | 0 | 0 | 0 | 0 | 0 | 0 | 0 | 0 | 0 | 0 | 0 | 0 | 0 | 0 | 0 | 0 | -31.285 | 1.8827 | 0 | 1.5 | 0 | 1.8367 | 10.9914 | 1.2663 | 3.1569 | 0.034497 | 0.057553 | -0.22653 | 0.62859 | 0.11453 | 2.6783 | 0.1314 | 21.629 | -32.741 | 0 | 0.5801 | 0 | 1.7286 | 0.201
2025_04_26 Hr 20 | 0.022595 | 4.8165e-05 | 0 | 0.052197 | 0.052585 | 0.045249 | 0.048364 | 0.053007 | 0.053316 | 0 | 0 | 0.016972 | 1.89 | 0.058394 | 1.5544 | 1.5544 | 2.3968 | 0 | 0.0051127 | 0.0054208 | 0.010137 | 0.033051 | 0 | 0 | 0 | 0 | 0 | 0.057082 | 0.017981 | 0.85044 | 0.15524 | 2.6753 | 2.1271 | 0 | 0.50417 | 0.83819 | 0 | 0 | 0 | 0.5443 | 0 | 0.055283 | 0 | 0.0016552 | 0 | -0.13693 | 0 | 0 | 0 | 0 | 0 | 0 | 0 | 0 | 2.4682 | 0.0010361 | 0 | -1.0625 | 0 | 0 | 0 | 0 | 0 | 0 | 0 | 0 | 0 | 0 | 0 | 0 | 0 | 0 | 0 | 0 | 0 | -27.7857 | 1.8827 | 0 | 1.5 | 0 | 1.9543 | 10.9914 | 1.2663 | 3.1569 | 0.034497 | 0.057553 | -0.022595 | 0.62859 | 0.11453 | 2.6783 | 4.9246 | 22.3967 | -29.0077 | 0 | 0.5801 | 0 | 1.7286 | 0.20349
2025_04_26 Hr 21 | 0 | 2.4061e-06 | 0 | 0 | 0 | 0 | 0 | 0 | 0 | 0 | 0 | 0.016972 | 1.77 | 0.052998 | 1.5544 | 1.5544 | 2.3968 | 0 | 0.0051127 | 0.0054208 | 0.010137 | 0.033051 | 0 | 0 | 0 | 0 | 0 | 0.057082 | 0.017981 | 0.85044 | 0.15524 | 2.6753 | 2.1271 | 0 | 0.50417 | 0.83819 | 0 | 0 | 0 | 0.62398 | 0 | 0.055283 | 0 | 0.0035289 | 0 | -0.13264 | 0 | 0 | 0 | 0 | 0 | 0 | 0 | 0 | 1.8511 | 0.0010361 | 0 | -1.0625 | 0 | 0 | 0 | 0 | 0 | 0 | 0 | 0 | 0 | 0 | 0 | 0 | 0 | 0 | 0 | 0 | 0 | -27.37 | 1.8827 | 0 | 1.5 | 0 | 2.2981 | 10.6867 | 1.2663 | 3.1569 | 0.034497 | 0.057553 | 0 | 0.62859 | 0.11453 | 2.6783 | 4.7251 | 21.9796 | -28.5651 | 0 | 0.5801 | 0 | 1.7286 | 0.2077
2025_04_26 Hr 22 | 0 | 0 | 0 | 0 | 0 | 0 | 0 | 0 | 0 | 0 | 0 | 0.016972 | 1.2 | 0.029352 | 1.5544 | 1.5544 | 2.3968 | 0 | 0.0051127 | 0.0054208 | 0.010137 | 0.033051 | 0 | 0 | 0 | 0 | 0 | 0.057082 | 0.017981 | 0.6747 | 0 | 2.6753 | 2.1271 | 0 | 0.50417 | 0.83819 | 0 | 0 | 0 | 0.030867 | -0.11395 | 0.055283 | 0 | 0.0028828 | 0 | -0.10797 | 0 | 0 | 0 | 0 | 0 | 0 | 0 | 0 | 2.5335 | 0.0010361 | 0 | -1.0625 | 0 | 0 | 0 | 0 | 0 | 0 | 0 | 0 | 0 | 0 | 0 | 0 | 0 | 0 | 0 | 0 | 0 | -19.6936 | 1.8827 | 0 | 1.4656 | 0 | 2.5984 | 10.3212 | 1.2663 | 3.1569 | 0.034497 | 0.057553 | 0 | 0.62859 | 0.11453 | 2.6783 | 11.7418 | 22.3677 | -20.864 | 0 | 0.5801 | 0 | 1.7286 | 0.20673
2025_04_26 Hr 23 | 0 | 0 | 0 | 0 | 0 | 0 | 0 | 0 | 0 | 0 | 0 | 0.016972 | 1.83 | 0.061912 | 1.5544 | 1.5544 | 2.4476 | 0 | 0.0051127 | 0.0054208 | 0.010137 | 0.033051 | 0 | -0.90004 | 0 | 0 | 0 | 0.057082 | 0.017981 | 0.74009 | 0 | 2.6984 | 2.1271 | 0 | 0.51039 | 0.83819 | 0 | 0 | 0 | 0.14742 | -0.25634 | 0.055283 | 0 | 0.0039873 | 0 | -0.15014 | 0 | 0 | 0 | 0 | 0 | 0 | 0 | 0 | 2.9473 | 0.0010361 | 0 | 0 | 0 | 0 | 0 | 0 | 0 | 0 | -1.325 | 0 | 0 | 0 | 0 | 0 | 0 | 0 | 0 | 0 | 0 | -26.9984 | 1.8827 | 0 | 1.5272 | 0 | 2.2676 | 10.5221 | 1.2663 | 3.1569 | 0.034497 | 0.057553 | 0 | 0.62859 | 0.11453 | 2.6783 | 4.1534 | 23.1138 | -29.3736 | 0 | 0.5801 | 0 | 1.7286 | 0.20103
2025_04_26 Hr 24 | 0 | 0 | 0 | 0 | 0 | 0 | 0 | 0 | 0 | 0 | 0 | 0.016972 | 2.07 | 0.061995 | 1.5544 | 1.5544 | 2.4476 | 0 | 0.0051127 | 0.0054208 | 0.010137 | 0.033051 | 0 | -1.004 | 0 | 0 | 0 | 0.057082 | 0.017981 | 0.85044 | 0 | 2.6984 | 2.1271 | 0 | 0.51039 | 0.83819 | 0 | 0 | 0 | 0 | -0.99194 | 0.055283 | 0 | 0.0035297 | 0 | -0.13267 | 0 | 0 | 0 | 0 | 0 | 0 | 0 | 0 | 4.0435 | 0.0010361 | 0 | 0 | 0 | 0 | 0 | 0 | 0 | 0 | -1.325 | 0 | 0 | 0 | 0 | 0 | 0 | 0 | 0 | 0 | 0 | -23.0364 | 1.8827 | 0 | 1.5272 | 0 | 2.198 | 10.6325 | 1.2663 | 3.1569 | 0.034497 | 0.057553 | 0 | 0.62859 | 0.11453 | 2.6783 | 8.5189 | 24.3765 | -25.4981 | 0 | 0.5801 | 0 | 1.7286 | 0.19714
2025_04_27 Hr 01 | 0 | 0 | 0 | 0 | 0 | 0 | 0 | 0 | 0 | 0 | 0 | 0.016972 | 2.22 | 0.04409 | 1.5544 | 1.5544 | 2.4476 | 0 | 0.0051127 | 0.0054208 | 0.010137 | 0.033051 | 0 | -1.2743 | 0 | 0 | 0 | 0.057082 | 0.017981 | 0.31775 | 0 | 0 | 2.1271 | 0 | 0 | 0.83819 | 0 | 0 | 0 | 0 | -4.6025 | 0.055283 | 0 | 0.040005 | 0 | -0.087273 | 0 | 0 | 0 | 0 | 0 | 0 | 0 | 0 | 5.0017 | 0.0010361 | 0 | 0 | 0 | 0 | 0 | 0 | 0 | 0 | -1.325 | 0 | 0 | 0 | 0 | 0 | 0 | 0 | 0 | 0 | 0 | -5.435 | 1.8827 | 0 | 0 | 0 | 2.1458 | 5.8742 | 1.2663 | 3.1569 | 0.034497 | 0.057553 | 0 | 0.62859 | 0.11453 | 2.6783 | 18.0541 | 24.9039 | -8.1215 | 0 | 0.5801 | 0 | 1.7286 | 0.19688
2025_04_27 Hr 02 | 0 | 0 | 0 | 0 | 0 | 0 | 0 | 0 | 0 | 0 | 0 | 0.016972 | 2.31 | 0.05146 | 1.5544 | 1.5544 | 2.4476 | 0 | 0.0051127 | 0.0054208 | 0.010137 | 0.033051 | 0 | -1.2095 | 0 | 0 | 0 | 0.057082 | 0.017981 | 0.31775 | 0 | 0 | 2.1271 | 0 | 0 | 0.83819 | 0 | 0 | 0 | 0 | -3.3856 | 0.055283 | 0 | 0.044872 | 0 | -0.098147 | 0 | 0 | 0 | 0 | 0 | 0 | 0 | 0 | 5.4808 | 0.0010361 | 0 | 0 | 0 | 0 | 0 | 0 | 0 | 0 | -1.325 | 0 | 0 | 0 | 0 | 0 | 0 | 0 | 0 | 0 | 0 | -8.6584 | 1.8827 | 0 | 0 | 0 | 2.1371 | 5.8742 | 1.2663 | 3.1569 | 0.034497 | 0.057553 | 0 | 0.62859 | 0.11453 | 2.6783 | 16.6696 | 25.4721 | -11.2911 | 0 | 0.5801 | 0 | 1.7286 | 0.19729
2025_04_27 Hr 03 | 0 | 0 | 0 | 0 | 0 | 0 | 0 | 0 | 0 | 0 | 0 | 0.016972 | 2.16 | 0.039119 | 1.5544 | 1.5544 | 2.4476 | 0 | 0.0051127 | 0.0054208 | 0.010137 | 0.033051 | 0 | -1.3211 | 0 | 0 | 0 | 0.057082 | 0.017981 | 0.31775 | 0 | 0 | 2.1271 | 0 | 0 | 0.83819 | 0 | 0 | 0 | 0 | -4.2875 | 0.055283 | 0 | 0.03648 | 0 | -0.079398 | 0 | 0 | 0 | 0 | 0 | 0 | 0 | 0 | 5.5462 | 0.0010361 | 0 | 0 | 0 | 0 | 0 | 0 | 0 | 0 | -1.325 | 0 | 0 | 0 | 0 | 0 | 0 | 0 | 0 | 0 | 0 | -4.3234 | 1.8827 | 0 | 0 | 0 | 2.1371 | 5.8742 | 1.2663 | 3.1569 | 0.034497 | 0.057553 | 0 | 0.62859 | 0.11453 | 2.6783 | 19.9079 | 25.3702 | -7.0489 | 0 | 0.5801 | 0 | 1.7286 | 0.19234
2025_04_27 Hr 04 | 0 | 0 | 0 | 0 | 0 | 0 | 0 | 0 | 0 | 0 | 0 | 0.016972 | 1.77 | 0.034039 | 1.5544 | 1.5544 | 2.4476 | 0 | 0.0051127 | 0.0054208 | 0.010137 | 0.033051 | 0 | -1.2911 | 0 | 0 | 0 | 0.057082 | 0.017981 | 0.31775 | 0 | 0 | 2.1271 | 0 | 0 | 0.83819 | 0 | 0 | 0 | 0 | -4.6471 | 0.055283 | 0 | 0.038737 | 0 | -0.084441 | 0 | 0 | 0 | 0 | 0 | 0 | 0 | 0 | 5.96 | 0.0010361 | 0 | 0 | 0 | 0 | 0 | 0 | 0 | 0 | -1.325 | 0 | 0 | 0 | 0 | 0 | 0 | 0 | 0 | 0 | 0 | -4.7499 | 1.8827 | 0 | 0 | 0 | 2.0457 | 5.8742 | 1.2663 | 3.1569 | 0.034497 | 0.057553 | 0 | 0.62859 | 0.11453 | 2.6783 | 19.0712 | 25.2946 | -7.4504 | 0 | 0.5801 | 0 | 1.7286 | 0.18944
2025_04_27 Hr 05 | 0 | 0 | 0 | 0 | 0 | 0 | 0 | 0 | 0 | 0 | 0 | 0.016972 | 1.38 | 0.015182 | 0.55249 | 0.55249 | 1.5719 | 0 | 0.0051127 | 0.0054208 | 0.010137 | 0.033051 | 0 | -1.5116 | 0 | 0 | 0 | 0.057082 | 0.017981 | 0.31775 | 0 | 0 | 2.1271 | 0 | 0 | 0.83819 | 0 | 0 | 0 | 0 | -0.3024 | 0.055283 | 0 | 0.022161 | 0 | -0.047408 | 0 | 0 | 0 | 0 | 0 | 0 | 0 | 0 | 5.96 | 0.0010361 | 0 | 0 | 0 | 0 | 0 | 0 | 0 | 0 | -1.325 | 0 | 0 | 0 | 0 | 0 | 0 | 0 | 0 | 0 | 0 | 0.48973 | 1.8827 | 0 | 0 | 0 | 1.828 | 2.9946 | 1.2663 | 3.1569 | 0.034497 | 0.057553 | 0 | 0.62859 | 0.11453 | 2.6783 | 24.9684 | 24.6704 | -2.3942 | 0 | 0.5801 | 0 | 1.7286 | 0.19176
2025_04_27 Hr 06 | 0 | 0 | 0 | 0 | 0 | 0 | 0 | 0 | 0 | 0 | 0 | 0.016972 | 0.84 | 0.009966 | 0.55249 | 0.55249 | 1.5719 | 0 | 0.0051127 | 0.0054208 | 0.010137 | 0.033051 | 0 | -1.4885 | 0 | 0 | 0 | 0.057082 | 0.017981 | 0.31775 | 0 | 0 | 2.1271 | 0 | 0 | 0.83819 | 0 | 0 | 0 | 0.0042522 | -0.12717 | 0.055283 | 0 | 0.023898 | 0 | -0.051289 | 0 | 0 | 0 | 0 | 0 | 0 | 0 | 0 | 5.6188 | 0.0010361 | 0 | 0 | 0 | 0 | 0 | 0 | 0 | 0 | -1.325 | 0 | 0 | 0 | 0 | 0 | 0 | 0 | 0 | 0 | 0 | -0.050725 | 1.8827 | 0 | 0 | 0 | 1.3536 | 2.9946 | 1.2663 | 3.1569 | 0.034497 | 0.057553 | 0 | 0.62859 | 0.11453 | 2.6783 | 23.2687 | 23.3125 | -2.9155 | 0 | 0.5801 | 0 | 1.7286 | 0.19465
2025_04_27 Hr 07 | 0.13579 | 0 | 0 | 0 | 0 | 0 | 0 | 0 | 0 | 0 | 0 | 0.016972 | 0.63 | 0.0039509 | 0.55249 | 0.55249 | 1.5418 | 0 | 0.0051127 | 0.0054208 | 0.010137 | 0.033051 | 0 | -1.6383 | 0 | 0 | 0 | 0.057082 | 0.017981 | 0.31775 | 0 | 0 | 2.1271 | 0 | 0 | 0.83819 | 0 | 0 | 0 | 0.080015 | -0.004989 | 0.055283 | 0 | 0.012632 | 0 | -0.026121 | 0 | 0 | 0 | 0 | 0 | 0 | 0 | 0 | 5.205 | 0.0010361 | 0 | 0 | 0 | 0 | 0 | 0 | 0 | 0 | -1.325 | 0 | 0 | 0 | 0 | 0 | 0 | 0 | 0 | 0 | 0 | -0.42304 | 1.8827 | 0 | 0 | 0 | 1.3144 | 2.9645 | 1.2663 | 3.1569 | 0.034497 | 0.057553 | -0.13579 | 0.62859 | 0.11453 | 2.6783 | 22.2751 | 22.7838 | -3.5482 | 0 | 0.5801 | 0 | 1.7286 | 0.19915
2025_04_27 Hr 08 | 0.4771 | 0 | 0 | 0 | 0 | 0 | 0 | 0 | 0 | 0 | 0 | 0.016972 | 0.21 | 0.0014676 | 0.55249 | 0.55249 | 1.5418 | 0 | 0.0051127 | 0.0054208 | 0.010137 | 0.033051 | 0 | -1.6191 | 0 | 0 | 0 | 0.057082 | 0.017981 | 0.31775 | 0 | 0 | 2.1271 | 0 | 0 | 0.83819 | 0 | 0 | 0 | 0 | -0.050435 | 0.055283 | 0 | 0.014077 | 0 | -0.029348 | 0 | 0 | 0 | 0 | 0 | 0 | 0 | 0 | 4.5226 | 0.0010361 | 0 | 0 | 0 | 0 | 0 | 0 | 0 | 0 | -1.325 | 0 | 0 | 0 | 0 | 0 | 0 | 0 | 0 | 0 | 0 | -0.75773 | 1.8827 | 0 | 0 | 0 | 1.7845 | 2.9645 | 1.2663 | 3.1569 | 0.034497 | 0.057553 | -0.4771 | 0.62859 | 0.11453 | 2.6783 | 21.1994 | 22.4935 | -4.2082 | 0 | 0.5801 | 0 | 1.7286 | 0.20237
2025_04_27 Hr 09 | 0.73276 | 7.0327e-06 | 0 | 0 | 0 | 0 | 0 | 0 | 0 | 0 | 0 | 0.016972 | 0.09 | 0.00050491 | 0.55249 | 0.55249 | 1.5418 | 0 | 0.0051127 | 0.0054208 | 0.010137 | 0.033051 | 0 | -1.656 | 0 | 0 | 0 | 0.057082 | 0.017981 | 0.31775 | 0 | 0 | 2.1271 | 0 | 0 | 0.83819 | 0 | 0 | 0 | 0 | -0.15853 | 0.055283 | 0 | 0.0113 | 0 | -0.023146 | 0 | 0 | 0 | 0 | 0 | 0 | 0 | 0 | 4.7259 | 0.0010361 | 0 | 0 | 0 | 0 | 0 | 0 | 0 | 0 | -1.325 | 0 | 0 | 0 | 0 | 0 | 0 | 0 | 0 | 0 | 0 | 0 | 1.8827 | 0 | 0 | 0 | 1.5669 | 2.9645 | 1.2663 | 3.1569 | 0.034497 | 0.057553 | -0.73276 | 0.62859 | 0.11453 | 2.6783 | 21.687 | 22.6179 | -3.7369 | 0 | 0.5801 | 0 | 1.7286 | 0.2064
2025_04_27 Hr 10 | 0.66513 | 2.4954e-05 | 0 | 0 | 0 | 0 | 0 | 0 | 0 | 0 | 0 | 0.016972 | 0.03 | 0.00019822 | 0.55249 | 0.55249 | 1.5418 | 0 | 0.0051127 | 0.0054208 | 0.010137 | 0.033051 | 0 | -1.6293 | 0 | 0 | 0 | 0.057082 | 0.017981 | 0.31775 | 0 | 0 | 2.1271 | 0 | 0 | 0.83819 | 0 | 0 | 0 | 0.095921 | 0 | 0.055283 | 0 | 0.013309 | 0 | -0.027633 | 0 | 0 | 0 | 0 | 0 | 0 | 0 | 0 | 4.7259 | 0.0010361 | 0 | 0 | 0 | 0 | 0 | 0 | 0 | 0 | -1.325 | 0 | 0 | 0 | 0 | 0 | 0 | 0 | 0 | 0 | 0 | -0.44033 | 1.8827 | 0 | 0 | 0 | 0.63111 | 2.9645 | 1.2663 | 3.1569 | 0.034497 | 0.057553 | -0.66513 | 0.62859 | 0.11453 | 2.6783 | 20.5296 | 21.5566 | -4.0874 | 0 | 0.5801 | 0 | 1.7286 | 0.20876
2025_04_27 Hr 11 | 0.63577 | 3.9433e-05 | 0 | 0 | 0 | 0 | 0 | 0 | 0 | 0 | 0 | 0.016972 | 0.09 | 0.0005873 | 0.55249 | 0.55249 | 1.5418 | 0 | 0.0051127 | 0.0054208 | 0.010137 | 0.033051 | 0 | -1.6315 | 0 | 0 | 0 | 0.057082 | 0.017981 | 0.31775 | 0 | 0 | 2.1271 | 0 | 0 | 0.83819 | 0 | 0 | 0 | 0.098026 | 0 | 0.055283 | 0 | 0.013144 | 0 | -0.027265 | 0 | 0 | 0 | 0 | 0 | 0 | 0 | 0 | 5.067 | 0.0010361 | 0 | 0 | 0 | 0 | 0 | 0 | 0 | 0 | -1.325 | 0 | 0 | 0 | 0 | 0 | 0 | 0 | 0 | 0 | 0 | -0.39004 | 1.8827 | 0 | 0 | 0 | 0.86179 | 2.9645 | 1.2663 | 3.1569 | 0.034497 | 0.057553 | -0.63577 | 0.62859 | 0.11453 | 2.6783 | 21.2106 | 22.1576 | -4.0095 | 0 | 0.5801 | 0 | 1.7286 | 0.20683
2025_04_27 Hr 12 | 0.45429 | 5.9837e-05 | 0 | 0 | 0 | 0 | 0 | 0 | 0 | 0 | 0 | 0.016972 | 0.18 | 0.0009506 | 0.55249 | 0.55249 | 1.5418 | 0 | 0.0051127 | 0.0054208 | 0.010137 | 0.033051 | 0 | -1.6648 | 0 | 0 | 0 | 0.057082 | 0.017981 | 0.31775 | 0 | 0 | 2.1271 | 0 | 0 | 0.83819 | 0 | 0 | 0 | 0.1286 | 0 | 0.055283 | 0 | 0.010638 | 0 | -0.021665 | 0 | 0 | 0 | 0 | 0 | 0 | 0 | 0 | 4.8638 | 0.0010361 | 0 | 0 | 0 | 0 | 0 | 0 | 0 | 0 | -1.325 | 0 | 0 | 0 | 0 | 0 | 0 | 0 | 0 | 0 | 0 | 0.13348 | 1.8827 | 0 | 0 | 0 | 1.1752 | 2.9645 | 1.2663 | 3.1569 | 0.034497 | 0.057553 | -0.45429 | 0.62859 | 0.11453 | 2.6783 | 21.9373 | 22.1764 | -3.3323 | 0 | 0.5801 | 0 | 1.7286 | 0.20667
2025_04_27 Hr 13 | 0.61282 | 5.8582e-05 | 0 | 0 | 0 | 0 | 0 | 0 | 0 | 0 | 0 | 0.016972 | 0.24 | 0.0011187 | 0.55249 | 0.55249 | 1.5418 | 0 | 0.0051127 | 0.0054208 | 0.010137 | 0.033051 | 0 | -1.6814 | 0 | 0 | 0 | 0.057082 | 0.017981 | 0.31775 | 0 | 0 | 2.1271 | 0 | 0 | 0.83819 | 0 | 0 | 0 | 0.048249 | 0 | 0.055283 | 0 | 0.009389 | 0 | -0.018876 | 0 | 0 | 0 | 0 | 0 | 0 | 0 | 0 | 4.2467 | 0.0010361 | 0 | 0 | 0 | 0 | 0 | 0 | 0 | 0 | -1.325 | 0 | 0 | 0 | 0 | 0 | 0 | 0 | 0 | 0 | 0 | -0.019694 | 1.8827 | 0 | 0 | 0 | 1.7062 | 2.9645 | 1.2663 | 3.1569 | 0.034497 | 0.057553 | -0.61282 | 0.62859 | 0.11453 | 2.6783 | 21.663 | 22.308 | -3.6578 | 0 | 0.5801 | 0 | 1.7286 | 0.20561
2025_04_27 Hr 14 | 0.68082 | 4.9658e-05 | 0 | 0 | 0 | 0 | 0 | 0 | 0 | 0 | 0 | 0.016972 | 0.3 | 0.0014217 | 0.55249 | 0.55249 | 1.5418 | 0 | 0.0051127 | 0.0054208 | 0.010137 | 0.033051 | 0 | -1.6793 | 0 | 0 | 0 | 0.057082 | 0.017981 | 0.31775 | 0 | 0 | 2.1271 | 0 | 0 | 0.83819 | 0 | 0 | 0 | 0 | -0.043351 | 0.055283 | 0 | 0.0095457 | 0 | -0.019226 | 0 | 0 | 0 | 0 | 0 | 0 | 0 | 0 | 3.695 | 0.0010361 | 0 | 0 | 0 | 0 | 0 | 0 | 0 | 0 | -1.325 | 0 | 0 | 0 | 0 | 0 | 0 | 0 | 0 | 0 | 0 | -0.040525 | 1.8827 | 0 | 0 | 0 | 1.8977 | 2.9645 | 1.2663 | 3.1569 | 0.034497 | 0.057553 | -0.68082 | 0.62859 | 0.11453 | 2.6783 | 21.2522 | 22.0759 | -3.7449 | 0 | 0.5801 | 0 | 1.7286 | 0.20545
2025_04_27 Hr 15 | 0.70356 | 2.8505e-05 | 0 | 0 | 0 | 0 | 0 | 0 | 0 | 0 | 0 | 0.016972 | 0.27 | 0.0014043 | 0.55277 | 0.55277 | 1.5418 | 0 | 0.0051127 | 0.0054208 | 0.010137 | 0.033051 | 0 | -1.6669 | 0 | 0 | 0 | 0.057082 | 0.017981 | 0.31775 | 0 | 0 | 2.1271 | 0 | 0 | 0.83819 | 0 | 0 | 0 | 0.0025271 | -0.0061447 | 0.055283 | 0 | 0.010477 | 0 | -0.021306 | 0 | 0 | 0 | 0 | 0 | 0 | 0 | 0 | 2.9473 | 0.0010361 | 0 | 0 | 0 | 0 | 0 | 0 | 0 | 0 | -1.325 | 0 | 0 | 0 | 0 | 0 | 0 | 0 | 0 | 0 | 0 | -0.011775 | 1.8827 | 0 | 0 | 0 | 1.5451 | 2.9651 | 1.2663 | 3.1569 | 0.034497 | 0.057553 | -0.70356 | 0.62859 | 0.11453 | 2.6783 | 20.1996 | 20.9668 | -3.7286 | 0 | 0.5801 | 0 | 1.7286 | 0.20382
2025_04_27 Hr 16 | 0.59015 | 0.00014966 | 0 | 0 | 0 | 0 | 0 | 0 | 0 | 0 | 0 | 0.016972 | 0.3 | 0.0051164 | 0.69108 | 0.69108 | 1.5418 | 0 | 0.0051127 | 0.0054208 | 0.010137 | 0.033051 | 0 | -1.3494 | 0 | 0 | 0 | 0.057082 | 0.017981 | 0.31775 | 0 | 0 | 2.1271 | 0 | 0 | 0.83819 | 0 | 0 | 0 | 0.30255 | -0.031283 | 0.055283 | 0 | 0.034353 | 0 | -0.074646 | 0 | 0 | 0 | 0 | 0 | 0 | 0 | 0 | 2.7368 | 0.0010361 | 0 | 0 | 0 | 0 | 0 | 0 | 0 | 0 | -1.325 | 0 | 0 | 0 | 0 | 0 | 0 | 0 | 0 | 0 | 0 | -0.16365 | 1.8827 | 0 | 0 | 0 | 1.4755 | 3.2417 | 1.2663 | 3.1569 | 0.034497 | 0.057553 | -0.59015 | 0.62859 | 0.11453 | 2.6783 | 20.617 | 20.6069 | -3.5029 | 0 | 0.5801 | 0 | 1.7286 | 0.20368
2025_04_27 Hr 17 | 0.67123 | 0.00016353 | 0 | 0 | 0 | 0 | 0 | 0 | 0 | 0 | 0 | 0.016972 | 0.39 | 0.0073219 | 0.94072 | 0.94072 | 1.5418 | 0 | 0.0051127 | 0.0054208 | 0.010137 | 0.033051 | 0 | -1.3034 | 0 | 0 | 0 | 0.057082 | 0.017981 | 0.32539 | 0 | 0 | 2.1271 | 0 | 0 | 0.83819 | 0 | 0 | 0 | 0.39943 | -0.016509 | 0.055283 | 0 | 0.037816 | 0 | -0.082383 | 0 | 0 | 0 | 0 | 0 | 0 | 0 | 0 | 3.078 | 0.0010361 | 0 | 0 | 0 | 0 | 0 | 0 | 0 | 0 | -1.325 | 0 | 0 | 0 | 0 | 0 | 0 | 0 | 0 | 0 | 0 | -0.85068 | 1.8827 | 0 | 0 | 0 | 1.4233 | 3.7486 | 1.2663 | 3.1569 | 0.034497 | 0.057553 | -0.67123 | 0.62859 | 0.11453 | 2.6783 | 20.9702 | 21.0713 | -4.2327 | 0 | 0.5801 | 0 | 1.7286 | 0.20586
2025_04_27 Hr 18 | 0.75543 | 0.00028108 | 0 | 0 | 0 | 0 | 0 | 0 | 0 | 0 | 0 | 0.016972 | 1.08 | 0.036606 | 1.1903 | 1.1903 | 2.0975 | 0 | 0.0051127 | 0.0054208 | 0.010137 | 0.033051 | 0 | -0.89836 | 0 | 0 | 0 | 0.057082 | 0.017981 | 0.49902 | 0 | 7.1234 | 2.1271 | 0 | 0.42626 | 0.83819 | 0 | 0 | 0 | 0.94084 | -0.85301 | 0.055283 | 0 | 0.0039947 | 0 | -0.15043 | 0 | 0 | 0 | 0 | 0 | 0 | 0 | 0 | 3.078 | 0.0010361 | 0 | 0 | 0 | 0 | 0 | 0 | 0 | 0 | -1.325 | 0 | 0 | 0 | 0 | 0 | 0 | 0 | 0 | 0 | 0 | -20.0147 | 1.8827 | 0 | 2.4511 | 0 | 1.4233 | 8.6961 | 1.2663 | 3.1569 | 0.034497 | 0.057553 | -0.75543 | 0.62859 | 0.11453 | 2.6783 | 7.9435 | 22.3035 | -23.1439 | 0 | 0.5801 | 0 | 1.7286 | 0.20812
2025_04_27 Hr 19 | 0.40874 | 0.00018034 | 0 | 0 | 0 | 0 | 0 | 0 | 0 | 0 | 0 | 0.016972 | 1.68 | 0.063688 | 1.44 | 1.44 | 2.3968 | 0 | 0.0051127 | 0.0054208 | 0.010137 | 0.033051 | 0 | -0.79081 | 0 | 0 | 0 | 0.057082 | 0.017981 | 0.74021 | 0 | 2.4398 | 2.1271 | 0 | 0.45147 | 0.83819 | 0 | 0 | 0 | 1.2412 | -0.15096 | 0.055283 | 0 | 0.0044679 | 0 | -0.16849 | 0 | 0 | 0 | 0 | 0 | 0 | 0 | 0 | 3.0126 | 0.0010361 | 0 | 0 | 0 | 0 | 0 | 0 | 0 | 0 | -1.325 | 0 | 0 | 0 | 0 | 0 | 0 | 0 | 0 | 0 | 0 | -30.2154 | 1.8827 | 0 | 1.5 | 0 | 1.2143 | 9.9568 | 1.2663 | 3.1569 | 0.034497 | 0.057553 | -0.40874 | 0.62859 | 0.11453 | 2.6783 | 0.47417 | 22.3356 | -32.9085 | 0 | 0.5801 | 0 | 1.7286 | 0.20904
2025_04_27 Hr 20 | 0.045044 | 4.4551e-05 | 0 | 0 | 0 | 0 | 0 | 0 | 0 | 0 | 0 | 0.016972 | 1.95 | 0.050995 | 1.5544 | 1.5544 | 2.3968 | 0 | 0.0051127 | 0.0054208 | 0.010137 | 0.033051 | 0 | -1.1058 | 0 | 0 | 0 | 0.057082 | 0.017981 | 0.82536 | 0 | 2.6753 | 2.1271 | 0 | 0.50417 | 0.83819 | 0 | 0 | 0 | 0.50092 | 0 | 0.055283 | 0 | 0.0030821 | 0 | -0.11558 | 0 | 0 | 0 | 0 | 0 | 0 | 0 | 0 | 3.078 | 0.0010361 | 0 | 0 | 0 | 0 | 0 | 0 | 0 | 0 | -1.325 | 0 | 0 | 0 | 0 | 0 | 0 | 0 | 0 | 0 | 0 | -20.4037 | 1.8827 | 0 | 1.5 | 0 | 0.69204 | 10.5063 | 1.2663 | 3.1569 | 0.034497 | 0.057553 | -0.045044 | 0.62859 | 0.11453 | 2.6783 | 9.8385 | 21.8263 | -22.9951 | 0 | 0.5801 | 0 | 1.7286 | 0.21053
2025_04_27 Hr 21 | 0 | 8.7871e-07 | 0 | 0 | 0 | 0 | 0 | 0 | 0 | 0 | 0 | 0.016972 | 1.44 | 0.019683 | 0.55249 | 0.55249 | 2.3133 | 0 | 0.0051127 | 0.0054208 | 0.010137 | 0.033051 | 0 | -1.4401 | 0 | 0 | 0 | 0.057082 | 0.017981 | 0.31775 | 0 | 2.6753 | 2.1271 | 0 | 0.50417 | 0.83819 | 0 | 0 | 0 | 0 | -1.473 | 0.055283 | 0 | 0.001611 | 0 | -0.05941 | 0 | 0 | 0 | 0 | 0 | 0 | 0 | 0 | 3.2159 | 0.0010361 | 0 | 0 | 0 | 0 | 0 | 0 | 0 | 0 | -1.325 | 0 | 0 | 0 | 0 | 0 | 0 | 0 | 0 | 0 | 0 | -4.8465 | 1.8827 | 0 | 1.1576 | 0 | 0.93143 | 7.5688 | 1.2663 | 3.1569 | 0.034497 | 0.057553 | 0 | 0.62859 | 0.11453 | 2.6783 | 20.0447 | 21.6198 | -7.6711 | 0 | 0.5801 | 0 | 1.7286 | 0.21315
2025_04_27 Hr 22 | 0 | 0 | 0 | 0 | 0 | 0 | 0 | 0 | 0 | 0 | 0 | 0.016972 | 0.27 | 0.0026315 | 0.55249 | 0.55249 | 1.5418 | 0 | 0.0051127 | 0.0054208 | 0.010137 | 0.033051 | 0 | -1.5452 | 0 | 0 | 0 | 0.057082 | 0.017981 | 0.31775 | 0 | 1.9993 | 2.1271 | 0 | 0.35292 | 0.83819 | 0 | 0 | 0 | 0.041124 | -0.014409 | 0.055283 | 0 | 0.0016708 | 0 | -0.041759 | 0 | 0 | 0 | 0 | 0 | 0 | 0 | 0 | 3.3538 | 0.0010361 | 0 | 0 | 0 | 0 | 0 | 0 | 0 | 0 | -1.325 | 0 | 0 | 0 | 0 | 0 | 0 | 0 | 0 | 0 | 0 | -2.2549 | 1.8827 | 0 | 0 | 0 | 1.062 | 4.9638 | 1.2663 | 3.1569 | 0.034497 | 0.057553 | 0 | 0.62859 | 0.11453 | 2.6783 | 20.3716 | 20.5479 | -5.1668 | 0 | 0.5801 | 0 | 1.7286 | 0.21103
2025_04_27 Hr 23 | 0 | 0 | 0 | 0 | 0 | 0 | 0 | 0 | 0 | 0 | 0 | 0.016972 | 0.27 | 0.0046048 | 0.6877 | 0.6877 | 2.0224 | 0 | 0.0051127 | 0.0054208 | 0.010137 | 0.033051 | 0 | -1.3494 | 0 | 0 | 0 | 0.057082 | 0.017981 | 0.31775 | 0 | 2.4072 | 2.1271 | 0 | 0.44429 | 0.83819 | 0 | 0 | 0 | 0.031977 | -1.6749 | 0.055283 | 0 | 0.0029237 | 0 | -0.074646 | 0 | 0 | 0 | 0 | 0 | 0 | 0 | 0 | 2.1923 | 0.0010361 | 0 | 0 | 0 | 0 | 0 | 0 | 0 | 0 | -1.325 | 0 | 0 | 0 | 0 | 0 | 0 | 0 | 0 | 0 | 0 | -1.2084 | 1.8827 | 0 | 0 | 0 | 0.90096 | 6.1228 | 1.2663 | 3.1569 | 0.034497 | 0.057553 | 0 | 0.62859 | 0.11453 | 2.6783 | 19.8364 | 19.314 | -3.9575 | 0 | 0.5801 | 0 | 1.7286 | 0.20627
2025_04_27 Hr 24 | 0 | 0 | 0 | 0 | 0 | 0 | 0 | 0 | 0 | 0 | 0 | 0.016972 | 0.81 | 0.016916 | 0.93734 | 0.93741 | 2.4476 | 0 | 0.0051127 | 0.0054208 | 0.010137 | 0.033051 | 0 | -1.2469 | 0 | 0 | 0 | 0.057082 | 0.017981 | 0.31775 | 0 | 2.6984 | 2.1271 | 0 | 0.51039 | 0.83819 | 0 | 0 | 0 | 0 | -4.5785 | 0.055283 | 0 | 0.00358 | 0 | -0.091875 | 0 | 0 | 0 | 0 | 0 | 0 | 0 | 0 | 2.1923 | 0.0010361 | 0 | 0 | 0 | 0 | 0 | 0 | 0 | 0 | -1.325 | 0 | 0 | 0 | 0 | 0 | 0 | 0 | 0 | 0 | 0 | -5.95 | 1.8827 | 0 | 0 | 0 | 0.99236 | 7.3385 | 1.2663 | 3.1569 | 0.034497 | 0.057553 | 0 | 0.62859 | 0.11453 | 2.6783 | 14.1628 | 20.0164 | -8.6137 | 0 | 0.5801 | 0 | 1.7286 | 0.19893
2025_04_28 Hr 01 | 0 | 0 | 0 | 0 | 0 | 0 | 0 | 0 | 0 | 0 | 0 | 0.016972 | 0.81 | 0.013806 | 0.83881 | 0.83888 | 2.4476 | 0 | 0.0051127 | 0.0054208 | 0.010137 | 0.033051 | 0 | -1.3497 | 0 | 0 | 0 | 0.057082 | 0.017981 | 0.31775 | 0 | 2.6984 | 2.1271 | 0 | 0.51039 | 0.83819 | 0 | 0 | 0 | 0 | -3.6083 | 0.055283 | 0 | 0.0029219 | 0 | -0.0746 | 0 | 0 | 0 | 0 | 0 | 0 | 0 | 0 | 2.7368 | 0.0010361 | 0 | 0 | 0 | 0 | 0 | 0 | 0 | 0 | -1.325 | 0 | 0 | 0 | 0 | 0 | 0 | 0 | 0 | 0 | 0 | -5.3553 | 1.8827 | 0 | 0 | 0 | 0.73121 | 7.1414 | 1.2663 | 3.1569 | 0.034497 | 0.057553 | 0 | 0.62859 | 0.11453 | 2.6783 | 15.7255 | 20.297 | -8.1046 | 0 | 0.5801 | 0 | 1.7286 | 0.19931
2025_04_28 Hr 02 | 0 | 0 | 0 | 0 | 0 | 0 | 0 | 0 | 0 | 0 | 0 | 0.016972 | 0.48 | 0.0082487 | 0.69108 | 0.69112 | 2.4476 | 0 | 0.0051127 | 0.0054208 | 0.010137 | 0.033051 | 0 | -1.3459 | 0 | 0 | 0 | 0.057082 | 0.017981 | 0.31775 | 0 | 2.6984 | 2.1271 | 0 | 0.51039 | 0.83819 | 0 | 0 | 0 | 0 | -3.0968 | 0.055283 | 0 | 0.002946 | 0 | -0.075232 | 0 | 0 | 0 | 0 | 0 | 0 | 0 | 0 | 2.5989 | 0.0010361 | 0 | 0 | 0 | 0 | 0 | 0 | 0 | 0 | -1.325 | 0 | 0 | 0 | 0 | 0 | 0 | 0 | 0 | 0 | 0 | -5.6653 | 1.8827 | 0 | 0 | 0 | 0.49183 | 6.846 | 1.2663 | 3.1569 | 0.034497 | 0.057553 | 0 | 0.62859 | 0.11453 | 2.6783 | 14.9195 | 19.5818 | -8.4115 | 0 | 0.5801 | 0 | 1.7286 | 0.19697
2025_04_28 Hr 03 | 0 | 0 | 0 | 0 | 0 | 0 | 0 | 0 | 0 | 0 | 0 | 0.016972 | 0.51 | 0.0086979 | 0.94072 | 0.94072 | 2.4476 | 0 | 0.0051127 | 0.0054208 | 0.010137 | 0.033051 | 0 | -1.3494 | 0 | 0 | 0 | 0.057082 | 0.017981 | 0.31775 | 0 | 2.6984 | 2.1271 | 0 | 0.51039 | 0.83819 | 0 | 0 | 0 | 0 | -3.6223 | 0.055283 | 0 | 0.0029237 | 0 | -0.074646 | 0 | 0 | 0 | 0 | 0 | 0 | 0 | 0 | 3.3538 | 0.0010361 | 0 | 0 | 0 | 0 | 0 | 0 | 0 | 0 | -1.325 | 0 | 0 | 0 | 0 | 0 | 0 | 0 | 0 | 0 | 0 | -5.2213 | 1.8827 | 0 | 0 | 0 | 0.49183 | 7.3452 | 1.2663 | 3.1569 | 0.034497 | 0.057553 | 0 | 0.62859 | 0.11453 | 2.6783 | 16.1197 | 20.3673 | -7.9704 | 0 | 0.5801 | 0 | 1.7286 | 0.19703
2025_04_28 Hr 04 | 0 | 0 | 0 | 0 | 0 | 0 | 0 | 0 | 0 | 0 | 0 | 0.016972 | 0.78 | 0.013303 | 1.1903 | 1.1903 | 2.4476 | 0 | 0.0051127 | 0.0054208 | 0.010137 | 0.033051 | 0 | -1.3494 | 0 | 0 | 0 | 0.057082 | 0.017981 | 0.31775 | 0 | 2.6984 | 2.1271 | 0 | 0.51039 | 0.83819 | 0 | 0 | 0 | 0 | -4.3069 | 0.055283 | 0 | 0.0029237 | 0 | -0.074646 | 0 | 0 | 0 | 0 | 0 | 0 | 0 | 0 | 3.695 | 0.0010361 | 0 | 0 | 0 | 0 | 0 | 0 | 0 | 0 | -1.325 | 0 | 0 | 0 | 0 | 0 | 0 | 0 | 0 | 0 | 0 | -4.7012 | 1.8827 | 0 | 0 | 0 | 0.60064 | 7.8445 | 1.2663 | 3.1569 | 0.034497 | 0.057553 | 0 | 0.62859 | 0.11453 | 2.6783 | 17.1815 | 21.0942 | -7.4502 | 0 | 0.5801 | 0 | 1.7286 | 0.19937
2025_04_28 Hr 05 | 0 | 0 | 0 | 0 | 0 | 0 | 0 | 0 | 0 | 0 | 0 | 0.016972 | 1.5 | 0.032869 | 1.44 | 1.44 | 2.4476 | 0 | 0.0051127 | 0.0054208 | 0.010137 | 0.033051 | 0 | -1.2193 | 0 | 0 | 0 | 0.057082 | 0.017981 | 0.32781 | 0 | 2.6984 | 2.1271 | 0 | 0.51039 | 0.83819 | 0 | 0 | 0 | 0 | -2.4302 | 0.055283 | 0 | 0.0037564 | 0 | -0.096506 | 0 | 0 | 0 | 0 | 0 | 0 | 0 | 0 | 3.4918 | 0.0010361 | 0 | 0 | 0 | 0 | 0 | 0 | 0 | 0 | -1.325 | 0 | 0 | 0 | 0 | 0 | 0 | 0 | 0 | 0 | 0 | -14.0964 | 1.8827 | 0 | 0 | 0 | 0.59193 | 8.3538 | 1.2663 | 3.1569 | 0.034497 | 0.057553 | 0 | 0.62859 | 0.11453 | 2.6783 | 10.8139 | 21.6275 | -16.7373 | 0 | 0.5801 | 0 | 1.7286 | 0.20502
2025_04_28 Hr 06 | 0 | 0 | 0 | 0 | 0 | 0 | 0 | 0 | 0 | 0 | 0 | 0.016972 | 2.01 | 0.039873 | 1.5544 | 1.5544 | 2.4476 | 0 | 0.0051127 | 0.0054208 | 0.010137 | 0.033051 | 0 | -1.2749 | 0 | 0 | 0 | 0.057082 | 0.017981 | 0.31775 | 0 | 2.6984 | 2.1271 | 0 | 0.51039 | 0.83819 | 0 | 0 | 0 | 0 | -2.744 | 0.055283 | 0 | 0.0034007 | 0 | -0.087168 | 0 | 0 | 0 | 0 | 0 | 0 | 0 | 0 | 3.078 | 0.0010361 | 0 | 0 | 0 | 0 | 0 | 0 | 0 | 0 | -1.325 | 0 | 0 | 0 | 0 | 0 | 0 | 0 | 0 | 0 | 0 | -11.5301 | 1.8827 | 0 | 0 | 0 | 0.38302 | 8.5725 | 1.2663 | 3.1569 | 0.034497 | 0.057553 | 0 | 0.62859 | 0.11453 | 2.6783 | 13.1418 | 21.5304 | -14.2172 | 0 | 0.5801 | 0 | 1.7286 | 0.21367
2025_04_28 Hr 07 | 0.18141 | 0 | 0 | 0 | 0 | 0 | 0 | 0 | 0 | 0 | 0 | 0.016972 | 1.83 | 0.034275 | 1.5544 | 1.5544 | 2.3968 | 0 | 0.0051127 | 0.0054208 | 0.010137 | 0.033051 | 0 | 0 | 0 | 0 | 0 | 0.057082 | 0.017981 | 0.31775 | 0 | 2.6753 | 2.1271 | 0 | 0.50417 | 0.83819 | 0 | 0 | 0 | 0 | -0.38755 | 0.055283 | 0 | 0.0032108 | 0 | -0.082184 | 0 | 0 | 0 | 0 | 0 | 0 | 0 | 0 | 2.3303 | 0.0010361 | 0 | -1.0625 | 0 | 0 | 0 | 0 | 0 | 0 | 0 | 0 | 0 | 0 | 0 | 0 | 0 | 0 | 0 | 0 | 0 | -18.4613 | 1.8827 | 0 | 0 | 0 | 0.48312 | 8.4987 | 1.2663 | 3.1569 | 0.034497 | 0.057553 | -0.18141 | 0.62859 | 0.11453 | 2.6783 | 9.2075 | 20.8837 | -19.7874 | 0 | 0.5801 | 0 | 1.7286 | 0.225
2025_04_28 Hr 08 | 0.65401 | 0 | 0 | 0 | 0 | 0 | 0 | 0 | 0 | 0 | 0 | 0.016972 | 1.98 | 0.035349 | 1.5371 | 1.5371 | 2.3968 | 0 | 0.0051127 | 0.0054208 | 0.010137 | 0.033051 | 0 | 0 | 0 | 0 | 0 | 0.057082 | 0.017981 | 0.31775 | 0 | 2.6753 | 2.1271 | 0 | 0.50417 | 0.83819 | 0 | 0 | 0 | 0.19376 | -0.12287 | 0.055283 | 0 | 0.0030606 | 0 | -0.07824 | 0 | 0 | 0 | 0 | 0 | 0 | 0 | 0 | 1.7785 | 0.0010361 | 0 | -1.0625 | 0 | 0 | 0 | 0 | 0 | 0 | 0 | 0 | 0 | 0 | 0 | 0 | 0 | 0 | 0 | 0 | 0 | -16.124 | 1.8827 | 0 | 0 | 0 | 0.69204 | 8.464 | 1.2663 | 3.1569 | 0.034497 | 0.057553 | -0.65401 | 0.62859 | 0.11453 | 2.6783 | 11.7829 | 21.1668 | -17.9187 | 0 | 0.5801 | 0 | 1.7286 | 0.22714
2025_04_28 Hr 09 | 0.76335 | 9.877e-06 | 0 | 0 | 0 | 0 | 0 | 0 | 0 | 0 | 0 | 0.016972 | 2.46 | 0.044466 | 1.544 | 1.544 | 2.3968 | 0 | 0.0051127 | 0.0054208 | 0.010137 | 0.033051 | 0 | 0 | 0 | 0 | 0 | 0.057082 | 0.017981 | 0.31775 | 0 | 2.6753 | 2.1271 | 0 | 0.50417 | 0.83819 | 0 | 0 | 0 | 0.15552 | -0.042386 | 0.055283 | 0 | 0.0030987 | 0 | -0.07924 | 0 | 0 | 0 | 0 | 0 | 0 | 0 | 0 | 1.9891 | 0.0010361 | 0 | -1.0625 | 0 | 0 | 0 | 0 | 0 | 0 | 0 | 0 | 0 | 0 | 0 | 0 | 0 | 0 | 0 | 0 | 0 | -16.1113 | 1.8827 | 0 | 0 | 0 | 0.531 | 8.4779 | 1.2663 | 3.1569 | 0.034497 | 0.057553 | -0.76335 | 0.62859 | 0.11453 | 2.6783 | 12.3876 | 21.8129 | -18.0164 | 0 | 0.5801 | 0 | 1.7286 | 0.22535
2025_04_28 Hr 10 | 0.7417 | 5.3676e-05 | 0 | 0 | 0 | 0 | 0 | 0 | 0 | 0 | 0 | 0.016972 | 2.58 | 0.047345 | 1.5544 | 1.5544 | 2.3968 | 0 | 0.0051127 | 0.0054208 | 0.010137 | 0.033051 | 0 | 0 | 0 | 0 | 0 | 0.057082 | 0.017981 | 0.31775 | 0 | 2.6753 | 2.1271 | 0 | 0.50417 | 0.83819 | 0 | 0 | 0 | 0.26915 | -0.067629 | 0.055283 | 0 | 0.0031459 | 0 | -0.080479 | 0 | 0 | 0 | 0 | 0 | 0 | 0 | 0 | 2.1923 | 0.0010361 | 0 | -1.0625 | 0 | 0 | 0 | 0 | 0 | 0 | 0 | 0 | 0 | 0 | 0 | 0 | 0 | 0 | 0 | 0 | 0 | -16.4047 | 1.8827 | 0 | 0 | 0 | 0.4396 | 8.4987 | 1.2663 | 3.1569 | 0.034497 | 0.057553 | -0.7417 | 0.62859 | 0.11453 | 2.6783 | 12.4326 | 22.0218 | -18.2894 | 0 | 0.5801 | 0 | 1.7286 | 0.22109
2025_04_28 Hr 11 | 0.77156 | 0.00011836 | 0 | 0 | 0 | 0 | 0 | 0 | 0 | 0 | 0 | 0.016972 | 2.52 | 0.039572 | 0.55249 | 0.55249 | 2.3968 | 0 | 0.0051127 | 0.0054208 | 0.010137 | 0.033051 | 0 | 0 | 0 | 0 | 0 | 0.057082 | 0.017981 | 0.31775 | 0 | 2.6753 | 2.1271 | 0 | 0.50417 | 0.83819 | 0 | 0 | 0 | 0.59992 | 0 | 0.055283 | 0 | 0.002692 | 0 | -0.068565 | 0 | 0 | 0 | 0 | 0 | 0 | 0 | 0 | 2.2577 | 0.0010361 | 0 | -1.0625 | 0 | 0 | 0 | 0 | 0 | 0 | 0 | 0 | 0 | 0 | 0 | 0 | 0 | 0 | 0 | 0 | 0 | -11.3918 | 1.8827 | 0 | 0 | 0 | 0.5397 | 6.4949 | 1.2663 | 3.1569 | 0.034497 | 0.057553 | -0.77156 | 0.62859 | 0.11453 | 2.6783 | 15.949 | 22.1487 | -13.2945 | 0 | 0.5801 | 0 | 1.7286 | 0.22041
2025_04_28 Hr 12 | 0.76967 | 0.00016687 | 0 | 0 | 0 | 0 | 0 | 0 | 0 | 0 | 0 | 0.016972 | 2.43 | 0.037884 | 0.55277 | 0.55277 | 2.3968 | 0 | 0.0051127 | 0.0054208 | 0.010137 | 0.033051 | 0 | 0 | 0 | 0 | 0 | 0.057082 | 0.017981 | 0.31775 | 0 | 2.6753 | 2.1271 | 0 | 0.50417 | 0.83819 | 0 | 0 | 0 | 1.2145 | 0 | 0.055283 | 0 | 0.0026726 | 0 | -0.068055 | 0 | 0 | 0 | 0 | 0 | 0 | 0 | 0 | 2.2577 | 0.0010361 | 0 | -1.0625 | 0 | 0 | 0 | 0 | 0 | 0 | 0 | 0 | 0 | 0 | 0 | 0 | 0 | 0 | 0 | 0 | 0 | -11.5608 | 1.8827 | 0 | 0 | 0 | 0.36125 | 6.4955 | 1.2663 | 3.1569 | 0.034497 | 0.057553 | -0.76967 | 0.62859 | 0.11453 | 2.6783 | 16.1237 | 21.8748 | -13.461 | 0 | 0.5801 | 0 | 1.7286 | 0.21845
2025_04_28 Hr 13 | 0.74606 | 0.00022028 | 0 | 0 | 0 | 0 | 0 | 0 | 0 | 0 | 0 | 0.016972 | 2.07 | 0.035377 | 0.69108 | 0.69109 | 2.3968 | 0 | 0.0051127 | 0.0054208 | 0.010137 | 0.033051 | 0 | 0 | 0 | 0 | 0 | 0.057082 | 0.017981 | 0.31775 | 0 | 2.6753 | 2.1271 | 0 | 0.50417 | 0.83819 | 0 | 0 | 0 | 1.5405 | 0 | 0.055283 | 0 | 0.0029298 | 0 | -0.074806 | 0 | 0 | 0 | 0 | 0 | 0 | 0 | 0 | 2.7368 | 0.0010361 | 0 | -1.0625 | 0 | 0 | 0 | 0 | 0 | 0 | 0 | 0 | 0 | 0 | 0 | 0 | 0 | 0 | 0 | 0 | 0 | -11.9566 | 1.8827 | 0 | 0 | 0 | 0.30032 | 6.7721 | 1.2663 | 3.1569 | 0.034497 | 0.057553 | -0.74606 | 0.62859 | 0.11453 | 2.6783 | 16.3763 | 21.9036 | -13.8399 | 0 | 0.5801 | 0 | 1.7286 | 0.21515
2025_04_28 Hr 14 | 0.72644 | 0.00020228 | 0 | 0 | 0 | 0 | 0 | 0 | 0 | 0 | 0 | 0.016972 | 2.19 | 0.03735 | 0.94072 | 0.94072 | 2.3968 | 0 | 0.0051127 | 0.0054208 | 0.010137 | 0.033051 | 0 | 0 | 0 | 0 | 0 | 0.057082 | 0.017981 | 0.31775 | 0 | 2.6753 | 2.1271 | 0 | 0.50417 | 0.83819 | 0 | 0 | 0 | 1.664 | 0 | 0.055283 | 0 | 0.0029237 | 0 | -0.074646 | 0 | 0 | 0 | 0 | 0 | 0 | 0 | 0 | 2.8094 | 0.0010361 | 0 | -1.0625 | 0 | 0 | 0 | 0 | 0 | 0 | 0 | 0 | 0 | 0 | 0 | 0 | 0 | 0 | 0 | 0 | 0 | -12.868 | 1.8827 | 0 | 0 | 0 | 0.22198 | 7.2713 | 1.2663 | 3.1569 | 0.034497 | 0.057553 | -0.72644 | 0.62859 | 0.11453 | 2.6783 | 16.2033 | 21.9995 | -14.7316 | 0 | 0.5801 | 0 | 1.7286 | 0.21447
2025_04_28 Hr 15 | 0.61289 | 0.00024349 | 0 | 0 | 0 | 0 | 0 | 0 | 0 | 0 | 0 | 0.016972 | 2.07 | 0.039549 | 1.1903 | 1.1904 | 2.3968 | 0 | 0.0051127 | 0.0054208 | 0.010137 | 0.033051 | 0 | 0 | 0 | 0 | 0 | 0.057082 | 0.017981 | 0.31775 | 0 | 2.6753 | 2.1271 | 0 | 0.50417 | 0.83819 | 0 | 0 | 0 | 1.4207 | 0 | 0.055283 | 0 | 0.0022517 | 0 | -0.083875 | 0 | 0 | 0 | 0 | 0 | 0 | 0 | 0 | 2.7368 | 0.0010361 | 0 | -1.0625 | 0 | 0 | 0 | 0 | 0 | 0 | 0 | 0 | 0 | 0 | 0 | 0 | 0 | 0 | 0 | 0 | 0 | -17.3224 | 1.8827 | 0 | 2.2284 | 0 | 0.36125 | 8.9397 | 1.2663 | 3.1569 | 0.034497 | 0.057553 | -0.61289 | 0.62859 | 0.11453 | 2.6783 | 13.1118 | 21.8329 | -19.0816 | 0 | 0.5801 | 0 | 1.7286 | 0.21252
2025_04_28 Hr 16 | 0.54503 | 0.00025897 | 0 | 0 | 0 | 0 | 0 | 0 | 0 | 0 | 0 | 0.016972 | 2.43 | 0.048762 | 1.44 | 1.4401 | 2.3968 | 0 | 0.0051127 | 0.0054208 | 0.010137 | 0.033051 | 0 | 0 | 0 | 0 | 0 | 0.057082 | 0.017981 | 0.31775 | 0 | 2.6753 | 2.1271 | 0 | 0.50417 | 0.83819 | 0 | 0 | 0 | 0.52236 | 0 | 0.055283 | 0 | 0.002365 | 0 | -0.0882 | 0 | 0 | 0 | 0 | 0 | 0 | 0 | 0 | 2.9473 | 0.0010361 | 0 | -1.0625 | 0 | 0 | 0 | 0 | 0 | 0 | 0 | 0 | 0 | 0 | 0 | 0 | 0 | 0 | 0 | 0 | 0 | -18.3014 | 1.8827 | 0 | 1.2943 | 0 | 0.46136 | 9.5643 | 1.2663 | 3.1569 | 0.034497 | 0.057553 | -0.54503 | 0.62859 | 0.11453 | 2.6783 | 12.5324 | 22.4428 | -19.9971 | 0 | 0.5801 | 0 | 1.7286 | 0.21037
2025_04_28 Hr 17 | 0.539 | 0.0001617 | 0 | 0 | 0 | 0 | 0 | 0 | 0 | 0 | 0 | 0.016972 | 2.46 | 0.048436 | 1.459 | 1.4591 | 2.374 | 0 | 0.0051127 | 0.0054208 | 0.010137 | 0.033051 | 0 | 0 | 0 | 0 | 0 | 0.057082 | 0.017981 | 0.32278 | 0 | 2.6753 | 2.1271 | 0 | 0.50417 | 0.83819 | 0 | 0 | 0 | 0.4081 | -0.045186 | 0.055283 | 0 | 0.0023206 | 0 | -0.086503 | 0 | 0 | 0 | 0 | 0 | 0 | 0 | 0 | 2.7368 | 0.0010361 | 0 | -1.0625 | 0 | 0 | 0 | 0 | 0 | 0 | 0 | 0 | 0 | 0 | 0 | 0 | 0 | 0 | 0 | 0 | 0 | -15.3692 | 1.8827 | 0 | 1.2205 | 0 | 0.47007 | 9.5108 | 1.2663 | 3.1569 | 0.034497 | 0.057553 | -0.539 | 0.62859 | 0.11453 | 2.6783 | 15.0823 | 22.2659 | -17.0572 | 0 | 0.5801 | 0 | 1.7286 | 0.21176
2025_04_28 Hr 18 | 0.49926 | 0.00016912 | 0 | 0 | 0 | 0 | 0 | 0 | 0 | 0 | 0 | 0.016972 | 2.67 | 0.061885 | 1.544 | 1.544 | 2.3968 | 0 | 0.0051127 | 0.0054208 | 0.010137 | 0.033051 | 0 | 0 | 0 | 0 | 0 | 0.057082 | 0.017981 | 0.35293 | 0 | 2.6753 | 2.1271 | 0 | 0.50417 | 0.83819 | 0 | 0 | 0 | 0.3637 | 0 | 0.055283 | 0 | 0.0027317 | 0 | -0.1022 | 0 | 0 | 0 | 0 | 0 | 0 | 0 | 0 | 3.0126 | 0.0010361 | 0 | -1.0625 | 0 | 0 | 0 | 0 | 0 | 0 | 0 | 0 | 0 | 0 | 0 | 0 | 0 | 0 | 0 | 0 | 0 | -19.2535 | 1.8827 | 0 | 1.3685 | 0 | 0.20892 | 9.8816 | 1.2663 | 3.1569 | 0.034497 | 0.057553 | -0.49926 | 0.62859 | 0.11453 | 2.6783 | 11.7931 | 22.4652 | -20.9174 | 0 | 0.5801 | 0 | 1.7286 | 0.21265
2025_04_28 Hr 19 | 0.24934 | 9.4933e-05 | 0 | 0 | 0 | 0 | 0 | 0 | 0 | 0 | 0 | 0.016972 | 2.73 | 0.064763 | 1.5544 | 1.5544 | 2.3968 | 0 | 0.0051127 | 0.0054208 | 0.010137 | 0.033051 | 0 | 0 | 0 | 0 | 0 | 0.057082 | 0.017981 | 0.37805 | 0 | 2.6753 | 2.1271 | 0 | 0.50417 | 0.83819 | 0 | 0 | 0 | 0.50768 | 0 | 0.055283 | 0 | 0.0027959 | 0 | -0.10465 | 0 | 0 | 0 | 0 | 0 | 0 | 0 | 0 | 2.4682 | 0.0010361 | 0 | -1.0625 | 0 | 0 | 0 | 0 | 0 | 0 | 0 | 0 | 0 | 0 | 0 | 0 | 0 | 0 | 0 | 0 | 0 | -20.5011 | 1.8827 | 0 | 1.3917 | 0 | 0.13057 | 9.9507 | 1.2663 | 3.1569 | 0.034497 | 0.057553 | -0.24934 | 0.62859 | 0.11453 | 2.6783 | 10.1969 | 21.656 | -21.9176 | 0 | 0.5801 | 0 | 1.7286 | 0.21341
2025_04_28 Hr 20 | 0.022595 | 1.7811e-05 | 0 | 0 | 0 | 0 | 0 | 0 | 0 | 0 | 0 | 0.016972 | 2.76 | 0.054621 | 1.5544 | 1.5544 | 2.3968 | 0 | 0.0051127 | 0.0054208 | 0.010137 | 0.033051 | 0 | 0 | 0 | 0 | 0 | 0.057082 | 0.017981 | 0.31943 | 0 | 2.6753 | 2.1271 | 0 | 0.50417 | 0.83819 | 0 | 0 | 0 | 0.4508 | 0 | 0.055283 | 0 | 0.0023324 | 0 | -0.086956 | 0 | 0 | 0 | 0 | 0 | 0 | 0 | 0 | 1.7785 | 0.0010361 | 0 | -1.0625 | 0 | 0 | 0 | 0 | 0 | 0 | 0 | 0 | 0 | 0 | 0 | 0 | 0 | 0 | 0 | 0 | 0 | -16.8356 | 1.8827 | 0 | 1.2087 | 0 | 0.021762 | 9.7091 | 1.2663 | 3.1569 | 0.034497 | 0.057553 | -0.022595 | 0.62859 | 0.11453 | 2.6783 | 12.8043 | 20.652 | -18.0076 | 0 | 0.5801 | 0 | 1.7286 | 0.21478
2025_04_28 Hr 21 | 0 | 2.3152e-07 | 0 | 0 | 0 | 0 | 0 | 0 | 0 | 0 | 0 | 0.016972 | 2.76 | 0.03976 | 0.55249 | 0.55249 | 2.3892 | 0 | 0.0051127 | 0.0054208 | 0.010137 | 0.033051 | 0 | 0 | 0 | 0 | 0 | 0.057082 | 0.017981 | 0.31775 | 0 | 2.6753 | 2.1271 | 0 | 0.50417 | 0.83819 | 0 | 0 | 0 | 0.14284 | 0 | 0.055283 | 0 | 0.0024696 | 0 | -0.062726 | 0 | 0 | 0 | 0 | 0 | 0 | 0 | 0 | 1.4374 | 0.0010361 | 0 | -1.0625 | 0 | 0 | 0 | 0 | 0 | 0 | 0 | 0 | 0 | 0 | 0 | 0 | 0 | 0 | 0 | 0 | 0 | -8.7208 | 1.8827 | 0 | 0 | 0 | 0.12187 | 6.4873 | 1.2663 | 3.1569 | 0.034497 | 0.057553 | 0 | 0.62859 | 0.11453 | 2.6783 | 17.16 | 20.3759 | -9.8461 | 0 | 0.5801 | 0 | 1.7286 | 0.21726
2025_04_28 Hr 22 | 0 | 0 | 0 | 0 | 0 | 0 | 0 | 0 | 0 | 0 | 0 | 0.016972 | 2.85 | 0.039774 | 0.55249 | 0.55249 | 2.2829 | 0 | 0.0051127 | 0.0054208 | 0.010137 | 0.033051 | 0 | 0 | 0 | 0 | 0 | 0.057082 | 0.017981 | 0.31775 | 0 | 2.6572 | 2.1271 | 0 | 0.50012 | 0.83819 | 0 | 0 | 0 | 0.34235 | 0 | 0.055283 | 0 | 0.0023924 | 0 | -0.060701 | 0 | 0 | 0 | 0 | 0 | 0 | 0 | 0 | 1.2994 | 0.0010361 | 0 | -1.0625 | 0 | 0 | 0 | 0 | 0 | 0 | 0 | 0 | 0 | 0 | 0 | 0 | 0 | 0 | 0 | 0 | 0 | -9.3211 | 1.8827 | 0 | 0 | 0 | 0.20021 | 6.3628 | 1.2663 | 3.1569 | 0.034497 | 0.057553 | 0 | 0.62859 | 0.11453 | 2.6783 | 16.6616 | 20.4008 | -10.4443 | 0 | 0.5801 | 0 | 1.7286 | 0.21576
2025_04_28 Hr 23 | 0 | 0 | 0 | 0 | 0 | 0 | 0 | 0 | 0 | 0 | 0 | 0.016972 | 2.85 | 0.054432 | 0.6877 | 0.68778 | 2.4476 | 0 | 0.0051127 | 0.0054208 | 0.010137 | 0.033051 | 0 | -1.2947 | 0 | 0 | 0 | 0.057082 | 0.017981 | 0.31775 | 0 | 2.6984 | 2.1271 | 0 | 0.51039 | 0.83819 | 0 | 0 | 0 | 0 | -3.1372 | 0.055283 | 0 | 0.0032741 | 0 | -0.083846 | 0 | 0 | 0 | 0 | 0 | 0 | 0 | 0 | 1.5753 | 0.0010361 | 0 | 0 | 0 | 0 | 0 | 0 | 0 | 0 | -1.325 | 0 | 0 | 0 | 0 | 0 | 0 | 0 | 0 | 0 | 0 | -8.1175 | 1.8827 | 0 | 0 | 0 | 0.40043 | 6.8392 | 1.2663 | 3.1569 | 0.034497 | 0.057553 | 0 | 0.62859 | 0.11453 | 2.6783 | 13.7753 | 20.8943 | -10.821 | 0 | 0.5801 | 0 | 1.7286 | 0.20826
2025_04_28 Hr 24 | 0 | 0 | 0 | 0 | 0 | 0 | 0 | 0 | 0 | 0 | 0 | 0.016972 | 2.85 | 0.034469 | 0.55249 | 0.55249 | 1.5719 | 0 | 0.0051127 | 0.0054208 | 0.010137 | 0.033051 | 0 | -1.4823 | 0 | 0 | 0 | 0.057082 | 0.017981 | 0.31775 | 0 | 2.305 | 2.1271 | 0 | 0.42107 | 0.83819 | 0 | 0 | 0 | 0 | -0.49893 | 0.055283 | 0 | 0.0020733 | 0 | -0.052325 | 0 | 0 | 0 | 0 | 0 | 0 | 0 | 0 | 2.1923 | 0.0010361 | 0 | 0 | 0 | 0 | 0 | 0 | 0 | 0 | -1.325 | 0 | 0 | 0 | 0 | 0 | 0 | 0 | 0 | 0 | 0 | -2.302 | 1.8827 | 0 | 0 | 0 | 0.63111 | 5.2996 | 1.2663 | 3.1569 | 0.034497 | 0.057553 | 0 | 0.62859 | 0.11453 | 2.6783 | 21.2655 | 21.6264 | -5.1616 | 0 | 0.5801 | 0 | 1.7286 | 0.20195
2025_04_29 Hr 01 | 0 | 0 | 0 | 0 | 0 | 0 | 0 | 0 | 0 | 0 | 0 | 0.016972 | 2.85 | 0.034718 | 0.55249 | 0.55249 | 1.538 | 0 | 0.0051127 | 0.0054208 | 0.010137 | 0.033051 | 0 | -1.48 | 0 | 0 | 0 | 0.057082 | 0.017981 | 0.31775 | 0 | 2.3612 | 2.1271 | 0 | 0.44568 | 0.83819 | 0 | 0 | 0 | 0 | -0.60893 | 0.055283 | 0 | 0.0020883 | 0 | -0.052717 | 0 | 0 | 0 | 0 | 0 | 0 | 0 | 0 | 2.9473 | 0.0010361 | 0 | 0 | 0 | 0 | 0 | 0 | 0 | 0 | -1.325 | 0 | 0 | 0 | 0 | 0 | 0 | 0 | 0 | 0 | 0 | -2.501 | 1.8827 | 0 | 0 | 0 | 0.66157 | 5.3219 | 1.2663 | 3.1569 | 0.034497 | 0.057553 | 0 | 0.62859 | 0.11453 | 2.6783 | 21.79 | 22.4357 | -5.3586 | 0 | 0.5801 | 0 | 1.7286 | 0.20087
2025_04_29 Hr 02 | 0 | 0 | 0 | 0 | 0 | 0 | 0 | 0 | 0 | 0 | 0 | 0.016972 | 2.79 | 0.047583 | 0.6877 | 0.6877 | 1.538 | 0 | 0.0051127 | 0.0054208 | 0.010137 | 0.033051 | 0 | -1.3494 | 0 | 0 | 0 | 0.057082 | 0.017981 | 0.31775 | 0 | 2.5812 | 2.1271 | 0 | 0.49672 | 0.83819 | 0 | 0 | 0 | 0 | -1.5078 | 0.055283 | 0 | 0.0029237 | 0 | -0.074646 | 0 | 0 | 0 | 0 | 0 | 0 | 0 | 0 | 3.078 | 0.0010361 | 0 | 0 | 0 | 0 | 0 | 0 | 0 | 0 | -1.325 | 0 | 0 | 0 | 0 | 0 | 0 | 0 | 0 | 0 | 0 | -2.6228 | 1.8827 | 0 | 0 | 0 | 0.73121 | 5.8124 | 1.2663 | 3.1569 | 0.034497 | 0.057553 | 0 | 0.62859 | 0.11453 | 2.6783 | 21.5725 | 22.6398 | -5.3719 | 0 | 0.5801 | 0 | 1.7286 | 0.2008
2025_04_29 Hr 03 | 0 | 0 | 0 | 0 | 0 | 0 | 0 | 0 | 0 | 0 | 0 | 0.016972 | 2.64 | 0.045025 | 0.93734 | 0.93734 | 2.0949 | 0 | 0.0051127 | 0.0054208 | 0.010137 | 0.033051 | 0 | -1.3494 | 0 | 0 | 0 | 0.057082 | 0.017981 | 0.31775 | 0 | 2.6401 | 2.1271 | 0 | 0.51039 | 0.83819 | 0 | 0 | 0 | 0 | -3.1003 | 0.055283 | 0 | 0.0029237 | 0 | -0.074646 | 0 | 0 | 0 | 0 | 0 | 0 | 0 | 0 | 3.3538 | 0.0010361 | 0 | 0 | 0 | 0 | 0 | 0 | 0 | 0 | -1.325 | 0 | 0 | 0 | 0 | 0 | 0 | 0 | 0 | 0 | 0 | -5.5072 | 1.8827 | 0 | 0 | 0 | 0.87484 | 6.9274 | 1.2663 | 3.1569 | 0.034497 | 0.057553 | 0 | 0.62859 | 0.11453 | 2.6783 | 18.489 | 22.9183 | -8.2563 | 0 | 0.5801 | 0 | 1.7286 | 0.19865
2025_04_29 Hr 04 | 0 | 0 | 0 | 0 | 0 | 0 | 0 | 0 | 0 | 0 | 0 | 0.016972 | 2.4 | 0.048922 | 1.187 | 1.187 | 2.3948 | 0 | 0.0051127 | 0.0054208 | 0.010137 | 0.033051 | 0 | -1.2603 | 0 | 0 | 0 | 0.057082 | 0.017981 | 0.31775 | 0 | 2.6401 | 2.1271 | 0 | 0.51039 | 0.83819 | 0 | 0 | 0 | 0 | -1.2822 | 0.055283 | 0 | 0.0034944 | 0 | -0.089628 | 0 | 0 | 0 | 0 | 0 | 0 | 0 | 0 | 3.2885 | 0.0010361 | 0 | 0 | 0 | 0 | 0 | 0 | 0 | 0 | -1.325 | 0 | 0 | 0 | 0 | 0 | 0 | 0 | 0 | 0 | 0 | -14.1923 | 1.8827 | 0 | 0 | 0 | 1.0011 | 7.7267 | 1.2663 | 3.1569 | 0.034497 | 0.057553 | 0 | 0.62859 | 0.11453 | 2.6783 | 12.3223 | 22.745 | -16.8672 | 0 | 0.5801 | 0 | 1.7286 | 0.20065
2025_04_29 Hr 05 | 0 | 0 | 0 | 0 | 0 | 0 | 0 | 0 | 0 | 0 | 0 | 0.016972 | 2.28 | 0.054564 | 1.4366 | 1.4367 | 2.3948 | 0 | 0.0051127 | 0.0054208 | 0.010137 | 0.033051 | 0 | -1.1652 | 0 | 0 | 0 | 0.057082 | 0.017981 | 0.4483 | 0 | 2.6401 | 2.1271 | 0 | 0.51039 | 0.83819 | 0 | 0 | 0 | 0 | -1.4658 | 0.055283 | 0 | 0.0041026 | 0 | -0.10559 | 0 | 0 | 0 | 0 | 0 | 0 | 0 | 0 | 3.4918 | 0.0010361 | 0 | 0 | 0 | 0 | 0 | 0 | 0 | 0 | -1.325 | 0 | 0 | 0 | 0 | 0 | 0 | 0 | 0 | 0 | 0 | -16.2605 | 1.8827 | 0 | 0 | 0 | 1.1926 | 8.3565 | 1.2663 | 3.1569 | 0.034497 | 0.057553 | 0 | 0.62859 | 0.11453 | 2.6783 | 11.0661 | 23.0318 | -18.8564 | 0 | 0.5801 | 0 | 1.7286 | 0.207
2025_04_29 Hr 06 | 0 | 0 | 0 | 0 | 0 | 0 | 0 | 0 | 0 | 0 | 0 | 0.016972 | 1.89 | 0.05529 | 1.5544 | 1.5544 | 2.3948 | 0 | 0.0051127 | 0.0054208 | 0.010137 | 0.033051 | 0 | -1.0227 | 0 | 0 | 0 | 0.057082 | 0.017981 | 0.68946 | 0 | 2.6401 | 2.1271 | 0 | 0.51039 | 0.83819 | 0 | 0 | 0 | 0 | -1.3986 | 0.055283 | 0 | 0.0050149 | 0 | -0.12954 | 0 | 0 | 0 | 0 | 0 | 0 | 0 | 0 | 3.695 | 0.0010361 | 0 | 0 | 0 | 0 | 0 | 0 | 0 | 0 | -1.325 | 0 | 0 | 0 | 0 | 0 | 0 | 0 | 0 | 0 | 0 | -28.6182 | 1.8827 | 0 | 0 | 0 | 1.445 | 8.8332 | 1.2663 | 3.1569 | 0.034497 | 0.057553 | 0 | 0.62859 | 0.11453 | 2.6783 | -0.55218 | 23.1086 | -31.0954 | 0 | 0.5801 | 0 | 1.7286 | 0.21738
2025_04_29 Hr 07 | 0.13579 | 0 | 0 | 0 | 0 | 0 | 0 | 0 | 0 | 0 | 0 | 0.016972 | 1.35 | 0.026528 | 1.5544 | 1.5544 | 2.3452 | 0 | 0.0051127 | 0.0054208 | 0.010137 | 0.033051 | 0 | 0 | 0 | 0 | 0 | 0.057082 | 0.017981 | 0.31775 | 0 | 2.6175 | 2.1271 | 0 | 0.50417 | 0.83819 | 0 | 0 | 0 | 0.075886 | -0.0044411 | 0.055283 | 0 | 0.0033687 | 0 | -0.086328 | 0 | 0 | 0 | 0 | 0 | 0 | 0 | 0 | 3.7676 | 0.0010361 | 0 | -1.0625 | 0 | 0 | 0 | 0 | 0 | 0 | 0 | 0 | 0 | 0 | 0 | 0 | 0 | 0 | 0 | 0 | 0 | -22.3349 | 1.8827 | 0 | 0 | 0 | 1.3449 | 8.3892 | 1.2663 | 3.1569 | 0.034497 | 0.057553 | -0.13579 | 0.62859 | 0.11453 | 2.6783 | 7.492 | 22.6509 | -23.6196 | 0 | 0.5801 | 0 | 1.7286 | 0.22636
2025_04_29 Hr 08 | 0.4771 | 0 | 0 | 0 | 0 | 0 | 0 | 0 | 0 | 0 | 0 | 0.016972 | 0.72 | 0.012955 | 1.5371 | 1.5371 | 2.3452 | 0 | 0.0051127 | 0.0054208 | 0.010137 | 0.033051 | 0 | 0 | 0 | 0 | 0 | 0.057082 | 0.017981 | 0.31775 | 0 | 2.6175 | 2.1271 | 0 | 0.50417 | 0.83819 | 0 | 0 | 0 | 0.13778 | -0.20202 | 0.055283 | 0 | 0.0030846 | 0 | -0.07887 | 0 | 0 | 0 | 0 | 0 | 0 | 0 | 0 | 3.2159 | 0.0010361 | 0 | -1.0625 | 0 | 0 | 0 | 0 | 0 | 0 | 0 | 0 | 0 | 0 | 0 | 0 | 0 | 0 | 0 | 0 | 0 | -17.5264 | 1.8827 | 0 | 0 | 0 | 1.1926 | 8.3546 | 1.2663 | 3.1569 | 0.034497 | 0.057553 | -0.4771 | 0.62859 | 0.11453 | 2.6783 | 10.7927 | 21.6472 | -19.1448 | 0 | 0.5801 | 0 | 1.7286 | 0.22895
2025_04_29 Hr 09 | 0.52222 | 4.6526e-06 | 0 | 0 | 0 | 0 | 0 | 0 | 0 | 0 | 0 | 0.016972 | 0.27 | 0.0043424 | 0.79776 | 0.79777 | 2.3452 | 0 | 0.0051127 | 0.0054208 | 0.010137 | 0.033051 | 0 | 0 | 0 | 0 | 0 | 0.057082 | 0.017981 | 0.31775 | 0 | 2.6175 | 2.1271 | 0 | 0.50417 | 0.83819 | 0 | 0 | 0 | 1.8774 | -0.078846 | 0.055283 | 0 | 0.0027571 | 0 | -0.070274 | 0 | 0 | 0 | 0 | 0 | 0 | 0 | 0 | 3.4918 | 0.0010361 | 0 | -1.0625 | 0 | 0 | 0 | 0 | 0 | 0 | 0 | 0 | 0 | 0 | 0 | 0 | 0 | 0 | 0 | 0 | 0 | -14.1204 | 1.8827 | 0 | 0 | 0 | 0.83132 | 6.876 | 1.2663 | 3.1569 | 0.034497 | 0.057553 | -0.52222 | 0.62859 | 0.11453 | 2.6783 | 14.0439 | 21.1447 | -15.7754 | 0 | 0.5801 | 0 | 1.7286 | 0.22539
2025_04_29 Hr 10 | 0.62175 | 2.124e-05 | 0 | 0 | 0 | 0 | 0 | 0 | 0 | 0 | 0 | 0.016972 | 0.18 | 0.0029011 | 0.56289 | 0.5629 | 2.3452 | 0 | 0.0051127 | 0.0054208 | 0.010137 | 0.033051 | 0 | 0 | 0 | 0 | 0 | 0.057082 | 0.017981 | 0.31775 | 0 | 2.6175 | 2.1271 | 0 | 0.50417 | 0.83819 | 0 | 0 | 0 | 2.4036 | 0 | 0.055283 | 0 | 0.002763 | 0 | -0.070428 | 0 | 0 | 0 | 0 | 0 | 0 | 0 | 0 | 3.4918 | 0.0010361 | 0 | -1.0625 | 0 | 0 | 0 | 0 | 0 | 0 | 0 | 0 | 0 | 0 | 0 | 0 | 0 | 0 | 0 | 0 | 0 | -12.9194 | 1.8827 | 0 | 0 | 0 | 0.82261 | 6.4062 | 1.2663 | 3.1569 | 0.034497 | 0.057553 | -0.62175 | 0.62859 | 0.11453 | 2.6783 | 15.2767 | 21.1409 | -14.674 | 0 | 0.5801 | 0 | 1.7286 | 0.22217
2025_04_29 Hr 11 | 0.77156 | 6.8846e-05 | 0 | 0 | 0 | 0 | 0 | 0 | 0 | 0 | 0 | 0.016972 | 0.18 | 0.0028039 | 0.55249 | 0.55249 | 2.3452 | 0 | 0.0051127 | 0.0054208 | 0.010137 | 0.033051 | 0 | 0 | 0 | 0 | 0 | 0.057082 | 0.017981 | 0.31775 | 0 | 2.6175 | 2.1271 | 0 | 0.50417 | 0.83819 | 0 | 0 | 0 | 0.062705 | -0.010339 | 0.055283 | 0 | 0.0026704 | 0 | -0.067998 | 0 | 0 | 0 | 0 | 0 | 0 | 0 | 0 | 2.9473 | 0.0010361 | 0 | -1.0625 | 0 | 0 | 0 | 0 | 0 | 0 | 0 | 0 | 0 | 0 | 0 | 0 | 0 | 0 | 0 | 0 | 0 | -9.6364 | 1.8827 | 0 | 0 | 0 | 0.79215 | 6.3854 | 1.2663 | 3.1569 | 0.034497 | 0.057553 | -0.77156 | 0.62859 | 0.11453 | 2.6783 | 15.6122 | 20.7129 | -11.5385 | 0 | 0.5801 | 0 | 1.7286 | 0.21934
2025_04_29 Hr 12 | 0.76967 | 0.00012911 | 0 | 0 | 0 | 0 | 0 | 0 | 0 | 0 | 0 | 0.016972 | 0.18 | 0.0027544 | 0.55249 | 0.55249 | 2.3452 | 0 | 0.0051127 | 0.0054208 | 0.010137 | 0.033051 | 0 | 0 | 0 | 0 | 0 | 0.057082 | 0.017981 | 0.31775 | 0 | 2.6175 | 2.1271 | 0 | 0.50417 | 0.83819 | 0 | 0 | 0 | 0.13959 | 0 | 0.055283 | 0 | 0.0026232 | 0 | -0.066759 | 0 | 0 | 0 | 0 | 0 | 0 | 0 | 0 | 3.4918 | 0.0010361 | 0 | -1.0625 | 0 | 0 | 0 | 0 | 0 | 0 | 0 | 0 | 0 | 0 | 0 | 0 | 0 | 0 | 0 | 0 | 0 | -9.2908 | 1.8827 | 0 | 0 | 0 | 0.69204 | 6.3854 | 1.2663 | 3.1569 | 0.034497 | 0.057553 | -0.76967 | 0.62859 | 0.11453 | 2.6783 | 16.4892 | 21.1539 | -11.1897 | 0 | 0.5801 | 0 | 1.7286 | 0.21789
2025_04_29 Hr 13 | 0.74606 | 0.00015459 | 0 | 0 | 0 | 0 | 0 | 0 | 0 | 0 | 0 | 0.016972 | 0.18 | 0.0025959 | 0.55249 | 0.55249 | 2.3452 | 0 | 0.0051127 | 0.0054208 | 0.010137 | 0.033051 | 0 | 0 | 0 | 0 | 0 | 0.057082 | 0.017981 | 0.31775 | 0 | 2.6175 | 2.1271 | 0 | 0.50417 | 0.83819 | 0 | 0 | 0 | 0.10214 | 0 | 0.055283 | 0 | 0.0024723 | 0 | -0.062797 | 0 | 0 | 0 | 0 | 0 | 0 | 0 | 0 | 3.7676 | 0.0010361 | 0 | -1.0625 | 0 | 0 | 0 | 0 | 0 | 0 | 0 | 0 | 0 | 0 | 0 | 0 | 0 | 0 | 0 | 0 | 0 | -9.0873 | 1.8827 | 0 | 0 | 0 | 0.79215 | 6.3854 | 1.2663 | 3.1569 | 0.034497 | 0.057553 | -0.74606 | 0.62859 | 0.11453 | 2.6783 | 17.0345 | 21.5056 | -10.9587 | 0 | 0.5801 | 0 | 1.7286 | 0.21737
2025_04_29 Hr 14 | 0.78377 | 7.3178e-05 | 0 | 0 | 0 | 0 | 0 | 0 | 0 | 0 | 0 | 0.016972 | 0.18 | 0.0025936 | 0.55249 | 0.55249 | 2.3452 | 0 | 0.0051127 | 0.0054208 | 0.010137 | 0.033051 | 0 | 0 | 0 | 0 | 0 | 0.057082 | 0.017981 | 0.31775 | 0 | 2.6175 | 2.1271 | 0 | 0.50417 | 0.83819 | 0 | 0 | 0 | 0.021098 | -0.0055184 | 0.055283 | 0 | 0.0024701 | 0 | -0.062741 | 0 | 0 | 0 | 0 | 0 | 0 | 0 | 0 | 3.5644 | 0.0010361 | 0 | -1.0625 | 0 | 0 | 0 | 0 | 0 | 0 | 0 | 0 | 0 | 0 | 0 | 0 | 0 | 0 | 0 | 0 | 0 | -8.2591 | 1.8827 | 0 | 0 | 0 | 0.85308 | 6.3854 | 1.2663 | 3.1569 | 0.034497 | 0.057553 | -0.78377 | 0.62859 | 0.11453 | 2.6783 | 17.6324 | 21.3995 | -10.1681 | 0 | 0.5801 | 0 | 1.7286 | 0.216
2025_04_29 Hr 15 | 0.7486 | 0.00012512 | 0 | 0 | 0 | 0 | 0 | 0 | 0 | 0 | 0 | 0.016972 | 0.18 | 0.0025998 | 0.55277 | 0.55277 | 2.3006 | 0 | 0.0051127 | 0.0054208 | 0.010137 | 0.033051 | 0 | 0 | 0 | 0 | 0 | 0.057082 | 0.017981 | 0.31775 | 0 | 2.6175 | 2.1271 | 0 | 0.50417 | 0.83819 | 0 | 0 | 0 | 0.59609 | 0 | 0.055283 | 0 | 0.002476 | 0 | -0.062896 | 0 | 0 | 0 | 0 | 0 | 0 | 0 | 0 | 3.5644 | 0.0010361 | 0 | -1.0625 | 0 | 0 | 0 | 0 | 0 | 0 | 0 | 0 | 0 | 0 | 0 | 0 | 0 | 0 | 0 | 0 | 0 | -7.6702 | 1.8827 | 0 | 0 | 0 | 0.75298 | 6.3414 | 1.2663 | 3.1569 | 0.034497 | 0.057553 | -0.7486 | 0.62859 | 0.11453 | 2.6783 | 18.6579 | 21.2647 | -9.5442 | 0 | 0.5801 | 0 | 1.7286 | 0.21635
2025_04_29 Hr 16 | 0.69789 | 0.00017734 | 0 | 0 | 0 | 0 | 0 | 0 | 0 | 0 | 0 | 0.016972 | 0.18 | 0.0030699 | 0.69108 | 0.69108 | 2.2336 | 0 | 0.0051127 | 0.0054208 | 0.010137 | 0.033051 | 0 | 0 | 0 | 0 | 0 | 0.057082 | 0.017981 | 0.31775 | 0 | 2.6175 | 2.1271 | 0 | 0.50417 | 0.83819 | 0 | 0 | 0 | 1.0954 | 0 | 0.055283 | 0 | 0.0029237 | 0 | -0.074646 | 0 | 0 | 0 | 0 | 0 | 0 | 0 | 0 | 3.078 | 0.0010361 | 0 | -1.0625 | 0 | 0 | 0 | 0 | 0 | 0 | 0 | 0 | 0 | 0 | 0 | 0 | 0 | 0 | 0 | 0 | 0 | -7.7303 | 1.8827 | 0 | 0 | 0 | 0.65287 | 6.5511 | 1.2663 | 3.1569 | 0.034497 | 0.057553 | -0.69789 | 0.62859 | 0.11453 | 2.6783 | 18.7085 | 20.6274 | -9.5654 | 0 | 0.5801 | 0 | 1.7286 | 0.21571
2025_04_29 Hr 17 | 0.55818 | 0.00011286 | 0 | 0 | 0 | 0 | 0 | 0 | 0 | 0 | 0 | 0.016972 | 0.15 | 0.002772 | 0.94072 | 0.94073 | 2.189 | 0 | 0.0051127 | 0.0054208 | 0.010137 | 0.033051 | 0 | 0 | 0 | 0 | 0 | 0.057082 | 0.017981 | 0.31943 | 0 | 2.5821 | 2.1271 | 0 | 0.49607 | 0.83819 | 0 | 0 | 0 | 1.2814 | 0 | 0.055283 | 0 | 0.003168 | 0 | -0.081061 | 0 | 0 | 0 | 0 | 0 | 0 | 0 | 0 | 3.4918 | 0.0010361 | 0 | -1.0625 | 0 | 0 | 0 | 0 | 0 | 0 | 0 | 0 | 0 | 0 | 0 | 0 | 0 | 0 | 0 | 0 | 0 | -8.0588 | 1.8827 | 0 | 0 | 0 | 0.59193 | 6.972 | 1.2663 | 3.1569 | 0.034497 | 0.057553 | -0.55818 | 0.62859 | 0.11453 | 2.6783 | 19.2935 | 20.8007 | -9.7605 | 0 | 0.5801 | 0 | 1.7286 | 0.21433
2025_04_29 Hr 18 | 0.61296 | 0.0001321 | 0 | 0 | 0 | 0 | 0 | 0 | 0 | 0 | 0 | 0.016972 | 0.18 | 0.0038429 | 1.1903 | 1.1904 | 2.3452 | 0 | 0.0051127 | 0.0054208 | 0.010137 | 0.033051 | 0 | 0 | 0 | 0 | 0 | 0.057082 | 0.017981 | 0.33452 | 0 | 2.6175 | 2.1271 | 0 | 0.50417 | 0.83819 | 0 | 0 | 0 | 1.0405 | 0 | 0.055283 | 0 | 0.0036599 | 0 | -0.093972 | 0 | 0 | 0 | 0 | 0 | 0 | 0 | 0 | 3.9709 | 0.0010361 | 0 | -1.0625 | 0 | 0 | 0 | 0 | 0 | 0 | 0 | 0 | 0 | 0 | 0 | 0 | 0 | 0 | 0 | 0 | 0 | -11.2841 | 1.8827 | 0 | 0 | 0 | 0.531 | 7.678 | 1.2663 | 3.1569 | 0.034497 | 0.057553 | -0.61296 | 0.62859 | 0.11453 | 2.6783 | 16.978 | 21.313 | -13.0535 | 0 | 0.5801 | 0 | 1.7286 | 0.21454
2025_04_29 Hr 19 | 0.318 | 7.1643e-05 | 0 | 0 | 0 | 0 | 0 | 0 | 0 | 0 | 0 | 0.016972 | 0.21 | 0.0050061 | 1.44 | 1.4401 | 2.3452 | 0 | 0.0051127 | 0.0054208 | 0.010137 | 0.033051 | 0 | 0 | 0 | 0 | 0 | 0.057082 | 0.017981 | 0.37806 | 0 | 2.6175 | 2.1271 | 0 | 0.50417 | 0.83819 | 0 | 0 | 0 | 0.61472 | 0 | 0.055283 | 0 | 0.0040866 | 0 | -0.10517 | 0 | 0 | 0 | 0 | 0 | 0 | 0 | 0 | 3.2885 | 0.0010361 | 0 | -1.0625 | 0 | 0 | 0 | 0 | 0 | 0 | 0 | 0 | 0 | 0 | 0 | 0 | 0 | 0 | 0 | 0 | 0 | -14.2439 | 1.8827 | 0 | 0 | 0 | 0.45266 | 8.2208 | 1.2663 | 3.1569 | 0.034497 | 0.057553 | -0.318 | 0.62859 | 0.11453 | 2.6783 | 13.3968 | 20.2909 | -15.7296 | 0 | 0.5801 | 0 | 1.7286 | 0.21698
2025_04_29 Hr 20 | 0.045044 | 1.8107e-05 | 0 | 0 | 0 | 0 | 0 | 0 | 0 | 0 | 0 | 0.016972 | 0.33 | 0.0040412 | 0.55249 | 0.55249 | 1.5309 | 0 | 0.0051127 | 0.0054208 | 0.010137 | 0.033051 | 0 | 0 | 0 | 0 | 0 | 0.057082 | 0.017981 | 0.31775 | 0 | 2.1037 | 2.1271 | 0 | 0.38668 | 0.83819 | 0 | 0 | 0 | 0 | -0.28566 | 0.055283 | 0 | 0.0020993 | 0 | -0.053007 | 0 | 0 | 0 | 0 | 0 | 0 | 0 | 0 | 2.7368 | 0.0010361 | 0 | -1.0625 | 0 | 0 | 0 | 0 | 0 | 0 | 0 | 0 | 0 | 0 | 0 | 0 | 0 | 0 | 0 | 0 | 0 | -3.2858 | 1.8827 | 0 | 0 | 0 | 0.43089 | 5.0573 | 1.2663 | 3.1569 | 0.034497 | 0.057553 | -0.045044 | 0.62859 | 0.11453 | 2.6783 | 19.7706 | 19.4453 | -4.4463 | 0 | 0.5801 | 0 | 1.7286 | 0.2163
2025_04_29 Hr 21 | 0 | 1.0072e-06 | 0 | 0 | 0 | 0 | 0 | 0 | 0 | 0 | 0 | 0.016972 | 0.54 | 0.0067684 | 0.55249 | 0.55249 | 1.516 | 0 | 0.0051127 | 0.0054208 | 0.010137 | 0.033051 | 0 | 0 | 0 | 0 | 0 | 0.057082 | 0.017981 | 0.31775 | 0 | 2.3537 | 2.1271 | 0 | 0.44383 | 0.83819 | 0 | 0 | 0 | 0 | -0.35447 | 0.055283 | 0 | 0.0021487 | 0 | -0.054304 | 0 | 0 | 0 | 0 | 0 | 0 | 0 | 0 | 2.7368 | 0.0010361 | 0 | -1.0625 | 0 | 0 | 0 | 0 | 0 | 0 | 0 | 0 | 0 | 0 | 0 | 0 | 0 | 0 | 0 | 0 | 0 | -3.9673 | 1.8827 | 0 | 0 | 0 | 0.20892 | 5.2924 | 1.2663 | 3.1569 | 0.034497 | 0.057553 | 0 | 0.62859 | 0.11453 | 2.6783 | 19.303 | 19.4492 | -5.0841 | 0 | 0.5801 | 0 | 1.7286 | 0.21743
2025_04_29 Hr 22 | 0 | 0 | 0 | 0 | 0 | 0 | 0 | 0 | 0 | 0 | 0 | 0.016972 | 0.9 | 0.010403 | 0.55249 | 0.55249 | 1.5085 | 0 | 0.0051127 | 0.0054208 | 0.010137 | 0.033051 | 0 | 0 | 0 | 0 | 0 | 0.057082 | 0.017981 | 0.31775 | 0 | 2.1766 | 2.1271 | 0 | 0.40333 | 0.83819 | 0 | 0 | 0 | 0.28713 | -0.085921 | 0.055283 | 0 | 0.0019815 | 0 | -0.049914 | 0 | 0 | 0 | 0 | 0 | 0 | 0 | 0 | 4.45 | 0.0010361 | 0 | -1.0625 | 0 | 0 | 0 | 0 | 0 | 0 | 0 | 0 | 0 | 0 | 0 | 0 | 0 | 0 | 0 | 0 | 0 | -5.2139 | 1.8827 | 0 | 0 | 0 | 0.40913 | 5.1078 | 1.2663 | 3.1569 | 0.034497 | 0.057553 | 0 | 0.62859 | 0.11453 | 2.6783 | 20.6652 | 21.6825 | -6.3263 | 0 | 0.5801 | 0 | 1.7286 | 0.21411
2025_04_29 Hr 23 | 0 | 0 | 0 | 0 | 0 | 0 | 0 | 0 | 0 | 0 | 0 | 0.016972 | 1.11 | 0.018931 | 0.6877 | 0.6877 | 2.0235 | 0 | 0.0051127 | 0.0054208 | 0.010137 | 0.033051 | 0 | -1.3494 | 0 | 0 | 0 | 0.057082 | 0.017981 | 0.31775 | 0 | 2.3552 | 2.1271 | 0 | 0.44429 | 0.83819 | 0 | 0 | 0 | 0.0033346 | -1.8302 | 0.055283 | 0 | 0.0029237 | 0 | -0.074646 | 0 | 0 | 0 | 0 | 0 | 0 | 0 | 0 | 4.5226 | 0.0010361 | 0 | 0 | 0 | 0 | 0 | 0 | 0 | 0 | -1.325 | 0 | 0 | 0 | 0 | 0 | 0 | 0 | 0 | 0 | 0 | -4.2229 | 1.8827 | 0 | 0 | 0 | 1.5364 | 6.0719 | 1.2663 | 3.1569 | 0.034497 | 0.057553 | 0 | 0.62859 | 0.11453 | 2.6783 | 20.4096 | 23.1366 | -6.972 | 0 | 0.5801 | 0 | 1.7286 | 0.20883
2025_04_29 Hr 24 | 0 | 0 | 0 | 0 | 0 | 0 | 0 | 0 | 0 | 0 | 0 | 0.016972 | 1.26 | 0.024755 | 0.93734 | 0.93741 | 2.3948 | 0 | 0.0051127 | 0.0054208 | 0.010137 | 0.033051 | 0 | -1.28 | 0 | 0 | 0 | 0.057082 | 0.017981 | 0.31775 | 0 | 2.6401 | 2.1271 | 0 | 0.51039 | 0.83819 | 0 | 0 | 0 | 0 | -2.0738 | 0.055283 | 0 | 0.003368 | 0 | -0.08631 | 0 | 0 | 0 | 0 | 0 | 0 | 0 | 0 | 4.0435 | 0.0010361 | 0 | 0 | 0 | 0 | 0 | 0 | 0 | 0 | -1.325 | 0 | 0 | 0 | 0 | 0 | 0 | 0 | 0 | 0 | 0 | -9.6202 | 1.8827 | 0 | 0 | 0 | 1.6452 | 7.2274 | 1.2663 | 3.1569 | 0.034497 | 0.057553 | 0 | 0.62859 | 0.11453 | 2.6783 | 15.8245 | 22.9824 | -12.3115 | 0 | 0.5801 | 0 | 1.7286 | 0.20304
2025_04_30 Hr 01 | 0 | 0 | 0 | 0 | 0 | 0 | 0 | 0 | 0 | 0 | 0 | 0.016972 | 1.29 | 0.022222 | 1.0433 | 1.0434 | 2.2497 | 0 | 0.0051127 | 0.0054208 | 0.010137 | 0.033051 | 0 | -1.3448 | 0 | 0 | 0 | 0.057082 | 0.017981 | 0.31775 | 0 | 2.4798 | 2.1271 | 0 | 0.51039 | 0.83819 | 0 | 0 | 0 | 0 | -4.0149 | 0.055283 | 0 | 0.0029531 | 0 | -0.075418 | 0 | 0 | 0 | 0 | 0 | 0 | 0 | 0 | 3.9709 | 0.0010361 | 0 | 0 | 0 | 0 | 0 | 0 | 0 | 0 | -1.325 | 0 | 0 | 0 | 0 | 0 | 0 | 0 | 0 | 0 | 0 | -6.241 | 1.8827 | 0 | 0 | 0 | 2.4766 | 7.134 | 1.2663 | 3.1569 | 0.034497 | 0.057553 | 0 | 0.62859 | 0.11453 | 2.6783 | 17.8963 | 23.7635 | -8.9862 | 0 | 0.5801 | 0 | 1.7286 | 0.19792
2025_04_30 Hr 02 | 0 | 0 | 0 | 0 | 0 | 0 | 0 | 0 | 0 | 0 | 0 | 0.016972 | 1.17 | 0.019975 | 1.1903 | 1.1904 | 2.2497 | 0 | 0.0051127 | 0.0054208 | 0.010137 | 0.033051 | 0 | -1.3489 | 0 | 0 | 0 | 0.057082 | 0.017981 | 0.31775 | 0 | 2.4798 | 2.1271 | 0 | 0.51039 | 0.83819 | 0 | 0 | 0 | 0 | -4.2209 | 0.055283 | 0 | 0.0029268 | 0 | -0.074727 | 0 | 0 | 0 | 0 | 0 | 0 | 0 | 0 | 3.4918 | 0.0010361 | 0 | 0 | 0 | 0 | 0 | 0 | 0 | 0 | -1.325 | 0 | 0 | 0 | 0 | 0 | 0 | 0 | 0 | 0 | 0 | -6.2919 | 1.8827 | 0 | 0 | 0 | 2.4287 | 7.428 | 1.2663 | 3.1569 | 0.034497 | 0.057553 | 0 | 0.62859 | 0.11453 | 2.6783 | 17.2799 | 23.1134 | -9.0406 | 0 | 0.5801 | 0 | 1.7286 | 0.19704
2025_04_30 Hr 03 | 0 | 0 | 0 | 0 | 0 | 0 | 0 | 0 | 0 | 0 | 0 | 0.016972 | 1.02 | 0.017954 | 1.44 | 1.4401 | 2.2497 | 0 | 0.0051127 | 0.0054208 | 0.010137 | 0.033051 | 0 | -1.3348 | 0 | 0 | 0 | 0.057082 | 0.017981 | 0.31775 | 0 | 2.4798 | 2.1271 | 0 | 0.51039 | 0.83819 | 0 | 0 | 0 | 0 | -5.361 | 0.055283 | 0 | 0.0030175 | 0 | -0.077109 | 0 | 0 | 0 | 0 | 0 | 0 | 0 | 0 | 3.7676 | 0.0010361 | 0 | 0 | 0 | 0 | 0 | 0 | 0 | 0 | -1.325 | 0 | 0 | 0 | 0 | 0 | 0 | 0 | 0 | 0 | 0 | -7.1393 | 1.8827 | 0 | 0 | 0 | 2.5462 | 7.9273 | 1.2663 | 3.1569 | 0.034497 | 0.057553 | 0 | 0.62859 | 0.11453 | 2.6783 | 16.0448 | 23.3546 | -9.8762 | 0 | 0.5801 | 0 | 1.7286 | 0.19697
2025_04_30 Hr 04 | 0 | 0 | 0 | 0 | 0 | 0 | 0 | 0 | 0 | 0 | 0 | 0.016972 | 0.75 | 0.013485 | 1.5544 | 1.5544 | 2.2497 | 0 | 0.0051127 | 0.0054208 | 0.010137 | 0.033051 | 0 | -1.3246 | 0 | 0 | 0 | 0.057082 | 0.017981 | 0.31775 | 0 | 2.4798 | 2.1271 | 0 | 0.51039 | 0.83819 | 0 | 0 | 0 | 0 | -5.891 | 0.055283 | 0 | 0.0030823 | 0 | -0.07881 | 0 | 0 | 0 | 0 | 0 | 0 | 0 | 0 | 4.2467 | 0.0010361 | 0 | 0 | 0 | 0 | 0 | 0 | 0 | 0 | -1.325 | 0 | 0 | 0 | 0 | 0 | 0 | 0 | 0 | 0 | 0 | -7.1536 | 1.8827 | 0 | 0 | 0 | 2.0761 | 8.1561 | 1.2663 | 3.1569 | 0.034497 | 0.057553 | 0 | 0.62859 | 0.11453 | 2.6783 | 15.4727 | 23.0897 | -9.8821 | 0 | 0.5801 | 0 | 1.7286 | 0.19745
2025_04_30 Hr 05 | 0 | 0 | 0 | 0 | 0 | 0 | 0 | 0 | 0 | 0 | 0 | 0.016972 | 0.72 | 0.015018 | 1.5544 | 1.5544 | 2.2497 | 0 | 0.0051127 | 0.0054208 | 0.010137 | 0.033051 | 0 | -1.2475 | 0 | 0 | 0 | 0.057082 | 0.017981 | 0.31775 | 0 | 2.4798 | 2.1271 | 0 | 0.51039 | 0.83819 | 0 | 0 | 0 | 0 | -2.6979 | 0.055283 | 0 | 0.0035757 | 0 | -0.091763 | 0 | 0 | 0 | 0 | 0 | 0 | 0 | 0 | 4.2467 | 0.0010361 | 0 | 0 | 0 | 0 | 0 | 0 | 0 | 0 | -1.325 | 0 | 0 | 0 | 0 | 0 | 0 | 0 | 0 | 0 | 0 | -12.3424 | 1.8827 | 0 | 0 | 0 | 1.4233 | 8.1561 | 1.2663 | 3.1569 | 0.034497 | 0.057553 | 0 | 0.62859 | 0.11453 | 2.6783 | 12.8631 | 22.4117 | -15.0067 | 0 | 0.5801 | 0 | 1.7286 | 0.20079
2025_04_30 Hr 06 | 0 | 0 | 0 | 0 | 0 | 0 | 0 | 0 | 0 | 0 | 0 | 0.016972 | 0.69 | 0.017861 | 1.5544 | 1.5544 | 2.2497 | 0 | 0.0051127 | 0.0054208 | 0.010137 | 0.033051 | 0 | -1.1129 | 0 | 0 | 0 | 0.057082 | 0.017981 | 0.44841 | 0 | 2.4798 | 2.1271 | 0 | 0.51039 | 0.83819 | 0 | 0 | 0 | 0 | -2.1861 | 0.055283 | 0 | 0.0044376 | 0 | -0.11439 | 0 | 0 | 0 | 0 | 0 | 0 | 0 | 0 | 4.5226 | 0.0010361 | 0 | 0 | 0 | 0 | 0 | 0 | 0 | 0 | -1.325 | 0 | 0 | 0 | 0 | 0 | 0 | 0 | 0 | 0 | 0 | -19.1482 | 1.8827 | 0 | 0 | 0 | 1.2143 | 8.2867 | 1.2663 | 3.1569 | 0.034497 | 0.057553 | 0 | 0.62859 | 0.11453 | 2.6783 | 6.8606 | 22.4604 | -21.7004 | 0 | 0.5801 | 0 | 1.7286 | 0.20966
2025_04_30 Hr 07 | 0.15853 | 0 | 0 | 0 | 0 | 0 | 0 | 0 | 0 | 0 | 0 | 0.016972 | 0.42 | 0.0068835 | 0.71947 | 0.71947 | 2.203 | 0 | 0.0051127 | 0.0054208 | 0.010137 | 0.033051 | 0 | 0 | 0 | 0 | 0 | 0.057082 | 0.017981 | 0.31775 | 0 | 2.4586 | 2.1271 | 0 | 0.50417 | 0.83819 | 0 | 0 | 0 | 1.6616 | -0.027936 | 0.055283 | 0 | 0.0028096 | 0 | -0.071652 | 0 | 0 | 0 | 0 | 0 | 0 | 0 | 0 | 4.0435 | 0.0010361 | 0 | -1.0625 | 0 | 0 | 0 | 0 | 0 | 0 | 0 | 0 | 0 | 0 | 0 | 0 | 0 | 0 | 0 | 0 | 0 | -15.452 | 1.8827 | 0 | 0 | 0 | 1.1752 | 6.4183 | 1.2663 | 3.1569 | 0.034497 | 0.057553 | -0.15853 | 0.62859 | 0.11453 | 2.6783 | 13.1318 | 21.8245 | -16.7447 | 0 | 0.5801 | 0 | 1.7286 | 0.22083
2025_04_30 Hr 08 | 0.4771 | 0 | 0 | 0 | 0 | 0 | 0 | 0 | 0 | 0 | 0 | 0.016972 | 0.48 | 0.0069087 | 0.55249 | 0.55249 | 2.1961 | 0 | 0.0051127 | 0.0054208 | 0.010137 | 0.033051 | 0 | 0 | 0 | 0 | 0 | 0.057082 | 0.017981 | 0.31775 | 0 | 2.4586 | 2.1271 | 0 | 0.50417 | 0.83819 | 0 | 0 | 0 | 0.10583 | -0.10135 | 0.055283 | 0 | 0.0024674 | 0 | -0.062669 | 0 | 0 | 0 | 0 | 0 | 0 | 0 | 0 | 3.833 | 0.0010361 | 0 | -1.0625 | 0 | 0 | 0 | 0 | 0 | 0 | 0 | 0 | 0 | 0 | 0 | 0 | 0 | 0 | 0 | 0 | 0 | -10.1271 | 1.8827 | 0 | 0 | 0 | 1.445 | 6.0774 | 1.2663 | 3.1569 | 0.034497 | 0.057553 | -0.4771 | 0.62859 | 0.11453 | 2.6783 | 16.6166 | 22.2641 | -11.7294 | 0 | 0.5801 | 0 | 1.7286 | 0.22243
2025_04_30 Hr 09 | 0.54503 | 1.0539e-05 | 0 | 0 | 0 | 0 | 0 | 0 | 0 | 0 | 0 | 0.016972 | 0.39 | 0.0044866 | 0.55249 | 0.55249 | 1.4381 | 0 | 0.0051127 | 0.0054208 | 0.010137 | 0.033051 | 0 | 0 | 0 | 0 | 0 | 0.057082 | 0.017981 | 0.31775 | 0 | 0 | 2.1271 | 0 | 0 | 0.83819 | 0 | 0 | 0 | 0.042545 | -0.12186 | 0.055283 | 0 | 0.023173 | 0 | -0.049669 | 0 | 0 | 0 | 0 | 0 | 0 | 0 | 0 | 3.5644 | 0.0010361 | 0 | -1.0625 | 0 | 0 | 0 | 0 | 0 | 0 | 0 | 0 | 0 | 0 | 0 | 0 | 0 | 0 | 0 | 0 | 0 | -3.6515 | 1.8827 | 0 | 0 | 0 | 1.2143 | 2.8608 | 1.2663 | 3.1569 | 0.034497 | 0.057553 | -0.54503 | 0.62859 | 0.11453 | 2.6783 | 18.7089 | 21.2361 | -5.3087 | 0 | 0.5801 | 0 | 1.7286 | 0.22242
2025_04_30 Hr 10 | 0.68983 | 4.7927e-05 | 0 | 0 | 0 | 0 | 0 | 0 | 0 | 0 | 0 | 0.016972 | 0.33 | 0.0038143 | 0.55249 | 0.55249 | 1.4171 | 0 | 0.0051127 | 0.0054208 | 0.010137 | 0.033051 | 0 | 0 | 0 | 0 | 0 | 0.057082 | 0.017981 | 0.31775 | 0 | 0 | 2.1271 | 0 | 0 | 0.83819 | 0 | 0 | 0 | 0.13479 | -0.039455 | 0.055283 | 0 | 0.023282 | 0 | -0.049914 | 0 | 0 | 0 | 0 | 0 | 0 | 0 | 0 | 3.0126 | 0.0010361 | 0 | -1.0625 | 0 | 0 | 0 | 0 | 0 | 0 | 0 | 0 | 0 | 0 | 0 | 0 | 0 | 0 | 0 | 0 | 0 | -3.0058 | 1.8827 | 0 | 0 | 0 | 0.88355 | 2.8398 | 1.2663 | 3.1569 | 0.034497 | 0.057553 | -0.68983 | 0.62859 | 0.11453 | 2.6783 | 18.5624 | 20.4352 | -4.808 | 0 | 0.5801 | 0 | 1.7286 | 0.21985
2025_04_30 Hr 11 | 0.80919 | 6.8971e-05 | 0 | 0 | 0 | 0 | 0 | 0 | 0 | 0 | 0 | 0.016972 | 0.18 | 0.0016757 | 0.55249 | 0.55249 | 1.4171 | 0 | 0.0051127 | 0.0054208 | 0.010137 | 0.033051 | 0 | 0 | 0 | 0 | 0 | 0.057082 | 0.017981 | 0.31775 | 0 | 0 | 2.1271 | 0 | 0 | 0.83819 | 0 | 0 | 0 | 0.056538 | -0.00072093 | 0.055283 | 0 | 0.018751 | 0 | -0.039792 | 0 | 0 | 0 | 0 | 0 | 0 | 0 | 0 | 3.2885 | 0.0010361 | 0 | -1.0625 | 0 | 0 | 0 | 0 | 0 | 0 | 0 | 0 | 0 | 0 | 0 | 0 | 0 | 0 | 0 | 0 | 0 | -1.4796 | 1.8827 | 0 | 0 | 0 | 0.93143 | 2.8398 | 1.2663 | 3.1569 | 0.034497 | 0.057553 | -0.80919 | 0.62859 | 0.11453 | 2.6783 | 20.227 | 20.7225 | -3.3911 | 0 | 0.5801 | 0 | 1.7286 | 0.21611
2025_04_30 Hr 12 | 0.7898 | 8.6797e-05 | 0 | 0 | 0 | 0 | 0 | 0 | 0 | 0 | 0 | 0.016972 | 0.27 | 0.0023749 | 0.55249 | 0.55249 | 1.4171 | 0 | 0.0051127 | 0.0054208 | 0.010137 | 0.033051 | 0 | 0 | 0 | 0 | 0 | 0.057082 | 0.017981 | 0.31775 | 0 | 0 | 2.1271 | 0 | 0 | 0.83819 | 0 | 0 | 0 | 0.044101 | 0 | 0.055283 | 0 | 0.017717 | 0 | -0.037482 | 0 | 0 | 0 | 0 | 0 | 0 | 0 | 0 | 3.2159 | 0.0010361 | 0 | -1.0625 | 0 | 0 | 0 | 0 | 0 | 0 | 0 | 0 | 0 | 0 | 0 | 0 | 0 | 0 | 0 | 0 | 0 | -1.1995 | 1.8827 | 0 | 0 | 0 | 0.90096 | 2.8398 | 1.2663 | 3.1569 | 0.034497 | 0.057553 | -0.7898 | 0.62859 | 0.11453 | 2.6783 | 20.4843 | 20.6897 | -3.0893 | 0 | 0.5801 | 0 | 1.7286 | 0.21507
2025_04_30 Hr 13 | 0.7324 | 8.126e-05 | 0 | 0 | 0 | 0 | 0 | 0 | 0 | 0 | 0 | 0.016972 | 0.21 | 0.001485 | 0.55249 | 0.55249 | 1.4171 | 0 | 0.0051127 | 0.0054208 | 0.010137 | 0.033051 | 0 | 0 | 0 | 0 | 0 | 0.057082 | 0.017981 | 0.31775 | 0 | 0 | 2.1271 | 0 | 0 | 0.83819 | 0 | 0 | 0 | 0.014172 | -0.00014415 | 0.055283 | 0 | 0.014244 | 0 | -0.029722 | 0 | 0 | 0 | 0 | 0 | 0 | 0 | 0 | 3.4918 | 0.0010361 | 0 | -1.0625 | 0 | 0 | 0 | 0 | 0 | 0 | 0 | 0 | 0 | 0 | 0 | 0 | 0 | 0 | 0 | 0 | 0 | -0.72596 | 1.8827 | 0 | 0 | 0 | 0.89225 | 2.8398 | 1.2663 | 3.1569 | 0.034497 | 0.057553 | -0.7324 | 0.62859 | 0.11453 | 2.6783 | 21.1414 | 20.8381 | -2.5506 | 0 | 0.5801 | 0 | 1.7286 | 0.21459
2025_04_30 Hr 14 | 0.72644 | 9.1813e-05 | 0 | 0 | 0 | 0 | 0 | 0 | 0 | 0 | 0 | 0.016972 | 0.21 | 0.0015244 | 0.55249 | 0.55249 | 1.4171 | 0 | 0.0051127 | 0.0054208 | 0.010137 | 0.033051 | 0 | 0 | 0 | 0 | 0 | 0.057082 | 0.017981 | 0.31775 | 0 | 0 | 2.1271 | 0 | 0 | 0.83819 | 0 | 0 | 0 | 0.020721 | -0.0009751 | 0.055283 | 0 | 0.014622 | 0 | -0.030566 | 0 | 0 | 0 | 0 | 0 | 0 | 0 | 0 | 3.4918 | 0.0010361 | 0 | -1.0625 | 0 | 0 | 0 | 0 | 0 | 0 | 0 | 0 | 0 | 0 | 0 | 0 | 0 | 0 | 0 | 0 | 0 | -0.51741 | 1.8827 | 0 | 0 | 0 | 0.79215 | 2.8398 | 1.2663 | 3.1569 | 0.034497 | 0.057553 | -0.72644 | 0.62859 | 0.11453 | 2.6783 | 21.2548 | 20.7322 | -2.3369 | 0 | 0.5801 | 0 | 1.7286 | 0.21467
2025_04_30 Hr 15 | 0.7486 | 9.6879e-05 | 0 | 0 | 0 | 0 | 0 | 0 | 0 | 0 | 0 | 0.016972 | 0.27 | 0.0022357 | 0.55249 | 0.55249 | 1.4171 | 0 | 0.0051127 | 0.0054208 | 0.010137 | 0.033051 | 0 | 0 | 0 | 0 | 0 | 0.057082 | 0.017981 | 0.31775 | 0 | 0 | 2.1271 | 0 | 0 | 0.83819 | 0 | 0 | 0 | 0.067517 | -0.003609 | 0.055283 | 0 | 0.016679 | 0 | -0.035161 | 0 | 0 | 0 | 0 | 0 | 0 | 0 | 0 | 3.3538 | 0.0010361 | 0 | -1.0625 | 0 | 0 | 0 | 0 | 0 | 0 | 0 | 0 | 0 | 0 | 0 | 0 | 0 | 0 | 0 | 0 | 0 | -0.5913 | 1.8827 | 0 | 0 | 0 | 0.72251 | 2.8398 | 1.2663 | 3.1569 | 0.034497 | 0.057553 | -0.7486 | 0.62859 | 0.11453 | 2.6783 | 21.0706 | 20.6044 | -2.4376 | 0 | 0.5801 | 0 | 1.7286 | 0.21159
2025_04_30 Hr 16 | 0.76153 | 9.1673e-05 | 0 | 0 | 0 | 0 | 0 | 0 | 0 | 0 | 0 | 0.016972 | 0.3 | 0.0027825 | 0.55249 | 0.55249 | 1.4171 | 0 | 0.0051127 | 0.0054208 | 0.010137 | 0.033051 | 0 | 0 | 0 | 0 | 0 | 0.057082 | 0.017981 | 0.31775 | 0 | 0 | 2.1271 | 0 | 0 | 0.83819 | 0 | 0 | 0 | 0.11544 | 0 | 0.055283 | 0 | 0.018683 | 0 | -0.039638 | 0 | 0 | 0 | 0 | 0 | 0 | 0 | 0 | 3.833 | 0.0010361 | 0 | -1.0625 | 0 | 0 | 0 | 0 | 0 | 0 | 0 | 0 | 0 | 0 | 0 | 0 | 0 | 0 | 0 | 0 | 0 | -0.72182 | 1.8827 | 0 | 0 | 0 | 0.87484 | 2.8398 | 1.2663 | 3.1569 | 0.034497 | 0.057553 | -0.76153 | 0.62859 | 0.11453 | 2.6783 | 21.6499 | 21.2801 | -2.5855 | 0 | 0.5801 | 0 | 1.7286 | 0.21239
2025_04_30 Hr 17 | 0.74998 | 8.4803e-05 | 0 | 0 | 0 | 0 | 0 | 0 | 0 | 0 | 0 | 0.016972 | 0.27 | 0.0029254 | 0.55249 | 0.55249 | 1.487 | 0 | 0.0051127 | 0.0054208 | 0.010137 | 0.033051 | 0 | 0 | 0 | 0 | 0 | 0.057082 | 0.017981 | 0.31775 | 0 | 0 | 2.1271 | 0 | 0 | 0.83819 | 0 | 0 | 0 | 0.037452 | -0.052895 | 0.055283 | 0 | 0.021825 | 0 | -0.046657 | 0 | 0 | 0 | 0 | 0 | 0 | 0 | 0 | 3.695 | 0.0010361 | 0 | -1.0625 | 0 | 0 | 0 | 0 | 0 | 0 | 0 | 0 | 0 | 0 | 0 | 0 | 0 | 0 | 0 | 0 | 0 | -0.59202 | 1.8827 | 0 | 0 | 0 | 1.1229 | 2.9097 | 1.2663 | 3.1569 | 0.034497 | 0.057553 | -0.74998 | 0.62859 | 0.11453 | 2.6783 | 21.7917 | 21.3486 | -2.4512 | 0 | 0.5801 | 0 | 1.7286 | 0.21218
2025_04_30 Hr 18 | 0.76902 | 7.171e-05 | 0 | 0 | 0 | 0 | 0 | 0 | 0 | 0 | 0 | 0.016972 | 0.27 | 0.0032649 | 0.55249 | 0.55249 | 1.5638 | 0 | 0.0051127 | 0.0054208 | 0.010137 | 0.033051 | 0 | 0 | 0 | 0 | 0 | 0.057082 | 0.017981 | 0.31775 | 0 | 0 | 2.1271 | 0 | 0 | 0.83819 | 0 | 0 | 0 | 0.0032003 | -0.23727 | 0.055283 | 0 | 0.024357 | 0 | -0.052314 | 0 | 0 | 0 | 0 | 0 | 0 | 0 | 0 | 3.5644 | 0.0010361 | 0 | -1.0625 | 0 | 0 | 0 | 0 | 0 | 0 | 0 | 0 | 0 | 0 | 0 | 0 | 0 | 0 | 0 | 0 | 0 | -0.42989 | 1.8827 | 0 | 0 | 0 | 1.1839 | 2.9865 | 1.2663 | 3.1569 | 0.034497 | 0.057553 | -0.76902 | 0.62859 | 0.11453 | 2.6783 | 21.7378 | 21.2991 | -2.3137 | 0 | 0.5801 | 0 | 1.7286 | 0.213
2025_04_30 Hr 19 | 0.40874 | 3.7259e-05 | 0 | 0 | 0 | 0 | 0 | 0 | 0 | 0 | 0 | 0.016972 | 0.27 | 0.0033835 | 0.55249 | 0.55249 | 1.6686 | 0 | 0.0051127 | 0.0054208 | 0.010137 | 0.033051 | 0 | 0 | 0 | 0 | 0 | 0.057082 | 0.017981 | 0.31775 | 0 | 0 | 2.1271 | 0 | 0 | 0.83819 | 0 | 0 | 0 | 0 | -0.41478 | 0.055283 | 0 | 0.025242 | 0 | -0.054292 | 0 | 0 | 0 | 0 | 0 | 0 | 0 | 0 | 3.078 | 0.0010361 | 0 | -1.0625 | 0 | 0 | 0 | 0 | 0 | 0 | 0 | 0 | 0 | 0 | 0 | 0 | 0 | 0 | 0 | 0 | 0 | -0.42065 | 1.8827 | 0 | 0 | 0 | 0.99236 | 3.0913 | 1.2663 | 3.1569 | 0.034497 | 0.057553 | -0.40874 | 0.62859 | 0.11453 | 2.6783 | 20.9919 | 20.2616 | -1.9462 | 0 | 0.5801 | 0 | 1.7286 | 0.2136
2025_04_30 Hr 20 | 0.067929 | 2.0595e-05 | 0 | 0 | 0 | 0 | 0 | 0 | 0 | 0 | 0 | 0.016972 | 0.24 | 0.0035762 | 0.55422 | 0.55423 | 1.928 | 0 | 0.0051127 | 0.0054208 | 0.010137 | 0.033051 | 0 | 0 | 0 | 0 | 0 | 0.057082 | 0.017981 | 0.31775 | 0 | 0 | 2.1271 | 0 | 0 | 0.83819 | 0 | 0 | 0 | 0.80735 | 0 | 0.055283 | 0 | 0.030014 | 0 | -0.064953 | 0 | 0 | 0 | 0 | 0 | 0 | 0 | 0 | 3.078 | 0.0010361 | 0 | -1.0625 | 0 | 0 | 0 | 0 | 0 | 0 | 0 | 0 | 0 | 0 | 0 | 0 | 0 | 0 | 0 | 0 | 0 | -2.8162 | 1.8827 | 0 | 0 | 0 | 0.70075 | 3.3541 | 1.2663 | 3.1569 | 0.034497 | 0.057553 | -0.067929 | 0.62859 | 0.11453 | 2.6783 | 19.7475 | 19.5975 | -4.0116 | 0 | 0.5801 | 0 | 1.7286 | 0.21179
2025_04_30 Hr 21 | 0 | 1.3069e-06 | 0 | 0 | 0 | 0 | 0 | 0 | 0 | 0 | 0 | 0.016972 | 0.24 | 0.0039034 | 0.55769 | 0.5577 | 2.203 | 0 | 0.0051127 | 0.0054208 | 0.010137 | 0.033051 | 0 | 0 | 0 | 0 | 0 | 0.057082 | 0.017981 | 0.31775 | 0 | 0 | 2.1271 | 0 | 0 | 0.83819 | 0 | 0 | 0 | 1.2109 | 0 | 0.055283 | 0 | 0.032761 | 0 | -0.071089 | 0 | 0 | 0 | 0 | 0 | 0 | 0 | 0 | 2.5335 | 0.0010361 | 0 | -1.0625 | 0 | 0 | 0 | 0 | 0 | 0 | 0 | 0 | 0 | 0 | 0 | 0 | 0 | 0 | 0 | 0 | 0 | -5.4053 | 1.8827 | 0 | 0 | 0 | 1.3449 | 3.6362 | 1.2663 | 3.1569 | 0.034497 | 0.057553 | 0 | 0.62859 | 0.11453 | 2.6783 | 17.9408 | 19.6327 | -6.5389 | 0 | 0.5801 | 0 | 1.7286 | 0.21486
2025_04_30 Hr 22 | 0 | 0 | 0 | 0 | 0 | 0 | 0 | 0 | 0 | 0 | 0 | 0.016972 | 0.33 | 0.0056281 | 0.6877 | 0.6877 | 2.203 | 0 | 0.0051127 | 0.0054208 | 0.010137 | 0.033051 | 0 | 0 | 0 | 0 | 0 | 0.057082 | 0.017981 | 0.31775 | 0 | 0 | 2.1271 | 0 | 0 | 0.83819 | 0 | 0 | 0 | 0.090577 | -0.17893 | 0.055283 | 0 | 0.034353 | 0 | -0.074646 | 0 | 0 | 0 | 0 | 0 | 0 | 0 | 0 | 1.8511 | 0.0010361 | 0 | -1.0625 | 0 | 0 | 0 | 0 | 0 | 0 | 0 | 0 | 0 | 0 | 0 | 0 | 0 | 0 | 0 | 0 | 0 | -5.1858 | 1.8827 | 0 | 0 | 0 | 2.2763 | 3.8962 | 1.2663 | 3.1569 | 0.034497 | 0.057553 | 0 | 0.62859 | 0.11453 | 2.6783 | 17.455 | 19.9701 | -6.323 | 0 | 0.5801 | 0 | 1.7286 | 0.21151
2025_04_30 Hr 23 | 0 | 0 | 0 | 0 | 0 | 0 | 0 | 0 | 0 | 0 | 0 | 0.016972 | 0.24 | 0.0046939 | 0.93734 | 0.93741 | 2.2497 | 0 | 0.0051127 | 0.0054208 | 0.010137 | 0.033051 | 0 | -1.2824 | 0 | 0 | 0 | 0.057082 | 0.017981 | 0.31775 | 0 | 0 | 2.1271 | 0 | 0 | 0.83819 | 0 | 0 | 0 | 0 | -1.2537 | 0.055283 | 0 | 0.039395 | 0 | -0.085911 | 0 | 0 | 0 | 0 | 0 | 0 | 0 | 0 | 1.4374 | 0.0010361 | 0 | 0 | 0 | 0 | 0 | 0 | 0 | 0 | -1.325 | 0 | 0 | 0 | 0 | 0 | 0 | 0 | 0 | 0 | 0 | -5.4858 | 1.8827 | 0 | 0 | 0 | 2.5984 | 4.4422 | 1.2663 | 3.1569 | 0.034497 | 0.057553 | 0 | 0.62859 | 0.11453 | 2.6783 | 14.7907 | 19.7813 | -8.1791 | 0 | 0.5801 | 0 | 1.7286 | 0.20537
2025_04_30 Hr 24 | 0 | 0 | 0 | 0 | 0 | 0 | 0 | 0 | 0 | 0 | 0 | 0.016972 | 0.18 | 0.002177 | 0.55249 | 0.55249 | 1.646 | 0 | 0.0051127 | 0.0054208 | 0.010137 | 0.033051 | 0 | -1.4823 | 0 | 0 | 0 | 0.057082 | 0.017981 | 0.31775 | 0 | 0 | 2.1271 | 0 | 0 | 0.83819 | 0 | 0 | 0 | 0 | -0.38377 | 0.055283 | 0 | 0.024362 | 0 | -0.052325 | 0 | 0 | 0 | 0 | 0 | 0 | 0 | 0 | 1.4374 | 0.0010361 | 0 | 0 | 0 | 0 | 0 | 0 | 0 | 0 | -1.325 | 0 | 0 | 0 | 0 | 0 | 0 | 0 | 0 | 0 | 0 | -1.3143 | 1.8827 | 0 | 0 | 0 | 2.5201 | 3.0687 | 1.2663 | 3.1569 | 0.034497 | 0.057553 | 0 | 0.62859 | 0.11453 | 2.6783 | 18.1456 | 19.6346 | -4.1739 | 0 | 0.5801 | 0 | 1.7286 | 0.19944
2025_05_01 Hr 01 | 0 | 0 | 0 | 0 | 0 | 0 | 0 | 0 | 0 | 0 | 0 | 0.02402 | 0.15 | 0.0028719 | 0.64809 | 0.64816 | 1.0296 | 0 | 0.0064686 | 0.0049984 | 0.013303 | 0.077119 | 0 | -1.2934 | 0 | 0 | 0 | 0.030765 | 0.017896 | 0.037413 | 0 | 0 | 2.0585 | 0 | 0 | 0.81115 | 0 | 0 | 0 | 0.45769 | 0 | 0.055558 | 0 | 0.038565 | 0 | -0.084056 | 0 | 0 | 0 | 0 | 0 | 0 | 0 | 0 | 1.51 | 0.012019 | 9.8343e-05 | 0 | 0 | 0 | 0 | 0 | 0 | 0 | 0 | 0 | -1.575 | 0 | 0 | 0 | 0 | 0 | 0 | 0 | 0 | -5.2532 | 1.822 | 0 | 0 | 0 | 2.5288 | 2.3632 | 1.2254 | 3.0551 | 0.11508 | 0.056743 | 0 | 0.45971 | 0.18742 | 3.782 | 15.0258 | 20.4105 | -8.2057 | 0 | 0.52614 | 0 | 1.6728 | 0.20448
2025_05_01 Hr 02 | 0 | 0 | 0 | 0 | 0 | 0 | 0 | 0 | 0 | 0 | 0 | 0.02402 | 0.18 | 0.0034461 | 0.89772 | 0.89787 | 1.0296 | 0 | 0.0064686 | 0.0049984 | 0.013303 | 0.077119 | 0 | -1.2934 | 0 | 0 | 0 | 0.030765 | 0.017896 | 0.037413 | 0 | 0 | 2.0585 | 0 | 0 | 0.81115 | 0 | 0 | 0 | 0 | -0.58371 | 0.055558 | 0 | 0.038564 | 0 | -0.084053 | 0 | 0 | 0 | 0 | 0 | 0 | 0 | 0 | 1.372 | 0.012019 | 9.8343e-05 | 0 | 0 | 0 | 0 | 0 | 0 | 0 | 0 | 0 | -1.575 | 0 | 0 | 0 | 0 | 0 | 0 | 0 | 0 | -5.3143 | 1.822 | 0 | 0 | 0 | 2.7072 | 2.8626 | 1.2254 | 3.0551 | 0.11508 | 0.056743 | 0 | 0.45971 | 0.18742 | 3.782 | 14.493 | 20.4809 | -8.2668 | 0 | 0.52614 | 0 | 1.6728 | 0.20378
2025_05_01 Hr 03 | 0 | 0 | 0 | 0 | 0 | 0 | 0 | 0 | 0 | 0 | 0 | 0.02402 | 0.09 | 0.0017231 | 1.1411 | 1.1412 | 1.0296 | 0 | 0.0064686 | 0.0049984 | 0.013303 | 0.077119 | 0 | -1.2934 | 0 | 0 | 0 | 0.030765 | 0.017896 | 0.037413 | 0 | 0 | 2.0585 | 0 | 0 | 0.81115 | 0 | 0 | 0 | 0 | -0.84277 | 0.055558 | 0 | 0.038565 | 0 | -0.084056 | 0 | 0 | 0 | 0 | 0 | 0 | 0 | 0 | 2.6715 | 0.012019 | 9.8343e-05 | 0 | 0 | 0 | 0 | 0 | 0 | 0 | 0 | 0 | -1.575 | 0 | 0 | 0 | 0 | 0 | 0 | 0 | 0 | -5.9503 | 1.822 | 0 | 0 | 0 | 2.0848 | 3.3493 | 1.2254 | 3.0551 | 0.11508 | 0.056743 | 0 | 0.45971 | 0.18742 | 3.782 | 14.67 | 21.0662 | -8.9028 | 0 | 0.52614 | 0 | 1.6728 | 0.2038
2025_05_01 Hr 04 | 0 | 0 | 0 | 0 | 0 | 0 | 0 | 0 | 0 | 0 | 0 | 0.02402 | 0.06 | 0.0010439 | 0.96628 | 0.96628 | 1.0296 | 0 | 0.0064686 | 0.0049984 | 0.013303 | 0.077119 | 0 | -1.3402 | 0 | 0 | 0 | 0.030765 | 0.017896 | 0.037413 | 0 | 0 | 2.0585 | 0 | 0 | 0.81115 | 0 | 0 | 0 | 0.63902 | -0.042987 | 0.055558 | 0 | 0.035046 | 0 | -0.076194 | 0 | 0 | 0 | 0 | 0 | 0 | 0 | 0 | 3.078 | 0.012019 | 9.8343e-05 | 0 | 0 | 0 | 0 | 0 | 0 | 0 | 0 | 0 | -1.575 | 0 | 0 | 0 | 0 | 0 | 0 | 0 | 0 | -5.0138 | 1.822 | 0 | 0 | 0 | 1.9064 | 2.9995 | 1.2254 | 3.0551 | 0.11508 | 0.056743 | 0 | 0.45971 | 0.18742 | 3.782 | 16.8536 | 21.2632 | -8.0052 | 0 | 0.52614 | 0 | 1.6728 | 0.20334
2025_05_01 Hr 05 | 0 | 0 | 0 | 0 | 0 | 0 | 0 | 0 | 0 | 0 | 0 | 0.02402 | 0.06 | 0.001133 | 1.1015 | 1.1015 | 1.0296 | 0 | 0.0064686 | 0.0049984 | 0.013303 | 0.077119 | 0 | -1.3004 | 0 | 0 | 0 | 0.030765 | 0.017896 | 0.037413 | 0 | 0 | 2.0585 | 0 | 0 | 0.81115 | 0 | 0 | 0 | 0.47168 | 0 | 0.055558 | 0 | 0.038037 | 0 | -0.082876 | 0 | 0 | 0 | 0 | 0 | 0 | 0 | 0 | 3.2885 | 0.012019 | 9.8343e-05 | 0 | 0 | 0 | 0 | 0 | 0 | 0 | 0 | 0 | -1.575 | 0 | 0 | 0 | 0 | 0 | 0 | 0 | 0 | -6.7621 | 1.822 | 0 | 0 | 0 | 2.0544 | 3.27 | 1.2254 | 3.0551 | 0.11508 | 0.056743 | 0 | 0.45971 | 0.18742 | 3.782 | 15.6445 | 21.6232 | -9.7204 | 0 | 0.52614 | 0 | 1.6728 | 0.20483
2025_05_01 Hr 06 | 0 | 0 | 0 | 0 | 0 | 0 | 0 | 0 | 0 | 0 | 0 | 0.02402 | 0.06 | 0.0024539 | 1.2159 | 1.2159 | 1.5498 | 0 | 0.0064686 | 0.0049984 | 0.013303 | 0.077119 | 0 | -0.71075 | 0 | 0 | 0 | 0.030765 | 0.017896 | 0.094497 | 0 | 0 | 2.0585 | 0 | 0 | 0.81115 | 0 | 0 | 0 | 0.079939 | -0.28903 | 0.055558 | 0 | 0.082382 | 0 | -0.18194 | 0 | 0 | 0 | 0 | 0 | 0 | 0 | 0 | 3.078 | 0.012019 | 9.8343e-05 | 0 | 0 | 0 | 0 | 0 | 0 | 0 | 0 | 0 | -1.575 | 0 | 0 | 0 | 0 | 0 | 0 | 0 | 0 | -24.5045 | 1.822 | 0 | 0 | 0 | 2.0979 | 4.0761 | 1.2254 | 3.0551 | 0.11508 | 0.056743 | 0 | 0.45971 | 0.18742 | 3.782 | -1.6437 | 21.4615 | -26.9722 | 0 | 0.52614 | 0 | 1.6728 | 0.20871
2025_05_01 Hr 07 | 0.18134 | 0 | 0 | 0 | 0 | 0 | 0 | 0 | 0 | 0 | 0 | 0.02402 | 0.03 | 0.00050095 | 0.75873 | 0.75874 | 1.0006 | 0 | 0.0064686 | 0.0049984 | 0.013303 | 0.077119 | 0 | 0 | 0 | 0 | 0 | 0.030765 | 0.017896 | 0.037413 | 0 | 0 | 2.0585 | 0 | 0 | 0.81115 | 0 | 0 | 0 | 0.64041 | -0.39276 | 0.055558 | 0 | 0.033635 | 0 | -0.073043 | 0 | 0 | 0 | 0 | 0 | 0 | 0 | 0 | 3.078 | 0.012019 | 9.8343e-05 | -1.0625 | 0 | 0 | 0 | 0 | 0 | 0 | 0 | -1.85 | 0 | 0 | 0 | 0 | 0 | 0 | 0 | 0 | 0 | -7.5733 | 1.822 | 0 | 0 | 0 | 1.9281 | 2.5555 | 1.2254 | 3.0551 | 0.11508 | 0.056743 | -0.18134 | 0.45971 | 0.18742 | 3.782 | 13.5076 | 21.4446 | -10.7402 | 0 | 0.52614 | 0 | 1.6728 | 0.21224
2025_05_01 Hr 08 | 0.45436 | 0 | 0 | 0 | 0 | 0 | 0 | 0 | 0 | 0 | 0 | 0.02402 | 0.03 | 0.00039447 | 0.43218 | 0.43218 | 1.0006 | 0 | 0.0064686 | 0.0049984 | 0.013303 | 0.077119 | 0 | 0 | 0 | 0 | 0 | 0.030765 | 0.017896 | 0.037413 | 0 | 0 | 2.0585 | 0 | 0 | 0.81115 | 0 | 0 | 0 | 0 | -0.89814 | 0.055558 | 0 | 0.026486 | 0 | -0.057071 | 0 | 0 | 0 | 0 | 0 | 0 | 0 | 0 | 2.8747 | 0.012019 | 9.8343e-05 | -1.0625 | 0 | 0 | 0 | 0 | 0 | 0 | 0 | -1.85 | 0 | 0 | 0 | 0 | 0 | 0 | 0 | 0 | 0 | -2.9133 | 1.822 | 0 | 0 | 0 | 1.667 | 1.9024 | 1.2254 | 3.0551 | 0.11508 | 0.056743 | -0.45436 | 0.45971 | 0.18742 | 3.782 | 15.9219 | 21.2549 | -6.3373 | 0 | 0.52614 | 0 | 1.6728 | 0.21399
2025_05_01 Hr 09 | 0.61289 | 3.8828e-06 | 0 | 0 | 0 | 0 | 0 | 0 | 0 | 0 | 0 | 0.02402 | 0.03 | 0.00036239 | 0.43218 | 0.43218 | 1.0006 | 0 | 0.0064686 | 0.0049984 | 0.013303 | 0.077119 | 0 | 0 | 0 | 0 | 0 | 0.030765 | 0.017896 | 0.037413 | 0 | 0 | 2.0585 | 0 | 0 | 0.81115 | 0 | 0 | 0 | 0 | -0.91061 | 0.055558 | 0 | 0.024332 | 0 | -0.052259 | 0 | 0 | 0 | 0 | 0 | 0 | 0 | 0 | 2.5335 | 0.012019 | 9.8343e-05 | -1.0625 | 0 | 0 | 0 | 0 | 0 | 0 | 0 | -1.85 | 0 | 0 | 0 | 0 | 0 | 0 | 0 | 0 | 0 | -1.658 | 1.822 | 0 | 0 | 0 | 1.4842 | 1.9024 | 1.2254 | 3.0551 | 0.11508 | 0.056743 | -0.61289 | 0.45971 | 0.18742 | 3.782 | 16.6445 | 20.8884 | -5.2357 | 0 | 0.52614 | 0 | 1.6728 | 0.21297
2025_05_01 Hr 10 | 0.74199 | 1.9362e-05 | 0 | 0 | 0 | 0 | 0 | 0 | 0 | 0 | 0 | 0.02402 | 0 | 0 | 0.56739 | 0.56741 | 1.0006 | 0 | 0.0064686 | 0.0049984 | 0.013303 | 0.077119 | 0 | 0 | 0 | 0 | 0 | 0.030765 | 0.017896 | 0.037413 | 0 | 0 | 2.0585 | 0 | 0 | 0.81115 | 0 | 0 | 0 | 0 | -0.27649 | 0.055558 | 0 | 0.03517 | 0 | -0.07647 | 0 | 0 | 0 | 0 | 0 | 0 | 0 | 0 | 2.5335 | 0.012019 | 9.8343e-05 | -1.0625 | 0 | 0 | 0 | 0 | 0 | 0 | 0 | -1.85 | 0 | 0 | 0 | 0 | 0 | 0 | 0 | 0 | 0 | -2.3285 | 1.822 | 0 | 0 | 0 | 0.59193 | 2.1728 | 1.2254 | 3.0551 | 0.11508 | 0.056743 | -0.74199 | 0.45971 | 0.18742 | 3.782 | 15.9305 | 20.0935 | -6.0594 | 0 | 0.52614 | 0 | 1.6728 | 0.21162
2025_05_01 Hr 11 | 0.77999 | 2.1931e-05 | 0 | 0 | 0 | 0 | 0 | 0 | 0 | 0 | 0 | 0.02402 | 0 | 0 | 0.81703 | 0.8171 | 1.0006 | 0 | 0.0064686 | 0.0049984 | 0.013303 | 0.077119 | 0 | 0 | 0 | 0 | 0 | 0.030765 | 0.017896 | 0.037413 | 0 | 0 | 2.0585 | 0 | 0 | 0.81115 | 0 | 0 | 0 | 0.23369 | -0.0035335 | 0.055558 | 0 | 0.036167 | 0 | -0.078699 | 0 | 0 | 0 | 0 | 0 | 0 | 0 | 0 | 1.9891 | 0.012019 | 9.8343e-05 | -1.0625 | 0 | 0 | 0 | 0 | 0 | 0 | 0 | -1.85 | 0 | 0 | 0 | 0 | 0 | 0 | 0 | 0 | 0 | -2.9317 | 1.822 | 0 | 0 | 0 | 0.40043 | 2.6722 | 1.2254 | 3.0551 | 0.11508 | 0.056743 | -0.77999 | 0.45971 | 0.18742 | 3.782 | 15.5941 | 19.3947 | -6.7029 | 0 | 0.52614 | 0 | 1.6728 | 0.21077
2025_05_01 Hr 12 | 0.80302 | 4.8029e-05 | 0 | 0 | 0 | 0 | 0 | 0 | 0 | 0 | 0 | 0.02402 | 0 | 0 | 1.0667 | 1.0668 | 1.0154 | 0 | 0.0064686 | 0.0049984 | 0.013303 | 0.077119 | 0 | 0 | 0 | 0 | 0 | 0.030765 | 0.017896 | 0.039087 | 0 | 0 | 2.0585 | 0 | 0 | 0.81115 | 0 | 0 | 0 | 0.16627 | -0.044013 | 0.055558 | 0 | 0.04095 | 0 | -0.089383 | 0 | 0 | 0 | 0 | 0 | 0 | 0 | 0 | 1.7132 | 0.012019 | 9.8343e-05 | -1.0625 | 0 | 0 | 0 | 0 | 0 | 0 | 0 | -1.85 | 0 | 0 | 0 | 0 | 0 | 0 | 0 | 0 | 0 | -3.1103 | 1.822 | 0 | 0 | 0 | 0.72251 | 3.188 | 1.2254 | 3.0551 | 0.11508 | 0.056743 | -0.80302 | 0.45971 | 0.18742 | 3.782 | 15.8587 | 19.4636 | -6.9152 | 0 | 0.52614 | 0 | 1.6728 | 0.21041
2025_05_01 Hr 13 | 0.80048 | 5.6655e-05 | 0 | 0 | 0 | 0 | 0 | 0 | 0 | 0 | 0 | 0.02402 | 0.03 | 0.0003737 | 0.43625 | 0.43625 | 1.0006 | 0 | 0.0064686 | 0.0049984 | 0.013303 | 0.077119 | 0 | 0 | 0 | 0 | 0 | 0.030765 | 0.017896 | 0.037413 | 0 | 0 | 2.0585 | 0 | 0 | 0.81115 | 0 | 0 | 0 | 0 | -0.21117 | 0.055558 | 0 | 0.025091 | 0 | -0.053955 | 0 | 0 | 0 | 0 | 0 | 0 | 0 | 0 | 1.7785 | 0.012019 | 9.8343e-05 | -1.0625 | 0 | 0 | 0 | 0 | 0 | 0 | 0 | -1.85 | 0 | 0 | 0 | 0 | 0 | 0 | 0 | 0 | 0 | -0.01286 | 1.822 | 0 | 0 | 0 | 0.80085 | 1.9105 | 1.2254 | 3.0551 | 0.11508 | 0.056743 | -0.80048 | 0.45971 | 0.18742 | 3.782 | 17.5545 | 19.6349 | -3.7798 | 0 | 0.52614 | 0 | 1.6728 | 0.21021
2025_05_01 Hr 14 | 0.77933 | 8.7984e-05 | 0 | 0 | 0 | 0 | 0 | 0 | 0 | 0 | 0 | 0.02402 | 0.12 | 0.0020466 | 0.60223 | 0.60223 | 1.0006 | 0 | 0.0064686 | 0.0049984 | 0.013303 | 0.077119 | 0 | 0 | 0 | 0 | 0 | 0.030765 | 0.017896 | 0.037413 | 0 | 0 | 2.0585 | 0 | 0 | 0.81115 | 0 | 0 | 0 | 0 | -0.66412 | 0.055558 | 0 | 0.034353 | 0 | -0.074646 | 0 | 0 | 0 | 0 | 0 | 0 | 0 | 0 | 1.9165 | 0.012019 | 9.8343e-05 | -1.0625 | 0 | 0 | 0 | 0 | 0 | 0 | 0 | -1.85 | 0 | 0 | 0 | 0 | 0 | 0 | 0 | 0 | 0.30608 | 0 | 1.822 | 0 | 0 | 0 | 0.80085 | 2.2425 | 1.2254 | 3.0551 | 0.11508 | 0.056743 | -0.77933 | 0.45971 | 0.18742 | 3.782 | 17.9614 | 20.1495 | -3.7665 | 0 | 0.52614 | 0 | 1.6728 | 0.21023
2025_05_01 Hr 15 | 0.77926 | 6.962e-05 | 0 | 0 | 0 | 0 | 0 | 0 | 0 | 0 | 0 | 0.02402 | 0.15 | 0.0025582 | 0.85186 | 0.85186 | 1.0006 | 0 | 0.0064686 | 0.0049984 | 0.013303 | 0.077119 | 0 | 0 | 0 | 0 | 0 | 0.030765 | 0.017896 | 0.037413 | 0 | 0 | 2.0585 | 0 | 0 | 0.81115 | 0 | 0 | 0 | 0 | -0.95847 | 0.055558 | 0 | 0.034353 | 0 | -0.074646 | 0 | 0 | 0 | 0 | 0 | 0 | 0 | 0 | 2.2577 | 0.012019 | 9.8343e-05 | -1.0625 | 0 | 0 | 0 | 0 | 0 | 0 | 0 | -1.85 | 0 | 0 | 0 | 0 | 0 | 0 | 0 | 0 | 0.22677 | 0 | 1.822 | 0 | 0 | 0 | 0.84438 | 2.7418 | 1.2254 | 3.0551 | 0.11508 | 0.056743 | -0.77926 | 0.45971 | 0.18742 | 3.782 | 18.5017 | 20.4848 | -3.7664 | 0 | 0.52614 | 0 | 1.6728 | 0.20968
2025_05_01 Hr 16 | 0.71794 | 9.5523e-05 | 0 | 0 | 0 | 0 | 0 | 0 | 0 | 0 | 0 | 0.02402 | 0.21 | 0.008377 | 1.1015 | 1.1015 | 1.3689 | 0 | 0.0064686 | 0.0049984 | 0.013303 | 0.077119 | 0 | 0 | 0 | 0 | 0 | 0.030765 | 0.017896 | 0.079228 | 0 | 0 | 2.0585 | 0 | 0 | 0.81115 | 0 | 0 | 0 | 0 | -4.082 | 0.055558 | 0 | 0.080351 | 0 | -0.17741 | 0 | 0 | 0 | 0 | 0 | 0 | 0 | 0 | 2.1197 | 0.012019 | 9.8343e-05 | -1.0625 | 0 | 0 | 0 | 0 | 0 | 0 | 0 | -1.85 | 0 | 0 | 0 | 0 | 0 | 0 | 0 | 0 | 0.43216 | 0 | 1.822 | 0 | 0 | 0 | 1.284 | 3.6512 | 1.2254 | 3.0551 | 0.11508 | 0.056743 | -0.71794 | 0.45971 | 0.18742 | 3.782 | 16.7568 | 20.9955 | -3.8079 | 0 | 0.52614 | 0 | 1.6728 | 0.20879
2025_05_01 Hr 17 | 0.66861 | 4.1854e-05 | 0 | 0 | 0 | 0 | 0 | 0 | 0 | 0 | 0 | 0.02402 | 0.3 | 0.0038487 | 0.43738 | 0.43738 | 1.0006 | 0 | 0.0064686 | 0.0049984 | 0.013303 | 0.077119 | 0 | 0 | 0 | 0 | 0 | 0.030765 | 0.017896 | 0.037413 | 0 | 0 | 2.0585 | 0 | 0 | 0.81115 | 0 | 0 | 0 | 0.35643 | 0 | 0.055558 | 0 | 0.025841 | 0 | -0.05563 | 0 | 0 | 0 | 0 | 0 | 0 | 0 | 0 | 1.51 | 0.012019 | 9.8343e-05 | -1.0625 | 0 | 0 | 0 | 0 | 0 | 0 | 0 | -1.85 | 0 | 0 | 0 | 0 | 0 | 0 | 0 | 0 | 0 | -0.24871 | 1.822 | 0 | 0 | 0 | 1.6844 | 1.9128 | 1.2254 | 3.0551 | 0.11508 | 0.056743 | -0.66861 | 0.45971 | 0.18742 | 3.782 | 18.7742 | 20.3905 | -3.8855 | 0 | 0.52614 | 0 | 1.6728 | 0.20916
2025_05_01 Hr 18 | 0.78602 | 9.4081e-05 | 0 | 0 | 0 | 0 | 0 | 0 | 0 | 0 | 0 | 0.02402 | 0.39 | 0.0078455 | 0.56739 | 0.56743 | 1.045 | 0 | 0.0064686 | 0.0049984 | 0.013303 | 0.077119 | 0 | 0 | 0 | 0 | 0 | 0.030765 | 0.017896 | 0.042434 | 0 | 0 | 2.0585 | 0 | 0 | 0.81115 | 0 | 0 | 0 | 0.79027 | 0 | 0.055558 | 0 | 0.040521 | 0 | -0.088425 | 0 | 0 | 0 | 0 | 0 | 0 | 0 | 0 | 0.95824 | 0.012019 | 9.8343e-05 | -1.0625 | 0 | 0 | 0 | 0 | 0 | 0 | 0 | -1.85 | 0 | 0 | 0 | 0 | 0 | 0 | 0 | 0 | 0 | -0.87984 | 1.822 | 0 | 0 | 0 | 1.667 | 2.2222 | 1.2254 | 3.0551 | 0.11508 | 0.056743 | -0.78602 | 0.45971 | 0.18742 | 3.782 | 18.3786 | 20.0329 | -4.6668 | 0 | 0.52614 | 0 | 1.6728 | 0.20928
2025_05_01 Hr 19 | 0.38643 | 4.9715e-05 | 0 | 0 | 0 | 0 | 0 | 0 | 0 | 0 | 0 | 0.02402 | 0.72 | 0.010264 | 0.43218 | 0.43218 | 1.0006 | 0 | 0.0064686 | 0.0049984 | 0.013303 | 0.077119 | 0 | 0 | 0 | 0 | 0 | 0.030765 | 0.017896 | 0.037413 | 0 | 0 | 2.0585 | 0 | 0 | 0.81115 | 0 | 0 | 0 | 0 | -0.11425 | 0.055558 | 0 | 0.028714 | 0 | -0.062048 | 0 | 0 | 0 | 0 | 0 | 0 | 0 | 0 | 0.82031 | 0.012019 | 9.8343e-05 | -1.0625 | 0 | 0 | 0 | 0 | 0 | 0 | 0 | -1.85 | 0 | 0 | 0 | 0 | 0 | 0 | 0 | 0 | 0.0025226 | 0 | 1.822 | 0 | 0 | 0 | 1.6148 | 1.9024 | 1.2254 | 3.0551 | 0.11508 | 0.056743 | -0.38643 | 0.45971 | 0.18742 | 3.782 | 18.2053 | 19.7781 | -3.361 | 0 | 0.52614 | 0 | 1.6728 | 0.20933
2025_05_01 Hr 20 | 0.045044 | 1.6474e-05 | 0 | 0 | 0 | 0 | 0 | 0 | 0 | 0 | 0 | 0.02402 | 1.77 | 0.023873 | 0.43218 | 0.43218 | 1.0006 | 0 | 0.0064686 | 0.0049984 | 0.013303 | 0.077119 | 0 | 0 | 0 | 0 | 0 | 0.030765 | 0.017896 | 0.037413 | 0 | 0 | 2.0585 | 0 | 0 | 0.81115 | 0 | 0 | 0 | 0.055093 | 0 | 0.055558 | 0 | 0.027168 | 0 | -0.058594 | 0 | 0 | 0 | 0 | 0 | 0 | 0 | 0 | 0.75498 | 0.012019 | 9.8343e-05 | -1.0625 | 0 | 0 | 0 | 0 | 0 | 0 | 0 | -1.85 | 0 | 0 | 0 | 0 | 0 | 0 | 0 | 0 | 0 | -0.98531 | 1.822 | 0 | 0 | 0 | 1.593 | 1.9024 | 1.2254 | 3.0551 | 0.11508 | 0.056743 | -0.045044 | 0.45971 | 0.18742 | 3.782 | 18.3662 | 20.4102 | -4.0014 | 0 | 0.52614 | 0 | 1.6728 | 0.20887
2025_05_01 Hr 21 | 0 | 1.5145e-06 | 0 | 0 | 0 | 0 | 0 | 0 | 0 | 0 | 0 | 0.02402 | 2.55 | 0.034328 | 0.43738 | 0.43739 | 1.0006 | 0 | 0.0064686 | 0.0049984 | 0.013303 | 0.077119 | 0 | 0 | 0 | 0 | 0 | 0.030765 | 0.017896 | 0.037413 | 0 | 0 | 2.0585 | 0 | 0 | 0.81115 | 0 | 0 | 0 | 0.087552 | -0.0069924 | 0.055558 | 0 | 0.027116 | 0 | -0.058478 | 0 | 0 | 0 | 0 | 0 | 0 | 0 | 0 | 1.5753 | 0.012019 | 9.8343e-05 | -1.0625 | 0 | 0 | 0 | 0 | 0 | 0 | 0 | -1.85 | 0 | 0 | 0 | 0 | 0 | 0 | 0 | 0 | 0 | -2.2368 | 1.822 | 0 | 0 | 0 | 1.7758 | 1.9128 | 1.2254 | 3.0551 | 0.11508 | 0.056743 | 0 | 0.45971 | 0.18742 | 3.782 | 18.9456 | 22.1601 | -5.2078 | 0 | 0.52614 | 0 | 1.6728 | 0.21023
2025_05_01 Hr 22 | 0 | 0 | 0 | 0 | 0 | 0 | 0 | 0 | 0 | 0 | 0 | 0.02402 | 2.73 | 0.025321 | 0.43218 | 0.43218 | 1.0006 | 0 | 0.0064686 | 0.0049984 | 0.013303 | 0.077119 | 0 | 0 | 0 | 0 | 0 | 0.030765 | 0.017896 | 0.037413 | 0 | 0 | 2.0585 | 0 | 0 | 0.81115 | 0 | 0 | 0 | 0.076502 | -0.00027672 | 0.055558 | 0 | 0.018683 | 0 | -0.039638 | 0 | 0 | 0 | 0 | 0 | 0 | 0 | 0 | 1.7132 | 0.012019 | 9.8343e-05 | -1.0625 | 0 | 0 | 0 | 0 | 0 | 0 | 0 | -1.85 | 0 | 0 | 0 | 0 | 0 | 0 | 0 | 0 | 0 | -2.4656 | 1.822 | 0 | 0 | 0 | 2.3895 | 1.9024 | 1.2254 | 3.0551 | 0.11508 | 0.056743 | 0 | 0.45971 | 0.18742 | 3.782 | 19.6428 | 23.0819 | -5.4177 | 0 | 0.52614 | 0 | 1.6728 | 0.20943
2025_05_01 Hr 23 | 0 | 0 | 0 | 0 | 0 | 0 | 0 | 0 | 0 | 0 | 0 | 0.02402 | 2.55 | 0.04349 | 0.56739 | 0.56739 | 1.0296 | 0 | 0.0064686 | 0.0049984 | 0.013303 | 0.077119 | 0 | -1.3494 | 0 | 0 | 0 | 0.030765 | 0.017896 | 0.037413 | 0 | 0 | 2.0585 | 0 | 0 | 0.81115 | 0 | 0 | 0 | 0 | -2.8809 | 0.055558 | 0 | 0.034353 | 0 | -0.074646 | 0 | 0 | 0 | 0 | 0 | 0 | 0 | 0 | 1.7785 | 0.012019 | 9.8343e-05 | 0 | 0 | 0 | 0 | 0 | 0 | 0 | 0 | 0 | -1.575 | 0 | 0 | 0 | 0 | 0 | 0 | 0 | 0 | 0.67137 | 1.822 | 0 | 0 | 0 | 2.8509 | 2.2018 | 1.2254 | 3.0551 | 0.11508 | 0.056743 | 0 | 0.45971 | 0.18742 | 3.782 | 20.4373 | 23.4442 | -2.3277 | 0 | 0.52614 | 0 | 1.6728 | 0.2069
2025_05_01 Hr 24 | 0 | 0 | 0 | 0 | 0 | 0 | 0 | 0 | 0 | 0 | 0 | 0.02402 | 2.37 | 0.083786 | 0.81703 | 0.81708 | 1.3186 | 0 | 0.0064686 | 0.0049984 | 0.013303 | 0.077119 | 0 | -0.8593 | 0 | 0 | 0 | 0.030765 | 0.017896 | 0.069185 | 0 | 0 | 2.0585 | 0 | 0 | 0.81115 | 0 | 0 | 0 | 0.13533 | -0.95909 | 0.055558 | 0 | 0.071211 | 0 | -0.15699 | 0 | 0 | 0 | 0 | 0 | 0 | 0 | 0 | 1.7785 | 0.012019 | 9.8343e-05 | 0 | 0 | 0 | 0 | 0 | 0 | 0 | 0 | 0 | -1.575 | 0 | 0 | 0 | 0 | 0 | 0 | 0 | 0 | -5.2914 | 1.822 | 0 | 0 | 0 | 2.4461 | 3.0219 | 1.2254 | 3.0551 | 0.11508 | 0.056743 | 0 | 0.45971 | 0.18742 | 3.782 | 17.2131 | 22.8976 | -7.8827 | 0 | 0.52614 | 0 | 1.6728 | 0.20477
2025_05_02 Hr 01 | 0 | 0 | 0 | 0 | 0 | 0 | 0 | 0 | 0 | 0 | 0 | 0.02402 | 2.01 | 0.032208 | 0.56739 | 0.56743 | 0.79955 | 0 | 0.0064686 | 0.0049984 | 0.013303 | 0.077119 | 0 | -1.377 | 0 | 0 | 0 | 0.030765 | 0.017896 | 0.037413 | 0 | 0 | 2.0585 | 0 | 0 | 0.81115 | 0 | 0 | 0 | 0.26783 | -0.20486 | 0.055558 | 0 | 0.032276 | 0 | -0.070007 | 0 | 0 | 0 | 0 | 0 | 0 | 0 | 0 | 2.1197 | 0.012019 | 9.8343e-05 | 0 | 0 | 0 | 0 | 0 | 0 | 0 | 0 | 0 | -1.575 | 0 | 0 | 0 | 0 | 0 | 0 | 0 | 0 | -5.4343 | 1.822 | 0 | 0 | 0 | 2.8596 | 1.9718 | 1.2254 | 3.0551 | 0.11508 | 0.056743 | 0 | 0.45971 | 0.18742 | 3.782 | 16.8289 | 23.2505 | -8.4564 | 0 | 0.52614 | 0 | 1.6728 | 0.21454
2025_05_02 Hr 02 | 0 | 0 | 0 | 0 | 0 | 0 | 0 | 0 | 0 | 0 | 0 | 0.02402 | 1.89 | 0.0098196 | 0.43218 | 0.43218 | 0.79955 | 0 | 0.0064686 | 0.0049984 | 0.013303 | 0.077119 | 0 | -1.6671 | 0 | 0 | 0 | 0.030765 | 0.017896 | 0.037413 | 0 | 0 | 2.0585 | 0 | 0 | 0.81115 | 0 | 0 | 0 | 0 | -0.88367 | 0.055558 | 0 | 0.010465 | 0 | -0.02128 | 0 | 0 | 0 | 0 | 0 | 0 | 0 | 0 | 2.2577 | 0.012019 | 9.8343e-05 | 0 | 0 | 0 | 0 | 0 | 0 | 0 | 0 | 0 | -1.575 | 0 | 0 | 0 | 0 | 0 | 0 | 0 | 0 | 2.4031 | 1.822 | 0 | 0 | 0 | 2.5592 | 1.7013 | 1.2254 | 3.0551 | 0.11508 | 0.056743 | 0 | 0.45971 | 0.18742 | 3.782 | 22.9019 | 22.9444 | -0.86022 | 0 | 0.52614 | 0 | 1.6728 | 0.21327
2025_05_02 Hr 03 | 0 | 0 | 0 | 0 | 0 | 0 | 0 | 0 | 0 | 0 | 0 | 0.02402 | 1.86 | 0.015127 | 0.43625 | 0.43625 | 0.79955 | 0 | 0.0064686 | 0.0049984 | 0.013303 | 0.077119 | 0 | -1.5884 | 0 | 0 | 0 | 0.030765 | 0.017896 | 0.037413 | 0 | 0 | 2.0585 | 0 | 0 | 0.81115 | 0 | 0 | 0 | 0 | -1.1787 | 0.055558 | 0 | 0.016382 | 0 | -0.034498 | 0 | 0 | 0 | 0 | 0 | 0 | 0 | 0 | 1.7132 | 0.012019 | 9.8343e-05 | 0 | 0 | 0 | 0 | 0 | 0 | 0 | 0 | 0 | -1.575 | 0 | 0 | 0 | 0 | 0 | 0 | 0 | 0 | 1.9541 | 1.822 | 0 | 0 | 0 | 2.6985 | 1.7095 | 1.2254 | 3.0551 | 0.11508 | 0.056743 | 0 | 0.45971 | 0.18742 | 3.782 | 21.8014 | 22.5145 | -1.2438 | 0 | 0.52614 | 0 | 1.6728 | 0.21319
2025_05_02 Hr 04 | 0 | 0 | 0 | 0 | 0 | 0 | 0 | 0 | 0 | 0 | 0 | 0.02402 | 1.56 | 0.027067 | 0.60223 | 0.60225 | 0.79955 | 0 | 0.0064686 | 0.0049984 | 0.013303 | 0.077119 | 0 | -1.3415 | 0 | 0 | 0 | 0.030765 | 0.017896 | 0.037413 | 0 | 0 | 2.0585 | 0 | 0 | 0.81115 | 0 | 0 | 0 | 0.19218 | -0.028508 | 0.055558 | 0 | 0.034949 | 0 | -0.075977 | 0 | 0 | 0 | 0 | 0 | 0 | 0 | 0 | 1.0236 | 0.012019 | 9.8343e-05 | 0 | 0 | 0 | 0 | 0 | 0 | 0 | 0 | 0 | -1.575 | 0 | 0 | 0 | 0 | 0 | 0 | 0 | 0 | -5.9417 | 1.822 | 0 | 0 | 0 | 2.5592 | 2.0414 | 1.2254 | 3.0551 | 0.11508 | 0.056743 | 0 | 0.45971 | 0.18742 | 3.782 | 14.6685 | 21.3976 | -8.9342 | 0 | 0.52614 | 0 | 1.6728 | 0.21325
2025_05_02 Hr 05 | 0 | 0 | 0 | 0 | 0 | 0 | 0 | 0 | 0 | 0 | 0 | 0.02402 | 1.26 | 0.032893 | 0.85186 | 0.85191 | 1.2035 | 0 | 0.0064686 | 0.0049984 | 0.013303 | 0.077119 | 0 | -1.107 | 0 | 0 | 0 | 0.030765 | 0.017896 | 0.084065 | 0 | 0 | 2.0585 | 0 | 0 | 0.81115 | 0 | 0 | 0 | 0.20704 | -0.10006 | 0.055558 | 0 | 0.052584 | 0 | -0.11537 | 0 | 0 | 0 | 0 | 0 | 0 | 0 | 0 | 0.95824 | 0.012019 | 9.8343e-05 | 0 | 0 | 0 | 0 | 0 | 0 | 0 | 0 | 0 | -1.575 | 0 | 0 | 0 | 0 | 0 | 0 | 0 | 0 | -14.8534 | 1.822 | 0 | 0 | 0 | 2.0065 | 2.9914 | 1.2254 | 3.0551 | 0.11508 | 0.056743 | 0 | 0.45971 | 0.18742 | 3.782 | 5.9347 | 20.4871 | -17.6507 | 0 | 0.52614 | 0 | 1.6728 | 0.21502
2025_05_02 Hr 06 | 0 | 0 | 0 | 0 | 0 | 0 | 0 | 0 | 0 | 0 | 0 | 0.02402 | 1.02 | 0.020203 | 1.1015 | 1.1016 | 0.9501 | 0 | 0.0064686 | 0.0049984 | 0.013303 | 0.077119 | 0 | -1.2757 | 0 | 0 | 0 | 0.030765 | 0.017896 | 0.037413 | 0 | 0 | 2.0585 | 0 | 0 | 0.81115 | 0 | 0 | 0 | 0 | -2.1682 | 0.055558 | 0 | 0.039898 | 0 | -0.087033 | 0 | 0 | 0 | 0 | 0 | 0 | 0 | 0 | 0.82031 | 0.012019 | 9.8343e-05 | 0 | 0 | 0 | 0 | 0 | 0 | 0 | 0 | 0 | -1.575 | 0 | 0 | 0 | 0 | 0 | 0 | 0 | 0 | -7.5943 | 1.822 | 0 | 0 | 0 | 1.9368 | 3.1906 | 1.2254 | 3.0551 | 0.11508 | 0.056743 | 0 | 0.45971 | 0.18742 | 3.782 | 10.5193 | 20.0291 | -10.5321 | 0 | 0.52614 | 0 | 1.6728 | 0.21726
2025_05_02 Hr 07 | 0.1586 | 0 | 0 | 0 | 0 | 0 | 0 | 0 | 0 | 0 | 0 | 0.02402 | 1.05 | 0.011937 | 0.43218 | 0.43218 | 0.77707 | 0 | 0.0064686 | 0.0049984 | 0.013303 | 0.077119 | 0 | 0 | 0 | 0 | 0 | 0.030765 | 0.017896 | 0.037413 | 0 | 0 | 2.0585 | 0 | 0 | 0.81115 | 0 | 0 | 0 | 0 | -0.48171 | 0.055558 | 0 | 0.0229 | 0 | -0.04906 | 0 | 0 | 0 | 0 | 0 | 0 | 0 | 0 | 0.95824 | 0.012019 | 9.8343e-05 | -1.0625 | 0 | 0 | 0 | 0 | 0 | 0 | 0 | -1.85 | 0 | 0 | 0 | 0 | 0 | 0 | 0 | 0 | 0 | -4.6342 | 1.822 | 0 | 0 | 0 | 1.593 | 1.6788 | 1.2254 | 3.0551 | 0.11508 | 0.056743 | -0.1586 | 0.45971 | 0.18742 | 3.782 | 13.4507 | 20.0079 | -7.7544 | 0 | 0.52614 | 0 | 1.6728 | 0.22172
2025_05_02 Hr 08 | 0.56741 | 2.8323e-07 | 0 | 0 | 0 | 0 | 0 | 0 | 0 | 0 | 0 | 0.02402 | 1.11 | 0.0097807 | 0.43218 | 0.43218 | 0.77707 | 0 | 0.0064686 | 0.0049984 | 0.013303 | 0.077119 | 0 | 0 | 0 | 0 | 0 | 0.030765 | 0.017896 | 0.037413 | 0 | 0 | 2.0585 | 0 | 0 | 0.81115 | 0 | 0 | 0 | 0 | -0.46818 | 0.055558 | 0 | 0.017749 | 0 | -0.037552 | 0 | 0 | 0 | 0 | 0 | 0 | 0 | 0 | 0.75498 | 0.012019 | 9.8343e-05 | -1.0625 | 0 | 0 | 0 | 0 | 0 | 0 | 0 | -1.85 | 0 | 0 | 0 | 0 | 0 | 0 | 0 | 0 | 0 | -2.2156 | 1.822 | 0 | 0 | 0 | 1.2753 | 1.6788 | 1.2254 | 3.0551 | 0.11508 | 0.056743 | -0.56741 | 0.45971 | 0.18742 | 3.782 | 15.4318 | 19.9542 | -5.733 | 0 | 0.52614 | 0 | 1.6728 | 0.22232
2025_05_02 Hr 09 | 0.59022 | 9.0543e-06 | 0 | 0 | 0 | 0 | 0 | 0 | 0 | 0 | 0 | 0.02402 | 0.84 | 0.0076329 | 0.43218 | 0.43218 | 0.77707 | 0 | 0.0064686 | 0.0049984 | 0.013303 | 0.077119 | 0 | 0 | 0 | 0 | 0 | 0.030765 | 0.017896 | 0.037413 | 0 | 0 | 2.0585 | 0 | 0 | 0.81115 | 0 | 0 | 0 | 0 | -0.38283 | 0.055558 | 0 | 0.018303 | 0 | -0.038791 | 0 | 0 | 0 | 0 | 0 | 0 | 0 | 0 | 0.54445 | 0.012019 | 9.8343e-05 | -1.0625 | 0 | 0 | 0 | 0 | 0 | 0 | 0 | -1.85 | 0 | 0 | 0 | 0 | 0 | 0 | 0 | 0 | 0 | -1.8094 | 1.822 | 0 | 0 | 0 | 0.86179 | 1.6788 | 1.2254 | 3.0551 | 0.11508 | 0.056743 | -0.59022 | 0.45971 | 0.18742 | 3.782 | 15.0257 | 19.0806 | -5.3509 | 0 | 0.52614 | 0 | 1.6728 | 0.22207
2025_05_02 Hr 10 | 0.63577 | 4.5078e-05 | 0 | 0 | 0 | 0 | 0 | 0 | 0 | 0 | 0 | 0.02402 | 0.69 | 0.0064727 | 0.43218 | 0.43218 | 0.77707 | 0 | 0.0064686 | 0.0049984 | 0.013303 | 0.077119 | 0 | 0 | 0 | 0 | 0 | 0.030765 | 0.017896 | 0.037413 | 0 | 0 | 2.0585 | 0 | 0 | 0.81115 | 0 | 0 | 0 | 0 | -0.35212 | 0.055558 | 0 | 0.018896 | 0 | -0.040114 | 0 | 0 | 0 | 0 | 0 | 0 | 0 | 0 | 0.41378 | 0.012019 | 9.8343e-05 | -1.0625 | 0 | 0 | 0 | 0 | 0 | 0 | 0 | -1.85 | 0 | 0 | 0 | 0 | 0 | 0 | 0 | 0 | 0 | -1.5935 | 1.822 | 0 | 0 | 0 | 0.68334 | 1.6788 | 1.2254 | 3.0551 | 0.11508 | 0.056743 | -0.63577 | 0.45971 | 0.18742 | 3.782 | 14.8101 | 18.6653 | -5.1819 | 0 | 0.52614 | 0 | 1.6728 | 0.2214
2025_05_02 Hr 11 | 0.79415 | 3.7214e-05 | 0 | 0 | 0 | 0 | 0 | 0 | 0 | 0 | 0 | 0.02402 | 0.75 | 0.0062469 | 0.43218 | 0.43218 | 0.77707 | 0 | 0.0064686 | 0.0049984 | 0.013303 | 0.077119 | 0 | 0 | 0 | 0 | 0 | 0.030765 | 0.017896 | 0.037413 | 0 | 0 | 2.0585 | 0 | 0 | 0.81115 | 0 | 0 | 0 | 0 | -0.2308 | 0.055558 | 0 | 0.016777 | 0 | -0.035382 | 0 | 0 | 0 | 0 | 0 | 0 | 0 | 0 | 0.34119 | 0.012019 | 9.8343e-05 | -1.0625 | 0 | 0 | 0 | 0 | 0 | 0 | 0 | -1.85 | 0 | 0 | 0 | 0 | 0 | 0 | 0 | 0 | 0 | -1.2322 | 1.822 | 0 | 0 | 0 | 0.40043 | 1.6788 | 1.2254 | 3.0551 | 0.11508 | 0.056743 | -0.79415 | 0.45971 | 0.18742 | 3.782 | 15.0022 | 18.5284 | -4.9742 | 0 | 0.52614 | 0 | 1.6728 | 0.22188
2025_05_02 Hr 12 | 0.78871 | 4.6828e-05 | 0 | 0 | 0 | 0 | 0 | 0 | 0 | 0 | 0 | 0.02402 | 1.14 | 0.0083249 | 0.43218 | 0.43218 | 0.77707 | 0 | 0.0064686 | 0.0049984 | 0.013303 | 0.077119 | 0 | 0 | 0 | 0 | 0 | 0.030765 | 0.017896 | 0.037413 | 0 | 0 | 2.0585 | 0 | 0 | 0.81115 | 0 | 0 | 0 | 0.015556 | -0.039223 | 0.055558 | 0 | 0.014709 | 0 | -0.030762 | 0 | 0 | 0 | 0 | 0 | 0 | 0 | 0 | 0.54445 | 0.012019 | 9.8343e-05 | -1.0625 | 0 | 0 | 0 | 0 | 0 | 0 | 0 | -1.85 | 0 | 0 | 0 | 0 | 0 | 0 | 0 | 0 | 0 | -1.1494 | 1.822 | 0 | 0 | 0 | 0.57017 | 1.6788 | 1.2254 | 3.0551 | 0.11508 | 0.056743 | -0.78871 | 0.45971 | 0.18742 | 3.782 | 16.0609 | 19.2871 | -4.8814 | 0 | 0.52614 | 0 | 1.6728 | 0.22095
2025_05_02 Hr 13 | 0.72056 | 6.1492e-05 | 0 | 0 | 0 | 0 | 0 | 0 | 0 | 0 | 0 | 0.02402 | 1.56 | 0.0096739 | 0.43218 | 0.43218 | 0.77707 | 0 | 0.0064686 | 0.0049984 | 0.013303 | 0.077119 | 0 | 0 | 0 | 0 | 0 | 0.030765 | 0.017896 | 0.037413 | 0 | 0 | 2.0585 | 0 | 0 | 0.81115 | 0 | 0 | 0 | 0.00023327 | -0.016606 | 0.055558 | 0 | 0.012491 | 0 | -0.025806 | 0 | 0 | 0 | 0 | 0 | 0 | 0 | 0 | 0.41378 | 0.012019 | 9.8343e-05 | -1.0625 | 0 | 0 | 0 | 0 | 0 | 0 | 0 | -1.85 | 0 | 0 | 0 | 0 | 0 | 0 | 0 | 0 | 0 | -1.2705 | 1.822 | 0 | 0 | 0 | 1.1447 | 1.6788 | 1.2254 | 3.0551 | 0.11508 | 0.056743 | -0.72056 | 0.45971 | 0.18742 | 3.782 | 16.8166 | 20.0835 | -4.9294 | 0 | 0.52614 | 0 | 1.6728 | 0.22031
2025_05_02 Hr 14 | 0.77933 | 4.2964e-05 | 0 | 0 | 0 | 0 | 0 | 0 | 0 | 0 | 0 | 0.02402 | 1.32 | 0.0081497 | 0.43218 | 0.43218 | 0.77707 | 0 | 0.0064686 | 0.0049984 | 0.013303 | 0.077119 | 0 | 0 | 0 | 0 | 0 | 0.030765 | 0.017896 | 0.037413 | 0 | 0 | 2.0585 | 0 | 0 | 0.81115 | 0 | 0 | 0 | 0 | -0.053835 | 0.055558 | 0 | 0.012436 | 0 | -0.025683 | 0 | 0 | 0 | 0 | 0 | 0 | 0 | 0 | 0.41378 | 0.012019 | 9.8343e-05 | -1.0625 | 0 | 0 | 0 | 0 | 0 | 0 | 0 | -1.85 | 0 | 0 | 0 | 0 | 0 | 0 | 0 | 0 | 0 | -1.2417 | 1.822 | 0 | 0 | 0 | 1.5669 | 1.6788 | 1.2254 | 3.0551 | 0.11508 | 0.056743 | -0.77933 | 0.45971 | 0.18742 | 3.782 | 16.988 | 20.3223 | -4.9592 | 0 | 0.52614 | 0 | 1.6728 | 0.21965
2025_05_02 Hr 15 | 0.76103 | 4.9825e-05 | 0 | 0 | 0 | 0 | 0 | 0 | 0 | 0 | 0 | 0.02402 | 1.26 | 0.0077351 | 0.43218 | 0.43218 | 0.77707 | 0 | 0.0064686 | 0.0049984 | 0.013303 | 0.077119 | 0 | 0 | 0 | 0 | 0 | 0.030765 | 0.017896 | 0.037413 | 0 | 0 | 2.0585 | 0 | 0 | 0.81115 | 0 | 0 | 0 | 0.0012301 | -0.025788 | 0.055558 | 0 | 0.012366 | 0 | -0.025526 | 0 | 0 | 0 | 0 | 0 | 0 | 0 | 0 | 0.82031 | 0.012019 | 9.8343e-05 | -1.0625 | 0 | 0 | 0 | 0 | 0 | 0 | 0 | -1.85 | 0 | 0 | 0 | 0 | 0 | 0 | 0 | 0 | 0 | -1.3454 | 1.822 | 0 | 0 | 0 | 1.6757 | 1.6788 | 1.2254 | 3.0551 | 0.11508 | 0.056743 | -0.76103 | 0.45971 | 0.18742 | 3.782 | 17.3683 | 20.7585 | -5.0445 | 0 | 0.52614 | 0 | 1.6728 | 0.21927
2025_05_02 Hr 16 | 0.65801 | 0.00024639 | 0 | 0 | 0 | 0 | 0 | 0 | 0 | 0 | 0 | 0.02402 | 1.05 | 0.027146 | 0.56739 | 0.56743 | 1.0631 | 0 | 0.0064686 | 0.0049984 | 0.013303 | 0.077119 | 0 | 0 | 0 | 0 | 0 | 0.030765 | 0.017896 | 0.068395 | 0 | 0 | 2.0585 | 0 | 0 | 0.81115 | 0 | 0 | 0 | 0 | -1.3804 | 0.055558 | 0 | 0.052076 | 0 | -0.11424 | 0 | 0 | 0 | 0 | 0 | 0 | 0 | 0 | 0.41378 | 0.012019 | 9.8343e-05 | -1.0625 | 0 | 0 | 0 | 0 | 0 | 0 | 0 | -1.85 | 0 | 0 | 0 | 0 | 0 | 0 | 0 | 0 | 0 | -1.6812 | 1.822 | 0 | 0 | 0 | 1.8367 | 2.2663 | 1.2254 | 3.0551 | 0.11508 | 0.056743 | -0.65801 | 0.45971 | 0.18742 | 3.782 | 15.7401 | 20.2202 | -5.3659 | 0 | 0.52614 | 0 | 1.6728 | 0.21981
2025_05_02 Hr 17 | 0.65219 | 6.0595e-05 | 0 | 0 | 0 | 0 | 0 | 0 | 0 | 0 | 0 | 0.02402 | 1.11 | 0.0087922 | 0.43218 | 0.43218 | 0.77707 | 0 | 0.0064686 | 0.0049984 | 0.013303 | 0.077119 | 0 | 0 | 0 | 0 | 0 | 0.030765 | 0.017896 | 0.037413 | 0 | 9.3116 | 2.0585 | 0 | 0.36967 | 0.81115 | 0 | 0 | 0 | 0.0096752 | -0.039198 | 0.055558 | 0 | 0.0013579 | 0 | -0.033544 | 0 | 0 | 0 | 0 | 0 | 0 | 0 | 0 | 0.75498 | 0.012019 | 9.8343e-05 | -1.0625 | 0 | 0 | 0 | 0 | 0 | 0 | 0 | -1.85 | 0 | 0 | 0 | 0 | 0 | 0 | 0 | 0 | 0 | -2.7326 | 1.822 | 0 | 0 | 0 | 1.7758 | 4.9508 | 1.2254 | 3.0551 | 0.11508 | 0.056743 | -0.65219 | 0.45971 | 0.18742 | 3.782 | 19.4957 | 20.9053 | -6.3309 | 0 | 0.52614 | 0 | 1.6728 | 0.21933
2025_05_02 Hr 18 | 0.65793 | 4.8552e-05 | 0 | 0 | 0 | 0 | 0 | 0 | 0 | 0 | 0 | 0.02402 | 1.38 | 0.017299 | 0.43218 | 0.43218 | 0.77707 | 0 | 0.0064686 | 0.0049984 | 0.013303 | 0.077119 | 0 | 0 | 0 | 0 | 0 | 0.030765 | 0.017896 | 0.037413 | 0 | 3.272 | 2.0585 | 0 | 0.36967 | 0.81115 | 0 | 0 | 0 | 0.00074843 | -0.092429 | 0.055558 | 0 | 0.0021489 | 0 | -0.05431 | 0 | 0 | 0 | 0 | 0 | 0 | 0 | 0 | 1.0236 | 0.012019 | 9.8343e-05 | -1.0625 | 0 | 0 | 0 | 0 | 0 | 0 | 0 | -1.85 | 0 | 0 | 0 | 0 | 0 | 0 | 0 | 0 | 0 | -5.2283 | 1.822 | 0 | 0 | 0 | 1.7845 | 4.9508 | 1.2254 | 3.0551 | 0.11508 | 0.056743 | -0.65793 | 0.45971 | 0.18742 | 3.782 | 17.472 | 21.4658 | -8.853 | 0 | 0.52614 | 0 | 1.6728 | 0.21835
2025_05_02 Hr 19 | 0.318 | 3.6369e-05 | 0 | 0 | 0 | 0 | 0 | 0 | 0 | 0 | 0 | 0.02402 | 1.35 | 0.0235 | 0.56739 | 0.56741 | 0.77707 | 0 | 0.0064686 | 0.0049984 | 0.013303 | 0.077119 | 0 | 0 | 0 | 0 | 0 | 0.030765 | 0.017896 | 0.037413 | 0 | 3.2993 | 2.0585 | 0 | 0.37361 | 0.81115 | 0 | 0 | 0 | 0.38008 | -0.018242 | 0.055558 | 0 | 0.0029842 | 0 | -0.076234 | 0 | 0 | 0 | 0 | 0 | 0 | 0 | 0 | 1.5753 | 0.012019 | 9.8343e-05 | -1.0625 | 0 | 0 | 0 | 0 | 0 | 0 | 0 | -1.85 | 0 | 0 | 0 | 0 | 0 | 0 | 0 | 0 | 0 | -8.291 | 1.822 | 0 | 0 | 0 | 1.2753 | 5.2486 | 1.2254 | 3.0551 | 0.11508 | 0.056743 | -0.318 | 0.45971 | 0.18742 | 3.782 | 15.1618 | 21.1492 | -11.5978 | 0 | 0.52614 | 0 | 1.6728 | 0.21906
2025_05_02 Hr 20 | 0.022885 | 1.9603e-05 | 0 | 0 | 0 | 0 | 0 | 0 | 0 | 0 | 0 | 0.02402 | 1.26 | 0.022601 | 0.81703 | 0.81707 | 0.78856 | 0 | 0.0064686 | 0.0049984 | 0.013303 | 0.077119 | 0 | 0 | 0 | 0 | 0 | 0.030765 | 0.017896 | 0.037413 | 0 | 3.4084 | 2.0585 | 0 | 0.38934 | 0.81115 | 0 | 0 | 0 | 0.40266 | 0 | 0.055558 | 0 | 0.0030749 | 0 | -0.078617 | 0 | 0 | 0 | 0 | 0 | 0 | 0 | 0 | 2.1197 | 0.012019 | 9.8343e-05 | -1.0625 | 0 | 0 | 0 | 0 | 0 | 0 | 0 | -1.85 | 0 | 0 | 0 | 0 | 0 | 0 | 0 | 0 | 0 | -10.2147 | 1.822 | 0 | 0 | 0 | 1.3928 | 5.8685 | 1.2254 | 3.0551 | 0.11508 | 0.056743 | -0.022885 | 0.45971 | 0.18742 | 3.782 | 14.4818 | 21.4394 | -13.2287 | 0 | 0.52614 | 0 | 1.6728 | 0.21755
2025_05_02 Hr 21 | 0 | 1.5813e-06 | 0 | 0 | 0 | 0 | 0 | 0 | 0 | 0 | 0 | 0.02402 | 1.05 | 0.020662 | 1.0667 | 1.0667 | 0.81152 | 0 | 0.0064686 | 0.0049984 | 0.013303 | 0.077119 | 0 | 0 | 0 | 0 | 0 | 0.030765 | 0.017896 | 0.042456 | 0 | 3.8761 | 2.0585 | 0 | 0.45676 | 0.81115 | 0 | 0 | 0 | 0.58676 | -0.14381 | 0.055558 | 0 | 0.0033733 | 0 | -0.08645 | 0 | 0 | 0 | 0 | 0 | 0 | 0 | 0 | 2.9473 | 0.012019 | 9.8343e-05 | -1.0625 | 0 | 0 | 0 | 0 | 0 | 0 | 0 | -1.85 | 0 | 0 | 0 | 0 | 0 | 0 | 0 | 0 | 0 | -12.3572 | 1.822 | 0 | 0 | 0 | 1.3449 | 6.8634 | 1.2254 | 3.0551 | 0.11508 | 0.056743 | 0 | 0.45971 | 0.18742 | 3.782 | 14.0038 | 22.0536 | -15.3561 | 0 | 0.52614 | 0 | 1.6728 | 0.21951
2025_05_02 Hr 22 | 0 | 0 | 0 | 0 | 0 | 0 | 0 | 0 | 0 | 0 | 0 | 0.02402 | 0.9 | 0.016422 | 1.2095 | 1.2095 | 0.84599 | 0 | 0.0064686 | 0.0049984 | 0.013303 | 0.077119 | 0 | 0 | 0 | 0 | 0 | 0.030765 | 0.017896 | 0.037413 | 0 | 3.9955 | 2.0585 | 0 | 0.47398 | 0.81115 | 0 | 0 | 0 | 0.13678 | -0.61004 | 0.055558 | 0 | 0.0031279 | 0 | -0.080008 | 0 | 0 | 0 | 0 | 0 | 0 | 0 | 0 | 3.2159 | 0.012019 | 9.8343e-05 | -1.0625 | 0 | 0 | 0 | 0 | 0 | 0 | 0 | -1.85 | 0 | 0 | 0 | 0 | 0 | 0 | 0 | 0 | 0 | -13.2187 | 1.822 | 0 | 0 | 0 | 1.815 | 7.298 | 1.2254 | 3.0551 | 0.11508 | 0.056743 | 0 | 0.45971 | 0.18742 | 3.782 | 13.2677 | 22.6542 | -16.2112 | 0 | 0.52614 | 0 | 1.6728 | 0.21844
2025_05_02 Hr 23 | 0 | 0 | 0 | 0 | 0 | 0 | 0 | 0 | 0 | 0 | 0 | 0.02402 | 0.99 | 0.040489 | 1.2159 | 1.2159 | 1.1666 | 0 | 0.0064686 | 0.0049984 | 0.013303 | 0.077119 | 0 | -0.71077 | 0 | 0 | 0 | 0.030765 | 0.017896 | 0.094508 | 0 | 3.9348 | 2.0585 | 0 | 0.46463 | 0.81115 | 0 | 0 | 0 | 2.7247 | 0 | 0.055558 | 0 | 0.0048201 | 0 | -0.18194 | 0 | 0 | 0 | 0 | 0 | 0 | 0 | 0 | 2.9473 | 0.012019 | 9.8343e-05 | 0 | 0 | 0 | 0 | 0 | 0 | 0 | 0 | 0 | -1.575 | 0 | 0 | 0 | 0 | 0 | 0 | 0 | 0 | -37.9749 | 1.822 | 0 | 3.4889 | 0 | 1.6975 | 9.9489 | 1.2254 | 3.0551 | 0.11508 | 0.056743 | 0 | 0.45971 | 0.18742 | 3.782 | -5.3986 | 22.3704 | -40.4427 | 0 | 0.52614 | 0 | 1.6728 | 0.2161
2025_05_02 Hr 24 | 0 | 0 | 0 | 0 | 0 | 0 | 0 | 0 | 0 | 0 | 0 | 0.02402 | 1.8 | 0.11786 | 1.2159 | 1.2159 | 1.2432 | 0 | 0.0064686 | 0.0049984 | 0.013303 | 0.077119 | 0 | -0.052333 | 0 | 0 | 0 | 0.030765 | 0.017896 | 0.10014 | 0 | 4.4434 | 2.0585 | 0 | 0.53929 | 0.81115 | 0 | 0 | 0 | 1.0209 | 0 | 0.055558 | 0 | 0.0077172 | 0 | -0.29256 | 0 | 0 | 0 | 0 | 0 | 0 | 0 | 0 | 3.4918 | 0.012019 | 9.8343e-05 | 0 | 0 | 0 | 0 | 0 | 0 | 0 | 0 | 0 | -1.575 | 0 | 0 | 0 | 0 | 0 | 0 | 0 | 0 | -30.9772 | 1.822 | 0 | 2.4088 | 0 | 1.667 | 10.6273 | 1.2254 | 3.0551 | 0.11508 | 0.056743 | 0 | 0.45971 | 0.18742 | 3.782 | 2.5958 | 23.8446 | -32.897 | 0 | 0.52614 | 0 | 1.6728 | 0.21424
2025_05_03 Hr 01 | 0 | 0 | 0 | 0 | 0 | 0 | 0 | 0 | 0 | 0 | 0 | 0.02402 | 1.86 | 0.071189 | 1.2159 | 1.2159 | 1.2432 | 0 | 0.0064686 | 0.0049984 | 0.013303 | 0.077119 | 0 | -0.78106 | 0 | 0 | 0 | 0.030765 | 0.017896 | 0.10014 | 0 | 4.4434 | 2.0585 | 0 | 0.53929 | 0.81115 | 0 | 0 | 0 | 1.0104 | -0.0012858 | 0.055558 | 0 | 0.0045108 | 0 | -0.17013 | 0 | 0 | 0 | 0 | 0 | 0 | 0 | 0 | 3.9055 | 0.012019 | 9.8343e-05 | 0 | 0 | 0 | 0 | 0 | 0 | 0 | 0 | 0 | -1.575 | 0 | 0 | 0 | 0 | 0 | 0 | 0 | 0 | -30.2367 | 1.822 | 0 | 2.4088 | 0 | 0.94448 | 10.6273 | 1.2254 | 3.0551 | 0.11508 | 0.056743 | 0 | 0.45971 | 0.18742 | 3.782 | 2.4171 | 23.5436 | -32.7629 | 0 | 0.52614 | 0 | 1.6728 | 0.20867
2025_05_03 Hr 02 | 0 | 0 | 0 | 0 | 0 | 0 | 0 | 0 | 0 | 0 | 0 | 0.02402 | 0.93 | 0.033176 | 1.2159 | 1.2159 | 1.2432 | 0 | 0.0064686 | 0.0049984 | 0.013303 | 0.077119 | 0 | -0.85073 | 0 | 0 | 0 | 0.030765 | 0.017896 | 0.10014 | 0 | 4.4434 | 2.0585 | 0 | 0.53929 | 0.81115 | 0 | 0 | 0 | 1.1581 | 0 | 0.055558 | 0 | 0.0042043 | 0 | -0.15843 | 0 | 0 | 0 | 0 | 0 | 0 | 0 | 0 | 4.1088 | 0.012019 | 9.8343e-05 | 0 | 0 | 0 | 0 | 0 | 0 | 0 | 0 | 0 | -1.575 | 0 | 0 | 0 | 0 | 0 | 0 | 0 | 0 | -26.7962 | 1.822 | 0 | 2.4088 | 0 | 1.2056 | 10.6273 | 1.2254 | 3.0551 | 0.11508 | 0.056743 | 0 | 0.45971 | 0.18742 | 3.782 | 5.4444 | 23.0394 | -29.3804 | 0 | 0.52614 | 0 | 1.6728 | 0.20809
2025_05_03 Hr 03 | 0 | 0 | 0 | 0 | 0 | 0 | 0 | 0 | 0 | 0 | 0 | 0.02402 | 0.24 | 0.0083215 | 1.2159 | 1.2159 | 1.2432 | 0 | 0.0064686 | 0.0049984 | 0.013303 | 0.077119 | 0 | -0.87752 | 0 | 0 | 0 | 0.030765 | 0.017896 | 0.10014 | 0 | 4.4434 | 2.0585 | 0 | 0.53929 | 0.81115 | 0 | 0 | 0 | 0.64594 | 0 | 0.055558 | 0 | 0.0040864 | 0 | -0.15393 | 0 | 0 | 0 | 0 | 0 | 0 | 0 | 0 | 4.1088 | 0.012019 | 9.8343e-05 | 0 | 0 | 0 | 0 | 0 | 0 | 0 | 0 | 0 | -1.575 | 0 | 0 | 0 | 0 | 0 | 0 | 0 | 0 | -25.2295 | 1.822 | 0 | 2.391 | 0 | 1.3841 | 10.6095 | 1.2254 | 3.0551 | 0.11508 | 0.056743 | 0 | 0.45971 | 0.18742 | 3.782 | 5.9228 | 22.5033 | -27.8359 | 0 | 0.52614 | 0 | 1.6728 | 0.20831
2025_05_03 Hr 04 | 0 | 0 | 0 | 0 | 0 | 0 | 0 | 0 | 0 | 0 | 0 | 0.02402 | 0.18 | 0.0058143 | 1.2159 | 1.2159 | 1.2432 | 0 | 0.0064686 | 0.0049984 | 0.013303 | 0.077119 | 0 | -0.94102 | 0 | 0 | 0 | 0.030765 | 0.017896 | 0.10014 | 0 | 4.4434 | 2.0585 | 0 | 0.53929 | 0.81115 | 0 | 0 | 0 | 0.92999 | 0 | 0.055558 | 0 | 0.0055375 | 0 | -0.14326 | 0 | 0 | 0 | 0 | 0 | 0 | 0 | 0 | 4.0435 | 0.012019 | 9.8343e-05 | 0 | 0 | 0 | 0 | 0 | 0 | 0 | 0 | 0 | -1.575 | 0 | 0 | 0 | 0 | 0 | 0 | 0 | 0 | -20.6633 | 1.822 | 0 | 0 | 0 | 1.2927 | 8.2185 | 1.2254 | 3.0551 | 0.11508 | 0.056743 | 0 | 0.45971 | 0.18742 | 3.782 | 8.1098 | 22.2839 | -23.3226 | 0 | 0.52614 | 0 | 1.6728 | 0.20819
2025_05_03 Hr 05 | 0 | 0 | 0 | 0 | 0 | 0 | 0 | 0 | 0 | 0 | 0 | 0.02402 | 0.21 | 0.0069288 | 1.2159 | 1.2159 | 1.2432 | 0 | 0.0064686 | 0.0049984 | 0.013303 | 0.077119 | 0 | -0.92248 | 0 | 0 | 0 | 0.030765 | 0.017896 | 0.10014 | 0 | 4.4434 | 2.0585 | 0 | 0.53929 | 0.81115 | 0 | 0 | 0 | 0.78114 | 0 | 0.055558 | 0 | 0.0056561 | 0 | -0.14637 | 0 | 0 | 0 | 0 | 0 | 0 | 0 | 0 | 4.1088 | 0.012019 | 9.8343e-05 | 0 | 0 | 0 | 0 | 0 | 0 | 0 | 0 | 0 | -1.575 | 0 | 0 | 0 | 0 | 0 | 0 | 0 | 0 | -22.2122 | 1.822 | 0 | 0 | 0 | 1.4668 | 8.2185 | 1.2254 | 3.0551 | 0.11508 | 0.056743 | 0 | 0.45971 | 0.18742 | 3.782 | 6.6989 | 22.5552 | -24.856 | 0 | 0.52614 | 0 | 1.6728 | 0.20897
2025_05_03 Hr 06 | 0 | 0 | 0 | 0 | 0 | 0 | 0 | 0 | 0 | 0 | 0 | 0.02402 | 0.42 | 0.012535 | 1.2159 | 1.2159 | 1.2432 | 0 | 0.0064686 | 0.0049984 | 0.013303 | 0.077119 | 0 | -1.0068 | 0 | 0 | 0 | 0.030765 | 0.017896 | 0.098461 | 0 | 4.4434 | 2.0585 | 0 | 0.53929 | 0.81115 | 0 | 0 | 0 | 0.37577 | -0.037823 | 0.055558 | 0 | 0.0051163 | 0 | -0.1322 | 0 | 0 | 0 | 0 | 0 | 0 | 0 | 0 | 4.45 | 0.012019 | 9.8343e-05 | 0 | 0 | 0 | 0 | 0 | 0 | 0 | 0 | 0 | -1.575 | 0 | 0 | 0 | 0 | 0 | 0 | 0 | 0 | -19.3464 | 1.822 | 0 | 0 | 0 | 1.7671 | 8.2168 | 1.2254 | 3.0551 | 0.11508 | 0.056743 | 0 | 0.45971 | 0.18742 | 3.782 | 9.9071 | 23.4127 | -22.0605 | 0 | 0.52614 | 0 | 1.6728 | 0.20937
2025_05_03 Hr 07 | 0.29569 | 0 | 0 | 0 | 0 | 0 | 0 | 0 | 0 | 0 | 0 | 0.02402 | 0.78 | 0.013256 | 0.75873 | 0.75873 | 0.92006 | 0 | 0.0064686 | 0.0049984 | 0.013303 | 0.077119 | 0 | 0 | 0 | 0 | 0 | 0.030765 | 0.017896 | 0.053094 | 0 | 3.6383 | 2.0585 | 0 | 0.42248 | 0.81115 | 0 | 0 | 0 | 0.0036544 | -2.312 | 0.055558 | 0 | 0.0029135 | 0 | -0.074379 | 0 | 0 | 0 | 0 | 0 | 0 | 0 | 0 | 4.2467 | 0.012019 | 9.8343e-05 | -1.0625 | 0 | 0 | 0 | 0 | 0 | 0 | 0 | -1.85 | 0 | 0 | 0 | 0 | 0 | 0 | 0 | 0 | 0 | -9.5482 | 1.822 | 0 | 0 | 0 | 1.9368 | 6.1289 | 1.2254 | 3.0551 | 0.11508 | 0.056743 | -0.29569 | 0.45971 | 0.18742 | 3.782 | 14.9102 | 23.9204 | -12.8308 | 0 | 0.52614 | 0 | 1.6728 | 0.21093
2025_05_03 Hr 08 | 0.75536 | 0 | 0 | 0 | 0 | 0 | 0 | 0 | 0 | 0 | 0 | 0.02402 | 0.72 | 0.010157 | 0.44951 | 0.44951 | 0.81153 | 0 | 0.0064686 | 0.0049984 | 0.013303 | 0.077119 | 0 | 0 | 0 | 0 | 0 | 0.030765 | 0.017896 | 0.037413 | 0 | 3.3629 | 2.0585 | 0 | 0.38278 | 0.81115 | 0 | 0 | 0 | 0 | -0.49002 | 0.055558 | 0 | 0.0024184 | 0 | -0.061383 | 0 | 0 | 0 | 0 | 0 | 0 | 0 | 0 | 3.2159 | 0.012019 | 9.8343e-05 | -1.0625 | 0 | 0 | 0 | 0 | 0 | 0 | 0 | -1.85 | 0 | 0 | 0 | 0 | 0 | 0 | 0 | 0 | 0 | -6.4834 | 1.822 | 0 | 0 | 0 | 2.0761 | 5.1109 | 1.2254 | 3.0551 | 0.11508 | 0.056743 | -0.75536 | 0.45971 | 0.18742 | 3.782 | 17.7951 | 23.3868 | -10.2126 | 0 | 0.52614 | 0 | 1.6728 | 0.21209
2025_05_03 Hr 09 | 0.81573 | 7.3155e-06 | 0 | 0 | 0 | 0 | 0 | 0 | 0 | 0 | 0 | 0.02402 | 1.23 | 0.016467 | 0.43218 | 0.43218 | 0.77707 | 0 | 0.0064686 | 0.0049984 | 0.013303 | 0.077119 | 0 | 0 | 0 | 0 | 0 | 0.030765 | 0.017896 | 0.037413 | 0 | 0 | 2.0585 | 0 | 0 | 0.81115 | 0 | 0 | 0 | 0.012681 | -0.16835 | 0.055558 | 0 | 0.026967 | 0 | -0.058146 | 0 | 0 | 0 | 0 | 0 | 0 | 0 | 0 | 3.6297 | 0.012019 | 9.8343e-05 | -1.0625 | 0 | 0 | 0 | 0 | 0 | 0 | 0 | -1.85 | 0 | 0 | 0 | 0 | 0 | 0 | 0 | 0 | 0 | -4.0723 | 1.822 | 0 | 0 | 0 | 1.506 | 1.6788 | 1.2254 | 3.0551 | 0.11508 | 0.056743 | -0.81573 | 0.45971 | 0.18742 | 3.782 | 17.0909 | 23.4264 | -7.8587 | 0 | 0.52614 | 0 | 1.6728 | 0.21412
2025_05_03 Hr 10 | 0.81159 | 1.8963e-05 | 0 | 0 | 0 | 0 | 0 | 0 | 0 | 0 | 0 | 0.02402 | 1.68 | 0.018526 | 0.43218 | 0.43218 | 0.77707 | 0 | 0.0064686 | 0.0049984 | 0.013303 | 0.077119 | 0 | 0 | 0 | 0 | 0 | 0.030765 | 0.017896 | 0.037413 | 0 | 0 | 2.0585 | 0 | 0 | 0.81115 | 0 | 0 | 0 | 0.051559 | 0 | 0.055558 | 0 | 0.022212 | 0 | -0.047523 | 0 | 0 | 0 | 0 | 0 | 0 | 0 | 0 | 3.4264 | 0.012019 | 9.8343e-05 | -1.0625 | 0 | 0 | 0 | 0 | 0 | 0 | 0 | -1.85 | 0 | 0 | 0 | 0 | 0 | 0 | 0 | 0 | 0 | -2.6889 | 1.822 | 0 | 0 | 0 | 1.3623 | 1.6788 | 1.2254 | 3.0551 | 0.11508 | 0.056743 | -0.81159 | 0.45971 | 0.18742 | 3.782 | 18.7975 | 23.5276 | -6.4605 | 0 | 0.52614 | 0 | 1.6728 | 0.21431
2025_05_03 Hr 11 | 0.80709 | 4.3609e-05 | 0 | 0 | 0 | 0 | 0 | 0 | 0 | 0 | 0 | 0.02402 | 1.53 | 0.017226 | 0.43218 | 0.43218 | 0.77707 | 0 | 0.0064686 | 0.0049984 | 0.013303 | 0.077119 | 0 | 0 | 0 | 0 | 0 | 0.030765 | 0.017896 | 0.037413 | 0 | 0 | 2.0585 | 0 | 0 | 0.81115 | 0 | 0 | 0 | 0 | -0.1756 | 0.055558 | 0 | 0.022679 | 0 | -0.048566 | 0 | 0 | 0 | 0 | 0 | 0 | 0 | 0 | 3.078 | 0.012019 | 9.8343e-05 | -1.0625 | 0 | 0 | 0 | 0 | 0 | 0 | 0 | -1.85 | 0 | 0 | 0 | 0 | 0 | 0 | 0 | 0 | 0 | -2.4378 | 1.822 | 0 | 0 | 0 | 1.7236 | 1.6788 | 1.2254 | 3.0551 | 0.11508 | 0.056743 | -0.80709 | 0.45971 | 0.18742 | 3.782 | 18.6819 | 23.3847 | -6.206 | 0 | 0.52614 | 0 | 1.6728 | 0.21434
2025_05_03 Hr 12 | 0.80302 | 3.7677e-05 | 0 | 0 | 0 | 0 | 0 | 0 | 0 | 0 | 0 | 0.02402 | 1.59 | 0.013909 | 0.43218 | 0.43218 | 0.77707 | 0 | 0.0064686 | 0.0049984 | 0.013303 | 0.077119 | 0 | 0 | 0 | 0 | 0 | 0.030765 | 0.017896 | 0.037413 | 0 | 0 | 2.0585 | 0 | 0 | 0.81115 | 0 | 0 | 0 | 0 | -0.059375 | 0.055558 | 0 | 0.01762 | 0 | -0.037265 | 0 | 0 | 0 | 0 | 0 | 0 | 0 | 0 | 2.5335 | 0.012019 | 9.8343e-05 | -1.0625 | 0 | 0 | 0 | 0 | 0 | 0 | 0 | -1.85 | 0 | 0 | 0 | 0 | 0 | 0 | 0 | 0 | 0 | -1.3006 | 1.822 | 0 | 0 | 0 | 1.4929 | 1.6788 | 1.2254 | 3.0551 | 0.11508 | 0.056743 | -0.80302 | 0.45971 | 0.18742 | 3.782 | 19.2274 | 22.6613 | -5.0534 | 0 | 0.52614 | 0 | 1.6728 | 0.21351
2025_05_03 Hr 13 | 0.80701 | 7.501e-05 | 0 | 0 | 0 | 0 | 0 | 0 | 0 | 0 | 0 | 0.02402 | 1.08 | 0.012602 | 0.43218 | 0.43218 | 0.77707 | 0 | 0.0064686 | 0.0049984 | 0.013303 | 0.077119 | 0 | 0 | 0 | 0 | 0 | 0.030765 | 0.017896 | 0.037413 | 0 | 0 | 2.0585 | 0 | 0 | 0.81115 | 0 | 0 | 0 | 0.0036458 | -0.014599 | 0.055558 | 0 | 0.023503 | 0 | -0.050407 | 0 | 0 | 0 | 0 | 0 | 0 | 0 | 0 | 2.5335 | 0.012019 | 9.8343e-05 | -1.0625 | 0 | 0 | 0 | 0 | 0 | 0 | 0 | -1.85 | 0 | 0 | 0 | 0 | 0 | 0 | 0 | 0 | 0 | -2.81 | 1.822 | 0 | 0 | 0 | 1.3231 | 1.6788 | 1.2254 | 3.0551 | 0.11508 | 0.056743 | -0.80701 | 0.45971 | 0.18742 | 3.782 | 17.072 | 21.984 | -6.5799 | 0 | 0.52614 | 0 | 1.6728 | 0.21318
2025_05_03 Hr 14 | 0.76517 | 8.4993e-05 | 0 | 0 | 0 | 0 | 0 | 0 | 0 | 0 | 0 | 0.02402 | 1.08 | 0.011005 | 0.43218 | 0.43218 | 0.77707 | 0 | 0.0064686 | 0.0049984 | 0.013303 | 0.077119 | 0 | 0 | 0 | 0 | 0 | 0.030765 | 0.017896 | 0.037413 | 0 | 0 | 2.0585 | 0 | 0 | 0.81115 | 0 | 0 | 0 | 0.13991 | 0 | 0.055558 | 0 | 0.020525 | 0 | -0.043754 | 0 | 0 | 0 | 0 | 0 | 0 | 0 | 0 | 2.4682 | 0.012019 | 9.8343e-05 | -1.0625 | 0 | 0 | 0 | 0 | 0 | 0 | 0 | -1.85 | 0 | 0 | 0 | 0 | 0 | 0 | 0 | 0 | 0 | -2.3598 | 1.822 | 0 | 0 | 0 | 1.2622 | 1.6788 | 1.2254 | 3.0551 | 0.11508 | 0.056743 | -0.76517 | 0.45971 | 0.18742 | 3.782 | 17.5516 | 21.8141 | -6.0813 | 0 | 0.52614 | 0 | 1.6728 | 0.21299
2025_05_03 Hr 15 | 0.77926 | 9.0736e-05 | 0 | 0 | 0 | 0 | 0 | 0 | 0 | 0 | 0 | 0.02402 | 1.02 | 0.013455 | 0.43218 | 0.43218 | 0.77707 | 0 | 0.0064686 | 0.0049984 | 0.013303 | 0.077119 | 0 | 0 | 0 | 0 | 0 | 0.030765 | 0.017896 | 0.037413 | 0 | 0 | 2.0585 | 0 | 0 | 0.81115 | 0 | 0 | 0 | 0.14516 | 0 | 0.055558 | 0 | 0.026571 | 0 | -0.05726 | 0 | 0 | 0 | 0 | 0 | 0 | 0 | 0 | 2.6715 | 0.012019 | 9.8343e-05 | -1.0625 | 0 | 0 | 0 | 0 | 0 | 0 | 0 | -1.85 | 0 | 0 | 0 | 0 | 0 | 0 | 0 | 0 | 0 | -4.0455 | 1.822 | 0 | 0 | 0 | 1.5843 | 1.6788 | 1.2254 | 3.0551 | 0.11508 | 0.056743 | -0.77926 | 0.45971 | 0.18742 | 3.782 | 16.3254 | 22.2959 | -7.7945 | 0 | 0.52614 | 0 | 1.6728 | 0.21292
2025_05_03 Hr 16 | 0.78507 | 8.7542e-05 | 0 | 0 | 0 | 0 | 0 | 0 | 0 | 0 | 0 | 0.02402 | 1.05 | 0.01271 | 0.43218 | 0.43218 | 0.77707 | 0 | 0.0064686 | 0.0049984 | 0.013303 | 0.077119 | 0 | 0 | 0 | 0 | 0 | 0.030765 | 0.017896 | 0.037413 | 0 | 0 | 2.0585 | 0 | 0 | 0.81115 | 0 | 0 | 0 | 0.063185 | -0.0019323 | 0.055558 | 0 | 0.024382 | 0 | -0.052371 | 0 | 0 | 0 | 0 | 0 | 0 | 0 | 0 | 4.1088 | 0.012019 | 9.8343e-05 | -1.0625 | 0 | 0 | 0 | 0 | 0 | 0 | 0 | -1.85 | 0 | 0 | 0 | 0 | 0 | 0 | 0 | 0 | 0 | -3.8142 | 1.822 | 0 | 0 | 0 | 1.828 | 1.6788 | 1.2254 | 3.0551 | 0.11508 | 0.056743 | -0.78507 | 0.45971 | 0.18742 | 3.782 | 18.1884 | 24.0125 | -7.5641 | 0 | 0.52614 | 0 | 1.6728 | 0.21332
2025_05_03 Hr 17 | 0.74976 | 5.084e-05 | 0 | 0 | 0 | 0 | 0 | 0 | 0 | 0 | 0 | 0.02402 | 1.02 | 0.0098675 | 0.43218 | 0.43218 | 0.77707 | 0 | 0.0064686 | 0.0049984 | 0.013303 | 0.077119 | 0 | 0 | 0 | 0 | 0 | 0.030765 | 0.017896 | 0.037413 | 0 | 0 | 2.0585 | 0 | 0 | 0.81115 | 0 | 0 | 0 | 0 | -0.066254 | 0.055558 | 0 | 0.019486 | 0 | -0.041433 | 0 | 0 | 0 | 0 | 0 | 0 | 0 | 0 | 3.695 | 0.012019 | 9.8343e-05 | -1.0625 | 0 | 0 | 0 | 0 | 0 | 0 | 0 | -1.85 | 0 | 0 | 0 | 0 | 0 | 0 | 0 | 0 | 0 | -2.1465 | 1.822 | 0 | 0 | 0 | 1.9847 | 1.6788 | 1.2254 | 3.0551 | 0.11508 | 0.056743 | -0.74976 | 0.45971 | 0.18742 | 3.782 | 19.4498 | 23.6874 | -5.8502 | 0 | 0.52614 | 0 | 1.6728 | 0.21351
2025_05_03 Hr 18 | 0.80258 | 4.3329e-05 | 0 | 0 | 0 | 0 | 0 | 0 | 0 | 0 | 0 | 0.02402 | 0.87 | 0.0098139 | 0.43738 | 0.43738 | 0.78856 | 0 | 0.0064686 | 0.0049984 | 0.013303 | 0.077119 | 0 | 0 | 0 | 0 | 0 | 0.030765 | 0.017896 | 0.037413 | 0 | 0 | 2.0585 | 0 | 0 | 0.81115 | 0 | 0 | 0 | 0.0020756 | -0.22131 | 0.055558 | 0 | 0.022722 | 0 | -0.048662 | 0 | 0 | 0 | 0 | 0 | 0 | 0 | 0 | 4.3121 | 0.012019 | 9.8343e-05 | -1.0625 | 0 | 0 | 0 | 0 | 0 | 0 | 0 | -1.85 | 0 | 0 | 0 | 0 | 0 | 0 | 0 | 0 | 0 | -2.6398 | 1.822 | 0 | 0 | 0 | 1.815 | 1.7007 | 1.2254 | 3.0551 | 0.11508 | 0.056743 | -0.80258 | 0.45971 | 0.18742 | 3.782 | 19.1157 | 24.0377 | -6.4035 | 0 | 0.52614 | 0 | 1.6728 | 0.21382
2025_05_03 Hr 19 | 0.43148 | 1.9179e-05 | 0 | 0 | 0 | 0 | 0 | 0 | 0 | 0 | 0 | 0.02402 | 0.78 | 0.0079558 | 0.43218 | 0.43218 | 0.77707 | 0 | 0.0064686 | 0.0049984 | 0.013303 | 0.077119 | 0 | 0 | 0 | 0 | 0 | 0.030765 | 0.017896 | 0.037413 | 0 | 0 | 2.0585 | 0 | 0 | 0.81115 | 0 | 0 | 0 | 0.0068991 | -0.12137 | 0.055558 | 0 | 0.020545 | 0 | -0.043799 | 0 | 0 | 0 | 0 | 0 | 0 | 0 | 0 | 4.3121 | 0.012019 | 9.8343e-05 | -1.0625 | 0 | 0 | 0 | 0 | 0 | 0 | 0 | -1.85 | 0 | 0 | 0 | 0 | 0 | 0 | 0 | 0 | 0 | -2.2313 | 1.822 | 0 | 0 | 0 | 1.5451 | 1.6788 | 1.2254 | 3.0551 | 0.11508 | 0.056743 | -0.43148 | 0.45971 | 0.18742 | 3.782 | 19.2504 | 23.3051 | -5.619 | 0 | 0.52614 | 0 | 1.6728 | 0.21402
2025_05_03 Hr 20 | 0.045044 | 3.8881e-06 | 0 | 0 | 0 | 0 | 0 | 0 | 0 | 0 | 0 | 0.02402 | 0.75 | 0.0051841 | 0.43218 | 0.43218 | 0.77707 | 0 | 0.0064686 | 0.0049984 | 0.013303 | 0.077119 | 0 | 0 | 0 | 0 | 0 | 0.030765 | 0.017896 | 0.037413 | 0 | 0 | 2.0585 | 0 | 0 | 0.81115 | 0 | 0 | 0 | 0 | -0.056705 | 0.055558 | 0 | 0.013923 | 0 | -0.029005 | 0 | 0 | 0 | 0 | 0 | 0 | 0 | 0 | 3.833 | 0.012019 | 9.8343e-05 | -1.0625 | 0 | 0 | 0 | 0 | 0 | 0 | 0 | -1.85 | 0 | 0 | 0 | 0 | 0 | 0 | 0 | 0 | 0 | -0.69674 | 1.822 | 0 | 0 | 0 | 1.3362 | 1.6788 | 1.2254 | 3.0551 | 0.11508 | 0.056743 | -0.045044 | 0.45971 | 0.18742 | 3.782 | 20.1366 | 22.1977 | -3.6833 | 0 | 0.52614 | 0 | 1.6728 | 0.21393
2025_05_03 Hr 21 | 0 | 6.158e-07 | 0 | 0 | 0 | 0 | 0 | 0 | 0 | 0 | 0 | 0.02402 | 0.51 | 0.0097707 | 0.56739 | 0.56741 | 0.91749 | 0 | 0.0064686 | 0.0049984 | 0.013303 | 0.077119 | 0 | 0 | 0 | 0 | 0 | 0.030765 | 0.017896 | 0.039097 | 0 | 0 | 2.0585 | 0 | 0 | 0.81115 | 0 | 0 | 0 | 0.049028 | -0.38326 | 0.055558 | 0 | 0.03859 | 0 | -0.084112 | 0 | 0 | 0 | 0 | 0 | 0 | 0 | 0 | 3.4264 | 0.012019 | 9.8343e-05 | -1.0625 | 0 | 0 | 0 | 0 | 0 | 0 | 0 | -1.85 | 0 | 0 | 0 | 0 | 0 | 0 | 0 | 0 | 0 | -1.3649 | 1.822 | 0 | 0 | 0 | 1.2535 | 2.0914 | 1.2254 | 3.0551 | 0.11508 | 0.056743 | 0 | 0.45971 | 0.18742 | 3.782 | 18.8243 | 21.4287 | -4.3615 | 0 | 0.52614 | 0 | 1.6728 | 0.21451
2025_05_03 Hr 22 | 0 | 0 | 0 | 0 | 0 | 0 | 0 | 0 | 0 | 0 | 0 | 0.02402 | 0.69 | 0.011768 | 0.81703 | 0.81703 | 0.77707 | 0 | 0.0064686 | 0.0049984 | 0.013303 | 0.077119 | 0 | 0 | 0 | 0 | 0 | 0.030765 | 0.017896 | 0.037413 | 0 | 0 | 2.0585 | 0 | 0 | 0.81115 | 0 | 0 | 0 | 0.21782 | -0.12406 | 0.055558 | 0 | 0.034353 | 0 | -0.074646 | 0 | 0 | 0 | 0 | 0 | 0 | 0 | 0 | 3.6297 | 0.012019 | 9.8343e-05 | -1.0625 | 0 | 0 | 0 | 0 | 0 | 0 | 0 | -1.85 | 0 | 0 | 0 | 0 | 0 | 0 | 0 | 0 | 0 | -4.9822 | 1.822 | 0 | 0 | 0 | 1.8541 | 2.4485 | 1.2254 | 3.0551 | 0.11508 | 0.056743 | 0 | 0.45971 | 0.18742 | 3.782 | 16.986 | 22.413 | -7.9693 | 0 | 0.52614 | 0 | 1.6728 | 0.21301
2025_05_03 Hr 23 | 0 | 0 | 0 | 0 | 0 | 0 | 0 | 0 | 0 | 0 | 0 | 0.02402 | 0.9 | 0.027426 | 1.0667 | 1.0667 | 1.1547 | 0 | 0.0064686 | 0.0049984 | 0.013303 | 0.077119 | 0 | -0.98999 | 0 | 0 | 0 | 0.030765 | 0.017896 | 0.078449 | 0 | 0 | 2.0585 | 0 | 0 | 0.81115 | 0 | 0 | 0 | 0.17998 | -0.43159 | 0.055558 | 0 | 0.061382 | 0 | -0.13503 | 0 | 0 | 0 | 0 | 0 | 0 | 0 | 0 | 4.5879 | 0.012019 | 9.8343e-05 | 0 | 0 | 0 | 0 | 0 | 0 | 0 | 0 | 0 | -1.575 | 0 | 0 | 0 | 0 | 0 | 0 | 0 | 0 | -14.2236 | 1.822 | 0 | 0 | 0 | 2.4766 | 3.3665 | 1.2254 | 3.0551 | 0.11508 | 0.056743 | 0 | 0.45971 | 0.18742 | 3.782 | 10.4091 | 24.2178 | -16.9236 | 0 | 0.52614 | 0 | 1.6728 | 0.21146
2025_05_03 Hr 24 | 0 | 0 | 0 | 0 | 0 | 0 | 0 | 0 | 0 | 0 | 0 | 0.02402 | 1.11 | 0.006235 | 0.43218 | 0.43218 | 0.79955 | 0 | 0.0064686 | 0.0049984 | 0.013303 | 0.077119 | 0 | -1.6558 | 0 | 0 | 0 | 0.030765 | 0.017896 | 0.037413 | 0 | 0 | 2.0585 | 0 | 0 | 0.81115 | 0 | 0 | 0 | 0 | -1.3576 | 0.055558 | 0 | 0.011314 | 0 | -0.023177 | 0 | 0 | 0 | 0 | 0 | 0 | 0 | 0 | 4.3121 | 0.012019 | 9.8343e-05 | 0 | 0 | 0 | 0 | 0 | 0 | 0 | 0 | 0 | -1.575 | 0 | 0 | 0 | 0 | 0 | 0 | 0 | 0 | 1.3516 | 1.822 | 0 | 0 | 0 | 2.8813 | 1.7013 | 1.2254 | 3.0551 | 0.11508 | 0.056743 | 0 | 0.45971 | 0.18742 | 3.782 | 22.9747 | 24.5333 | -1.9024 | 0 | 0.52614 | 0 | 1.6728 | 0.20922
2025_05_04 Hr 01 | 0 | 0 | 0 | 0 | 0 | 0 | 0 | 0 | 0 | 0 | 0 | 0.02402 | 1.41 | 0.006966 | 0.43218 | 0.43218 | 0.79955 | 0 | 0.0064686 | 0.0049984 | 0.013303 | 0.077119 | 0 | -1.6739 | 0 | 0 | 0 | 0.030765 | 0.017896 | 0.037413 | 0 | 0 | 2.0585 | 0 | 0 | 0.81115 | 0 | 0 | 0 | 0 | -1.0979 | 0.055558 | 0 | 0.0099515 | 0 | -0.020132 | 0 | 0 | 0 | 0 | 0 | 0 | 0 | 0 | 3.695 | 0.012019 | 9.8343e-05 | 0 | 0 | 0 | 0 | 0 | 0 | 0 | 0 | 0 | -1.575 | 0 | 0 | 0 | 0 | 0 | 0 | 0 | 0 | 2.4777 | 1.822 | 0 | 0 | 0 | 2.9074 | 1.7013 | 1.2254 | 3.0551 | 0.11508 | 0.056743 | 0 | 0.45971 | 0.18742 | 3.782 | 24.0521 | 24.2401 | -0.79135 | 0 | 0.52614 | 0 | 1.6728 | 0.20625
2025_05_04 Hr 02 | 0 | 0 | 0 | 0 | 0 | 0 | 0 | 0 | 0 | 0 | 0 | 0.02402 | 1.56 | 0.01327 | 0.43218 | 0.43218 | 0.79955 | 0 | 0.0064686 | 0.0049984 | 0.013303 | 0.077119 | 0 | -1.5784 | 0 | 0 | 0 | 0.030765 | 0.017896 | 0.037413 | 0 | 0 | 2.0585 | 0 | 0 | 0.81115 | 0 | 0 | 0 | 0 | -1.2546 | 0.055558 | 0 | 0.017135 | 0 | -0.03618 | 0 | 0 | 0 | 0 | 0 | 0 | 0 | 0 | 4.2467 | 0.012019 | 9.8343e-05 | 0 | 0 | 0 | 0 | 0 | 0 | 0 | 0 | 0 | -1.575 | 0 | 0 | 0 | 0 | 0 | 0 | 0 | 0 | 1.4875 | 1.822 | 0 | 0 | 0 | 2.2589 | 1.7013 | 1.2254 | 3.0551 | 0.11508 | 0.056743 | 0 | 0.45971 | 0.18742 | 3.782 | 23.0435 | 24.2988 | -1.7021 | 0 | 0.52614 | 0 | 1.6728 | 0.20545
2025_05_04 Hr 03 | 0 | 0 | 0 | 0 | 0 | 0 | 0 | 0 | 0 | 0 | 0 | 0.02402 | 1.62 | 0.017743 | 0.43218 | 0.43218 | 0.79955 | 0 | 0.0064686 | 0.0049984 | 0.013303 | 0.077119 | 0 | -1.5129 | 0 | 0 | 0 | 0.030765 | 0.017896 | 0.037413 | 0 | 0 | 2.0585 | 0 | 0 | 0.81115 | 0 | 0 | 0 | 0.22869 | 0 | 0.055558 | 0 | 0.022062 | 0 | -0.047187 | 0 | 0 | 0 | 0 | 0 | 0 | 0 | 0 | 4.5879 | 0.012019 | 9.8343e-05 | 0 | 0 | 0 | 0 | 0 | 0 | 0 | 0 | 0 | -1.575 | 0 | 0 | 0 | 0 | 0 | 0 | 0 | 0 | 0.56385 | 1.822 | 0 | 0 | 0 | 1.8454 | 1.7013 | 1.2254 | 3.0551 | 0.11508 | 0.056743 | 0 | 0.45971 | 0.18742 | 3.782 | 23.6492 | 24.2904 | -2.5712 | 0 | 0.52614 | 0 | 1.6728 | 0.20487
2025_05_04 Hr 04 | 0 | 0 | 0 | 0 | 0 | 0 | 0 | 0 | 0 | 0 | 0 | 0.02402 | 2.28 | 0.039547 | 0.52752 | 0.52756 | 0.79955 | 0 | 0.0064686 | 0.0049984 | 0.013303 | 0.077119 | 0 | -1.3416 | 0 | 0 | 0 | 0.030765 | 0.017896 | 0.037413 | 0 | 0 | 2.0585 | 0 | 0 | 0.81115 | 0 | 0 | 0 | 0.85538 | 0 | 0.055558 | 0 | 0.034939 | 0 | -0.075954 | 0 | 0 | 0 | 0 | 0 | 0 | 0 | 0 | 5.0017 | 0.012019 | 9.8343e-05 | 0 | 0 | 0 | 0 | 0 | 0 | 0 | 0 | 0 | -1.575 | 0 | 0 | 0 | 0 | 0 | 0 | 0 | 0 | -3.7248 | 1.822 | 0 | 0 | 0 | 0.96189 | 1.892 | 1.2254 | 3.0551 | 0.11508 | 0.056743 | 0 | 0.45971 | 0.18742 | 3.782 | 20.5322 | 24.5021 | -6.7174 | 0 | 0.52614 | 0 | 1.6728 | 0.20454
2025_05_04 Hr 05 | 0 | 0 | 0 | 0 | 0 | 0 | 0 | 0 | 0 | 0 | 0 | 0.02402 | 2.31 | 0.039076 | 0.46858 | 0.4686 | 0.79955 | 0 | 0.0064686 | 0.0049984 | 0.013303 | 0.077119 | 0 | -1.3531 | 0 | 0 | 0 | 0.030765 | 0.017896 | 0.037413 | 0 | 0 | 2.0585 | 0 | 0 | 0.81115 | 0 | 0 | 0 | 0.79312 | 0 | 0.055558 | 0 | 0.034073 | 0 | -0.074021 | 0 | 0 | 0 | 0 | 0 | 0 | 0 | 0 | 4.45 | 0.012019 | 9.8343e-05 | 0 | 0 | 0 | 0 | 0 | 0 | 0 | 0 | 0 | -1.575 | 0 | 0 | 0 | 0 | 0 | 0 | 0 | 0 | -3.5273 | 1.822 | 0 | 0 | 0 | 1.1142 | 1.7741 | 1.2254 | 3.0551 | 0.11508 | 0.056743 | 0 | 0.45971 | 0.18742 | 3.782 | 20.1702 | 24.1325 | -6.5295 | 0 | 0.52614 | 0 | 1.6728 | 0.20473
2025_05_04 Hr 06 | 0 | 0 | 0 | 0 | 0 | 0 | 0 | 0 | 0 | 0 | 0 | 0.02402 | 2.01 | 0.029566 | 0.43391 | 0.43392 | 0.79955 | 0 | 0.0064686 | 0.0049984 | 0.013303 | 0.077119 | 0 | -1.4123 | 0 | 0 | 0 | 0.030765 | 0.017896 | 0.037413 | 0 | 0 | 2.0585 | 0 | 0 | 0.81115 | 0 | 0 | 0 | 0.45088 | 0 | 0.055558 | 0 | 0.029629 | 0 | -0.064092 | 0 | 0 | 0 | 0 | 0 | 0 | 0 | 0 | 3.6297 | 0.012019 | 9.8343e-05 | 0 | 0 | 0 | 0 | 0 | 0 | 0 | 0 | 0 | -1.575 | 0 | 0 | 0 | 0 | 0 | 0 | 0 | 0 | -1.9376 | 1.822 | 0 | 0 | 0 | 1.0315 | 1.7048 | 1.2254 | 3.0551 | 0.11508 | 0.056743 | 0 | 0.45971 | 0.18742 | 3.782 | 20.0888 | 22.9221 | -4.9889 | 0 | 0.52614 | 0 | 1.6728 | 0.20687
2025_05_04 Hr 07 | 0.34074 | 0 | 0 | 0 | 0 | 0 | 0 | 0 | 0 | 0 | 0 | 0.02402 | 1.17 | 0.008706 | 0.43218 | 0.43218 | 0.77707 | 0 | 0.0064686 | 0.0049984 | 0.013303 | 0.077119 | 0 | -1.6069 | 0 | 0 | 0 | 0.030765 | 0.017896 | 0.037413 | 0 | 0 | 2.0585 | 0 | 0 | 0.81115 | 0 | 0 | 0 | 0.15779 | -0.0070424 | 0.055558 | 0 | 0.014988 | 0 | -0.031385 | 0 | 0 | 0 | 0 | 0 | 0 | 0 | 0 | 3.695 | 0.012019 | 9.8343e-05 | 0 | 0 | 0 | 0 | 0 | 0 | 0 | 0 | 0 | -1.575 | 0 | 0 | 0 | 0 | 0 | 0 | 0 | 0 | -1.0972 | 1.822 | 0 | 0 | 0 | 1.0751 | 1.6788 | 1.2254 | 3.0551 | 0.11508 | 0.056743 | -0.34074 | 0.45971 | 0.18742 | 3.782 | 19.6893 | 22.511 | -4.6512 | 0 | 0.52614 | 0 | 1.6728 | 0.20703
2025_05_04 Hr 08 | 0.74402 | -9.9013e-08 | 0 | 0 | 0 | 0 | 0 | 0 | 0 | 0 | 0 | 0.02402 | 0.84 | -0.0051751 | 0.43218 | 0.43218 | 0.77707 | 0 | 0.0064686 | 0.0049984 | 0.013303 | 0.077119 | 0 | -1.9713 | 0 | 0 | 0 | 0.030765 | 0.017896 | 0.037413 | 0 | 0 | 2.0585 | 0 | 0 | 0.81115 | 0 | 0 | 0 | -0.0033892 | 0.069716 | 0.055558 | 0 | -0.019538 | 0 | 0.029824 | 0 | 0 | 0 | 0 | 0 | 0 | 0 | 0 | 0.60495 | 0.012019 | 9.8343e-05 | 0 | 0 | 0 | 0 | 0 | 0 | 0 | 0 | 0 | -1.575 | 0 | 0 | 0 | 0 | 0 | 0 | 0 | 0 | 2.3733 | 1.822 | 0 | 0 | 0 | 1.2448 | 1.6788 | 1.2254 | 3.0551 | 0.11508 | 0.056743 | -0.74402 | 0.45971 | 0.18742 | 3.782 | 19.51 | 19.652 | -1.8871 | 0 | 0.52614 | 0 | 1.6728 | 0.20896
2025_05_04 Hr 09 | 0.82728 | -2.4097e-06 | 0 | 0 | 0 | 0 | 0 | 0 | 0 | 0 | 0 | 0.02402 | 0.54 | -0.0021307 | 0.43218 | 0.43218 | 0.77707 | 0 | 0.0064686 | 0.0049984 | 0.013303 | 0.077119 | 0 | -1.9119 | 0 | 0 | 0 | 0.030765 | 0.017896 | 0.037413 | 0 | 0 | 2.0585 | 0 | 0 | 0.81115 | 0 | 0 | 0 | 0 | 0.14597 | 0.055558 | 0 | -0.012513 | 0 | 0.019856 | 0 | 0 | 0 | 0 | 0 | 0 | 0 | 0 | 3.4918 | 0.012019 | 9.8343e-05 | 0 | 0 | 0 | 0 | 0 | 0 | 0 | 0 | 0 | -1.575 | 0 | 0 | 0 | 0 | 0 | 0 | 0 | 0 | 1.2727 | 1.822 | 0 | 0 | 0 | 0 | 1.6788 | 1.2254 | 3.0551 | 0.11508 | 0.056743 | -0.82728 | 0.45971 | 0.18742 | 3.782 | 19.8851 | 21.0819 | -3.0216 | 0 | 0.52614 | 0 | 1.6728 | 0.21059
2025_05_04 Hr 10 | 0.81159 | -1.5564e-05 | 0 | 0 | 0 | 0 | 0 | 0 | 0 | 0 | 0 | 0.02402 | 0.27 | -0.0023556 | 0.43218 | 0.43218 | 0.77707 | 0 | 0.0064686 | 0.0049984 | 0.013303 | 0.077119 | 0 | -2.0399 | 0 | 0 | 0 | 0.030765 | 0.017896 | 0.037413 | 0 | 0 | 2.0585 | 0 | 0 | 0.81115 | 0 | 0 | 0 | -0.0037717 | 0.07385 | 0.055558 | 0 | -0.027669 | 0 | 0.04136 | 0 | 0 | 0 | 0 | 0 | 0 | 0 | 0 | 0 | 0.012019 | 9.8343e-05 | 0 | 0 | 0 | 0 | 0 | 0 | 0 | 0 | 0 | -1.575 | 0 | 0 | 0 | 0 | 0 | 0 | 0 | 0 | 1.7128 | 1.822 | 0 | 0 | 0 | 0.5223 | 1.6788 | 1.2254 | 3.0551 | 0.11508 | 0.056743 | -0.81159 | 0.45971 | 0.18742 | 3.782 | 16.9045 | 17.828 | -2.6724 | 0 | 0.52614 | 0 | 1.6728 | 0.212
2025_05_04 Hr 11 | 0.80709 | -1.7124e-05 | 0 | 0 | 0 | 0 | 0 | 0 | 0 | 0 | 0 | 0.02402 | 0.27 | -0.0019704 | 0.43218 | 0.43218 | 0.77707 | 0 | 0.0064686 | 0.0049984 | 0.013303 | 0.077119 | 0 | -2.0017 | 0 | 0 | 0 | 0.030765 | 0.017896 | 0.037413 | 0 | 0 | 2.0585 | 0 | 0 | 0.81115 | 0 | 0 | 0 | -0.11231 | 0 | 0.055558 | 0 | -0.023145 | 0 | 0.034941 | 0 | 0 | 0 | 0 | 0 | 0 | 0 | 0 | 0 | 0.012019 | 9.8343e-05 | 0 | 0 | 0 | 0 | 0 | 0 | 0 | 0 | 0 | -1.575 | 0 | 0 | 0 | 0 | 0 | 0 | 0 | 0 | 1.4616 | 1.822 | 0 | 0 | 0 | 0 | 1.6788 | 1.2254 | 3.0551 | 0.11508 | 0.056743 | -0.80709 | 0.45971 | 0.18742 | 3.782 | 15.981 | 17.3018 | -2.8873 | 0 | 0.52614 | 0 | 1.6728 | 0.21226
2025_05_04 Hr 12 | 0.81464 | -3.0045e-05 | 0 | 0 | 0 | 0 | 0 | 0 | 0 | 0 | 0 | 0.02402 | 0.15 | -0.0010051 | 0.43218 | 0.43218 | 0.77707 | 0 | 0.0064686 | 0.0049984 | 0.013303 | 0.077119 | 0 | -1.9857 | 0 | 0 | 0 | 0.030765 | 0.017896 | 0.037413 | 0 | 0 | 2.0585 | 0 | 0 | 0.81115 | 0 | 0 | 0 | -0.11144 | 0.022694 | 0.055558 | 0 | -0.02125 | 0 | 0.032253 | 0 | 0 | 0 | 0 | 0 | 0 | 0 | 0 | 0.49122 | 0.012019 | 9.8343e-05 | 0 | 0 | 0 | 0 | 0 | 0 | 0 | 0 | 0 | -1.575 | 0 | 0 | 0 | 0 | 0 | 0 | 0 | 0 | 1.1939 | 1.822 | 0 | 0 | 0 | 0 | 1.6788 | 1.2254 | 3.0551 | 0.11508 | 0.056743 | -0.81464 | 0.45971 | 0.18742 | 3.782 | 16.1218 | 17.6809 | -3.1492 | 0 | 0.52614 | 0 | 1.6728 | 0.21167
2025_05_04 Hr 13 | 0.80701 | -2.5502e-05 | 0 | 0 | 0 | 0 | 0 | 0 | 0 | 0 | 0 | 0.02402 | 0.15 | -0.00088153 | 0.43218 | 0.43218 | 0.77707 | 0 | 0.0064686 | 0.0049984 | 0.013303 | 0.077119 | 0 | -1.9637 | 0 | 0 | 0 | 0.030765 | 0.017896 | 0.037413 | 0 | 0 | 2.0585 | 0 | 0 | 0.81115 | 0 | 0 | 0 | -0.053427 | 0.053321 | 0.055558 | 0 | -0.018638 | 0 | 0.028546 | 0 | 0 | 0 | 0 | 0 | 0 | 0 | 0 | 0.98244 | 0.012019 | 9.8343e-05 | 0 | 0 | 0 | 0 | 0 | 0 | 0 | 0 | 0 | -1.575 | 0 | 0 | 0 | 0 | 0 | 0 | 0 | 0 | 0.69401 | 1.822 | 0 | 0 | 0 | 0 | 1.6788 | 1.2254 | 3.0551 | 0.11508 | 0.056743 | -0.80701 | 0.45971 | 0.18742 | 3.782 | 16.2206 | 18.165 | -3.6231 | 0 | 0.52614 | 0 | 1.6728 | 0.21206
2025_05_04 Hr 14 | 0.81036 | -1.6299e-05 | 0 | 0 | 0 | 0 | 0 | 0 | 0 | 0 | 0 | 0.02402 | 0.18 | -0.0012418 | 0.43218 | 0.43218 | 0.77707 | 0 | 0.0064686 | 0.0049984 | 0.013303 | 0.077119 | 0 | -1.991 | 0 | 0 | 0 | 0.030765 | 0.017896 | 0.037413 | 0 | 0 | 2.0585 | 0 | 0 | 0.81115 | 0 | 0 | 0 | -0.077898 | 0 | 0.055558 | 0 | -0.021879 | 0 | 0.033145 | 0 | 0 | 0 | 0 | 0 | 0 | 0 | 0 | 0 | 0.012019 | 9.8343e-05 | 0 | 0 | 0 | 0 | 0 | 0 | 0 | 0 | 0 | -1.575 | 0 | 0 | 0 | 0 | 0 | 0 | 0 | 0 | 0.92833 | 1.822 | 0 | 0 | 0 | 0 | 1.6788 | 1.2254 | 3.0551 | 0.11508 | 0.056743 | -0.81036 | 0.45971 | 0.18742 | 3.782 | 15.4015 | 17.2155 | -3.4149 | 0 | 0.52614 | 0 | 1.6728 | 0.21195
2025_05_04 Hr 15 | 0.81384 | -1.5118e-05 | 0 | 0 | 0 | 0 | 0 | 0 | 0 | 0 | 0 | 0.02402 | 0.21 | -0.0013718 | 0.43218 | 0.43218 | 0.77707 | 0 | 0.0064686 | 0.0049984 | 0.013303 | 0.077119 | 0 | -1.9812 | 0 | 0 | 0 | 0.030765 | 0.017896 | 0.037413 | 0 | 0 | 2.0585 | 0 | 0 | 0.81115 | 0 | 0 | 0 | -0.050969 | 0.00048059 | 0.055558 | 0 | -0.020718 | 0 | 0.031497 | 0 | 0 | 0 | 0 | 0 | 0 | 0 | 0 | 0 | 0.012019 | 9.8343e-05 | 0 | 0 | 0 | 0 | 0 | 0 | 0 | 0 | 0 | -1.575 | 0 | 0 | 0 | 0 | 0 | 0 | 0 | 0 | 0.83604 | 1.822 | 0 | 0 | 0 | 0 | 1.6788 | 1.2254 | 3.0551 | 0.11508 | 0.056743 | -0.81384 | 0.45971 | 0.18742 | 3.782 | 15.375 | 17.2492 | -3.5025 | 0 | 0.52614 | 0 | 1.6728 | 0.21231
2025_05_04 Hr 16 | 0.77497 | -1.2455e-05 | 0 | 0 | 0 | 0 | 0 | 0 | 0 | 0 | 0 | 0.02402 | 0.6 | -0.0037805 | 0.43218 | 0.43218 | 0.77707 | 0 | 0.0064686 | 0.0049984 | 0.013303 | 0.077119 | 0 | -1.975 | 0 | 0 | 0 | 0.030765 | 0.017896 | 0.037413 | 0 | 0 | 2.0585 | 0 | 0 | 0.81115 | 0 | 0 | 0 | -0.052959 | 0.017116 | 0.055558 | 0 | -0.019982 | 0 | 0.030454 | 0 | 0 | 0 | 0 | 0 | 0 | 0 | 0 | 0.29098 | 0.012019 | 9.8343e-05 | 0 | 0 | 0 | 0 | 0 | 0 | 0 | 0 | 0 | -1.575 | 0 | 0 | 0 | 0 | 0 | 0 | 0 | 0 | 2.1469 | 1.822 | 0 | 0 | 0 | 0 | 1.6788 | 1.2254 | 3.0551 | 0.11508 | 0.056743 | -0.77497 | 0.45971 | 0.18742 | 3.782 | 17.3849 | 17.8895 | -2.1476 | 0 | 0.52614 | 0 | 1.6728 | 0.2129
2025_05_04 Hr 17 | 0.70763 | 7.1705e-06 | 0 | 0 | 0 | 0 | 0 | 0 | 0 | 0 | 0 | 0.02402 | 1.2 | 0.0033255 | 0.43218 | 0.43218 | 0.77707 | 0 | 0.0064686 | 0.0049984 | 0.013303 | 0.077119 | 0 | -1.732 | 0 | 0 | 0 | 0.030765 | 0.017896 | 0.037413 | 0 | 0 | 2.0585 | 0 | 0 | 0.81115 | 0 | 0 | 0 | 0 | -0.54989 | 0.055558 | 0 | 0.005582 | 0 | -0.010371 | 0 | 0 | 0 | 0 | 0 | 0 | 0 | 0 | 3.6297 | 0.012019 | 9.8343e-05 | 0 | 0 | 0 | 0 | 0 | 0 | 0 | 0 | 0 | -1.575 | 0 | 0 | 0 | 0 | 0 | 0 | 0 | 0 | 0.45718 | 1.822 | 0 | 0 | 0 | 0 | 1.6788 | 1.2254 | 3.0551 | 0.11508 | 0.056743 | -0.70763 | 0.45971 | 0.18742 | 3.782 | 19.3298 | 21.7687 | -3.5678 | 0 | 0.52614 | 0 | 1.6728 | 0.21361
2025_05_04 Hr 18 | 0.68096 | 4.1651e-05 | 0 | 0 | 0 | 0 | 0 | 0 | 0 | 0 | 0 | 0.02402 | 1.65 | 0.025007 | 0.46108 | 0.46109 | 0.84598 | 0 | 0.0064686 | 0.0049984 | 0.013303 | 0.077119 | 0 | -1.4003 | 0 | 0 | 0 | 0.030765 | 0.017896 | 0.039097 | 0 | 0 | 2.0585 | 0 | 0 | 0.81115 | 0 | 0 | 0 | 0 | -0.61085 | 0.055558 | 0 | 0.030528 | 0 | -0.066101 | 0 | 0 | 0 | 0 | 0 | 0 | 0 | 0 | 3.4918 | 0.012019 | 9.8343e-05 | 0 | 0 | 0 | 0 | 0 | 0 | 0 | 0 | 0 | -1.575 | 0 | 0 | 0 | 0 | 0 | 0 | 0 | 0 | -3.605 | 1.822 | 0 | 0 | 0 | 0.29161 | 1.8072 | 1.2254 | 3.0551 | 0.11508 | 0.056743 | -0.68096 | 0.45971 | 0.18742 | 3.782 | 16.2369 | 22.3679 | -7.3274 | 0 | 0.52614 | 0 | 1.6728 | 0.21403
2025_05_04 Hr 19 | 0.318 | 2.4702e-05 | 0 | 0 | 0 | 0 | 0 | 0 | 0 | 0 | 0 | 0.02402 | 1.59 | 0.027154 | 0.60223 | 0.60224 | 0.77707 | 0 | 0.0064686 | 0.0049984 | 0.013303 | 0.077119 | 0 | -1.3488 | 0 | 0 | 0 | 0.030765 | 0.017896 | 0.037413 | 0 | 0 | 2.0585 | 0 | 0 | 0.81115 | 0 | 0 | 0 | 0.0078466 | -0.36006 | 0.055558 | 0 | 0.0344 | 0 | -0.07475 | 0 | 0 | 0 | 0 | 0 | 0 | 0 | 0 | 3.4918 | 0.012019 | 9.8343e-05 | 0 | 0 | 0 | 0 | 0 | 0 | 0 | 0 | 0 | -1.575 | 0 | 0 | 0 | 0 | 0 | 0 | 0 | 0 | -3.3155 | 1.822 | 0 | 0 | 0 | 0.56147 | 2.0189 | 1.2254 | 3.0551 | 0.11508 | 0.056743 | -0.318 | 0.45971 | 0.18742 | 3.782 | 17.2514 | 22.2167 | -6.632 | 0 | 0.52614 | 0 | 1.6728 | 0.21386
2025_05_04 Hr 20 | 0.022885 | 7.8502e-06 | 0 | 0 | 0 | 0 | 0 | 0 | 0 | 0 | 0 | 0.02402 | 1.38 | 0.024074 | 0.85186 | 0.85186 | 0.78856 | 0 | 0.0064686 | 0.0049984 | 0.013303 | 0.077119 | 0 | -1.339 | 0 | 0 | 0 | 0.030765 | 0.017896 | 0.037413 | 0 | 0 | 2.0585 | 0 | 0 | 0.81115 | 0 | 0 | 0 | 0 | -0.87137 | 0.055558 | 0 | 0.035139 | 0 | -0.076402 | 0 | 0 | 0 | 0 | 0 | 0 | 0 | 0 | 3.4918 | 0.012019 | 9.8343e-05 | 0 | 0 | 0 | 0 | 0 | 0 | 0 | 0 | 0 | -1.575 | 0 | 0 | 0 | 0 | 0 | 0 | 0 | 0 | -5.3402 | 1.822 | 0 | 0 | 0 | 1.4233 | 2.5297 | 1.2254 | 3.0551 | 0.11508 | 0.056743 | -0.022885 | 0.45971 | 0.18742 | 3.782 | 15.8758 | 22.5709 | -8.3534 | 0 | 0.52614 | 0 | 1.6728 | 0.21447
2025_05_04 Hr 21 | 0 | 1.3534e-06 | 0 | 0 | 0 | 0 | 0 | 0 | 0 | 0 | 0 | 0.02402 | 1.26 | 0.053052 | 1.1015 | 1.1015 | 1.1562 | 0 | 0.0064686 | 0.0049984 | 0.013303 | 0.077119 | 0 | -0.67845 | 0 | 0 | 0 | 0.030765 | 0.017896 | 0.092845 | 0 | 9.8118 | 2.0585 | 0 | 0.44178 | 0.81115 | 0 | 0 | 0 | 0 | -3.7462 | 0.055558 | 0 | 0.0072179 | 0 | -0.18737 | 0 | 0 | 0 | 0 | 0 | 0 | 0 | 0 | 3.078 | 0.012019 | 9.8343e-05 | 0 | 0 | 0 | 0 | 0 | 0 | 0 | 0 | 0 | -1.575 | 0 | 0 | 0 | 0 | 0 | 0 | 0 | 0 | -13.5148 | 1.822 | 0 | 0 | 0 | 1.6757 | 7.2243 | 1.2254 | 3.0551 | 0.11508 | 0.056743 | 0 | 0.45971 | 0.18742 | 3.782 | 10.2605 | 22.738 | -15.9556 | 0 | 0.52614 | 0 | 1.6728 | 0.21505
2025_05_04 Hr 22 | 0 | 0 | 0 | 0 | 0 | 0 | 0 | 0 | 0 | 0 | 0 | 0.02402 | 0.39 | 0.011481 | 1.2159 | 1.2159 | 1.2061 | 0 | 0.0064686 | 0.0049984 | 0.013303 | 0.077119 | 0 | -1.0177 | 0 | 0 | 0 | 0.030765 | 0.017896 | 0.10014 | 0 | 3.9554 | 2.0585 | 0 | 0.46819 | 0.81115 | 0 | 0 | 0 | 0.64381 | -0.13358 | 0.055558 | 0 | 0.0050464 | 0 | -0.13037 | 0 | 0 | 0 | 0 | 0 | 0 | 0 | 0 | 3.078 | 0.012019 | 9.8343e-05 | 0 | 0 | 0 | 0 | 0 | 0 | 0 | 0 | 0 | -1.575 | 0 | 0 | 0 | 0 | 0 | 0 | 0 | 0 | -23.7289 | 1.822 | 0 | 0 | 0 | 1.9064 | 7.6934 | 1.2254 | 3.0551 | 0.11508 | 0.056743 | 0 | 0.45971 | 0.18742 | 3.782 | 3.8327 | 22.0811 | -26.452 | 0 | 0.52614 | 0 | 1.6728 | 0.21259
2025_05_04 Hr 23 | 0 | 0 | 0 | 0 | 0 | 0 | 0 | 0 | 0 | 0 | 0 | 0.02402 | 0.27 | 0.011857 | 1.2159 | 1.2159 | 1.2432 | 0 | 0.0064686 | 0.0049984 | 0.013303 | 0.077119 | 0 | -0.62991 | 0 | 0 | 0 | 0.030765 | 0.017896 | 0.098461 | 0 | 4.4434 | 2.0585 | 0 | 0.53929 | 0.81115 | 0 | 0 | 0 | 0.57413 | -0.039608 | 0.055558 | 0 | 0.0075286 | 0 | -0.19552 | 0 | 0 | 0 | 0 | 0 | 0 | 0 | 0 | 3.2159 | 0.012019 | 9.8343e-05 | 0 | 0 | 0 | 0 | 0 | 0 | 0 | 0 | 0 | -1.575 | 0 | 0 | 0 | 0 | 0 | 0 | 0 | 0 | -33.4752 | 1.822 | 0 | 0 | 0 | 1.8672 | 8.2168 | 1.2254 | 3.0551 | 0.11508 | 0.056743 | 0 | 0.45971 | 0.18742 | 3.782 | -4.9958 | 22.1285 | -35.8757 | 0 | 0.52614 | 0 | 1.6728 | 0.20985
2025_05_04 Hr 24 | 0 | 0 | 0 | 0 | 0 | 0 | 0 | 0 | 0 | 0 | 0 | 0.02402 | 0.45 | 0.014778 | 1.2159 | 1.2159 | 1.2432 | 0 | 0.0064686 | 0.0049984 | 0.013303 | 0.077119 | 0 | -0.92658 | 0 | 0 | 0 | 0.030765 | 0.017896 | 0.10014 | 0 | 4.4434 | 2.0585 | 0 | 0.53929 | 0.81115 | 0 | 0 | 0 | 0.27084 | -0.011821 | 0.055558 | 0 | 0.0056299 | 0 | -0.14568 | 0 | 0 | 0 | 0 | 0 | 0 | 0 | 0 | 3.695 | 0.012019 | 9.8343e-05 | 0 | 0 | 0 | 0 | 0 | 0 | 0 | 0 | 0 | -1.575 | 0 | 0 | 0 | 0 | 0 | 0 | 0 | 0 | -23.7281 | 1.822 | 0 | 0 | 0 | 2.037 | 8.2185 | 1.2254 | 3.0551 | 0.11508 | 0.056743 | 0 | 0.45971 | 0.18742 | 3.782 | 5.0603 | 22.9582 | -26.3754 | 0 | 0.52614 | 0 | 1.6728 | 0.20769
2025_05_05 Hr 01 | 0 | 0 | 0 | 0 | 0 | 0 | 0 | 0 | 0 | 0 | 0 | 0.02402 | 0.39 | 0.011284 | 1.2159 | 1.2159 | 1.2647 | 0 | 0.0064686 | 0.0049984 | 0.013303 | 0.077119 | 0 | -1.0312 | 0 | 0 | 0 | 0.030765 | 0.017896 | 0.10014 | 0 | 4.5205 | 2.0585 | 0 | 0.53929 | 0.81115 | 0 | 0 | 0 | 1.3819 | 0 | 0.055558 | 0 | 0.0049601 | 0 | -0.1281 | 0 | 0 | 0 | 0 | 0 | 0 | 0 | 0 | 3.078 | 0.012019 | 9.8343e-05 | 0 | 0 | 0 | 0 | 0 | 0 | 0 | 0 | 0 | -1.575 | 0 | 0 | 0 | 0 | 0 | 0 | 0 | 0 | -23.1486 | 1.822 | 0 | 0 | 0 | 1.5451 | 8.3171 | 1.2254 | 3.0551 | 0.11508 | 0.056743 | 0 | 0.45971 | 0.18742 | 3.782 | 5.6059 | 21.7898 | -25.8829 | 0 | 0.52614 | 0 | 1.6728 | 0.21172
2025_05_05 Hr 02 | 0 | 0 | 0 | 0 | 0 | 0 | 0 | 0 | 0 | 0 | 0 | 0.02402 | 0.27 | 0.0069017 | 1.2159 | 1.2159 | 1.2647 | 0 | 0.0064686 | 0.0049984 | 0.013303 | 0.077119 | 0 | -1.1216 | 0 | 0 | 0 | 0.030765 | 0.017896 | 0.10014 | 0 | 4.5205 | 2.0585 | 0 | 0.53929 | 0.81115 | 0 | 0 | 0 | 2.1513 | 0 | 0.055558 | 0 | 0.004382 | 0 | -0.11293 | 0 | 0 | 0 | 0 | 0 | 0 | 0 | 0 | 3.6297 | 0.012019 | 9.8343e-05 | 0 | 0 | 0 | 0 | 0 | 0 | 0 | 0 | 0 | -1.575 | 0 | 0 | 0 | 0 | 0 | 0 | 0 | 0 | -18.9959 | 1.822 | 0 | 0 | 0 | 0.96189 | 8.3171 | 1.2254 | 3.0551 | 0.11508 | 0.056743 | 0 | 0.45971 | 0.18742 | 3.782 | 10.2959 | 21.6328 | -21.8053 | 0 | 0.52614 | 0 | 1.6728 | 0.21056
2025_05_05 Hr 03 | 0 | 0 | 0 | 0 | 0 | 0 | 0 | 0 | 0 | 0 | 0 | 0.02402 | 0.24 | 0.0064999 | 1.2159 | 1.2159 | 1.2647 | 0 | 0.0064686 | 0.0049984 | 0.013303 | 0.077119 | 0 | -1.0808 | 0 | 0 | 0 | 0.030765 | 0.017896 | 0.10014 | 0 | 4.5205 | 2.0585 | 0 | 0.53929 | 0.81115 | 0 | 0 | 0 | 2.5228 | 0 | 0.055558 | 0 | 0.0046428 | 0 | -0.11977 | 0 | 0 | 0 | 0 | 0 | 0 | 0 | 0 | 3.6297 | 0.012019 | 9.8343e-05 | 0 | 0 | 0 | 0 | 0 | 0 | 0 | 0 | 0 | -1.575 | 0 | 0 | 0 | 0 | 0 | 0 | 0 | 0 | -20.8214 | 1.822 | 0 | 0 | 0 | 1.0228 | 8.3171 | 1.2254 | 3.0551 | 0.11508 | 0.056743 | 0 | 0.45971 | 0.18742 | 3.782 | 8.9055 | 21.6625 | -23.5969 | 0 | 0.52614 | 0 | 1.6728 | 0.20976
2025_05_05 Hr 04 | 0 | 0 | 0 | 0 | 0 | 0 | 0 | 0 | 0 | 0 | 0 | 0.02402 | 0.24 | 0.0074572 | 1.2159 | 1.2159 | 1.2647 | 0 | 0.0064686 | 0.0049984 | 0.013303 | 0.077119 | 0 | -0.97398 | 0 | 0 | 0 | 0.030765 | 0.017896 | 0.10014 | 0 | 4.5205 | 2.0585 | 0 | 0.53929 | 0.81115 | 0 | 0 | 0 | 3.1273 | 0 | 0.055558 | 0 | 0.003662 | 0 | -0.13772 | 0 | 0 | 0 | 0 | 0 | 0 | 0 | 0 | 3.4264 | 0.012019 | 9.8343e-05 | 0 | 0 | 0 | 0 | 0 | 0 | 0 | 0 | 0 | -1.575 | 0 | 0 | 0 | 0 | 0 | 0 | 0 | 0 | -28.7959 | 1.822 | 0 | 3.105 | 0 | 0.99236 | 10.249 | 1.2254 | 3.0551 | 0.11508 | 0.056743 | 0 | 0.45971 | 0.18742 | 3.782 | 3.3248 | 21.4311 | -31.4826 | 0 | 0.52614 | 0 | 1.6728 | 0.21117
2025_05_05 Hr 05 | 0 | 0 | 0 | 0 | 0 | 0 | 0 | 0 | 0 | 0 | 0 | 0.02402 | 0.24 | 0.0098062 | 1.2159 | 1.2159 | 1.2647 | 0 | 0.0064686 | 0.0049984 | 0.013303 | 0.077119 | 0 | -0.71181 | 0 | 0 | 0 | 0.030765 | 0.017896 | 0.10014 | 0 | 4.5205 | 2.0585 | 0 | 0.53929 | 0.81115 | 0 | 0 | 0 | 3.0575 | 0 | 0.055558 | 0 | 0.0048155 | 0 | -0.18177 | 0 | 0 | 0 | 0 | 0 | 0 | 0 | 0 | 3.4918 | 0.012019 | 9.8343e-05 | 0 | 0 | 0 | 0 | 0 | 0 | 0 | 0 | 0 | -1.575 | 0 | 0 | 0 | 0 | 0 | 0 | 0 | 0 | -41.4378 | 1.822 | 0 | 2.4093 | 0 | 1.2056 | 10.7264 | 1.2254 | 3.0551 | 0.11508 | 0.056743 | 0 | 0.45971 | 0.18742 | 3.782 | -8.409 | 21.7135 | -43.9064 | 0 | 0.52614 | 0 | 1.6728 | 0.21252
2025_05_05 Hr 06 | 0 | 0 | 0 | 0 | 0 | 0 | 0 | 0 | 0 | 0 | 0 | 0.02402 | 0.54 | 0.022553 | 1.2159 | 1.2159 | 1.2647 | 0 | 0.0064686 | 0.0049984 | 0.013303 | 0.077119 | 0 | -0.68754 | 0 | 0 | 0 | 0.030765 | 0.017896 | 0.10014 | 0 | 4.5205 | 2.0585 | 0 | 0.53929 | 0.81115 | 0 | 0 | 0 | 1.3009 | 0 | 0.055558 | 0 | 0.0049223 | 0 | -0.18584 | 0 | 0 | 0 | 0 | 0 | 0 | 0 | 0 | 3.4918 | 0.012019 | 9.8343e-05 | 0 | 0 | 0 | 0 | 0 | 0 | 0 | 0 | 0 | -1.575 | 0 | 0 | 0 | 0 | 0 | 0 | 0 | 0 | -40.783 | 1.822 | 0 | 2.4506 | 0 | 1.5669 | 10.7677 | 1.2254 | 3.0551 | 0.11508 | 0.056743 | 0 | 0.45971 | 0.18742 | 3.782 | -8.7721 | 22.3906 | -43.2314 | 0 | 0.52614 | 0 | 1.6728 | 0.2157
2025_05_05 Hr 07 | 0.24934 | 0 | 0 | 0 | 0 | 0 | 0 | 0 | 0 | 0 | 0 | 0.02402 | 0.96 | 0.024172 | 1.2159 | 1.2159 | 1.227 | 0 | 0.0064686 | 0.0049984 | 0.013303 | 0.077119 | 0 | 0 | 0 | 0 | 0 | 0.030765 | 0.017896 | 0.090092 | 0 | 4.4468 | 2.0585 | 0 | 0.5281 | 0.81115 | 0 | 0 | 0 | 0.31109 | -0.032455 | 0.055558 | 0 | 0.0029676 | 0 | -0.11121 | 0 | 0 | 0 | 0 | 0 | 0 | 0 | 0 | 3.4264 | 0.012019 | 9.8343e-05 | -1.0625 | 0 | 0 | 0 | 0 | 0 | 0 | 0 | -1.85 | 0 | 0 | 0 | 0 | 0 | 0 | 0 | 0 | 0 | -24.1319 | 1.822 | 0 | 1.7761 | 0 | 1.7062 | 9.9718 | 1.2254 | 3.0551 | 0.11508 | 0.056743 | -0.24934 | 0.45971 | 0.18742 | 3.782 | 5.9732 | 23.1277 | -27.4049 | 0 | 0.52614 | 0 | 1.6728 | 0.21907
2025_05_05 Hr 08 | 0.71431 | 0 | 0 | 0 | 0 | 0 | 0 | 0 | 0 | 0 | 0 | 0.02402 | 1.47 | 0.033372 | 1.2159 | 1.2159 | 1.1919 | 0 | 0.0064686 | 0.0049984 | 0.013303 | 0.077119 | 0 | 0 | 0 | 0 | 0 | 0.030765 | 0.017896 | 0.058742 | 0 | 4.4468 | 2.0585 | 0 | 0.5281 | 0.81115 | 0 | 0 | 0 | 0.011167 | -0.16159 | 0.055558 | 0 | 0.0038918 | 0 | -0.10006 | 0 | 0 | 0 | 0 | 0 | 0 | 0 | 0 | 3.4264 | 0.012019 | 9.8343e-05 | -1.0625 | 0 | 0 | 0 | 0 | 0 | 0 | 0 | -1.85 | 0 | 0 | 0 | 0 | 0 | 0 | 0 | 0 | 0 | -18.1852 | 1.822 | 0 | 0 | 0 | 1.3841 | 8.1292 | 1.2254 | 3.0551 | 0.11508 | 0.056743 | -0.71431 | 0.45971 | 0.18742 | 3.782 | 9.8583 | 23.7916 | -21.9121 | 0 | 0.52614 | 0 | 1.6728 | 0.2209
2025_05_05 Hr 09 | 0.82728 | 5.8026e-06 | 0 | 0 | 0 | 0 | 0 | 0 | 0 | 0 | 0 | 0.02402 | 1.47 | 0.033172 | 1.2159 | 1.2159 | 1.227 | 0 | 0.0064686 | 0.0049984 | 0.013303 | 0.077119 | 0 | 0 | 0 | 0 | 0 | 0.030765 | 0.017896 | 0.042445 | 0 | 4.4468 | 2.0585 | 0 | 0.5281 | 0.81115 | 0 | 0 | 0 | 0 | -0.32822 | 0.055558 | 0 | 0.0038684 | 0 | -0.099446 | 0 | 0 | 0 | 0 | 0 | 0 | 0 | 0 | 2.9473 | 0.012019 | 9.8343e-05 | -1.0625 | 0 | 0 | 0 | 0 | 0 | 0 | 0 | -1.85 | 0 | 0 | 0 | 0 | 0 | 0 | 0 | 0 | 0 | -18.0162 | 1.822 | 0 | 0 | 0 | 1.6061 | 8.148 | 1.2254 | 3.0551 | 0.11508 | 0.056743 | -0.82728 | 0.45971 | 0.18742 | 3.782 | 9.6121 | 23.6477 | -21.8554 | 0 | 0.52614 | 0 | 1.6728 | 0.22136
2025_05_05 Hr 10 | 0.81159 | 1.6103e-05 | 0 | 0 | 0 | 0 | 0 | 0 | 0 | 0 | 0 | 0.02402 | 1.11 | 0.024178 | 1.2159 | 1.2159 | 1.1205 | 0 | 0.0064686 | 0.0049984 | 0.013303 | 0.077119 | 0 | 0 | 0 | 0 | 0 | 0.030765 | 0.017896 | 0.047488 | 0 | 4.4468 | 2.0585 | 0 | 0.5281 | 0.81115 | 0 | 0 | 0 | 0 | -0.53568 | 0.055558 | 0 | 0.0037341 | 0 | -0.095919 | 0 | 0 | 0 | 0 | 0 | 0 | 0 | 0 | 2.9473 | 0.012019 | 9.8343e-05 | -1.0625 | 0 | 0 | 0 | 0 | 0 | 0 | 0 | -1.85 | 0 | 0 | 0 | 0 | 0 | 0 | 0 | 0 | 0 | -16.4432 | 1.822 | 0 | 0 | 0 | 1.7453 | 8.0466 | 1.2254 | 3.0551 | 0.11508 | 0.056743 | -0.81159 | 0.45971 | 0.18742 | 3.782 | 10.6497 | 23.4021 | -20.2632 | 0 | 0.52614 | 0 | 1.6728 | 0.22109
2025_05_05 Hr 11 | 0.81108 | 3.5054e-05 | 0 | 0 | 0 | 0 | 0 | 0 | 0 | 0 | 0 | 0.02402 | 1.02 | 0.020792 | 1.2159 | 1.2159 | 1.1919 | 0 | 0.0064686 | 0.0049984 | 0.013303 | 0.077119 | 0 | 0 | 0 | 0 | 0 | 0.030765 | 0.017896 | 0.037413 | 0 | 4.4468 | 2.0585 | 0 | 0.5281 | 0.81115 | 0 | 0 | 0 | 0 | -0.35774 | 0.055558 | 0 | 0.0034945 | 0 | -0.089631 | 0 | 0 | 0 | 0 | 0 | 0 | 0 | 0 | 2.8747 | 0.012019 | 9.8343e-05 | -1.0625 | 0 | 0 | 0 | 0 | 0 | 0 | 0 | -1.85 | 0 | 0 | 0 | 0 | 0 | 0 | 0 | 0 | 0 | -15.3553 | 1.822 | 0 | 0 | 0 | 1.3928 | 8.1079 | 1.2254 | 3.0551 | 0.11508 | 0.056743 | -0.81108 | 0.45971 | 0.18742 | 3.782 | 11.4647 | 22.8831 | -19.1685 | 0 | 0.52614 | 0 | 1.6728 | 0.22114
2025_05_05 Hr 12 | 0.81464 | 5.5414e-05 | 0 | 0 | 0 | 0 | 0 | 0 | 0 | 0 | 0 | 0.02402 | 0.78 | 0.014696 | 1.2159 | 1.2159 | 0.8269 | 0 | 0.0064686 | 0.0049984 | 0.013303 | 0.077119 | 0 | 0 | 0 | 0 | 0 | 0.030765 | 0.017896 | 0.037413 | 0 | 3.938 | 2.0585 | 0 | 0.456 | 0.81115 | 0 | 0 | 0 | 0.00027223 | -0.87127 | 0.055558 | 0 | 0.0032299 | 0 | -0.082686 | 0 | 0 | 0 | 0 | 0 | 0 | 0 | 0 | 2.7368 | 0.012019 | 9.8343e-05 | -1.0625 | 0 | 0 | 0 | 0 | 0 | 0 | 0 | -1.85 | 0 | 0 | 0 | 0 | 0 | 0 | 0 | 0 | 0 | -11.9344 | 1.822 | 0 | 0 | 0 | 1.3231 | 7.2341 | 1.2254 | 3.0551 | 0.11508 | 0.056743 | -0.81464 | 0.45971 | 0.18742 | 3.782 | 12.9803 | 22.3614 | -15.7442 | 0 | 0.52614 | 0 | 1.6728 | 0.22159
2025_05_05 Hr 13 | 0.77955 | 5.423e-05 | 0 | 0 | 0 | 0 | 0 | 0 | 0 | 0 | 0 | 0.02402 | 0.57 | 0.0097633 | 0.45242 | 0.45243 | 0.80222 | 0 | 0.0064686 | 0.0049984 | 0.013303 | 0.077119 | 0 | 0 | 0 | 0 | 0 | 0.030765 | 0.017896 | 0.037413 | 0 | 3.3658 | 2.0585 | 0 | 0.37492 | 0.81115 | 0 | 0 | 0 | 1.5266 | 0 | 0.055558 | 0 | 0.0029363 | 0 | -0.074979 | 0 | 0 | 0 | 0 | 0 | 0 | 0 | 0 | 2.4682 | 0.012019 | 9.8343e-05 | -1.0625 | 0 | 0 | 0 | 0 | 0 | 0 | 0 | -1.85 | 0 | 0 | 0 | 0 | 0 | 0 | 0 | 0 | 0 | -11.0863 | 1.822 | 0 | 0 | 0 | 1.1534 | 5.1103 | 1.2254 | 3.0551 | 0.11508 | 0.056743 | -0.77955 | 0.45971 | 0.18742 | 3.782 | 13.3756 | 21.5921 | -14.8533 | 0 | 0.52614 | 0 | 1.6728 | 0.22181
2025_05_05 Hr 14 | 0.7478 | 7.1826e-05 | 0 | 0 | 0 | 0 | 0 | 0 | 0 | 0 | 0 | 0.02402 | 0.45 | 0.0077951 | 0.60223 | 0.60224 | 0.79053 | 0 | 0.0064686 | 0.0049984 | 0.013303 | 0.077119 | 0 | 0 | 0 | 0 | 0 | 0.030765 | 0.017896 | 0.037413 | 0 | 3.338 | 2.0585 | 0 | 0.37099 | 0.81115 | 0 | 0 | 0 | 1.3649 | 0 | 0.055558 | 0 | 0.0029696 | 0 | -0.075851 | 0 | 0 | 0 | 0 | 0 | 0 | 0 | 0 | 2.7368 | 0.012019 | 9.8343e-05 | -1.0625 | 0 | 0 | 0 | 0 | 0 | 0 | 0 | -1.85 | 0 | 0 | 0 | 0 | 0 | 0 | 0 | 0 | 0 | -10.6423 | 1.822 | 0 | 0 | 0 | 1.4755 | 5.3704 | 1.2254 | 3.0551 | 0.11508 | 0.056743 | -0.7478 | 0.45971 | 0.18742 | 3.782 | 14.382 | 22.025 | -14.3784 | 0 | 0.52614 | 0 | 1.6728 | 0.22164
2025_05_05 Hr 15 | 0.68082 | 7.9213e-05 | 0 | 0 | 0 | 0 | 0 | 0 | 0 | 0 | 0 | 0.02402 | 0.33 | 0.0056281 | 0.85186 | 0.85186 | 0.79053 | 0 | 0.0064686 | 0.0049984 | 0.013303 | 0.077119 | 0 | 0 | 0 | 0 | 0 | 0.030765 | 0.017896 | 0.037413 | 0 | 3.3288 | 2.0585 | 0 | 0.36967 | 0.81115 | 0 | 0 | 0 | 0.45439 | 0 | 0.055558 | 0 | 0.0029237 | 0 | -0.074646 | 0 | 0 | 0 | 0 | 0 | 0 | 0 | 0 | 2.7368 | 0.012019 | 9.8343e-05 | -1.0625 | 0 | 0 | 0 | 0 | 0 | 0 | 0 | -1.85 | 0 | 0 | 0 | 0 | 0 | 0 | 0 | 0 | 0 | -10.0405 | 1.822 | 0 | 0 | 0 | 1.9368 | 5.8604 | 1.2254 | 3.0551 | 0.11508 | 0.056743 | -0.68082 | 0.45971 | 0.18742 | 3.782 | 14.9024 | 22.2961 | -13.7085 | 0 | 0.52614 | 0 | 1.6728 | 0.22186
2025_05_05 Hr 16 | 0.68075 | 0.00014015 | 0 | 0 | 0 | 0 | 0 | 0 | 0 | 0 | 0 | 0.02402 | 0.18 | 0.0092336 | 1.1015 | 1.1015 | 1.0815 | 0 | 0.0064686 | 0.0049984 | 0.013303 | 0.077119 | 0 | 0 | 0 | 0 | 0 | 0.030765 | 0.017896 | 0.07926 | 0 | 3.9612 | 2.0585 | 0 | 0.45929 | 0.81115 | 0 | 0 | 0 | 0 | -3.5205 | 0.055558 | 0 | 0.0087939 | 0 | -0.22874 | 0 | 0 | 0 | 0 | 0 | 0 | 0 | 0 | 2.7368 | 0.012019 | 9.8343e-05 | -1.0625 | 0 | 0 | 0 | 0 | 0 | 0 | 0 | -1.85 | 0 | 0 | 0 | 0 | 0 | 0 | 0 | 0 | 0 | -10.4088 | 1.822 | 0 | 0 | 0 | 2.0065 | 7.3249 | 1.2254 | 3.0551 | 0.11508 | 0.056743 | -0.68075 | 0.45971 | 0.18742 | 3.782 | 11.8821 | 22.3086 | -14.2308 | 0 | 0.52614 | 0 | 1.6728 | 0.22147
2025_05_05 Hr 17 | 0.74068 | 5.1583e-05 | 0 | 0 | 0 | 0 | 0 | 0 | 0 | 0 | 0 | 0.02402 | 0.18 | 0.003957 | 1.2055 | 1.2055 | 1.0425 | 0 | 0.0064686 | 0.0049984 | 0.013303 | 0.077119 | 0 | 0 | 0 | 0 | 0 | 0.030765 | 0.017896 | 0.052693 | 0 | 4.2525 | 2.0585 | 0 | 0.50057 | 0.81115 | 0 | 0 | 0 | 0.29595 | -0.13917 | 0.055558 | 0 | 0.0037686 | 0 | -0.096826 | 0 | 0 | 0 | 0 | 0 | 0 | 0 | 0 | 2.7368 | 0.012019 | 9.8343e-05 | -1.0625 | 0 | 0 | 0 | 0 | 0 | 0 | 0 | -1.85 | 0 | 0 | 0 | 0 | 0 | 0 | 0 | 0 | 0 | -16.7705 | 1.822 | 0 | 0 | 0 | 1.8063 | 7.7587 | 1.2254 | 3.0551 | 0.11508 | 0.056743 | -0.74068 | 0.45971 | 0.18742 | 3.782 | 9.5987 | 22.2038 | -20.5205 | 0 | 0.52614 | 0 | 1.6728 | 0.22103
2025_05_05 Hr 18 | 0.80258 | 3.8408e-05 | 0 | 0 | 0 | 0 | 0 | 0 | 0 | 0 | 0 | 0.02402 | 0.18 | 0.0039831 | 1.1899 | 1.1899 | 1.0061 | 0 | 0.0064686 | 0.0049984 | 0.013303 | 0.077119 | 0 | 0 | 0 | 0 | 0 | 0.030765 | 0.017896 | 0.052693 | 0 | 4.1137 | 2.0585 | 0 | 0.48091 | 0.81115 | 0 | 0 | 0 | 0.59994 | -0.12604 | 0.055558 | 0 | 0.0037934 | 0 | -0.097476 | 0 | 0 | 0 | 0 | 0 | 0 | 0 | 0 | 3.4918 | 0.012019 | 9.8343e-05 | -1.0625 | 0 | 0 | 0 | 0 | 0 | 0 | 0 | -1.85 | 0 | 0 | 0 | 0 | 0 | 0 | 0 | 0 | 0 | -16.638 | 1.822 | 0 | 0 | 0 | 1.8759 | 7.5524 | 1.2254 | 3.0551 | 0.11508 | 0.056743 | -0.80258 | 0.45971 | 0.18742 | 3.782 | 10.6464 | 23.0707 | -20.4506 | 0 | 0.52614 | 0 | 1.6728 | 0.22106
2025_05_05 Hr 19 | 0.38643 | 6.3054e-05 | 0 | 0.09742 | 0.092906 | 0.093219 | 0.10207 | 0.09669 | 0.10207 | 0 | 0 | 0.02402 | 0.18 | 0.01054 | 1.2159 | 1.2159 | 1.227 | 0 | 0.0064686 | 0.0049984 | 0.013303 | 0.077119 | 0 | 0 | 0 | 0 | 0 | 0.030765 | 0.017896 | 0.094508 | 0.38446 | 4.4468 | 2.0585 | 0 | 0.5281 | 0.81115 | 0 | 0 | 0 | 0.12723 | -0.47772 | 0.055558 | 0 | 0.003137 | 0 | -0.26141 | 0 | 0 | 0 | 0 | 0 | 0 | 0 | 0 | 3.4264 | 0.012019 | 9.8343e-05 | -1.0625 | 0 | 0 | 0 | 0 | 0 | 0 | 0 | -1.85 | 0 | 0 | 0 | 0 | 0 | 0 | 0 | 0 | 0 | -59.5037 | 1.822 | 0 | 3.4274 | 0 | 2.0761 | 11.3088 | 1.2254 | 3.0551 | 0.11508 | 0.056743 | -0.38643 | 0.45971 | 0.18742 | 3.782 | -29.2623 | 22.8434 | -63.064 | 0 | 0.52614 | 0 | 1.6728 | 0.22125
2025_05_05 Hr 20 | 0.090742 | 1.7751e-05 | 0 | 0.09742 | 0.092906 | 0.093219 | 0.10207 | 0.09669 | 0.10207 | 0 | 0 | 0.02402 | 0.18 | 0.0099403 | 1.2159 | 1.2159 | 1.227 | 0 | 0.0064686 | 0.0049984 | 0.013303 | 0.077119 | 0 | 0 | 0 | 0 | 0 | 0.030765 | 0.017896 | 0.10014 | 0.23482 | 4.4468 | 2.0585 | 0 | 0.5281 | 0.81115 | 0 | 0 | 0 | 0 | -0.61288 | 0.055558 | 0 | 0.0029584 | 0 | -0.24641 | 0 | 0 | 0 | 0 | 0 | 0 | 0 | 0 | 3.4264 | 0.012019 | 9.8343e-05 | -1.0625 | 0 | 0 | 0 | 0 | 0 | 0 | 0 | -1.85 | 0 | 0 | 0 | 0 | 0 | 0 | 0 | 0 | 0 | -58.1422 | 1.822 | 0 | 2.3902 | 0 | 2.2676 | 11.4151 | 1.2254 | 3.0551 | 0.11508 | 0.056743 | -0.090742 | 0.45971 | 0.18742 | 3.782 | -27.8506 | 22.7391 | -61.3919 | 0 | 0.52614 | 0 | 1.6728 | 0.22178
2025_05_05 Hr 21 | 0 | 1.1649e-06 | 0 | 0.09742 | 0.092906 | 0.093219 | 0.10207 | 0.09669 | 0.10207 | 0 | 0 | 0.02402 | 0.18 | 0.0065236 | 1.2159 | 1.2159 | 1.227 | 0 | 0.0064686 | 0.0049984 | 0.013303 | 0.077119 | 0 | 0 | 0 | 0 | 0 | 0.030765 | 0.017896 | 0.10014 | 0.23482 | 4.4468 | 2.0585 | 0 | 0.5281 | 0.81115 | 0 | 0 | 0 | 0.42833 | -0.073503 | 0.055558 | 0 | 0.0019416 | 0 | -0.16099 | 0 | 0 | 0 | 0 | 0 | 0 | 0 | 0 | 4.1088 | 0.012019 | 9.8343e-05 | -1.0625 | 0 | 0 | 0 | 0 | 0 | 0 | 0 | -1.85 | 0 | 0 | 0 | 0 | 0 | 0 | 0 | 0 | 0 | -34.6351 | 1.822 | 0 | 2.2719 | 0 | 2.5462 | 11.2968 | 1.2254 | 3.0551 | 0.11508 | 0.056743 | 0 | 0.45971 | 0.18742 | 3.782 | -2.451 | 23.606 | -37.7086 | 0 | 0.52614 | 0 | 1.6728 | 0.22192
2025_05_05 Hr 22 | 0 | 0 | 0 | 0.09742 | 0.092906 | 0.093219 | 0.10207 | 0.09669 | 0.10207 | 0 | 0 | 0.02402 | 0.21 | 0.0081029 | 1.2159 | 1.2159 | 1.227 | 0 | 0.0064686 | 0.0049984 | 0.013303 | 0.077119 | 0 | 0 | 0 | 0 | 0 | 0.030765 | 0.017896 | 0.10014 | 0.23482 | 4.4468 | 2.0585 | 0 | 0.5281 | 0.81115 | 0 | 0 | 0 | 0.0042737 | -0.13968 | 0.055558 | 0 | 0.0020671 | 0 | -0.17153 | 0 | 0 | 0 | 0 | 0 | 0 | 0 | 0 | 4.0435 | 0.012019 | 9.8343e-05 | -1.0625 | 0 | 0 | 0 | 0 | 0 | 0 | 0 | -1.85 | 0 | 0 | 0 | 0 | 0 | 0 | 0 | 0 | 0 | -42.393 | 1.822 | 0 | 2.3726 | 0 | 3.3906 | 11.3974 | 1.2254 | 3.0551 | 0.11508 | 0.056743 | 0 | 0.45971 | 0.18742 | 3.782 | -9.8006 | 24.4144 | -45.477 | 0 | 0.52614 | 0 | 1.6728 | 0.21971
2025_05_05 Hr 23 | 0 | 0 | 0 | 0.09742 | 0.092906 | 0.093219 | 0.10207 | 0.09669 | 0.10207 | 0 | 0 | 0.02402 | 0.21 | 0.012817 | 1.2159 | 1.2159 | 1.2647 | 0 | 0.0064686 | 0.0049984 | 0.013303 | 0.077119 | 0 | -0.17148 | 0 | 0 | 0 | 0.030765 | 0.017896 | 0.10014 | 0.23482 | 4.5205 | 2.0585 | 0 | 0.53929 | 0.81115 | 0 | 0 | 0 | 0.956 | 0 | 0.055558 | 0 | 0.0032695 | 0 | -0.27254 | 0 | 0 | 0 | 0 | 0 | 0 | 0 | 0 | 4.0435 | 0.012019 | 9.8343e-05 | 0 | 0 | 0 | 0 | 0 | 0 | 0 | 0 | 0 | -1.575 | 0 | 0 | 0 | 0 | 0 | 0 | 0 | 0 | -67.9707 | 1.822 | 0 | 2.4506 | 0 | 3.3514 | 11.5869 | 1.2254 | 3.0551 | 0.11508 | 0.056743 | 0 | 0.45971 | 0.18742 | 3.782 | -33.0583 | 24.3884 | -69.9897 | 0 | 0.52614 | 0 | 1.6728 | 0.21702
2025_05_05 Hr 24 | 0 | 0 | 0 | 0 | 0 | 0 | 0 | 0 | 0 | 0 | 0 | 0.02402 | 0.21 | 0.0099663 | 1.2159 | 1.2159 | 1.2647 | 0 | 0.0064686 | 0.0049984 | 0.013303 | 0.077119 | 0 | -0.53504 | 0 | 0 | 0 | 0.030765 | 0.017896 | 0.10014 | 0 | 4.5205 | 2.0585 | 0 | 0.53929 | 0.81115 | 0 | 0 | 0 | 0 | -1.0696 | 0.055558 | 0 | 0.0081357 | 0 | -0.21146 | 0 | 0 | 0 | 0 | 0 | 0 | 0 | 0 | 5.822 | 0.012019 | 9.8343e-05 | 0 | 0 | 0 | 0 | 0 | 0 | 0 | 0 | 0 | -1.575 | 0 | 0 | 0 | 0 | 0 | 0 | 0 | 0 | -17.657 | 1.822 | 0 | 0 | 0 | 3.4123 | 8.3171 | 1.2254 | 3.0551 | 0.11508 | 0.056743 | 0 | 0.45971 | 0.18742 | 3.782 | 13.4911 | 26.2221 | -19.9785 | 0 | 0.52614 | 0 | 1.6728 | 0.21404
2025_05_06 Hr 01 | 0 | 0 | 0 | 0 | 0 | 0 | 0 | 0 | 0 | 0 | 0 | 0.02402 | 0.18 | 0.0047478 | 1.2159 | 1.2159 | 1.1656 | 0 | 0.0064686 | 0.0049984 | 0.013303 | 0.077119 | 0 | -1.0997 | 0 | 0 | 0 | 0.030765 | 0.017896 | 0.098461 | 0 | 4.1658 | 2.0585 | 0 | 0.53929 | 0.81115 | 0 | 0 | 0 | 1.641 | 0 | 0.055558 | 0 | 0.0045217 | 0 | -0.1166 | 0 | 0 | 0 | 0 | 0 | 0 | 0 | 0 | 5.6188 | 0.012019 | 9.8343e-05 | 0 | 0 | 0 | 0 | 0 | 0 | 0 | 0 | 0 | -1.575 | 0 | 0 | 0 | 0 | 0 | 0 | 0 | 0 | -22.1174 | 1.822 | 0 | 0 | 0 | 3.643 | 7.8617 | 1.2254 | 3.0551 | 0.11508 | 0.056743 | 0 | 0.45971 | 0.18742 | 3.782 | 10.8074 | 26.2134 | -24.9087 | 0 | 0.52614 | 0 | 1.6728 | 0.21316
2025_05_06 Hr 02 | 0 | 0 | 0 | 0 | 0 | 0 | 0 | 0 | 0 | 0 | 0 | 0.02402 | 0.18 | 0.0043423 | 1.2159 | 1.2159 | 1.1656 | 0 | 0.0064686 | 0.0049984 | 0.013303 | 0.077119 | 0 | -1.1601 | 0 | 0 | 0 | 0.030765 | 0.017896 | 0.079649 | 0 | 4.1658 | 2.0585 | 0 | 0.53929 | 0.81115 | 0 | 0 | 0 | 0 | -0.36296 | 0.055558 | 0 | 0.0041355 | 0 | -0.10646 | 0 | 0 | 0 | 0 | 0 | 0 | 0 | 0 | 4.45 | 0.012019 | 9.8343e-05 | 0 | 0 | 0 | 0 | 0 | 0 | 0 | 0 | 0 | -1.575 | 0 | 0 | 0 | 0 | 0 | 0 | 0 | 0 | -17.5238 | 1.822 | 0 | 0 | 0 | 3.6517 | 7.8429 | 1.2254 | 3.0551 | 0.11508 | 0.056743 | 0 | 0.45971 | 0.18742 | 3.782 | 12.1669 | 25.0523 | -20.3654 | 0 | 0.52614 | 0 | 1.6728 | 0.21247
2025_05_06 Hr 03 | 0 | 0 | 0 | 0 | 0 | 0 | 0 | 0 | 0 | 0 | 0 | 0.02402 | 0.12 | 0.00285 | 1.2159 | 1.2159 | 1.1656 | 0 | 0.0064686 | 0.0049984 | 0.013303 | 0.077119 | 0 | -1.1701 | 0 | 0 | 0 | 0.030765 | 0.017896 | 0.068774 | 0 | 4.1658 | 2.0585 | 0 | 0.53929 | 0.81115 | 0 | 0 | 0 | 0.0083383 | -0.037722 | 0.055558 | 0 | 0.0040715 | 0 | -0.10478 | 0 | 0 | 0 | 0 | 0 | 0 | 0 | 0 | 4.45 | 0.012019 | 9.8343e-05 | 0 | 0 | 0 | 0 | 0 | 0 | 0 | 0 | 0 | -1.575 | 0 | 0 | 0 | 0 | 0 | 0 | 0 | 0 | -16.8985 | 1.822 | 0 | 0 | 0 | 3.2208 | 7.832 | 1.2254 | 3.0551 | 0.11508 | 0.056743 | 0 | 0.45971 | 0.18742 | 3.782 | 12.6138 | 24.5595 | -19.7484 | 0 | 0.52614 | 0 | 1.6728 | 0.21208
2025_05_06 Hr 04 | 0 | 0 | 0 | 0 | 0 | 0 | 0 | 0 | 0 | 0 | 0 | 0.02402 | 0.24 | 0.0054505 | 1.2159 | 1.2159 | 1.1656 | 0 | 0.0064686 | 0.0049984 | 0.013303 | 0.077119 | 0 | -1.1979 | 0 | 0 | 0 | 0.030765 | 0.017896 | 0.047488 | 0 | 4.1658 | 2.0585 | 0 | 0.53929 | 0.81115 | 0 | 0 | 0 | 0 | -0.34411 | 0.055558 | 0 | 0.0038932 | 0 | -0.1001 | 0 | 0 | 0 | 0 | 0 | 0 | 0 | 0 | 4.2467 | 0.012019 | 9.8343e-05 | 0 | 0 | 0 | 0 | 0 | 0 | 0 | 0 | 0 | -1.575 | 0 | 0 | 0 | 0 | 0 | 0 | 0 | 0 | -15.3186 | 1.822 | 0 | 0 | 0 | 3.0293 | 7.8108 | 1.2254 | 3.0551 | 0.11508 | 0.056743 | 0 | 0.45971 | 0.18742 | 3.782 | 13.5626 | 24.2876 | -18.1916 | 0 | 0.52614 | 0 | 1.6728 | 0.21235
2025_05_06 Hr 05 | 0 | 0 | 0 | 0 | 0 | 0 | 0 | 0 | 0 | 0 | 0 | 0.02402 | 0.42 | 0.010904 | 1.2159 | 1.2159 | 1.1656 | 0 | 0.0064686 | 0.0049984 | 0.013303 | 0.077119 | 0 | -1.1109 | 0 | 0 | 0 | 0.030765 | 0.017896 | 0.084065 | 0 | 4.1658 | 2.0585 | 0 | 0.53929 | 0.81115 | 0 | 0 | 0 | 1.59 | 0 | 0.055558 | 0 | 0.0044506 | 0 | -0.11473 | 0 | 0 | 0 | 0 | 0 | 0 | 0 | 0 | 4.45 | 0.012019 | 9.8343e-05 | 0 | 0 | 0 | 0 | 0 | 0 | 0 | 0 | 0 | -1.575 | 0 | 0 | 0 | 0 | 0 | 0 | 0 | 0 | -20.6345 | 1.822 | 0 | 0 | 0 | 3.2687 | 7.8473 | 1.2254 | 3.0551 | 0.11508 | 0.056743 | 0 | 0.45971 | 0.18742 | 3.782 | 10.9182 | 24.9159 | -23.435 | 0 | 0.52614 | 0 | 1.6728 | 0.21254
2025_05_06 Hr 06 | 0 | 0 | 0 | 0 | 0 | 0 | 0 | 0 | 0 | 0 | 0 | 0.02402 | 0.63 | 0.01988 | 1.2159 | 1.2159 | 1.1656 | 0 | 0.0064686 | 0.0049984 | 0.013303 | 0.077119 | 0 | -0.96102 | 0 | 0 | 0 | 0.030765 | 0.017896 | 0.10014 | 0 | 4.1658 | 2.0585 | 0 | 0.53929 | 0.81115 | 0 | 0 | 0 | 0.4403 | -0.010121 | 0.055558 | 0 | 0.0054095 | 0 | -0.1399 | 0 | 0 | 0 | 0 | 0 | 0 | 0 | 0 | 4.2467 | 0.012019 | 9.8343e-05 | 0 | 0 | 0 | 0 | 0 | 0 | 0 | 0 | 0 | -1.575 | 0 | 0 | 0 | 0 | 0 | 0 | 0 | 0 | -25.5724 | 1.822 | 0 | 0 | 0 | 2.9901 | 7.8634 | 1.2254 | 3.0551 | 0.11508 | 0.056743 | 0 | 0.45971 | 0.18742 | 3.782 | 4.7011 | 24.6558 | -28.2483 | 0 | 0.52614 | 0 | 1.6728 | 0.21533
2025_05_06 Hr 07 | 0.1586 | 0 | 0 | 0 | 0 | 0 | 0 | 0 | 0 | 0 | 0 | 0.02402 | 0.36 | 0.010987 | 1.2159 | 1.2159 | 1.1308 | 0 | 0.0064686 | 0.0049984 | 0.013303 | 0.077119 | 0 | 0 | 0 | 0 | 0 | 0.030765 | 0.017896 | 0.10014 | 0 | 4.0979 | 2.0585 | 0 | 0.5281 | 0.81115 | 0 | 0 | 0 | 0.12919 | -0.057798 | 0.055558 | 0 | 0.005232 | 0 | -0.13524 | 0 | 0 | 0 | 0 | 0 | 0 | 0 | 0 | 4.1088 | 0.012019 | 9.8343e-05 | -1.0625 | 0 | 0 | 0 | 0 | 0 | 0 | 0 | -1.85 | 0 | 0 | 0 | 0 | 0 | 0 | 0 | 0 | 0 | -26.9312 | 1.822 | 0 | 0 | 0 | 2.2676 | 7.7607 | 1.2254 | 3.0551 | 0.11508 | 0.056743 | -0.1586 | 0.45971 | 0.18742 | 3.782 | 1.3624 | 23.6679 | -30.1376 | 0 | 0.52614 | 0 | 1.6728 | 0.21929
2025_05_06 Hr 08 | 0.38651 | 0 | 0 | 0 | 0 | 0 | 0 | 0 | 0 | 0 | 0 | 0.02402 | 0.33 | 0.0055956 | 0.82404 | 0.82404 | 0.86024 | 0 | 0.0064686 | 0.0049984 | 0.013303 | 0.077119 | 0 | 0 | 0 | 0 | 0 | 0.030765 | 0.017896 | 0.037413 | 0 | 3.5828 | 2.0585 | 0 | 0.44889 | 0.81115 | 0 | 0 | 0 | 0.65959 | -1.1487 | 0.055558 | 0 | 0.0029068 | 0 | -0.074203 | 0 | 0 | 0 | 0 | 0 | 0 | 0 | 0 | 3.695 | 0.012019 | 9.8343e-05 | -1.0625 | 0 | 0 | 0 | 0 | 0 | 0 | 0 | -1.85 | 0 | 0 | 0 | 0 | 0 | 0 | 0 | 0 | 0 | -10.3308 | 1.822 | 0 | 0 | 0 | 2.0979 | 6.1285 | 1.2254 | 3.0551 | 0.11508 | 0.056743 | -0.38651 | 0.45971 | 0.18742 | 3.782 | 15.1354 | 23.2 | -13.704 | 0 | 0.52614 | 0 | 1.6728 | 0.22169
2025_05_06 Hr 09 | 0.4771 | 2.7696e-06 | 0 | 0 | 0 | 0 | 0 | 0 | 0 | 0 | 0 | 0.02402 | 0.3 | 0.0043083 | 0.43218 | 0.43218 | 0.72858 | 0 | 0.0064686 | 0.0049984 | 0.013303 | 0.077119 | 0 | 0 | 0 | 0 | 0 | 0.030765 | 0.017896 | 0.037413 | 0 | 3.0676 | 2.0585 | 0 | 0.36967 | 0.81115 | 0 | 0 | 0 | 0 | -0.53121 | 0.055558 | 0 | 0.0024619 | 0 | -0.062524 | 0 | 0 | 0 | 0 | 0 | 0 | 0 | 0 | 3.9055 | 0.012019 | 9.8343e-05 | -1.0625 | 0 | 0 | 0 | 0 | 0 | 0 | 0 | -1.85 | 0 | 0 | 0 | 0 | 0 | 0 | 0 | 0 | 0 | -6.2339 | 1.822 | 0 | 0 | 0 | 1.7062 | 4.698 | 1.2254 | 3.0551 | 0.11508 | 0.056743 | -0.4771 | 0.45971 | 0.18742 | 3.782 | 17.4797 | 22.999 | -9.686 | 0 | 0.52614 | 0 | 1.6728 | 0.22174
2025_05_06 Hr 10 | 0.56741 | 1.7086e-05 | 0 | 0 | 0 | 0 | 0 | 0 | 0 | 0 | 0 | 0.02402 | 0.3 | 0.0040889 | 0.43218 | 0.43218 | 0.72858 | 0 | 0.0064686 | 0.0049984 | 0.013303 | 0.077119 | 0 | 0 | 0 | 0 | 0 | 0.030765 | 0.017896 | 0.037413 | 0 | 3.0676 | 2.0585 | 0 | 0.36967 | 0.81115 | 0 | 0 | 0 | 0 | -0.31499 | 0.055558 | 0 | 0.0023365 | 0 | -0.059234 | 0 | 0 | 0 | 0 | 0 | 0 | 0 | 0 | 3.695 | 0.012019 | 9.8343e-05 | -1.0625 | 0 | 0 | 0 | 0 | 0 | 0 | 0 | -1.85 | 0 | 0 | 0 | 0 | 0 | 0 | 0 | 0 | 0 | -5.6849 | 1.822 | 0 | 0 | 0 | 1.1447 | 4.698 | 1.2254 | 3.0551 | 0.11508 | 0.056743 | -0.56741 | 0.45971 | 0.18742 | 3.782 | 17.4764 | 22.3174 | -9.224 | 0 | 0.52614 | 0 | 1.6728 | 0.22208
2025_05_06 Hr 11 | 0.67813 | 3.2028e-05 | 0 | 0 | 0 | 0 | 0 | 0 | 0 | 0 | 0 | 0.02402 | 0.21 | 0.0023121 | 0.43218 | 0.43218 | 0.72858 | 0 | 0.0064686 | 0.0049984 | 0.013303 | 0.077119 | 0 | 0 | 0 | 0 | 0 | 0.030765 | 0.017896 | 0.037413 | 0 | 3.0676 | 2.0585 | 0 | 0.36967 | 0.81115 | 0 | 0 | 0 | 0 | -0.26561 | 0.055558 | 0 | 0.0018875 | 0 | -0.047446 | 0 | 0 | 0 | 0 | 0 | 0 | 0 | 0 | 3.833 | 0.012019 | 9.8343e-05 | -1.0625 | 0 | 0 | 0 | 0 | 0 | 0 | 0 | -1.85 | 0 | 0 | 0 | 0 | 0 | 0 | 0 | 0 | 0 | -4.4753 | 1.822 | 0 | 0 | 0 | 1.0228 | 4.698 | 1.2254 | 3.0551 | 0.11508 | 0.056743 | -0.67813 | 0.45971 | 0.18742 | 3.782 | 18.6718 | 22.3528 | -8.1134 | 0 | 0.52614 | 0 | 1.6728 | 0.22243
2025_05_06 Hr 12 | 0.72492 | 4.8948e-05 | 0 | 0 | 0 | 0 | 0 | 0 | 0 | 0 | 0 | 0.02402 | 0.18 | 0.0018584 | 0.43218 | 0.43218 | 0.72858 | 0 | 0.0064686 | 0.0049984 | 0.013303 | 0.077119 | 0 | 0 | 0 | 0 | 0 | 0.030765 | 0.017896 | 0.037413 | 0 | 3.0676 | 2.0585 | 0 | 0.36967 | 0.81115 | 0 | 0 | 0 | 0 | -0.15744 | 0.055558 | 0 | 0.0017699 | 0 | -0.044359 | 0 | 0 | 0 | 0 | 0 | 0 | 0 | 0 | 3.4264 | 0.012019 | 9.8343e-05 | -1.0625 | 0 | 0 | 0 | 0 | 0 | 0 | 0 | -1.85 | 0 | 0 | 0 | 0 | 0 | 0 | 0 | 0 | 0 | -4.1453 | 1.822 | 0 | 0 | 0 | 1.0011 | 4.698 | 1.2254 | 3.0551 | 0.11508 | 0.056743 | -0.72492 | 0.45971 | 0.18742 | 3.782 | 18.6545 | 21.941 | -7.8271 | 0 | 0.52614 | 0 | 1.6728 | 0.22257
2025_05_06 Hr 13 | 0.6357 | 5.4364e-05 | 0 | 0 | 0 | 0 | 0 | 0 | 0 | 0 | 0 | 0.02402 | 0.15 | 0.0013353 | 0.43218 | 0.43218 | 0.72858 | 0 | 0.0064686 | 0.0049984 | 0.013303 | 0.077119 | 0 | 0 | 0 | 0 | 0 | 0.030765 | 0.017896 | 0.037413 | 0 | 3.0676 | 2.0585 | 0 | 0.36967 | 0.81115 | 0 | 0 | 0 | 0 | -0.3193 | 0.055558 | 0 | 0.001526 | 0 | -0.037958 | 0 | 0 | 0 | 0 | 0 | 0 | 0 | 0 | 3.4264 | 0.012019 | 9.8343e-05 | -1.0625 | 0 | 0 | 0 | 0 | 0 | 0 | 0 | -1.85 | 0 | 0 | 0 | 0 | 0 | 0 | 0 | 0 | 0 | -3.8069 | 1.822 | 0 | 0 | 0 | 1.284 | 4.698 | 1.2254 | 3.0551 | 0.11508 | 0.056743 | -0.6357 | 0.45971 | 0.18742 | 3.782 | 19.0897 | 22.1041 | -7.3931 | 0 | 0.52614 | 0 | 1.6728 | 0.22252
2025_05_06 Hr 14 | 0.79103 | 5.7539e-05 | 0 | 0 | 0 | 0 | 0 | 0 | 0 | 0 | 0 | 0.02402 | 0.09 | 0.0008435 | 0.43218 | 0.43218 | 0.72858 | 0 | 0.0064686 | 0.0049984 | 0.013303 | 0.077119 | 0 | 0 | 0 | 0 | 0 | 0.030765 | 0.017896 | 0.037413 | 0 | 3.0676 | 2.0585 | 0 | 0.36967 | 0.81115 | 0 | 0 | 0 | 0 | -0.35015 | 0.055558 | 0 | 0.0016067 | 0 | -0.040075 | 0 | 0 | 0 | 0 | 0 | 0 | 0 | 0 | 3.078 | 0.012019 | 9.8343e-05 | -1.0625 | 0 | 0 | 0 | 0 | 0 | 0 | 0 | -1.85 | 0 | 0 | 0 | 0 | 0 | 0 | 0 | 0 | 0 | -4.0281 | 1.822 | 0 | 0 | 0 | 0.98366 | 4.698 | 1.2254 | 3.0551 | 0.11508 | 0.056743 | -0.79103 | 0.45971 | 0.18742 | 3.782 | 18.1265 | 21.5503 | -7.7717 | 0 | 0.52614 | 0 | 1.6728 | 0.22266
2025_05_06 Hr 15 | 0.76103 | 0.00012937 | 0 | 0 | 0 | 0 | 0 | 0 | 0 | 0 | 0 | 0.02402 | 0.09 | 0.0015349 | 0.56739 | 0.56739 | 0.72858 | 0 | 0.0064686 | 0.0049984 | 0.013303 | 0.077119 | 0 | 0 | 0 | 0 | 0 | 0.030765 | 0.017896 | 0.037413 | 0 | 3.0676 | 2.0585 | 0 | 0.36967 | 0.81115 | 0 | 0 | 0 | 0 | -0.33922 | 0.055558 | 0 | 0.0029237 | 0 | -0.074646 | 0 | 0 | 0 | 0 | 0 | 0 | 0 | 0 | 2.9473 | 0.012019 | 9.8343e-05 | -1.0625 | 0 | 0 | 0 | 0 | 0 | 0 | 0 | -1.85 | 0 | 0 | 0 | 0 | 0 | 0 | 0 | 0 | 0 | -4.5981 | 1.822 | 0 | 0 | 0 | 0.65287 | 4.9684 | 1.2254 | 3.0551 | 0.11508 | 0.056743 | -0.76103 | 0.45971 | 0.18742 | 3.782 | 17.342 | 21.0591 | -8.3463 | 0 | 0.52614 | 0 | 1.6728 | 0.22209
2025_05_06 Hr 16 | 0.79495 | 0.00027915 | 0 | 0 | 0 | 0 | 0 | 0 | 0 | 0 | 0 | 0.02402 | 0.09 | 0.0032165 | 0.81703 | 0.81706 | 0.99674 | 0 | 0.0064686 | 0.0049984 | 0.013303 | 0.077119 | 0 | 0 | 0 | 0 | 0 | 0.030765 | 0.017896 | 0.07926 | 0 | 3.6504 | 2.0585 | 0 | 0.45928 | 0.81115 | 0 | 0 | 0 | 0.0086345 | -2.1018 | 0.055558 | 0 | 0.0061268 | 0 | -0.15873 | 0 | 0 | 0 | 0 | 0 | 0 | 0 | 0 | 2.7368 | 0.012019 | 9.8343e-05 | -1.0625 | 0 | 0 | 0 | 0 | 0 | 0 | 0 | -1.85 | 0 | 0 | 0 | 0 | 0 | 0 | 0 | 0 | 0 | -5.667 | 1.822 | 0 | 0 | 0 | 1.0315 | 6.3605 | 1.2254 | 3.0551 | 0.11508 | 0.056743 | -0.79495 | 0.45971 | 0.18742 | 3.782 | 16.0869 | 21.3528 | -9.5331 | 0 | 0.52614 | 0 | 1.6728 | 0.2223
2025_05_06 Hr 17 | 0.75863 | 0.00014363 | 0 | 0.089778 | 0.085618 | 0.085906 | 0.094063 | 0.089105 | 0.094063 | 0 | 0 | 0.02402 | 0.15 | 0.0025582 | 0.85186 | 0.85186 | 0.72858 | 0 | 0.0064686 | 0.0049984 | 0.013303 | 0.077119 | 0 | 0 | 0 | 0 | 0 | 0.030765 | 0.017896 | 0.037413 | 0 | 3.0676 | 2.0585 | 0 | 0.36967 | 0.81115 | 0 | 0 | 0 | 0.032216 | -0.06362 | 0.055558 | 0 | 0.0018273 | 0 | -0.074646 | 0 | 0 | 0 | 0 | 0 | 0 | 0 | 0 | 2.7368 | 0.012019 | 9.8343e-05 | -1.0625 | 0 | 0 | 0 | 0 | 0 | 0 | 0 | -1.85 | 0 | 0 | 0 | 0 | 0 | 0 | 0 | 0 | 0 | -7.0109 | 1.822 | 0 | 0 | 0 | 1.976 | 6.0759 | 1.2254 | 3.0551 | 0.11508 | 0.056743 | -0.75863 | 0.45971 | 0.18742 | 3.782 | 17.5182 | 22.2304 | -10.7566 | 0 | 0.52614 | 0 | 1.6728 | 0.22215
2025_05_06 Hr 18 | 0.68096 | 0.00017564 | 0 | 0.089778 | 0.085618 | 0.085906 | 0.094063 | 0.089105 | 0.094063 | 0 | 0 | 0.02402 | 0.18 | 0.0061475 | 1.1015 | 1.1015 | 1.0949 | 0 | 0.0064686 | 0.0049984 | 0.013303 | 0.077119 | 0 | 0 | 0 | 0 | 0 | 0.030765 | 0.017896 | 0.094529 | 0 | 3.7082 | 2.0585 | 0 | 0.46818 | 0.81115 | 0 | 0 | 0 | 1.7195 | -0.0025693 | 0.055558 | 0 | 0.0018296 | 0 | -0.15159 | 0 | 0 | 0 | 0 | 0 | 0 | 0 | 0 | 2.9473 | 0.012019 | 9.8343e-05 | -1.0625 | 0 | 0 | 0 | 0 | 0 | 0 | 0 | -1.85 | 0 | 0 | 0 | 0 | 0 | 0 | 0 | 0 | 0 | -33.1542 | 1.822 | 0 | 3.0781 | 0 | 2.037 | 9.6045 | 1.2254 | 3.0551 | 0.11508 | 0.056743 | -0.68096 | 0.45971 | 0.18742 | 3.782 | -3.0214 | 22.5564 | -36.8992 | 0 | 0.52614 | 0 | 1.6728 | 0.22224
2025_05_06 Hr 19 | 0.45429 | 0.00027203 | 0 | 0.089778 | 0.085618 | 0.085906 | 0.094063 | 0.089105 | 0.094063 | 0 | 0 | 0.02402 | 0.21 | 0.0092326 | 1.2159 | 1.2159 | 1.1308 | 0 | 0.0064686 | 0.0049984 | 0.013303 | 0.077119 | 0 | 0 | 0 | 0 | 0 | 0.030765 | 0.017896 | 0.10014 | 0 | 4.0979 | 2.0585 | 0 | 0.5281 | 0.81115 | 0 | 0 | 0 | 0 | -1.1584 | 0.055558 | 0 | 0.0023553 | 0 | -0.19574 | 0 | 0 | 0 | 0 | 0 | 0 | 0 | 0 | 3.2159 | 0.012019 | 9.8343e-05 | -1.0625 | 0 | 0 | 0 | 0 | 0 | 0 | 0 | -1.85 | 0 | 0 | 0 | 0 | 0 | 0 | 0 | 0 | 0 | -44.7811 | 1.822 | 0 | 2.2027 | 0 | 2.6376 | 10.5019 | 1.2254 | 3.0551 | 0.11508 | 0.056743 | -0.45429 | 0.45971 | 0.18742 | 3.782 | -15.7071 | 23.2932 | -48.3437 | 0 | 0.52614 | 0 | 1.6728 | 0.22332
2025_05_06 Hr 20 | 0.045044 | 8.3615e-05 | 0 | 0.089778 | 0.085618 | 0.085906 | 0.094063 | 0.089105 | 0.094063 | 0 | 0 | 0.02402 | 0.51 | 0.02527 | 1.2159 | 1.2159 | 1.1308 | 0 | 0.0064686 | 0.0049984 | 0.013303 | 0.077119 | 0 | 0 | 0 | 0 | 0 | 0.030765 | 0.017896 | 0.10014 | 0 | 4.0979 | 2.0585 | 0 | 0.5281 | 0.81115 | 0 | 0 | 0 | 0 | -0.99798 | 0.055558 | 0 | 0.0026545 | 0 | -0.22087 | 0 | 0 | 0 | 0 | 0 | 0 | 0 | 0 | 2.8747 | 0.012019 | 9.8343e-05 | -1.0625 | 0 | 0 | 0 | 0 | 0 | 0 | 0 | -1.85 | 0 | 0 | 0 | 0 | 0 | 0 | 0 | 0 | 0 | -51.2122 | 1.822 | 0 | 2.2027 | 0 | 2.6594 | 10.5019 | 1.2254 | 3.0551 | 0.11508 | 0.056743 | -0.045044 | 0.45971 | 0.18742 | 3.782 | -22.0077 | 22.879 | -54.3906 | 0 | 0.52614 | 0 | 1.6728 | 0.22204
2025_05_06 Hr 21 | 0 | 1.603e-06 | 0 | 0 | 0 | 0 | 0 | 0 | 0 | 0 | 0 | 0.02402 | 0.87 | 0.017356 | 1.1986 | 1.1986 | 0.99916 | 0 | 0.0064686 | 0.0049984 | 0.013303 | 0.077119 | 0 | 0 | 0 | 0 | 0 | 0.030765 | 0.017896 | 0.047867 | 0 | 4.0127 | 2.0585 | 0 | 0.51499 | 0.81115 | 0 | 0 | 0 | 0.18031 | -0.19713 | 0.055558 | 0 | 0.0023511 | 0 | -0.08767 | 0 | 0 | 0 | 0 | 0 | 0 | 0 | 0 | 3.4264 | 0.012019 | 9.8343e-05 | -1.0625 | 0 | 0 | 0 | 0 | 0 | 0 | 0 | -1.85 | 0 | 0 | 0 | 0 | 0 | 0 | 0 | 0 | 0 | -16.4587 | 1.822 | 0 | 1.6368 | 0 | 2.4678 | 9.0936 | 1.2254 | 3.0551 | 0.11508 | 0.056743 | 0 | 0.45971 | 0.18742 | 3.782 | 13.1522 | 23.5342 | -19.4589 | 0 | 0.52614 | 0 | 1.6728 | 0.22318
2025_05_06 Hr 22 | 0 | 0 | 0 | 0 | 0 | 0 | 0 | 0 | 0 | 0 | 0 | 0.02402 | 1.11 | 0.018931 | 0.85186 | 0.85186 | 0.72858 | 0 | 0.0064686 | 0.0049984 | 0.013303 | 0.077119 | 0 | 0 | 0 | 0 | 0 | 0.030765 | 0.017896 | 0.037413 | 0 | 3.0676 | 2.0585 | 0 | 0.36967 | 0.81115 | 0 | 0 | 0 | 0.17627 | 0 | 0.055558 | 0 | 0.00201 | 0 | -0.074646 | 0 | 0 | 0 | 0 | 0 | 0 | 0 | 0 | 3.695 | 0.012019 | 9.8343e-05 | -1.0625 | 0 | 0 | 0 | 0 | 0 | 0 | 0 | -1.85 | 0 | 0 | 0 | 0 | 0 | 0 | 0 | 0 | 0 | -10.6404 | 1.822 | 0 | 1.6368 | 0 | 2.2285 | 7.1742 | 1.2254 | 3.0551 | 0.11508 | 0.056743 | 0 | 0.45971 | 0.18742 | 3.782 | 17.3806 | 23.6577 | -13.6276 | 0 | 0.52614 | 0 | 1.6728 | 0.22116
2025_05_06 Hr 23 | 0 | 0 | 0 | 0 | 0 | 0 | 0 | 0 | 0 | 0 | 0 | 0.02402 | 1.2 | 0.034027 | 1.1015 | 1.1015 | 1.0938 | 0 | 0.0064686 | 0.0049984 | 0.013303 | 0.077119 | 0 | -1.0467 | 0 | 0 | 0 | 0.030765 | 0.017896 | 0.094508 | 0 | 3.689 | 2.0585 | 0 | 0.46462 | 0.81115 | 0 | 0 | 0 | 2.8611 | 0 | 0.055558 | 0 | 0.0033419 | 0 | -0.1255 | 0 | 0 | 0 | 0 | 0 | 0 | 0 | 0 | 4.2467 | 0.012019 | 9.8343e-05 | 0 | 0 | 0 | 0 | 0 | 0 | 0 | 0 | 0 | -1.575 | 0 | 0 | 0 | 0 | 0 | 0 | 0 | 0 | -24.6091 | 1.822 | 0 | 1.9123 | 0 | 1.754 | 8.9926 | 1.2254 | 3.0551 | 0.11508 | 0.056743 | 0 | 0.45971 | 0.18742 | 3.782 | 8.429 | 23.9317 | -27.3563 | 0 | 0.52614 | 0 | 1.6728 | 0.21782
2025_05_06 Hr 24 | 0 | 0 | 0 | 0 | 0 | 0 | 0 | 0 | 0 | 0 | 0 | 0.02402 | 1.11 | 0.088844 | 1.2159 | 1.2159 | 1.1656 | 0 | 0.0064686 | 0.0049984 | 0.013303 | 0.077119 | 0 | 0.33767 | 0 | 0 | 0 | 0.030765 | 0.017896 | 0.10014 | 0.36641 | 4.1658 | 2.0585 | 0 | 0.53929 | 0.81115 | 0 | 0 | 0 | 4.8552 | 0 | 0.055558 | 0 | 0.0094332 | 0 | -0.35808 | 0 | 0 | 0 | 0 | 0 | 0 | 0 | 0 | 4.0435 | 0.012019 | 9.8343e-05 | 0 | 0 | 0 | 0 | 0 | 0 | 0 | 0 | 0 | -1.575 | 0 | 0 | 0 | 0 | 0 | 0 | 0 | 0 | -45.328 | 1.822 | 0 | 2.2203 | 0 | 2.3068 | 10.3005 | 1.2254 | 3.0551 | 0.11508 | 0.056743 | 0 | 0.45971 | 0.18742 | 3.782 | -7.4495 | 24.3182 | -46.9234 | 0 | 0.52614 | 0 | 1.6728 | 0.21539
2025_05_07 Hr 01 | 0 | 0 | 0 | 0.087452 | 0.0834 | 0.08368 | 0.091626 | 0.086797 | 0.091626 | 0 | 0 | 0.02402 | 0.81 | 0.033642 | 1.2159 | 1.2159 | 1.1354 | 0 | 0.0064686 | 0.0049984 | 0.013303 | 0.077119 | 0 | -0.69375 | 0 | 0 | 0 | 0.030765 | 0.017896 | 0.10014 | 0.21128 | 4.0579 | 2.0585 | 0 | 0.53929 | 0.81115 | 0 | 0 | 0 | 2.6972 | 0 | 0.055558 | 0 | 0.002225 | 0 | -0.1848 | 0 | 0 | 0 | 0 | 0 | 0 | 0 | 0 | 3.9055 | 0.012019 | 9.8343e-05 | 0 | 0 | 0 | 0 | 0 | 0 | 0 | 0 | 0 | -1.575 | 0 | 0 | 0 | 0 | 0 | 0 | 0 | 0 | -45.4804 | 1.822 | 0 | 2.1998 | 0 | 2.7986 | 10.661 | 1.2254 | 3.0551 | 0.11508 | 0.056743 | 0 | 0.45971 | 0.18742 | 3.782 | -10.2615 | 24.3142 | -47.9339 | 0 | 0.52614 | 0 | 1.6728 | 0.21263
2025_05_07 Hr 02 | 0 | 0 | 0 | 0.087452 | 0.0834 | 0.08368 | 0.091626 | 0.086797 | 0.091626 | 0 | 0 | 0.02402 | 0.63 | 0.026105 | 1.2159 | 1.2159 | 1.1354 | 0 | 0.0064686 | 0.0049984 | 0.013303 | 0.077119 | 0 | -0.69633 | 0 | 0 | 0 | 0.030765 | 0.017896 | 0.10014 | 0.21128 | 4.0579 | 2.0585 | 0 | 0.53929 | 0.81115 | 0 | 0 | 0 | 3.009 | 0 | 0.055558 | 0 | 0.0022198 | 0 | -0.18437 | 0 | 0 | 0 | 0 | 0 | 0 | 0 | 0 | 3.9055 | 0.012019 | 9.8343e-05 | 0 | 0 | 0 | 0 | 0 | 0 | 0 | 0 | 0 | -1.575 | 0 | 0 | 0 | 0 | 0 | 0 | 0 | 0 | -45.4288 | 1.822 | 0 | 2.1998 | 0 | 2.6289 | 10.661 | 1.2254 | 3.0551 | 0.11508 | 0.056743 | 0 | 0.45971 | 0.18742 | 3.782 | -10.2576 | 23.9569 | -47.8845 | 0 | 0.52614 | 0 | 1.6728 | 0.21264
2025_05_07 Hr 03 | 0 | 0 | 0 | 0.087452 | 0.0834 | 0.08368 | 0.091626 | 0.086797 | 0.091626 | 0 | 0 | 0.02402 | 0.54 | 0.021065 | 1.2159 | 1.2159 | 1.1354 | 0 | 0.0064686 | 0.0049984 | 0.013303 | 0.077119 | 0 | -0.76135 | 0 | 0 | 0 | 0.030765 | 0.017896 | 0.10014 | 0.21128 | 4.0579 | 2.0585 | 0 | 0.53929 | 0.81115 | 0 | 0 | 0 | 3.4278 | 0 | 0.055558 | 0 | 0.0020898 | 0 | -0.17344 | 0 | 0 | 0 | 0 | 0 | 0 | 0 | 0 | 3.833 | 0.012019 | 9.8343e-05 | 0 | 0 | 0 | 0 | 0 | 0 | 0 | 0 | 0 | -1.575 | 0 | 0 | 0 | 0 | 0 | 0 | 0 | 0 | -41.7828 | 1.822 | 0 | 2.1998 | 0 | 2.6985 | 10.661 | 1.2254 | 3.0551 | 0.11508 | 0.056743 | 0 | 0.45971 | 0.18742 | 3.782 | -6.3463 | 23.8576 | -44.2926 | 0 | 0.52614 | 0 | 1.6728 | 0.21134
2025_05_07 Hr 04 | 0 | 0 | 0 | 0.087452 | 0.0834 | 0.08368 | 0.091626 | 0.086797 | 0.091626 | 0 | 0 | 0.02402 | 0.87 | 0.046459 | 1.2159 | 1.2159 | 1.1354 | 0 | 0.0064686 | 0.0049984 | 0.013303 | 0.077119 | 0 | -0.37585 | 0 | 0 | 0 | 0.030765 | 0.017896 | 0.10014 | 0.21128 | 4.0579 | 2.0585 | 0 | 0.53929 | 0.81115 | 0 | 0 | 0 | 4.5673 | 0 | 0.055558 | 0 | 0.0028608 | 0 | -0.23821 | 0 | 0 | 0 | 0 | 0 | 0 | 0 | 0 | 3.4918 | 0.012019 | 9.8343e-05 | 0 | 0 | 0 | 0 | 0 | 0 | 0 | 0 | 0 | -1.575 | 0 | 0 | 0 | 0 | 0 | 0 | 0 | 0 | -61.5156 | 1.822 | 0 | 2.1998 | 0 | 2.6768 | 10.661 | 1.2254 | 3.0551 | 0.11508 | 0.056743 | 0 | 0.45971 | 0.18742 | 3.782 | -24.6263 | 23.85 | -63.7046 | 0 | 0.52614 | 0 | 1.6728 | 0.21131
2025_05_07 Hr 05 | 0 | 0 | 0 | 0.087452 | 0.0834 | 0.08368 | 0.091626 | 0.086797 | 0.091626 | 0 | 0 | 0.02402 | 0.87 | 0.059283 | 1.2159 | 1.2159 | 1.1354 | 0 | 0.0064686 | 0.0049984 | 0.013303 | 0.077119 | 0 | 0.01898 | 0 | 0 | 0 | 0.030765 | 0.017896 | 0.10014 | 0.21128 | 4.0579 | 2.0585 | 0 | 0.53929 | 0.81115 | 0 | 0 | 0 | 4.526 | 0 | 0.055558 | 0 | 0.0036505 | 0 | -0.30454 | 0 | 0 | 0 | 0 | 0 | 0 | 0 | 0 | 3.078 | 0.012019 | 9.8343e-05 | 0 | 0 | 0 | 0 | 0 | 0 | 0 | 0 | 0 | -1.575 | 0 | 0 | 0 | 0 | 0 | 0 | 0 | 0 | -78.3929 | 1.822 | 0 | 2.1998 | 0 | 2.5592 | 10.661 | 1.2254 | 3.0551 | 0.11508 | 0.056743 | 0 | 0.45971 | 0.18742 | 3.782 | -41.734 | 23.3325 | -80.2535 | 0 | 0.52614 | 0 | 1.6728 | 0.21227
2025_05_07 Hr 06 | 0.02274 | 0 | 0 | 0.087452 | 0.0834 | 0.08368 | 0.091626 | 0.086797 | 0.091626 | 0 | 0 | 0.02402 | 0.75 | 0.043738 | 1.2159 | 1.2159 | 1.1354 | 0 | 0.0064686 | 0.0049984 | 0.013303 | 0.077119 | 0 | -0.24419 | 0 | 0 | 0 | 0.030765 | 0.017896 | 0.10014 | 0.21128 | 4.0579 | 2.0585 | 0 | 0.53929 | 0.81115 | 0 | 0 | 0 | 3.1478 | 0 | 0.055558 | 0 | 0.0031241 | 0 | -0.26033 | 0 | 0 | 0 | 0 | 0 | 0 | 0 | 0 | 2.8747 | 0.012019 | 9.8343e-05 | 0 | 0 | 0 | 0 | 0 | 0 | 0 | 0 | 0 | -1.575 | 0 | 0 | 0 | 0 | 0 | 0 | 0 | 0 | -64.3335 | 1.822 | 0 | 2.1998 | 0 | 2.3373 | 10.661 | 1.2254 | 3.0551 | 0.11508 | 0.056743 | -0.02274 | 0.45971 | 0.18742 | 3.782 | -29.829 | 22.7979 | -66.4358 | 0 | 0.52614 | 0 | 1.6728 | 0.21575
2025_05_07 Hr 07 | 0.34074 | 0 | 0 | 0 | 0 | 0 | 0 | 0 | 0 | 0 | 0 | 0.02402 | 0.6 | 0.011535 | 1.2159 | 1.2159 | 1.0386 | 0 | 0.0064686 | 0.0049984 | 0.013303 | 0.077119 | 0 | 0 | 0 | 0 | 0 | 0.030765 | 0.017896 | 0.037413 | 0 | 3.9917 | 2.0585 | 0 | 0.5281 | 0.81115 | 0 | 0 | 0 | 0.3101 | 0 | 0.055558 | 0 | 0.0032958 | 0 | -0.084414 | 0 | 0 | 0 | 0 | 0 | 0 | 0 | 0 | 2.9473 | 0.012019 | 9.8343e-05 | -1.0625 | 0 | 0 | 0 | 0 | 0 | 0 | 0 | -1.85 | 0 | 0 | 0 | 0 | 0 | 0 | 0 | 0 | 0 | -16.9849 | 1.822 | 0 | 0 | 0 | 2.89 | 7.4996 | 1.2254 | 3.0551 | 0.11508 | 0.056743 | -0.34074 | 0.45971 | 0.18742 | 3.782 | 11.0388 | 23.5517 | -20.3226 | 0 | 0.52614 | 0 | 1.6728 | 0.21954
2025_05_07 Hr 08 | 0.74402 | 0 | 0 | 0 | 0 | 0 | 0 | 0 | 0 | 0 | 0 | 0.02402 | 0.54 | 0.013617 | 1.2159 | 1.2159 | 1.1016 | 0 | 0.0064686 | 0.0049984 | 0.013303 | 0.077119 | 0 | 0 | 0 | 0 | 0 | 0.030765 | 0.017896 | 0.07926 | 0 | 3.9917 | 2.0585 | 0 | 0.5281 | 0.81115 | 0 | 0 | 0 | 0 | -0.65411 | 0.055558 | 0 | 0.0043228 | 0 | -0.11137 | 0 | 0 | 0 | 0 | 0 | 0 | 0 | 0 | 2.9473 | 0.012019 | 9.8343e-05 | -1.0625 | 0 | 0 | 0 | 0 | 0 | 0 | 0 | -1.85 | 0 | 0 | 0 | 0 | 0 | 0 | 0 | 0 | 0 | -21.6757 | 1.822 | 0 | 0 | 0 | 3.099 | 7.6044 | 1.2254 | 3.0551 | 0.11508 | 0.056743 | -0.74402 | 0.45971 | 0.18742 | 3.782 | 5.6142 | 24.1075 | -25.4436 | 0 | 0.52614 | 0 | 1.6728 | 0.22109
2025_05_07 Hr 09 | 0.82728 | 1.1529e-06 | 0 | 0 | 0 | 0 | 0 | 0 | 0 | 0 | 0 | 0.02402 | 0.39 | 0.0069944 | 1.2142 | 1.2142 | 0.87299 | 0 | 0.0064686 | 0.0049984 | 0.013303 | 0.077119 | 0 | 0 | 0 | 0 | 0 | 0.030765 | 0.017896 | 0.037413 | 0 | 3.9917 | 2.0585 | 0 | 0.5281 | 0.81115 | 0 | 0 | 0 | 0.25563 | -0.048586 | 0.055558 | 0 | 0.0030744 | 0 | -0.078604 | 0 | 0 | 0 | 0 | 0 | 0 | 0 | 0 | 3.2885 | 0.012019 | 9.8343e-05 | -1.0625 | 0 | 0 | 0 | 0 | 0 | 0 | 0 | -1.85 | 0 | 0 | 0 | 0 | 0 | 0 | 0 | 0 | 0 | -15.3636 | 1.822 | 0 | 0 | 0 | 2.6289 | 7.3305 | 1.2254 | 3.0551 | 0.11508 | 0.056743 | -0.82728 | 0.45971 | 0.18742 | 3.782 | 12.2615 | 23.906 | -19.182 | 0 | 0.52614 | 0 | 1.6728 | 0.22182
2025_05_07 Hr 10 | 0.81159 | 6.2694e-06 | 0 | 0 | 0 | 0 | 0 | 0 | 0 | 0 | 0 | 0.02402 | 0.33 | 0.003678 | 0.43218 | 0.43218 | 0.70973 | 0 | 0.0064686 | 0.0049984 | 0.013303 | 0.077119 | 0 | 0 | 0 | 0 | 0 | 0.030765 | 0.017896 | 0.037413 | 0 | 0 | 2.0585 | 0 | 0 | 0.81115 | 0 | 0 | 0 | 0 | -0.24869 | 0.055558 | 0 | 0.02245 | 0 | -0.048055 | 0 | 0 | 0 | 0 | 0 | 0 | 0 | 0 | 3.6297 | 0.012019 | 9.8343e-05 | -1.0625 | 0 | 0 | 0 | 0 | 0 | 0 | 0 | -1.85 | 0 | 0 | 0 | 0 | 0 | 0 | 0 | 0 | 0 | -4.452 | 1.822 | 0 | 0 | 0 | 2.9597 | 1.6115 | 1.2254 | 3.0551 | 0.11508 | 0.056743 | -0.81159 | 0.45971 | 0.18742 | 3.782 | 17.1095 | 23.9709 | -8.2242 | 0 | 0.52614 | 0 | 1.6728 | 0.22179
2025_05_07 Hr 11 | 0.80709 | 9.2825e-06 | 0 | 0 | 0 | 0 | 0 | 0 | 0 | 0 | 0 | 0.02402 | 0.33 | 0.0022964 | 0.43218 | 0.43218 | 0.70973 | 0 | 0.0064686 | 0.0049984 | 0.013303 | 0.077119 | 0 | 0 | 0 | 0 | 0 | 0.030765 | 0.017896 | 0.037413 | 0 | 0 | 2.0585 | 0 | 0 | 0.81115 | 0 | 0 | 0 | 0 | -0.2106 | 0.055558 | 0 | 0.014017 | 0 | -0.029215 | 0 | 0 | 0 | 0 | 0 | 0 | 0 | 0 | 3.2159 | 0.012019 | 9.8343e-05 | -1.0625 | 0 | 0 | 0 | 0 | 0 | 0 | 0 | -1.85 | 0 | 0 | 0 | 0 | 0 | 0 | 0 | 0 | 0 | -1.9468 | 1.822 | 0 | 0 | 0 | 2.9901 | 1.6115 | 1.2254 | 3.0551 | 0.11508 | 0.056743 | -0.80709 | 0.45971 | 0.18742 | 3.782 | 19.2869 | 23.5816 | -5.6956 | 0 | 0.52614 | 0 | 1.6728 | 0.22177
2025_05_07 Hr 12 | 0.81464 | 1.577e-05 | 0 | 0 | 0 | 0 | 0 | 0 | 0 | 0 | 0 | 0.02402 | 0.27 | 0.0018398 | 0.43218 | 0.43218 | 0.70973 | 0 | 0.0064686 | 0.0049984 | 0.013303 | 0.077119 | 0 | 0 | 0 | 0 | 0 | 0.030765 | 0.017896 | 0.037413 | 0 | 0 | 2.0585 | 0 | 0 | 0.81115 | 0 | 0 | 0 | 0 | -0.21654 | 0.055558 | 0 | 0.013726 | 0 | -0.028564 | 0 | 0 | 0 | 0 | 0 | 0 | 0 | 0 | 2.8747 | 0.012019 | 9.8343e-05 | -1.0625 | 0 | 0 | 0 | 0 | 0 | 0 | 0 | -1.85 | 0 | 0 | 0 | 0 | 0 | 0 | 0 | 0 | 0 | -1.9511 | 1.822 | 0 | 0 | 0 | 2.7769 | 1.6115 | 1.2254 | 3.0551 | 0.11508 | 0.056743 | -0.81464 | 0.45971 | 0.18742 | 3.782 | 18.6637 | 22.9756 | -5.7068 | 0 | 0.52614 | 0 | 1.6728 | 0.22304
2025_05_07 Hr 13 | 0.80701 | 2.097e-06 | 0 | 0 | 0 | 0 | 0 | 0 | 0 | 0 | 0 | 0.02402 | 0.21 | 0.00076113 | 0.43218 | 0.43218 | 0.70973 | 0 | 0.0064686 | 0.0049984 | 0.013303 | 0.077119 | 0 | 0 | 0 | 0 | 0 | 0.030765 | 0.017896 | 0.037413 | 0 | 0 | 2.0585 | 0 | 0 | 0.81115 | 0 | 0 | 0 | 0 | -0.10627 | 0.055558 | 0 | 0.0073007 | 0 | -0.01421 | 0 | 0 | 0 | 0 | 0 | 0 | 0 | 0 | 2.4682 | 0.012019 | 9.8343e-05 | -1.0625 | 0 | 0 | 0 | 0 | 0 | 0 | 0 | -1.85 | 0 | 0 | 0 | 0 | 0 | 0 | 0 | 0 | 0 | -0.70633 | 1.822 | 0 | 0 | 0 | 2.8987 | 1.6115 | 1.2254 | 3.0551 | 0.11508 | 0.056743 | -0.80701 | 0.45971 | 0.18742 | 3.782 | 19.6869 | 22.6217 | -4.4401 | 0 | 0.52614 | 0 | 1.6728 | 0.22257
2025_05_07 Hr 14 | 0.81036 | 3.432e-06 | 0 | 0 | 0 | 0 | 0 | 0 | 0 | 0 | 0 | 0.02402 | 0.12 | 0.00042009 | 0.43218 | 0.43218 | 0.70973 | 0 | 0.0064686 | 0.0049984 | 0.013303 | 0.077119 | 0 | 0 | 0 | 0 | 0 | 0.030765 | 0.017896 | 0.037413 | 0 | 0 | 2.0585 | 0 | 0 | 0.81115 | 0 | 0 | 0 | 0 | -0.10908 | 0.055558 | 0 | 0.0070516 | 0 | -0.013654 | 0 | 0 | 0 | 0 | 0 | 0 | 0 | 0 | 2.2577 | 0.012019 | 9.8343e-05 | -1.0625 | 0 | 0 | 0 | 0 | 0 | 0 | 0 | -1.85 | 0 | 0 | 0 | 0 | 0 | 0 | 0 | 0 | 0 | -0.6258 | 1.822 | 0 | 0 | 0 | 2.9684 | 1.6115 | 1.2254 | 3.0551 | 0.11508 | 0.056743 | -0.81036 | 0.45971 | 0.18742 | 3.782 | 19.5339 | 22.3938 | -4.3623 | 0 | 0.52614 | 0 | 1.6728 | 0.22254
2025_05_07 Hr 15 | 0.8251 | 8.2609e-06 | 0 | 0 | 0 | 0 | 0 | 0 | 0 | 0 | 0 | 0.02402 | 0.06 | 0.00025279 | 0.43218 | 0.43218 | 0.70973 | 0 | 0.0064686 | 0.0049984 | 0.013303 | 0.077119 | 0 | 0 | 0 | 0 | 0 | 0.030765 | 0.017896 | 0.037413 | 0 | 0 | 2.0585 | 0 | 0 | 0.81115 | 0 | 0 | 0 | 0 | -0.057911 | 0.055558 | 0 | 0.0084866 | 0 | -0.01686 | 0 | 0 | 0 | 0 | 0 | 0 | 0 | 0 | 2.3303 | 0.012019 | 9.8343e-05 | -1.0625 | 0 | 0 | 0 | 0 | 0 | 0 | 0 | -1.85 | 0 | 0 | 0 | 0 | 0 | 0 | 0 | 0 | 0 | -1.0399 | 1.822 | 0 | 0 | 0 | 2.9988 | 1.6115 | 1.2254 | 3.0551 | 0.11508 | 0.056743 | -0.8251 | 0.45971 | 0.18742 | 3.782 | 19.211 | 22.4518 | -4.7944 | 0 | 0.52614 | 0 | 1.6728 | 0.22288
2025_05_07 Hr 16 | 0.79495 | 2.4305e-05 | 0 | 0 | 0 | 0 | 0 | 0 | 0 | 0 | 0 | 0.02402 | 0.12 | 0.0013853 | 0.43218 | 0.43218 | 0.70973 | 0 | 0.0064686 | 0.0049984 | 0.013303 | 0.077119 | 0 | 0 | 0 | 0 | 0 | 0.030765 | 0.017896 | 0.037413 | 0 | 0 | 2.0585 | 0 | 0 | 0.81115 | 0 | 0 | 0 | 0 | -0.31631 | 0.055558 | 0 | 0.023254 | 0 | -0.049851 | 0 | 0 | 0 | 0 | 0 | 0 | 0 | 0 | 2.1197 | 0.012019 | 9.8343e-05 | -1.0625 | 0 | 0 | 0 | 0 | 0 | 0 | 0 | -1.85 | 0 | 0 | 0 | 0 | 0 | 0 | 0 | 0 | 0 | -0.80833 | 1.822 | 0 | 0 | 0 | 3.5821 | 1.6115 | 1.2254 | 3.0551 | 0.11508 | 0.056743 | -0.79495 | 0.45971 | 0.18742 | 3.782 | 19.5844 | 22.8548 | -4.5656 | 0 | 0.52614 | 0 | 1.6728 | 0.22221
2025_05_07 Hr 17 | 0.75863 | 3.6304e-05 | 0 | 0 | 0 | 0 | 0 | 0 | 0 | 0 | 0 | 0.02402 | 0.18 | 0.0016871 | 0.43218 | 0.43218 | 0.70973 | 0 | 0.0064686 | 0.0049984 | 0.013303 | 0.077119 | 0 | 0 | 0 | 0 | 0 | 0.030765 | 0.017896 | 0.037413 | 0 | 0 | 2.0585 | 0 | 0 | 0.81115 | 0 | 0 | 0 | 0 | -0.22245 | 0.055558 | 0 | 0.01888 | 0 | -0.040079 | 0 | 0 | 0 | 0 | 0 | 0 | 0 | 0 | 1.9165 | 0.012019 | 9.8343e-05 | -1.0625 | 0 | 0 | 0 | 0 | 0 | 0 | 0 | -1.85 | 0 | 0 | 0 | 0 | 0 | 0 | 0 | 0 | 0 | -3.396 | 1.822 | 0 | 0 | 0 | 3.643 | 1.6115 | 1.2254 | 3.0551 | 0.11508 | 0.056743 | -0.75863 | 0.45971 | 0.18742 | 3.782 | 17.0175 | 22.7357 | -7.1072 | 0 | 0.52614 | 0 | 1.6728 | 0.22139
2025_05_07 Hr 18 | 0.80258 | 7.774e-05 | 0 | 0 | 0 | 0 | 0 | 0 | 0 | 0 | 0 | 0.02402 | 0.21 | 0.0037903 | 0.56739 | 0.5674 | 0.77268 | 0 | 0.0064686 | 0.0049984 | 0.013303 | 0.077119 | 0 | 0 | 0 | 0 | 0 | 0.030765 | 0.017896 | 0.037413 | 0 | 0 | 2.0585 | 0 | 0 | 0.81115 | 0 | 0 | 0 | 0.087065 | -0.21276 | 0.055558 | 0 | 0.036356 | 0 | -0.079121 | 0 | 0 | 0 | 0 | 0 | 0 | 0 | 0 | 2.3303 | 0.012019 | 9.8343e-05 | -1.0625 | 0 | 0 | 0 | 0 | 0 | 0 | 0 | -1.85 | 0 | 0 | 0 | 0 | 0 | 0 | 0 | 0 | 0 | -7.3633 | 1.822 | 0 | 0 | 0 | 3.5211 | 1.9449 | 1.2254 | 3.0551 | 0.11508 | 0.056743 | -0.80258 | 0.45971 | 0.18742 | 3.782 | 13.7667 | 23.1049 | -11.1575 | 0 | 0.52614 | 0 | 1.6728 | 0.22267
2025_05_07 Hr 19 | 0.49941 | 6.9645e-05 | 0 | 0 | 0 | 0 | 0 | 0 | 0 | 0 | 0 | 0.02402 | 0.21 | 0.0039739 | 0.81703 | 0.81713 | 0.9581 | 0 | 0.0064686 | 0.0049984 | 0.013303 | 0.077119 | 0 | 0 | 0 | 0 | 0 | 0.030765 | 0.017896 | 0.037413 | 0 | 0 | 2.0585 | 0 | 0 | 0.81115 | 0 | 0 | 0 | 0.036057 | -0.33521 | 0.055558 | 0 | 0.038117 | 0 | -0.083056 | 0 | 0 | 0 | 0 | 0 | 0 | 0 | 0 | 2.3303 | 0.012019 | 9.8343e-05 | -1.0625 | 0 | 0 | 0 | 0 | 0 | 0 | 0 | -1.85 | 0 | 0 | 0 | 0 | 0 | 0 | 0 | 0 | 0 | -10.4963 | 1.822 | 0 | 0 | 0 | 3.9216 | 2.6297 | 1.2254 | 3.0551 | 0.11508 | 0.056743 | -0.49941 | 0.45971 | 0.18742 | 3.782 | 11.5414 | 23.2022 | -13.9913 | 0 | 0.52614 | 0 | 1.6728 | 0.22245
2025_05_07 Hr 20 | 0.067857 | 2.3591e-05 | 0 | 0 | 0 | 0 | 0 | 0 | 0 | 0 | 0 | 0.02402 | 0.33 | 0.0063737 | 1.0667 | 1.0668 | 1.0339 | 0 | 0.0064686 | 0.0049984 | 0.013303 | 0.077119 | 0 | 0 | 0 | 0 | 0 | 0.030765 | 0.017896 | 0.037413 | 0 | 0 | 2.0585 | 0 | 0 | 0.81115 | 0 | 0 | 0 | 0 | -0.91081 | 0.055558 | 0 | 0.038904 | 0 | -0.084814 | 0 | 0 | 0 | 0 | 0 | 0 | 0 | 0 | 1.9165 | 0.012019 | 9.8343e-05 | -1.0625 | 0 | 0 | 0 | 0 | 0 | 0 | 0 | -1.85 | 0 | 0 | 0 | 0 | 0 | 0 | 0 | 0 | 0 | -11.0662 | 1.822 | 0 | 0 | 0 | 3.6038 | 3.2047 | 1.2254 | 3.0551 | 0.11508 | 0.056743 | -0.067857 | 0.45971 | 0.18742 | 3.782 | 10.3246 | 22.162 | -14.1314 | 0 | 0.52614 | 0 | 1.6728 | 0.22301
2025_05_07 Hr 21 | 0 | 1.3969e-06 | 0 | 0 | 0 | 0 | 0 | 0 | 0 | 0 | 0 | 0.02402 | 0.51 | 0.0088659 | 0.72068 | 0.72068 | 0.77503 | 0 | 0.0064686 | 0.0049984 | 0.013303 | 0.077119 | 0 | 0 | 0 | 0 | 0 | 0.030765 | 0.017896 | 0.037413 | 0 | 0 | 2.0585 | 0 | 0 | 0.81115 | 0 | 0 | 0 | 0.36931 | -0.31525 | 0.055558 | 0 | 0.035016 | 0 | -0.076128 | 0 | 0 | 0 | 0 | 0 | 0 | 0 | 0 | 2.1197 | 0.012019 | 9.8343e-05 | -1.0625 | 0 | 0 | 0 | 0 | 0 | 0 | 0 | -1.85 | 0 | 0 | 0 | 0 | 0 | 0 | 0 | 0 | 0 | -5.963 | 1.822 | 0 | 0 | 0 | 2.6985 | 2.2538 | 1.2254 | 3.0551 | 0.11508 | 0.056743 | 0 | 0.45971 | 0.18742 | 3.782 | 14.9312 | 21.575 | -8.9516 | 0 | 0.52614 | 0 | 1.6728 | 0.22342
2025_05_07 Hr 22 | 0 | 0 | 0 | 0 | 0 | 0 | 0 | 0 | 0 | 0 | 0 | 0.02402 | 0.48 | 0.0095224 | 0.85186 | 0.85191 | 1.0351 | 0 | 0.0064686 | 0.0049984 | 0.013303 | 0.077119 | 0 | 0 | 0 | 0 | 0 | 0.030765 | 0.017896 | 0.037413 | 0 | 8.9914 | 2.0585 | 0 | 0.41687 | 0.81115 | 0 | 0 | 0 | 0.81977 | -0.008207 | 0.055558 | 0 | 0.0034008 | 0 | -0.087172 | 0 | 0 | 0 | 0 | 0 | 0 | 0 | 0 | 2.7368 | 0.012019 | 9.8343e-05 | -1.0625 | 0 | 0 | 0 | 0 | 0 | 0 | 0 | -1.85 | 0 | 0 | 0 | 0 | 0 | 0 | 0 | 0 | 0 | -17.0379 | 1.822 | 0 | 0 | 0 | 3.1294 | 6.0634 | 1.2254 | 3.0551 | 0.11508 | 0.056743 | 0 | 0.45971 | 0.18742 | 3.782 | 9.8457 | 23.0082 | -20.0375 | 0 | 0.52614 | 0 | 1.6728 | 0.22121
2025_05_07 Hr 23 | 0 | 0 | 0 | 0 | 0 | 0 | 0 | 0 | 0 | 0 | 0 | 0.02402 | 0.21 | 0.0057446 | 1.1015 | 1.1016 | 1.1354 | 0 | 0.0064686 | 0.0049984 | 0.013303 | 0.077119 | 0 | -1.0735 | 0 | 0 | 0 | 0.030765 | 0.017896 | 0.089508 | 0 | 3.5934 | 2.0585 | 0 | 0.46462 | 0.81115 | 0 | 0 | 0 | 1.3829 | -0.013618 | 0.055558 | 0 | 0.0046895 | 0 | -0.121 | 0 | 0 | 0 | 0 | 0 | 0 | 0 | 0 | 2.6715 | 0.012019 | 9.8343e-05 | 0 | 0 | 0 | 0 | 0 | 0 | 0 | 0 | 0 | -1.575 | 0 | 0 | 0 | 0 | 0 | 0 | 0 | 0 | -21.8824 | 1.822 | 0 | 0 | 0 | 3.6212 | 7.0214 | 1.2254 | 3.0551 | 0.11508 | 0.056743 | 0 | 0.45971 | 0.18742 | 3.782 | 6.944 | 23.2052 | -24.652 | 0 | 0.52614 | 0 | 1.6728 | 0.21771
2025_05_07 Hr 24 | 0 | 0 | 0 | 0 | 0 | 0 | 0 | 0 | 0 | 0 | 0 | 0.02402 | 0.18 | 0.0086633 | 1.2159 | 1.2159 | 1.1354 | 0 | 0.0064686 | 0.0049984 | 0.013303 | 0.077119 | 0 | -0.51706 | 0 | 0 | 0 | 0.030765 | 0.017896 | 0.10014 | 0 | 4.0579 | 2.0585 | 0 | 0.53929 | 0.81115 | 0 | 0 | 0 | 1.6012 | 0 | 0.055558 | 0 | 0.0082508 | 0 | -0.21448 | 0 | 0 | 0 | 0 | 0 | 0 | 0 | 0 | 2.4682 | 0.012019 | 9.8343e-05 | 0 | 0 | 0 | 0 | 0 | 0 | 0 | 0 | 0 | -1.575 | 0 | 0 | 0 | 0 | 0 | 0 | 0 | 0 | -19.9935 | 1.822 | 0 | 0 | 0 | 3.1991 | 7.7253 | 1.2254 | 3.0551 | 0.11508 | 0.056743 | 0 | 0.45971 | 0.18742 | 3.782 | 9.6515 | 22.625 | -22.3 | 0 | 0.52614 | 0 | 1.6728 | 0.21539
2025_05_08 Hr 01 | 0 | 0 | 0 | 0 | 0 | 0 | 0 | 0 | 0 | 0 | 0 | 0.02402 | 0.18 | 0.0045566 | 1.2159 | 1.2159 | 0.93292 | 0 | 0.0064686 | 0.0049984 | 0.013303 | 0.077119 | 0 | -1.1282 | 0 | 0 | 0 | 0.030765 | 0.017896 | 0.079639 | 0 | 3.3332 | 2.0585 | 0 | 0.53929 | 0.81115 | 0 | 0 | 0 | 0.92358 | 0 | 0.055558 | 0 | 0.0043396 | 0 | -0.11182 | 0 | 0 | 0 | 0 | 0 | 0 | 0 | 0 | 2.1197 | 0.012019 | 9.8343e-05 | 0 | 0 | 0 | 0 | 0 | 0 | 0 | 0 | 0 | -1.575 | 0 | 0 | 0 | 0 | 0 | 0 | 0 | 0 | -20.1826 | 1.822 | 0 | 0 | 0 | 3.1512 | 6.7776 | 1.2254 | 3.0551 | 0.11508 | 0.056743 | 0 | 0.45971 | 0.18742 | 3.782 | 6.9235 | 22.2199 | -22.9976 | 0 | 0.52614 | 0 | 1.6728 | 0.21074
2025_05_08 Hr 02 | 0 | 0 | 0 | 0 | 0 | 0 | 0 | 0 | 0 | 0 | 0 | 0.02402 | 0.21 | 0.0051287 | 1.2159 | 1.2159 | 0.93292 | 0 | 0.0064686 | 0.0049984 | 0.013303 | 0.077119 | 0 | -1.1521 | 0 | 0 | 0 | 0.030765 | 0.017896 | 0.07966 | 0 | 3.3332 | 2.0585 | 0 | 0.53929 | 0.81115 | 0 | 0 | 0 | 1.2683 | 0 | 0.055558 | 0 | 0.0041867 | 0 | -0.1078 | 0 | 0 | 0 | 0 | 0 | 0 | 0 | 0 | 2.1197 | 0.012019 | 9.8343e-05 | 0 | 0 | 0 | 0 | 0 | 0 | 0 | 0 | 0 | -1.575 | 0 | 0 | 0 | 0 | 0 | 0 | 0 | 0 | -19.4883 | 1.822 | 0 | 0 | 0 | 2.9901 | 6.7776 | 1.2254 | 3.0551 | 0.11508 | 0.056743 | 0 | 0.45971 | 0.18742 | 3.782 | 7.8112 | 22.0885 | -22.3232 | 0 | 0.52614 | 0 | 1.6728 | 0.2098
2025_05_08 Hr 03 | 0 | 0 | 0 | 0 | 0 | 0 | 0 | 0 | 0 | 0 | 0 | 0.02402 | 0.21 | 0.0046354 | 1.2159 | 1.2159 | 0.93292 | 0 | 0.0064686 | 0.0049984 | 0.013303 | 0.077119 | 0 | -1.215 | 0 | 0 | 0 | 0.030765 | 0.017896 | 0.037413 | 0 | 3.3332 | 2.0585 | 0 | 0.53929 | 0.81115 | 0 | 0 | 0 | 0.91868 | 0 | 0.055558 | 0 | 0.003784 | 0 | -0.09723 | 0 | 0 | 0 | 0 | 0 | 0 | 0 | 0 | 1.9891 | 0.012019 | 9.8343e-05 | 0 | 0 | 0 | 0 | 0 | 0 | 0 | 0 | 0 | -1.575 | 0 | 0 | 0 | 0 | 0 | 0 | 0 | 0 | -16.3335 | 1.822 | 0 | 0 | 0 | 2.8987 | 6.7354 | 1.2254 | 3.0551 | 0.11508 | 0.056743 | 0 | 0.45971 | 0.18742 | 3.782 | 10.2993 | 21.8659 | -19.2207 | 0 | 0.52614 | 0 | 1.6728 | 0.20975
2025_05_08 Hr 04 | 0 | 0 | 0 | 0 | 0 | 0 | 0 | 0 | 0 | 0 | 0 | 0.02402 | 0.3 | 0.0064664 | 1.2159 | 1.2159 | 0.93292 | 0 | 0.0064686 | 0.0049984 | 0.013303 | 0.077119 | 0 | -1.2289 | 0 | 0 | 0 | 0.030765 | 0.017896 | 0.037413 | 0 | 3.3332 | 2.0585 | 0 | 0.53929 | 0.81115 | 0 | 0 | 0 | 0.33125 | 0 | 0.055558 | 0 | 0.0036951 | 0 | -0.094896 | 0 | 0 | 0 | 0 | 0 | 0 | 0 | 0 | 1.9891 | 0.012019 | 9.8343e-05 | 0 | 0 | 0 | 0 | 0 | 0 | 0 | 0 | 0 | -1.575 | 0 | 0 | 0 | 0 | 0 | 0 | 0 | 0 | -14.9217 | 1.822 | 0 | 0 | 0 | 2.4156 | 6.7354 | 1.2254 | 3.0551 | 0.11508 | 0.056743 | 0 | 0.45971 | 0.18742 | 3.782 | 10.7208 | 21.4747 | -17.8205 | 0 | 0.52614 | 0 | 1.6728 | 0.20978
2025_05_08 Hr 05 | 0 | 0 | 0 | 0.071835 | 0.068506 | 0.068737 | 0.075264 | 0.071297 | 0.075264 | 0 | 0 | 0.02402 | 0.54 | 0.019817 | 1.2159 | 1.2159 | 0.93292 | 0 | 0.0064686 | 0.0049984 | 0.013303 | 0.077119 | 0 | -0.82327 | 0 | 0 | 0 | 0.030765 | 0.017896 | 0.094508 | 0.32403 | 3.3332 | 2.0585 | 0 | 0.53929 | 0.81115 | 0 | 0 | 0 | 1.4527 | 0 | 0.055558 | 0 | 0.001966 | 0 | -0.16304 | 0 | 0 | 0 | 0 | 0 | 0 | 0 | 0 | 1.9891 | 0.012019 | 9.8343e-05 | 0 | 0 | 0 | 0 | 0 | 0 | 0 | 0 | 0 | -1.575 | 0 | 0 | 0 | 0 | 0 | 0 | 0 | 0 | -38.1903 | 1.822 | 0 | 2.828 | 0 | 2.2154 | 9.1391 | 1.2254 | 3.0551 | 0.11508 | 0.056743 | 0 | 0.45971 | 0.18742 | 3.782 | -8.6312 | 21.5287 | -40.7516 | 0 | 0.52614 | 0 | 1.6728 | 0.21069
2025_05_08 Hr 06 | 0 | 0 | 0 | 0.071835 | 0.068506 | 0.068737 | 0.075264 | 0.071297 | 0.075264 | 0 | 0 | 0.02402 | 0.63 | 0.042626 | 1.2159 | 1.2159 | 0.93292 | 0 | 0.0064686 | 0.0049984 | 0.013303 | 0.077119 | 0 | 0.0060632 | 0 | 0 | 0 | 0.030765 | 0.017896 | 0.10014 | 0.17439 | 3.3332 | 2.0585 | 0 | 0.53929 | 0.81115 | 0 | 0 | 0 | 3.1256 | 0 | 0.055558 | 0 | 0.0036246 | 0 | -0.30237 | 0 | 0 | 0 | 0 | 0 | 0 | 0 | 0 | 2.1197 | 0.012019 | 9.8343e-05 | 0 | 0 | 0 | 0 | 0 | 0 | 0 | 0 | 0 | -1.575 | 0 | 0 | 0 | 0 | 0 | 0 | 0 | 0 | -77.5727 | 1.822 | 0 | 1.8069 | 0 | 1.9281 | 9.2103 | 1.2254 | 3.0551 | 0.11508 | 0.056743 | 0 | 0.45971 | 0.18742 | 3.782 | -45.6213 | 21.4868 | -79.444 | 0 | 0.52614 | 0 | 1.6728 | 0.21252
2025_05_08 Hr 07 | 0.34074 | 0 | 0 | 0.071835 | 0.068506 | 0.068737 | 0.075264 | 0.071297 | 0.075264 | 0 | 0 | 0.02402 | 0.87 | 0.027646 | 1.2159 | 1.2159 | 0.90507 | 0 | 0.0064686 | 0.0049984 | 0.013303 | 0.077119 | 0 | 0 | 0 | 0 | 0 | 0.030765 | 0.017896 | 0.10014 | 0.17439 | 3.2789 | 2.0585 | 0 | 0.5281 | 0.81115 | 0 | 0 | 0 | 0.59659 | 0 | 0.055558 | 0 | 0.0017023 | 0 | -0.1409 | 0 | 0 | 0 | 0 | 0 | 0 | 0 | 0 | 2.3303 | 0.012019 | 9.8343e-05 | -1.0625 | 0 | 0 | 0 | 0 | 0 | 0 | 0 | -1.85 | 0 | 0 | 0 | 0 | 0 | 0 | 0 | 0 | 0 | -34.4823 | 1.822 | 0 | 1.7624 | 0 | 2.4287 | 9.0836 | 1.2254 | 3.0551 | 0.11508 | 0.056743 | -0.34074 | 0.45971 | 0.18742 | 3.782 | -5.4413 | 22.7549 | -37.8764 | 0 | 0.52614 | 0 | 1.6728 | 0.21502
2025_05_08 Hr 08 | 0.61071 | 0 | 0 | 0.071835 | 0.068506 | 0.068737 | 0.075264 | 0.071297 | 0.075264 | 0 | 0 | 0.02402 | 0.69 | 0.013068 | 1.2107 | 1.2107 | 0.89646 | 0 | 0.0064686 | 0.0049984 | 0.013303 | 0.077119 | 0 | 0 | 0 | 0 | 0 | 0.030765 | 0.017896 | 0.037413 | 0.17439 | 3.2789 | 2.0585 | 0 | 0.5281 | 0.81115 | 0 | 0 | 0 | 0 | -0.21396 | 0.055558 | 0 | 0.0010146 | 0 | -0.083124 | 0 | 0 | 0 | 0 | 0 | 0 | 0 | 0 | 2.3303 | 0.012019 | 9.8343e-05 | -1.0625 | 0 | 0 | 0 | 0 | 0 | 0 | 0 | -1.85 | 0 | 0 | 0 | 0 | 0 | 0 | 0 | 0 | 0 | -16.7985 | 1.822 | 0 | 1.3097 | 0 | 2.6376 | 8.5491 | 1.2254 | 3.0551 | 0.11508 | 0.056743 | -0.61071 | 0.45971 | 0.18742 | 3.782 | 10.9707 | 23.0404 | -20.4048 | 0 | 0.52614 | 0 | 1.6728 | 0.21623
2025_05_08 Hr 09 | 0.81573 | 8.7027e-06 | 0 | 0 | 0 | 0 | 0 | 0 | 0 | 0 | 0 | 0.02402 | 0.57 | 0.010289 | 1.2142 | 1.2142 | 0.90507 | 0 | 0.0064686 | 0.0049984 | 0.013303 | 0.077119 | 0 | 0 | 0 | 0 | 0 | 0.030765 | 0.017896 | 0.037413 | 0 | 3.2789 | 2.0585 | 0 | 0.5281 | 0.81115 | 0 | 0 | 0 | 0 | -0.35293 | 0.055558 | 0 | 0.0030943 | 0 | -0.079126 | 0 | 0 | 0 | 0 | 0 | 0 | 0 | 0 | 1.9891 | 0.012019 | 9.8343e-05 | -1.0625 | 0 | 0 | 0 | 0 | 0 | 0 | 0 | -1.85 | 0 | 0 | 0 | 0 | 0 | 0 | 0 | 0 | 0 | -13.8275 | 1.822 | 0 | 0 | 0 | 1.7236 | 6.6497 | 1.2254 | 3.0551 | 0.11508 | 0.056743 | -0.81573 | 0.45971 | 0.18742 | 3.782 | 10.5304 | 21.8684 | -17.6348 | 0 | 0.52614 | 0 | 1.6728 | 0.21722
2025_05_08 Hr 10 | 0.81159 | 1.6507e-05 | 0 | 0 | 0 | 0 | 0 | 0 | 0 | 0 | 0 | 0.02402 | 0.78 | 0.0089016 | 0.43218 | 0.43218 | 0.58314 | 0 | 0.0064686 | 0.0049984 | 0.013303 | 0.077119 | 0 | 0 | 0 | 0 | 0 | 0.030765 | 0.017896 | 0.037413 | 0 | 2.4545 | 2.0585 | 0 | 0.36967 | 0.81115 | 0 | 0 | 0 | 0.051092 | 0 | 0.055558 | 0 | 0.0019564 | 0 | -0.049256 | 0 | 0 | 0 | 0 | 0 | 0 | 0 | 0 | 1.7785 | 0.012019 | 9.8343e-05 | -1.0625 | 0 | 0 | 0 | 0 | 0 | 0 | 0 | -1.85 | 0 | 0 | 0 | 0 | 0 | 0 | 0 | 0 | 0 | -5.4807 | 1.822 | 0 | 0 | 0 | 1.4363 | 3.9394 | 1.2254 | 3.0551 | 0.11508 | 0.056743 | -0.81159 | 0.45971 | 0.18742 | 3.782 | 16.153 | 21.4165 | -9.254 | 0 | 0.52614 | 0 | 1.6728 | 0.217
2025_05_08 Hr 11 | 0.81108 | 3.45e-05 | 0 | 0 | 0 | 0 | 0 | 0 | 0 | 0 | 0 | 0.02402 | 0.9 | 0.014102 | 0.43218 | 0.43218 | 0.85046 | 0 | 0.0064686 | 0.0049984 | 0.013303 | 0.077119 | 0 | 0 | 0 | 0 | 0 | 0.030765 | 0.017896 | 0.037413 | 0 | 2.9671 | 2.0585 | 0 | 0.46819 | 0.81115 | 0 | 0 | 0 | 0.35923 | -0.010216 | 0.055558 | 0 | 0.0026861 | 0 | -0.06841 | 0 | 0 | 0 | 0 | 0 | 0 | 0 | 0 | 1.51 | 0.012019 | 9.8343e-05 | -1.0625 | 0 | 0 | 0 | 0 | 0 | 0 | 0 | -1.85 | 0 | 0 | 0 | 0 | 0 | 0 | 0 | 0 | 0 | -9.8658 | 1.822 | 0 | 0 | 0 | 1.9064 | 4.7193 | 1.2254 | 3.0551 | 0.11508 | 0.056743 | -0.81108 | 0.45971 | 0.18742 | 3.782 | 13.2511 | 21.8405 | -13.6578 | 0 | 0.52614 | 0 | 1.6728 | 0.21634
2025_05_08 Hr 12 | 0.80302 | 3.5356e-05 | 0 | 0 | 0 | 0 | 0 | 0 | 0 | 0 | 0 | 0.02402 | 0.78 | 0.01093 | 0.43391 | 0.43392 | 0.60997 | 0 | 0.0064686 | 0.0049984 | 0.013303 | 0.077119 | 0 | 0 | 0 | 0 | 0 | 0.030765 | 0.017896 | 0.037413 | 0 | 2.5369 | 2.0585 | 0 | 0.3855 | 0.81115 | 0 | 0 | 0 | 0 | -0.23483 | 0.055558 | 0 | 0.0024021 | 0 | -0.060956 | 0 | 0 | 0 | 0 | 0 | 0 | 0 | 0 | 1.51 | 0.012019 | 9.8343e-05 | -1.0625 | 0 | 0 | 0 | 0 | 0 | 0 | 0 | -1.85 | 0 | 0 | 0 | 0 | 0 | 0 | 0 | 0 | 0 | -7.1943 | 1.822 | 0 | 0 | 0 | 1.7671 | 4.0521 | 1.2254 | 3.0551 | 0.11508 | 0.056743 | -0.80302 | 0.45971 | 0.18742 | 3.782 | 14.334 | 21.4875 | -10.9708 | 0 | 0.52614 | 0 | 1.6728 | 0.21656
2025_05_08 Hr 13 | 0.77955 | 3.3637e-05 | 0 | 0 | 0 | 0 | 0 | 0 | 0 | 0 | 0 | 0.02402 | 0.78 | 0.0094365 | 0.43625 | 0.43625 | 0.58314 | 0 | 0.0064686 | 0.0049984 | 0.013303 | 0.077119 | 0 | 0 | 0 | 0 | 0 | 0.030765 | 0.017896 | 0.037413 | 0 | 2.4613 | 2.0585 | 0 | 0.37098 | 0.81115 | 0 | 0 | 0 | 0 | -0.24601 | 0.055558 | 0 | 0.0020739 | 0 | -0.052341 | 0 | 0 | 0 | 0 | 0 | 0 | 0 | 0 | 1.372 | 0.012019 | 9.8343e-05 | -1.0625 | 0 | 0 | 0 | 0 | 0 | 0 | 0 | -1.85 | 0 | 0 | 0 | 0 | 0 | 0 | 0 | 0 | 0 | -6.1704 | 1.822 | 0 | 0 | 0 | 1.8846 | 3.9544 | 1.2254 | 3.0551 | 0.11508 | 0.056743 | -0.77955 | 0.45971 | 0.18742 | 3.782 | 15.2223 | 21.4287 | -9.9148 | 0 | 0.52614 | 0 | 1.6728 | 0.21761
2025_05_08 Hr 14 | 0.76517 | 5.5915e-05 | 0 | 0 | 0 | 0 | 0 | 0 | 0 | 0 | 0 | 0.02402 | 0.96 | 0.016373 | 0.60223 | 0.60223 | 0.58314 | 0 | 0.0064686 | 0.0049984 | 0.013303 | 0.077119 | 0 | 0 | 0 | 0 | 0 | 0.030765 | 0.017896 | 0.037413 | 0 | 2.4682 | 2.0585 | 0 | 0.3723 | 0.81115 | 0 | 0 | 0 | 0 | -0.65051 | 0.055558 | 0 | 0.0029237 | 0 | -0.074646 | 0 | 0 | 0 | 0 | 0 | 0 | 0 | 0 | 1.51 | 0.012019 | 9.8343e-05 | -1.0625 | 0 | 0 | 0 | 0 | 0 | 0 | 0 | -1.85 | 0 | 0 | 0 | 0 | 0 | 0 | 0 | 0 | 0 | -6.9689 | 1.822 | 0 | 0 | 0 | 1.828 | 4.2932 | 1.2254 | 3.0551 | 0.11508 | 0.056743 | -0.76517 | 0.45971 | 0.18742 | 3.782 | 14.6053 | 21.6839 | -10.7212 | 0 | 0.52614 | 0 | 1.6728 | 0.21761
2025_05_08 Hr 15 | 0.74221 | 4.6048e-05 | 0 | 0 | 0 | 0 | 0 | 0 | 0 | 0 | 0 | 0.02402 | 0.93 | 0.015861 | 0.85186 | 0.85186 | 0.58314 | 0 | 0.0064686 | 0.0049984 | 0.013303 | 0.077119 | 0 | 0 | 0 | 0 | 0 | 0.030765 | 0.017896 | 0.037413 | 0 | 2.5295 | 2.0585 | 0 | 0.38409 | 0.81115 | 0 | 0 | 0 | 0.22786 | -0.00663 | 0.055558 | 0 | 0.0029237 | 0 | -0.074646 | 0 | 0 | 0 | 0 | 0 | 0 | 0 | 0 | 1.51 | 0.012019 | 9.8343e-05 | -1.0625 | 0 | 0 | 0 | 0 | 0 | 0 | 0 | -1.85 | 0 | 0 | 0 | 0 | 0 | 0 | 0 | 0 | 0 | -8.8742 | 1.822 | 0 | 0 | 0 | 1.8063 | 4.8538 | 1.2254 | 3.0551 | 0.11508 | 0.056743 | -0.74221 | 0.45971 | 0.18742 | 3.782 | 14.0916 | 21.62 | -12.6036 | 0 | 0.52614 | 0 | 1.6728 | 0.21719
2025_05_08 Hr 16 | 0.71794 | 0.00015681 | 0 | 0 | 0 | 0 | 0 | 0 | 0 | 0 | 0 | 0.02402 | 1.14 | 0.049216 | 1.1015 | 1.1015 | 0.79776 | 0 | 0.0064686 | 0.0049984 | 0.013303 | 0.077119 | 0 | 0 | 0 | 0 | 0 | 0.030765 | 0.017896 | 0.07926 | 0 | 2.9208 | 2.0585 | 0 | 0.45928 | 0.81115 | 0 | 0 | 0 | 0 | -4.8353 | 0.055558 | 0 | 0.0074009 | 0 | -0.19217 | 0 | 0 | 0 | 0 | 0 | 0 | 0 | 0 | 1.7132 | 0.012019 | 9.8343e-05 | -1.0625 | 0 | 0 | 0 | 0 | 0 | 0 | 0 | -1.85 | 0 | 0 | 0 | 0 | 0 | 0 | 0 | 0 | 0 | -8.087 | 1.822 | 0 | 0 | 0 | 2.5462 | 6.0008 | 1.2254 | 3.0551 | 0.11508 | 0.056743 | -0.71794 | 0.45971 | 0.18742 | 3.782 | 12.1137 | 22.8577 | -11.9096 | 0 | 0.52614 | 0 | 1.6728 | 0.21726
2025_05_08 Hr 17 | 0.74068 | 0.00011089 | 0 | 0.071835 | 0.068506 | 0.068737 | 0.075264 | 0.071297 | 0.075264 | 0 | 0 | 0.02402 | 1.08 | 0.03861 | 1.2159 | 1.2159 | 0.90507 | 0 | 0.0064686 | 0.0049984 | 0.013303 | 0.077119 | 0 | 0 | 0 | 0 | 0 | 0.030765 | 0.017896 | 0.10014 | 0.32403 | 3.2789 | 2.0585 | 0 | 0.5281 | 0.81115 | 0 | 0 | 0 | 0 | -0.77643 | 0.055558 | 0 | 0.0019152 | 0 | -0.15877 | 0 | 0 | 0 | 0 | 0 | 0 | 0 | 0 | 1.7785 | 0.012019 | 9.8343e-05 | -1.0625 | 0 | 0 | 0 | 0 | 0 | 0 | 0 | -1.85 | 0 | 0 | 0 | 0 | 0 | 0 | 0 | 0 | 0 | -35.0629 | 1.822 | 0 | 2.7421 | 0 | 1.9281 | 9.0094 | 1.2254 | 3.0551 | 0.11508 | 0.056743 | -0.74068 | 0.45971 | 0.18742 | 3.782 | -8.3154 | 22.3264 | -38.8748 | 0 | 0.52614 | 0 | 1.6728 | 0.21776
2025_05_08 Hr 18 | 0.76873 | 0.00015058 | 0 | 0.071835 | 0.068506 | 0.068737 | 0.075264 | 0.071297 | 0.075264 | 0 | 0 | 0.02402 | 0.48 | 0.018584 | 1.2159 | 1.2159 | 0.90507 | 0 | 0.0064686 | 0.0049984 | 0.013303 | 0.077119 | 0 | 0 | 0 | 0 | 0 | 0.030765 | 0.017896 | 0.10014 | 0.17439 | 3.2789 | 2.0585 | 0 | 0.5281 | 0.81115 | 0 | 0 | 0 | 0 | -0.77344 | 0.055558 | 0 | 0.0020741 | 0 | -0.17213 | 0 | 0 | 0 | 0 | 0 | 0 | 0 | 0 | 1.9165 | 0.012019 | 9.8343e-05 | -1.0625 | 0 | 0 | 0 | 0 | 0 | 0 | 0 | -1.85 | 0 | 0 | 0 | 0 | 0 | 0 | 0 | 0 | 0 | -35.026 | 1.822 | 0 | 1.7624 | 0 | 1.5756 | 9.0836 | 1.2254 | 3.0551 | 0.11508 | 0.056743 | -0.76873 | 0.45971 | 0.18742 | 3.782 | -9.0488 | 21.5203 | -38.8793 | 0 | 0.52614 | 0 | 1.6728 | 0.21828
2025_05_08 Hr 19 | 0.4771 | 7.0707e-05 | 0 | 0.071835 | 0.068506 | 0.068737 | 0.075264 | 0.071297 | 0.075264 | 0 | 0 | 0.02402 | 0.21 | 0.0087161 | 1.2159 | 1.2159 | 0.90507 | 0 | 0.0064686 | 0.0049984 | 0.013303 | 0.077119 | 0 | 0 | 0 | 0 | 0 | 0.030765 | 0.017896 | 0.10014 | 0.17439 | 3.2789 | 2.0585 | 0 | 0.5281 | 0.81115 | 0 | 0 | 0 | 0 | -1.5176 | 0.055558 | 0 | 0.0022235 | 0 | -0.18467 | 0 | 0 | 0 | 0 | 0 | 0 | 0 | 0 | 2.2577 | 0.012019 | 9.8343e-05 | -1.0625 | 0 | 0 | 0 | 0 | 0 | 0 | 0 | -1.85 | 0 | 0 | 0 | 0 | 0 | 0 | 0 | 0 | 0 | -35.9911 | 1.822 | 0 | 1.7624 | 0 | 1.4668 | 9.0836 | 1.2254 | 3.0551 | 0.11508 | 0.056743 | -0.4771 | 0.45971 | 0.18742 | 3.782 | -10.8182 | 21.1811 | -39.5653 | 0 | 0.52614 | 0 | 1.6728 | 0.21826
2025_05_08 Hr 20 | 0.067857 | 3.5343e-05 | 0 | 0.071835 | 0.068506 | 0.068737 | 0.075264 | 0.071297 | 0.075264 | 0 | 0 | 0.02402 | 0.36 | 0.01365 | 1.2159 | 1.2159 | 0.90507 | 0 | 0.0064686 | 0.0049984 | 0.013303 | 0.077119 | 0 | 0 | 0 | 0 | 0 | 0.030765 | 0.017896 | 0.10014 | 0.17439 | 3.2789 | 2.0585 | 0 | 0.5281 | 0.81115 | 0 | 0 | 0 | 0 | -0.14669 | 0.055558 | 0 | 0.0020312 | 0 | -0.16852 | 0 | 0 | 0 | 0 | 0 | 0 | 0 | 0 | 1.9165 | 0.012019 | 9.8343e-05 | -1.0625 | 0 | 0 | 0 | 0 | 0 | 0 | 0 | -1.85 | 0 | 0 | 0 | 0 | 0 | 0 | 0 | 0 | 0 | -33.7163 | 1.822 | 0 | 1.7624 | 0 | 0.90096 | 9.0836 | 1.2254 | 3.0551 | 0.11508 | 0.056743 | -0.067857 | 0.45971 | 0.18742 | 3.782 | -7.9091 | 20.0192 | -36.8652 | 0 | 0.52614 | 0 | 1.6728 | 0.21771
2025_05_08 Hr 21 | 0 | 5.8108e-06 | 0 | 0.071835 | 0.068506 | 0.068737 | 0.075264 | 0.071297 | 0.075264 | 0 | 0 | 0.02402 | 0.75 | 0.027117 | 1.2159 | 1.2159 | 0.90507 | 0 | 0.0064686 | 0.0049984 | 0.013303 | 0.077119 | 0 | 0 | 0 | 0 | 0 | 0.030765 | 0.017896 | 0.10014 | 0.17439 | 3.2789 | 2.0585 | 0 | 0.5281 | 0.81115 | 0 | 0 | 0 | 0.091054 | 0 | 0.055558 | 0 | 0.0019369 | 0 | -0.1606 | 0 | 0 | 0 | 0 | 0 | 0 | 0 | 0 | 1.7785 | 0.012019 | 9.8343e-05 | -1.0625 | 0 | 0 | 0 | 0 | 0 | 0 | 0 | -1.85 | 0 | 0 | 0 | 0 | 0 | 0 | 0 | 0 | 0 | -31.1981 | 1.822 | 0 | 1.7624 | 0 | 1.1142 | 9.0836 | 1.2254 | 3.0551 | 0.11508 | 0.056743 | 0 | 0.45971 | 0.18742 | 3.782 | -4.6657 | 20.4309 | -34.2713 | 0 | 0.52614 | 0 | 1.6728 | 0.21848
2025_05_08 Hr 22 | 0 | 0 | 0 | 0.071835 | 0.068506 | 0.068737 | 0.075264 | 0.071297 | 0.075264 | 0 | 0 | 0.02402 | 1.71 | 0.056045 | 1.2159 | 1.2159 | 0.90507 | 0 | 0.0064686 | 0.0049984 | 0.013303 | 0.077119 | 0 | 0 | 0 | 0 | 0 | 0.030765 | 0.017896 | 0.10014 | 0.17439 | 3.2789 | 2.0585 | 0 | 0.5281 | 0.81115 | 0 | 0 | 0 | 0 | -0.64533 | 0.055558 | 0 | 0.0017558 | 0 | -0.14539 | 0 | 0 | 0 | 0 | 0 | 0 | 0 | 0 | 1.9891 | 0.012019 | 9.8343e-05 | -1.0625 | 0 | 0 | 0 | 0 | 0 | 0 | 0 | -1.85 | 0 | 0 | 0 | 0 | 0 | 0 | 0 | 0 | 0 | -32.0964 | 1.822 | 0 | 1.7624 | 0 | 1.7062 | 9.0836 | 1.2254 | 3.0551 | 0.11508 | 0.056743 | 0 | 0.45971 | 0.18742 | 3.782 | -4.4953 | 22.2207 | -35.1542 | 0 | 0.52614 | 0 | 1.6728 | 0.21686
2025_05_08 Hr 23 | 0 | 0 | 0 | 0.071835 | 0.068506 | 0.068737 | 0.075264 | 0.071297 | 0.075264 | 0 | 0 | 0.02402 | 1.92 | 0.10423 | 1.2159 | 1.2159 | 0.93292 | 0 | 0.0064686 | 0.0049984 | 0.013303 | 0.077119 | 0 | -0.35208 | 0 | 0 | 0 | 0.030765 | 0.017896 | 0.10014 | 0.17439 | 3.3332 | 2.0585 | 0 | 0.53929 | 0.81115 | 0 | 0 | 0 | 1.495 | 0 | 0.055558 | 0 | 0.0029083 | 0 | -0.2422 | 0 | 0 | 0 | 0 | 0 | 0 | 0 | 0 | 2.1197 | 0.012019 | 9.8343e-05 | 0 | 0 | 0 | 0 | 0 | 0 | 0 | 0 | 0 | -1.575 | 0 | 0 | 0 | 0 | 0 | 0 | 0 | 0 | -57.1727 | 1.822 | 0 | 1.8069 | 0 | 1.2448 | 9.2103 | 1.2254 | 3.0551 | 0.11508 | 0.056743 | 0 | 0.45971 | 0.18742 | 3.782 | -26.4804 | 22.1562 | -59.342 | 0 | 0.52614 | 0 | 1.6728 | 0.21369
2025_05_08 Hr 24 | 0 | 0 | 0 | 0.071835 | 0.068506 | 0.068737 | 0.075264 | 0.071297 | 0.075264 | 0 | 0 | 0.02402 | 1.65 | 0.12635 | 1.2159 | 1.2159 | 0.93292 | 0 | 0.0064686 | 0.0049984 | 0.013303 | 0.077119 | 0 | 0.24483 | 0 | 0 | 0 | 0.030765 | 0.017896 | 0.10014 | 0.17439 | 3.3332 | 2.0585 | 0 | 0.53929 | 0.81115 | 0 | 0 | 0 | 3.5077 | 0 | 0.055558 | 0 | 0.0041022 | 0 | -0.34248 | 0 | 0 | 0 | 0 | 0 | 0 | 0 | 0 | 1.9165 | 0.012019 | 9.8343e-05 | 0 | 0 | 0 | 0 | 0 | 0 | 0 | 0 | 0 | -1.575 | 0 | 0 | 0 | 0 | 0 | 0 | 0 | 0 | -39.2121 | 1.822 | 0 | 1.8069 | 0 | 1.5756 | 9.2103 | 1.2254 | 3.0551 | 0.11508 | 0.056743 | 0 | 0.45971 | 0.18742 | 3.782 | -6.1337 | 22.033 | -40.8847 | 0 | 0.52614 | 0 | 1.6728 | 0.21084
2025_05_09 Hr 01 | 0 | 0 | 0 | 0.069509 | 0.066288 | 0.066511 | 0.072827 | 0.068989 | 0.072827 | 0 | 0 | 0.02402 | 1.05 | 0.042052 | 1.2159 | 1.2159 | 0.90276 | 0 | 0.0064686 | 0.0049984 | 0.013303 | 0.077119 | 0 | -0.7335 | 0 | 0 | 0 | 0.030765 | 0.017896 | 0.10014 | 0.1689 | 3.2253 | 2.0585 | 0 | 0.53929 | 0.81115 | 0 | 0 | 0 | 2.5714 | 0 | 0.055558 | 0 | 0.0021455 | 0 | -0.17812 | 0 | 0 | 0 | 0 | 0 | 0 | 0 | 0 | 2.4682 | 0.012019 | 9.8343e-05 | 0 | 0 | 0 | 0 | 0 | 0 | 0 | 0 | 0 | -1.575 | 0 | 0 | 0 | 0 | 0 | 0 | 0 | 0 | -40.8565 | 1.822 | 0 | 1.7484 | 0 | 1.593 | 8.9943 | 1.2254 | 3.0551 | 0.11508 | 0.056743 | 0 | 0.45971 | 0.18742 | 3.782 | -9.8592 | 21.9181 | -43.3431 | 0 | 0.52614 | 0 | 1.6728 | 0.21117
2025_05_09 Hr 02 | 0 | 0 | 0 | 0.069509 | 0.066288 | 0.066511 | 0.072827 | 0.068989 | 0.072827 | 0 | 0 | 0.02402 | 0.54 | 0.02015 | 1.2159 | 1.2159 | 0.90276 | 0 | 0.0064686 | 0.0049984 | 0.013303 | 0.077119 | 0 | -0.80675 | 0 | 0 | 0 | 0.030765 | 0.017896 | 0.10014 | 0.1689 | 3.2253 | 2.0585 | 0 | 0.53929 | 0.81115 | 0 | 0 | 0 | 2.5725 | 0 | 0.055558 | 0 | 0.001999 | 0 | -0.16582 | 0 | 0 | 0 | 0 | 0 | 0 | 0 | 0 | 2.1197 | 0.012019 | 9.8343e-05 | 0 | 0 | 0 | 0 | 0 | 0 | 0 | 0 | 0 | -1.575 | 0 | 0 | 0 | 0 | 0 | 0 | 0 | 0 | -36.514 | 1.822 | 0 | 1.7484 | 0 | 1.1839 | 8.9943 | 1.2254 | 3.0551 | 0.11508 | 0.056743 | 0 | 0.45971 | 0.18742 | 3.782 | -6.8666 | 20.6282 | -39.0616 | 0 | 0.52614 | 0 | 1.6728 | 0.21073
2025_05_09 Hr 03 | 0 | 0 | 0 | 0.069509 | 0.066288 | 0.066511 | 0.072827 | 0.068989 | 0.072827 | 0 | 0 | 0.02402 | 0.36 | 0.013218 | 1.2159 | 1.2159 | 0.90276 | 0 | 0.0064686 | 0.0049984 | 0.013303 | 0.077119 | 0 | -0.82279 | 0 | 0 | 0 | 0.030765 | 0.017896 | 0.10014 | 0.1689 | 3.2253 | 2.0585 | 0 | 0.53929 | 0.81115 | 0 | 0 | 0 | 3.1981 | 0 | 0.055558 | 0 | 0.0019669 | 0 | -0.16312 | 0 | 0 | 0 | 0 | 0 | 0 | 0 | 0 | 2.7368 | 0.012019 | 9.8343e-05 | 0 | 0 | 0 | 0 | 0 | 0 | 0 | 0 | 0 | -1.575 | 0 | 0 | 0 | 0 | 0 | 0 | 0 | 0 | -35.9881 | 1.822 | 0 | 1.7484 | 0 | 0.7138 | 8.9943 | 1.2254 | 3.0551 | 0.11508 | 0.056743 | 0 | 0.45971 | 0.18742 | 3.782 | -5.7687 | 20.588 | -38.549 | 0 | 0.52614 | 0 | 1.6728 | 0.21043
2025_05_09 Hr 04 | 0 | 0 | 0 | 0.069509 | 0.066288 | 0.066511 | 0.072827 | 0.068989 | 0.072827 | 0 | 0 | 0.02402 | 0.27 | 0.010465 | 1.2159 | 1.2159 | 0.90276 | 0 | 0.0064686 | 0.0049984 | 0.013303 | 0.077119 | 0 | -0.76808 | 0 | 0 | 0 | 0.030765 | 0.017896 | 0.10014 | 0.1689 | 3.2253 | 2.0585 | 0 | 0.53929 | 0.81115 | 0 | 0 | 0 | 4.2601 | 0 | 0.055558 | 0 | 0.0020763 | 0 | -0.17231 | 0 | 0 | 0 | 0 | 0 | 0 | 0 | 0 | 3.833 | 0.012019 | 9.8343e-05 | 0 | 0 | 0 | 0 | 0 | 0 | 0 | 0 | 0 | -1.575 | 0 | 0 | 0 | 0 | 0 | 0 | 0 | 0 | -39.9014 | 1.822 | 0 | 1.7484 | 0 | 0.63981 | 8.9943 | 1.2254 | 3.0551 | 0.11508 | 0.056743 | 0 | 0.45971 | 0.18742 | 3.782 | -7.6456 | 21.5169 | -42.4168 | 0 | 0.52614 | 0 | 1.6728 | 0.20994
2025_05_09 Hr 05 | 0 | 0 | 0 | 0.069509 | 0.066288 | 0.066511 | 0.072827 | 0.068989 | 0.072827 | 0 | 0 | 0.02402 | 0.21 | 0.0096123 | 1.2159 | 1.2159 | 0.90276 | 0 | 0.0064686 | 0.0049984 | 0.013303 | 0.077119 | 0 | -0.58019 | 0 | 0 | 0 | 0.030765 | 0.017896 | 0.10014 | 0.1689 | 3.2253 | 2.0585 | 0 | 0.53929 | 0.81115 | 0 | 0 | 0 | 5.0236 | 0 | 0.055558 | 0 | 0.0024521 | 0 | -0.20388 | 0 | 0 | 0 | 0 | 0 | 0 | 0 | 0 | 4.1088 | 0.012019 | 9.8343e-05 | 0 | 0 | 0 | 0 | 0 | 0 | 0 | 0 | 0 | -1.575 | 0 | 0 | 0 | 0 | 0 | 0 | 0 | 0 | -49.391 | 1.822 | 0 | 1.7484 | 0 | 1.0228 | 8.9943 | 1.2254 | 3.0551 | 0.11508 | 0.056743 | 0 | 0.45971 | 0.18742 | 3.782 | -15.6165 | 22.1157 | -51.7501 | 0 | 0.52614 | 0 | 1.6728 | 0.2107
2025_05_09 Hr 06 | 0.02274 | 0 | 0 | 0.069509 | 0.066288 | 0.066511 | 0.072827 | 0.068989 | 0.072827 | 0 | 0 | 0.02402 | 0.21 | 0.010336 | 1.2159 | 1.2159 | 0.90276 | 0 | 0.0064686 | 0.0049984 | 0.013303 | 0.077119 | 0 | -0.48785 | 0 | 0 | 0 | 0.030765 | 0.017896 | 0.10014 | 0.1689 | 3.2253 | 2.0585 | 0 | 0.53929 | 0.81115 | 0 | 0 | 0 | 2.8314 | 0 | 0.055558 | 0 | 0.0026368 | 0 | -0.21939 | 0 | 0 | 0 | 0 | 0 | 0 | 0 | 0 | 4.2467 | 0.012019 | 9.8343e-05 | 0 | 0 | 0 | 0 | 0 | 0 | 0 | 0 | 0 | -1.575 | 0 | 0 | 0 | 0 | 0 | 0 | 0 | 0 | -53.0161 | 1.822 | 0 | 1.7484 | 0 | 1.667 | 8.9943 | 1.2254 | 3.0551 | 0.11508 | 0.056743 | -0.02274 | 0.45971 | 0.18742 | 3.782 | -20.5711 | 22.9242 | -55.321 | 0 | 0.52614 | 0 | 1.6728 | 0.21371
2025_05_09 Hr 07 | 0.36362 | 0 | 0 | 0 | 0 | 0 | 0 | 0 | 0 | 0 | 0 | 0.02402 | 0.12 | 0.0027526 | 1.2159 | 1.2159 | 0.87581 | 0 | 0.0064686 | 0.0049984 | 0.013303 | 0.077119 | 0 | 0 | 0 | 0 | 0 | 0.030765 | 0.017896 | 0.049172 | 0 | 3.1727 | 2.0585 | 0 | 0.5281 | 0.81115 | 0 | 0 | 0 | 0.72386 | 0 | 0.055558 | 0 | 0.0027035 | 0 | -0.10112 | 0 | 0 | 0 | 0 | 0 | 0 | 0 | 0 | 3.695 | 0.012019 | 9.8343e-05 | -1.0625 | 0 | 0 | 0 | 0 | 0 | 0 | 0 | -1.85 | 0 | 0 | 0 | 0 | 0 | 0 | 0 | 0 | 0 | -22.0562 | 1.822 | 0 | 1.4977 | 0 | 1.8672 | 8.0272 | 1.2254 | 3.0551 | 0.11508 | 0.056743 | -0.36362 | 0.45971 | 0.18742 | 3.782 | 6.1264 | 22.8088 | -25.4335 | 0 | 0.52614 | 0 | 1.6728 | 0.21771
2025_05_09 Hr 08 | 0.7635 | 2.5738e-07 | 0 | 0 | 0 | 0 | 0 | 0 | 0 | 0 | 0 | 0.02402 | 0.09 | 0.0014413 | 0.79804 | 0.79805 | 0.82577 | 0 | 0.0064686 | 0.0049984 | 0.013303 | 0.077119 | 0 | 0 | 0 | 0 | 0 | 0.030765 | 0.017896 | 0.037413 | 0 | 3.1529 | 2.0585 | 0 | 0.52417 | 0.81115 | 0 | 0 | 0 | 0 | -1.3567 | 0.055558 | 0 | 0.0027454 | 0 | -0.069967 | 0 | 0 | 0 | 0 | 0 | 0 | 0 | 0 | 2.9473 | 0.012019 | 9.8343e-05 | -1.0625 | 0 | 0 | 0 | 0 | 0 | 0 | 0 | -1.85 | 0 | 0 | 0 | 0 | 0 | 0 | 0 | 0 | 0 | -9.1179 | 1.822 | 0 | 0 | 0 | 1.9281 | 5.6122 | 1.2254 | 3.0551 | 0.11508 | 0.056743 | -0.7635 | 0.45971 | 0.18742 | 3.782 | 13.8808 | 22.4891 | -12.8639 | 0 | 0.52614 | 0 | 1.6728 | 0.22016
2025_05_09 Hr 09 | 0.82728 | 8.5734e-06 | 0 | 0 | 0 | 0 | 0 | 0 | 0 | 0 | 0 | 0.02402 | 0.03 | 0.0003405 | 0.43218 | 0.43218 | 0.56429 | 0 | 0.0064686 | 0.0049984 | 0.013303 | 0.077119 | 0 | 0 | 0 | 0 | 0 | 0.030765 | 0.017896 | 0.037413 | 0 | 2.375 | 2.0585 | 0 | 0.36967 | 0.81115 | 0 | 0 | 0 | 0.004934 | -0.030855 | 0.055558 | 0 | 0.0019457 | 0 | -0.048976 | 0 | 0 | 0 | 0 | 0 | 0 | 0 | 0 | 2.8747 | 0.012019 | 9.8343e-05 | -1.0625 | 0 | 0 | 0 | 0 | 0 | 0 | 0 | -1.85 | 0 | 0 | 0 | 0 | 0 | 0 | 0 | 0 | 0 | -4.8207 | 1.822 | 0 | 0 | 0 | 1.1752 | 3.8411 | 1.2254 | 3.0551 | 0.11508 | 0.056743 | -0.82728 | 0.45971 | 0.18742 | 3.782 | 16.7169 | 21.5113 | -8.6095 | 0 | 0.52614 | 0 | 1.6728 | 0.21964
2025_05_09 Hr 10 | 0.81159 | 3.4509e-05 | 0 | 0 | 0 | 0 | 0 | 0 | 0 | 0 | 0 | 0.02402 | 0.03 | 0.00037892 | 0.43218 | 0.43218 | 0.61434 | 0 | 0.0064686 | 0.0049984 | 0.013303 | 0.077119 | 0 | 0 | 0 | 0 | 0 | 0.030765 | 0.017896 | 0.037413 | 0 | 2.4146 | 2.0585 | 0 | 0.37754 | 0.81115 | 0 | 0 | 0 | 0.006227 | -0.11269 | 0.055558 | 0 | 0.0021653 | 0 | -0.054739 | 0 | 0 | 0 | 0 | 0 | 0 | 0 | 0 | 2.7368 | 0.012019 | 9.8343e-05 | -1.0625 | 0 | 0 | 0 | 0 | 0 | 0 | 0 | -1.85 | 0 | 0 | 0 | 0 | 0 | 0 | 0 | 0 | 0 | -5.7548 | 1.822 | 0 | 0 | 0 | 1.284 | 3.9307 | 1.2254 | 3.0551 | 0.11508 | 0.056743 | -0.81159 | 0.45971 | 0.18742 | 3.782 | 15.7657 | 21.475 | -9.5336 | 0 | 0.52614 | 0 | 1.6728 | 0.22025
2025_05_09 Hr 11 | 0.80709 | 6.6402e-05 | 0 | 0 | 0 | 0 | 0 | 0 | 0 | 0 | 0 | 0.02402 | 0.03 | 0.00036563 | 0.43218 | 0.43218 | 0.56429 | 0 | 0.0064686 | 0.0049984 | 0.013303 | 0.077119 | 0 | 0 | 0 | 0 | 0 | 0.030765 | 0.017896 | 0.037413 | 0 | 2.375 | 2.0585 | 0 | 0.36967 | 0.81115 | 0 | 0 | 0 | 0 | -0.23406 | 0.055558 | 0 | 0.0020893 | 0 | -0.052745 | 0 | 0 | 0 | 0 | 0 | 0 | 0 | 0 | 2.7368 | 0.012019 | 9.8343e-05 | -1.0625 | 0 | 0 | 0 | 0 | 0 | 0 | 0 | -1.85 | 0 | 0 | 0 | 0 | 0 | 0 | 0 | 0 | 0 | -5.5462 | 1.822 | 0 | 0 | 0 | 1.5843 | 3.8411 | 1.2254 | 3.0551 | 0.11508 | 0.056743 | -0.80709 | 0.45971 | 0.18742 | 3.782 | 16.0524 | 21.7639 | -9.3186 | 0 | 0.52614 | 0 | 1.6728 | 0.22122
2025_05_09 Hr 12 | 0.81464 | 0.00012314 | 0 | 0 | 0 | 0 | 0 | 0 | 0 | 0 | 0 | 0.02402 | 0.03 | 0.00031402 | 0.43218 | 0.43218 | 0.56429 | 0 | 0.0064686 | 0.0049984 | 0.013303 | 0.077119 | 0 | 0 | 0 | 0 | 0 | 0.030765 | 0.017896 | 0.037413 | 0 | 2.375 | 2.0585 | 0 | 0.36967 | 0.81115 | 0 | 0 | 0 | 0 | -0.21874 | 0.055558 | 0 | 0.0017944 | 0 | -0.045003 | 0 | 0 | 0 | 0 | 0 | 0 | 0 | 0 | 2.7368 | 0.012019 | 9.8343e-05 | -1.0625 | 0 | 0 | 0 | 0 | 0 | 0 | 0 | -1.85 | 0 | 0 | 0 | 0 | 0 | 0 | 0 | 0 | 0 | -4.2223 | 1.822 | 0 | 0 | 0 | 1.6061 | 3.8411 | 1.2254 | 3.0551 | 0.11508 | 0.056743 | -0.81464 | 0.45971 | 0.18742 | 3.782 | 17.4212 | 21.7933 | -7.9944 | 0 | 0.52614 | 0 | 1.6728 | 0.22123
2025_05_09 Hr 13 | 0.80701 | 0.00010361 | 0 | 0 | 0 | 0 | 0 | 0 | 0 | 0 | 0 | 0.02402 | 0.03 | 0.00024085 | 0.43218 | 0.43218 | 0.56429 | 0 | 0.0064686 | 0.0049984 | 0.013303 | 0.077119 | 0 | 0 | 0 | 0 | 0 | 0.030765 | 0.017896 | 0.037413 | 0 | 2.375 | 2.0585 | 0 | 0.36967 | 0.81115 | 0 | 0 | 0 | 0 | -0.15705 | 0.055558 | 0 | 0.0013763 | 0 | -0.034027 | 0 | 0 | 0 | 0 | 0 | 0 | 0 | 0 | 2.4682 | 0.012019 | 9.8343e-05 | -1.0625 | 0 | 0 | 0 | 0 | 0 | 0 | 0 | -1.85 | 0 | 0 | 0 | 0 | 0 | 0 | 0 | 0 | 0 | -3.3154 | 1.822 | 0 | 0 | 0 | 1.5843 | 3.8411 | 1.2254 | 3.0551 | 0.11508 | 0.056743 | -0.80701 | 0.45971 | 0.18742 | 3.782 | 18.1105 | 21.4953 | -7.0689 | 0 | 0.52614 | 0 | 1.6728 | 0.22137
2025_05_09 Hr 14 | 0.81036 | 0.00021928 | 0 | 0 | 0 | 0 | 0 | 0 | 0 | 0 | 0 | 0.02402 | 0.03 | 0.00051164 | 0.56739 | 0.56739 | 0.56429 | 0 | 0.0064686 | 0.0049984 | 0.013303 | 0.077119 | 0 | 0 | 0 | 0 | 0 | 0.030765 | 0.017896 | 0.037413 | 0 | 2.375 | 2.0585 | 0 | 0.36967 | 0.81115 | 0 | 0 | 0 | 0 | -0.61566 | 0.055558 | 0 | 0.0029237 | 0 | -0.074646 | 0 | 0 | 0 | 0 | 0 | 0 | 0 | 0 | 2.4682 | 0.012019 | 9.8343e-05 | -1.0625 | 0 | 0 | 0 | 0 | 0 | 0 | 0 | -1.85 | 0 | 0 | 0 | 0 | 0 | 0 | 0 | 0 | 0 | -5.2127 | 1.822 | 0 | 0 | 0 | 1.667 | 4.1115 | 1.2254 | 3.0551 | 0.11508 | 0.056743 | -0.81036 | 0.45971 | 0.18742 | 3.782 | 16.0686 | 21.583 | -9.0102 | 0 | 0.52614 | 0 | 1.6728 | 0.22259
2025_05_09 Hr 15 | 0.8251 | 0.00016583 | 0 | 0 | 0 | 0 | 0 | 0 | 0 | 0 | 0 | 0.02402 | 0.06 | 0.0010233 | 0.81703 | 0.81703 | 0.56429 | 0 | 0.0064686 | 0.0049984 | 0.013303 | 0.077119 | 0 | 0 | 0 | 0 | 0 | 0.030765 | 0.017896 | 0.037413 | 0 | 2.375 | 2.0585 | 0 | 0.36967 | 0.81115 | 0 | 0 | 0 | 0 | -1.2782 | 0.055558 | 0 | 0.0029237 | 0 | -0.074646 | 0 | 0 | 0 | 0 | 0 | 0 | 0 | 0 | 2.2577 | 0.012019 | 9.8343e-05 | -1.0625 | 0 | 0 | 0 | 0 | 0 | 0 | 0 | -1.85 | 0 | 0 | 0 | 0 | 0 | 0 | 0 | 0 | 0 | -6.1881 | 1.822 | 0 | 0 | 0 | 2.1893 | 4.6108 | 1.2254 | 3.0551 | 0.11508 | 0.056743 | -0.8251 | 0.45971 | 0.18742 | 3.782 | 15.2724 | 21.9402 | -10.0004 | 0 | 0.52614 | 0 | 1.6728 | 0.22281
2025_05_09 Hr 16 | 0.79495 | 0.00026342 | 0 | 0 | 0 | 0 | 0 | 0 | 0 | 0 | 0 | 0.02402 | 0.03 | 0.0011625 | 1.0667 | 1.0667 | 0.77197 | 0 | 0.0064686 | 0.0049984 | 0.013303 | 0.077119 | 0 | 0 | 0 | 0 | 0 | 0.030765 | 0.017896 | 0.07926 | 0 | 2.8262 | 2.0585 | 0 | 0.45928 | 0.81115 | 0 | 0 | 0 | 0 | -5.7152 | 0.055558 | 0 | 0.0066426 | 0 | -0.17227 | 0 | 0 | 0 | 0 | 0 | 0 | 0 | 0 | 1.7785 | 0.012019 | 9.8343e-05 | -1.0625 | 0 | 0 | 0 | 0 | 0 | 0 | 0 | -1.85 | 0 | 0 | 0 | 0 | 0 | 0 | 0 | 0 | 0 | -5.0906 | 1.822 | 0 | 0 | 0 | 2.5767 | 5.8108 | 1.2254 | 3.0551 | 0.11508 | 0.056743 | -0.79495 | 0.45971 | 0.18742 | 3.782 | 13.0031 | 21.8778 | -8.9703 | 0 | 0.52614 | 0 | 1.6728 | 0.22248
2025_05_09 Hr 17 | 0.75863 | 0.00010015 | 0 | 0 | 0 | 0 | 0 | 0 | 0 | 0 | 0 | 0.02402 | 0.03 | 0.00059346 | 1.1674 | 1.1674 | 0.86747 | 0 | 0.0064686 | 0.0049984 | 0.013303 | 0.077119 | 0 | 0 | 0 | 0 | 0 | 0.030765 | 0.017896 | 0.042456 | 0 | 3.1727 | 2.0585 | 0 | 0.5281 | 0.81115 | 0 | 0 | 0 | 0 | -1.6144 | 0.055558 | 0 | 0.0033912 | 0 | -0.08692 | 0 | 0 | 0 | 0 | 0 | 0 | 0 | 0 | 2.1197 | 0.012019 | 9.8343e-05 | -1.0625 | 0 | 0 | 0 | 0 | 0 | 0 | 0 | -1.85 | 0 | 0 | 0 | 0 | 0 | 0 | 0 | 0 | 0 | -11.7284 | 1.822 | 0 | 0 | 0 | 2.3373 | 6.4174 | 1.2254 | 3.0551 | 0.11508 | 0.056743 | -0.75863 | 0.45971 | 0.18742 | 3.782 | 11.3284 | 22.0119 | -15.4865 | 0 | 0.52614 | 0 | 1.6728 | 0.223
2025_05_09 Hr 18 | 0.76873 | 0.00012476 | 0 | 0 | 0 | 0 | 0 | 0 | 0 | 0 | 0 | 0.02402 | 0.12 | 0.0034501 | 1.2159 | 1.2159 | 0.87581 | 0 | 0.0064686 | 0.0049984 | 0.013303 | 0.077119 | 0 | 0 | 0 | 0 | 0 | 0.030765 | 0.017896 | 0.074423 | 0.31853 | 3.1727 | 2.0585 | 0 | 0.5281 | 0.81115 | 0 | 0 | 0 | 0 | -1.0583 | 0.055558 | 0 | 0.0033885 | 0 | -0.12728 | 0 | 0 | 0 | 0 | 0 | 0 | 0 | 0 | 2.6715 | 0.012019 | 9.8343e-05 | -1.0625 | 0 | 0 | 0 | 0 | 0 | 0 | 0 | -1.85 | 0 | 0 | 0 | 0 | 0 | 0 | 0 | 0 | 0 | -22.7697 | 1.822 | 0 | 2.6044 | 0 | 1.8977 | 8.2818 | 1.2254 | 3.0551 | 0.11508 | 0.056743 | -0.76873 | 0.45971 | 0.18742 | 3.782 | 2.8725 | 22.2272 | -26.5782 | 0 | 0.52614 | 0 | 1.6728 | 0.22328
2025_05_09 Hr 19 | 0.45429 | 9.1738e-05 | 0 | 0 | 0 | 0 | 0 | 0 | 0 | 0 | 0 | 0.02402 | 0.21 | 0.0061473 | 1.2159 | 1.2159 | 0.87581 | 0 | 0.0064686 | 0.0049984 | 0.013303 | 0.077119 | 0 | 0 | 0 | 0 | 0 | 0.030765 | 0.017896 | 0.090103 | 0.1689 | 3.1727 | 2.0585 | 0 | 0.5281 | 0.81115 | 0 | 0 | 0 | 0 | -1.2278 | 0.055558 | 0 | 0.00345 | 0 | -0.12963 | 0 | 0 | 0 | 0 | 0 | 0 | 0 | 0 | 2.5335 | 0.012019 | 9.8343e-05 | -1.0625 | 0 | 0 | 0 | 0 | 0 | 0 | 0 | -1.85 | 0 | 0 | 0 | 0 | 0 | 0 | 0 | 0 | 0 | -22.7893 | 1.822 | 0 | 1.6928 | 0 | 1.6975 | 8.4321 | 1.2254 | 3.0551 | 0.11508 | 0.056743 | -0.45429 | 0.45971 | 0.18742 | 3.782 | 2.5855 | 21.667 | -26.2857 | 0 | 0.52614 | 0 | 1.6728 | 0.22292
2025_05_09 Hr 20 | 0.090742 | 4.3099e-05 | 0 | 0.069509 | 0.066288 | 0.066511 | 0.072827 | 0.068989 | 0.072827 | 0 | 0 | 0.02402 | 0.6 | 0.018494 | 1.2159 | 1.2159 | 0.87581 | 0 | 0.0064686 | 0.0049984 | 0.013303 | 0.077119 | 0 | 0 | 0 | 0 | 0 | 0.030765 | 0.017896 | 0.10014 | 0.1689 | 3.1727 | 2.0585 | 0 | 0.5281 | 0.81115 | 0 | 0 | 0 | 0 | -0.91962 | 0.055558 | 0 | 0.0016513 | 0 | -0.13661 | 0 | 0 | 0 | 0 | 0 | 0 | 0 | 0 | 2.3303 | 0.012019 | 9.8343e-05 | -1.0625 | 0 | 0 | 0 | 0 | 0 | 0 | 0 | -1.85 | 0 | 0 | 0 | 0 | 0 | 0 | 0 | 0 | 0 | -26.807 | 1.822 | 0 | 1.7054 | 0 | 1.4058 | 8.8717 | 1.2254 | 3.0551 | 0.11508 | 0.056743 | -0.090742 | 0.45971 | 0.18742 | 3.782 | -0.78407 | 21.2107 | -29.9468 | 0 | 0.52614 | 0 | 1.6728 | 0.22275
2025_05_09 Hr 21 | 0 | 6.1615e-06 | 0 | 0.069509 | 0.066288 | 0.066511 | 0.072827 | 0.068989 | 0.072827 | 0 | 0 | 0.02402 | 1.14 | 0.039732 | 1.2159 | 1.2159 | 0.87581 | 0 | 0.0064686 | 0.0049984 | 0.013303 | 0.077119 | 0 | 0 | 0 | 0 | 0 | 0.030765 | 0.017896 | 0.10014 | 0.1689 | 3.1727 | 2.0585 | 0 | 0.5281 | 0.81115 | 0 | 0 | 0 | 0 | -0.8158 | 0.055558 | 0 | 0.0018671 | 0 | -0.15474 | 0 | 0 | 0 | 0 | 0 | 0 | 0 | 0 | 1.7785 | 0.012019 | 9.8343e-05 | -1.0625 | 0 | 0 | 0 | 0 | 0 | 0 | 0 | -1.85 | 0 | 0 | 0 | 0 | 0 | 0 | 0 | 0 | 0 | -29.4631 | 1.822 | 0 | 1.7054 | 0 | 1.4363 | 8.8717 | 1.2254 | 3.0551 | 0.11508 | 0.056743 | 0 | 0.45971 | 0.18742 | 3.782 | -3.3154 | 21.1591 | -32.5304 | 0 | 0.52614 | 0 | 1.6728 | 0.222
2025_05_09 Hr 22 | 0 | 0 | 0 | 0.069509 | 0.066288 | 0.066511 | 0.072827 | 0.068989 | 0.072827 | 0 | 0 | 0.02402 | 1.92 | 0.066419 | 1.2159 | 1.2159 | 0.87581 | 0 | 0.0064686 | 0.0049984 | 0.013303 | 0.077119 | 0 | 0 | 0 | 0 | 0 | 0.030765 | 0.017896 | 0.10014 | 0.1689 | 3.1727 | 2.0585 | 0 | 0.5281 | 0.81115 | 0 | 0 | 0 | 0.0072541 | -0.40284 | 0.055558 | 0 | 0.0018532 | 0 | -0.15357 | 0 | 0 | 0 | 0 | 0 | 0 | 0 | 0 | 2.4682 | 0.012019 | 9.8343e-05 | -1.0625 | 0 | 0 | 0 | 0 | 0 | 0 | 0 | -1.85 | 0 | 0 | 0 | 0 | 0 | 0 | 0 | 0 | 0 | -35.5265 | 1.822 | 0 | 1.7054 | 0 | 1.4363 | 8.8717 | 1.2254 | 3.0551 | 0.11508 | 0.056743 | 0 | 0.45971 | 0.18742 | 3.782 | -7.4624 | 22.654 | -38.5925 | 0 | 0.52614 | 0 | 1.6728 | 0.22058
2025_05_09 Hr 23 | 0 | 0 | 0 | 0.069509 | 0.066288 | 0.066511 | 0.072827 | 0.068989 | 0.072827 | 0 | 0 | 0.02402 | 2.34 | 0.11852 | 1.2159 | 1.2159 | 0.90276 | 0 | 0.0064686 | 0.0049984 | 0.013303 | 0.077119 | 0 | -0.4496 | 0 | 0 | 0 | 0.030765 | 0.017896 | 0.10014 | 0.1689 | 3.2253 | 2.0585 | 0 | 0.53929 | 0.81115 | 0 | 0 | 0 | 0.43173 | -0.070759 | 0.055558 | 0 | 0.0027133 | 0 | -0.22582 | 0 | 0 | 0 | 0 | 0 | 0 | 0 | 0 | 3.2885 | 0.012019 | 9.8343e-05 | 0 | 0 | 0 | 0 | 0 | 0 | 0 | 0 | 0 | -1.575 | 0 | 0 | 0 | 0 | 0 | 0 | 0 | 0 | -54.3839 | 1.822 | 0 | 1.7484 | 0 | 1.2927 | 8.9943 | 1.2254 | 3.0551 | 0.11508 | 0.056743 | 0 | 0.45971 | 0.18742 | 3.782 | -23.4675 | 23.8116 | -56.6344 | 0 | 0.52614 | 0 | 1.6728 | 0.21813
2025_05_09 Hr 24 | 0 | 0 | 0 | 0.069509 | 0.066288 | 0.066511 | 0.072827 | 0.068989 | 0.072827 | 0 | 0 | 0.02402 | 2.43 | 0.20779 | 1.2159 | 1.2159 | 0.90276 | 0 | 0.0064686 | 0.0049984 | 0.013303 | 0.077119 | 0 | 0.48419 | 0 | 0 | 0 | 0.030765 | 0.017896 | 0.10014 | 0.1689 | 3.2253 | 2.0585 | 0 | 0.53929 | 0.81115 | 0 | 0 | 0 | 3.2308 | 0 | 0.055558 | 0 | 0.0045809 | 0 | -0.38269 | 0 | 0 | 0 | 0 | 0 | 0 | 0 | 0 | 3.2159 | 0.012019 | 9.8343e-05 | 0 | 0 | 0 | 0 | 0 | 0 | 0 | 0 | 0 | -1.575 | 0 | 0 | 0 | 0 | 0 | 0 | 0 | 0 | -49.0992 | 1.822 | 0 | 1.7484 | 0 | 1.3144 | 8.9943 | 1.2254 | 3.0551 | 0.11508 | 0.056743 | 0 | 0.45971 | 0.18742 | 3.782 | -14.4101 | 23.9375 | -50.5727 | 0 | 0.52614 | 0 | 1.6728 | 0.21565
2025_05_10 Hr 01 | 0 | 0 | 0 | 0 | 0 | 0 | 0 | 0 | 0 | 0 | 0 | 0.02402 | 2.43 | 0.069733 | 1.2159 | 1.2159 | 0.88983 | 0 | 0.0064686 | 0.0049984 | 0.013303 | 0.077119 | 0 | -1.0376 | 0 | 0 | 0 | 0.030765 | 0.017896 | 0.10014 | 0 | 3.179 | 2.0585 | 0 | 0.53929 | 0.81115 | 0 | 0 | 0 | 1.0997 | 0 | 0.055558 | 0 | 0.0033821 | 0 | -0.12704 | 0 | 0 | 0 | 0 | 0 | 0 | 0 | 0 | 3.6297 | 0.012019 | 9.8343e-05 | 0 | 0 | 0 | 0 | 0 | 0 | 0 | 0 | 0 | -1.575 | 0 | 0 | 0 | 0 | 0 | 0 | 0 | 0 | -23.1943 | 1.822 | 0 | 1.7234 | 0 | 1.5669 | 8.3242 | 1.2254 | 3.0551 | 0.11508 | 0.056743 | 0 | 0.45971 | 0.18742 | 3.782 | 7.9515 | 24.4615 | -25.9339 | 0 | 0.52614 | 0 | 1.6728 | 0.21151
2025_05_10 Hr 02 | 0 | 0 | 0 | 0 | 0 | 0 | 0 | 0 | 0 | 0 | 0 | 0.02402 | 2.07 | 0.063515 | 1.2159 | 1.2159 | 0.88983 | 0 | 0.0064686 | 0.0049984 | 0.013303 | 0.077119 | 0 | -0.98437 | 0 | 0 | 0 | 0.030765 | 0.017896 | 0.10014 | 0 | 3.179 | 2.0585 | 0 | 0.53929 | 0.81115 | 0 | 0 | 0 | 0.98768 | 0 | 0.055558 | 0 | 0.0036163 | 0 | -0.13598 | 0 | 0 | 0 | 0 | 0 | 0 | 0 | 0 | 4.2467 | 0.012019 | 9.8343e-05 | 0 | 0 | 0 | 0 | 0 | 0 | 0 | 0 | 0 | -1.575 | 0 | 0 | 0 | 0 | 0 | 0 | 0 | 0 | -26.4054 | 1.822 | 0 | 1.7234 | 0 | 1.3536 | 8.3242 | 1.2254 | 3.0551 | 0.11508 | 0.056743 | 0 | 0.45971 | 0.18742 | 3.782 | 4.7098 | 24.4987 | -29.1007 | 0 | 0.52614 | 0 | 1.6728 | 0.2111
2025_05_10 Hr 03 | 0 | 0 | 0 | 0 | 0 | 0 | 0 | 0 | 0 | 0 | 0 | 0.02402 | 2.07 | 0.06084 | 1.2159 | 1.2159 | 0.88983 | 0 | 0.0064686 | 0.0049984 | 0.013303 | 0.077119 | 0 | -1.019 | 0 | 0 | 0 | 0.030765 | 0.017896 | 0.10014 | 0 | 3.179 | 2.0585 | 0 | 0.53929 | 0.81115 | 0 | 0 | 0 | 1.9254 | 0 | 0.055558 | 0 | 0.003464 | 0 | -0.13016 | 0 | 0 | 0 | 0 | 0 | 0 | 0 | 0 | 4.2467 | 0.012019 | 9.8343e-05 | 0 | 0 | 0 | 0 | 0 | 0 | 0 | 0 | 0 | -1.575 | 0 | 0 | 0 | 0 | 0 | 0 | 0 | 0 | -24.9958 | 1.822 | 0 | 1.7234 | 0 | 0.79215 | 8.3242 | 1.2254 | 3.0551 | 0.11508 | 0.056743 | 0 | 0.45971 | 0.18742 | 3.782 | 6.4635 | 23.9339 | -27.7199 | 0 | 0.52614 | 0 | 1.6728 | 0.21043
2025_05_10 Hr 04 | 0 | 0 | 0 | 0 | 0 | 0 | 0 | 0 | 0 | 0 | 0 | 0.02402 | 2.52 | 0.049696 | 1.2159 | 1.2159 | 0.88983 | 0 | 0.0064686 | 0.0049984 | 0.013303 | 0.077119 | 0 | -1.278 | 0 | 0 | 0 | 0.030765 | 0.017896 | 0.037413 | 0 | 0 | 2.0585 | 0 | 0 | 0.81115 | 0 | 0 | 0 | 0 | -1.4137 | 0.055558 | 0 | 0.039723 | 0 | -0.086643 | 0 | 0 | 0 | 0 | 0 | 0 | 0 | 0 | 4.2467 | 0.012019 | 9.8343e-05 | 0 | 0 | 0 | 0 | 0 | 0 | 0 | 0 | 0 | -1.575 | 0 | 0 | 0 | 0 | 0 | 0 | 0 | 0 | -6.6489 | 1.822 | 0 | 0 | 0 | 0.91402 | 3.3591 | 1.2254 | 3.0551 | 0.11508 | 0.056743 | 0 | 0.45971 | 0.18742 | 3.782 | 16.3123 | 23.9555 | -9.5885 | 0 | 0.52614 | 0 | 1.6728 | 0.21063
2025_05_10 Hr 05 | 0 | 0 | 0 | 0 | 0 | 0 | 0 | 0 | 0 | 0 | 0 | 0.02402 | 2.55 | 0.04055 | 0.43911 | 0.43913 | 0.83883 | 0 | 0.0064686 | 0.0049984 | 0.013303 | 0.077119 | 0 | -1.3803 | 0 | 0 | 0 | 0.030765 | 0.017896 | 0.037413 | 0 | 0 | 2.0585 | 0 | 0 | 0.81115 | 0 | 0 | 0 | 0.53816 | 0 | 0.055558 | 0 | 0.032031 | 0 | -0.069459 | 0 | 0 | 0 | 0 | 0 | 0 | 0 | 0 | 4.2467 | 0.012019 | 9.8343e-05 | 0 | 0 | 0 | 0 | 0 | 0 | 0 | 0 | 0 | -1.575 | 0 | 0 | 0 | 0 | 0 | 0 | 0 | 0 | -3.371 | 1.822 | 0 | 0 | 0 | 1.1752 | 1.7545 | 1.2254 | 3.0551 | 0.11508 | 0.056743 | 0 | 0.45971 | 0.18742 | 3.782 | 20.1346 | 24.2376 | -6.3957 | 0 | 0.52614 | 0 | 1.6728 | 0.21077
2025_05_10 Hr 06 | 0 | 0 | 0 | 0 | 0 | 0 | 0 | 0 | 0 | 0 | 0 | 0.02402 | 2.28 | 0.037818 | 0.46858 | 0.46861 | 0.83882 | 0 | 0.0064686 | 0.0049984 | 0.013303 | 0.077119 | 0 | -1.362 | 0 | 0 | 0 | 0.030765 | 0.017896 | 0.037413 | 0 | 0 | 2.0585 | 0 | 0 | 0.81115 | 0 | 0 | 0 | 0.28893 | -0.010683 | 0.055558 | 0 | 0.033411 | 0 | -0.072541 | 0 | 0 | 0 | 0 | 0 | 0 | 0 | 0 | 4.3121 | 0.012019 | 9.8343e-05 | 0 | 0 | 0 | 0 | 0 | 0 | 0 | 0 | 0 | -1.575 | 0 | 0 | 0 | 0 | 0 | 0 | 0 | 0 | -3.4953 | 1.822 | 0 | 0 | 0 | 1.2056 | 1.8134 | 1.2254 | 3.0551 | 0.11508 | 0.056743 | 0 | 0.45971 | 0.18742 | 3.782 | 19.6481 | 24.0613 | -6.5048 | 0 | 0.52614 | 0 | 1.6728 | 0.21132
2025_05_10 Hr 07 | 0.34074 | 0 | 0 | 0 | 0 | 0 | 0 | 0 | 0 | 0 | 0 | 0.02402 | 1.59 | 0.020155 | 0.44258 | 0.44258 | 0.65856 | 0 | 0.0064686 | 0.0049984 | 0.013303 | 0.077119 | 0 | 0 | 0 | 0 | 0 | 0.030765 | 0.017896 | 0.047488 | 0 | 0 | 2.0585 | 0 | 0 | 0.81115 | 0 | 0 | 0 | 0.13552 | -0.12273 | 0.055558 | 0 | 0.025534 | 0 | -0.054943 | 0 | 0 | 0 | 0 | 0 | 0 | 0 | 0 | 4.5879 | 0.012019 | 9.8343e-05 | -1.0625 | 0 | 0 | 0 | 0 | 0 | 0 | 0 | -1.85 | 0 | 0 | 0 | 0 | 0 | 0 | 0 | 0 | 0 | -4.8296 | 1.822 | 0 | 0 | 0 | 1.1316 | 1.5912 | 1.2254 | 3.0551 | 0.11508 | 0.056743 | -0.34074 | 0.45971 | 0.18742 | 3.782 | 17.3638 | 23.8976 | -8.1378 | 0 | 0.52614 | 0 | 1.6728 | 0.21272
2025_05_10 Hr 08 | 0.75536 | 5.841e-07 | 0 | 0 | 0 | 0 | 0 | 0 | 0 | 0 | 0 | 0.02402 | 1.41 | 0.0085408 | 0.43218 | 0.43218 | 0.55621 | 0 | 0.0064686 | 0.0049984 | 0.013303 | 0.077119 | 0 | 0 | 0 | 0 | 0 | 0.030765 | 0.017896 | 0.037413 | 0 | 0 | 2.0585 | 0 | 0 | 0.81115 | 0 | 0 | 0 | 0.047909 | -0.0089377 | 0.055558 | 0 | 0.012201 | 0 | -0.025158 | 0 | 0 | 0 | 0 | 0 | 0 | 0 | 0 | 4.45 | 0.012019 | 9.8343e-05 | -1.0625 | 0 | 0 | 0 | 0 | 0 | 0 | 0 | -1.85 | 0 | 0 | 0 | 0 | 0 | 0 | 0 | 0 | 0 | -0.27588 | 1.822 | 0 | 0 | 0 | 0.98366 | 1.458 | 1.2254 | 3.0551 | 0.11508 | 0.056743 | -0.75536 | 0.45971 | 0.18742 | 3.782 | 21.3649 | 23.8369 | -3.9689 | 0 | 0.52614 | 0 | 1.6728 | 0.21489
2025_05_10 Hr 09 | 0.82728 | 2.6899e-06 | 0 | 0 | 0 | 0 | 0 | 0 | 0 | 0 | 0 | 0.02402 | 1.5 | 0.0092983 | 0.43218 | 0.43218 | 0.55621 | 0 | 0.0064686 | 0.0049984 | 0.013303 | 0.077119 | 0 | 0 | 0 | 0 | 0 | 0.030765 | 0.017896 | 0.037413 | 0 | 0 | 2.0585 | 0 | 0 | 0.81115 | 0 | 0 | 0 | 0 | -0.074729 | 0.055558 | 0 | 0.012486 | 0 | -0.025795 | 0 | 0 | 0 | 0 | 0 | 0 | 0 | 0 | 4.3121 | 0.012019 | 9.8343e-05 | -1.0625 | 0 | 0 | 0 | 0 | 0 | 0 | 0 | -1.85 | 0 | 0 | 0 | 0 | 0 | 0 | 0 | 0 | 0 | -0.32766 | 1.822 | 0 | 0 | 0 | 0.75298 | 1.458 | 1.2254 | 3.0551 | 0.11508 | 0.056743 | -0.82728 | 0.45971 | 0.18742 | 3.782 | 20.9228 | 23.6328 | -4.0932 | 0 | 0.52614 | 0 | 1.6728 | 0.21671
2025_05_10 Hr 10 | 0.81159 | 1.0215e-05 | 0 | 0 | 0 | 0 | 0 | 0 | 0 | 0 | 0 | 0.02402 | 1.56 | 0.0096266 | 0.43218 | 0.43218 | 0.55621 | 0 | 0.0064686 | 0.0049984 | 0.013303 | 0.077119 | 0 | 0 | 0 | 0 | 0 | 0.030765 | 0.017896 | 0.037413 | 0 | 0 | 2.0585 | 0 | 0 | 0.81115 | 0 | 0 | 0 | 0 | -0.056635 | 0.055558 | 0 | 0.01243 | 0 | -0.025669 | 0 | 0 | 0 | 0 | 0 | 0 | 0 | 0 | 4.0435 | 0.012019 | 9.8343e-05 | -1.0625 | 0 | 0 | 0 | 0 | 0 | 0 | 0 | -1.85 | 0 | 0 | 0 | 0 | 0 | 0 | 0 | 0 | 0 | -0.28111 | 1.822 | 0 | 0 | 0 | 0.5397 | 1.458 | 1.2254 | 3.0551 | 0.11508 | 0.056743 | -0.81159 | 0.45971 | 0.18742 | 3.782 | 20.5666 | 23.1961 | -4.0309 | 0 | 0.52614 | 0 | 1.6728 | 0.21727
2025_05_10 Hr 11 | 0.80709 | 1.2361e-05 | 0 | 0 | 0 | 0 | 0 | 0 | 0 | 0 | 0 | 0.02402 | 1.23 | 0.0062652 | 0.43218 | 0.43218 | 0.55621 | 0 | 0.0064686 | 0.0049984 | 0.013303 | 0.077119 | 0 | 0 | 0 | 0 | 0 | 0.030765 | 0.017896 | 0.037413 | 0 | 0 | 2.0585 | 0 | 0 | 0.81115 | 0 | 0 | 0 | 0 | -0.068194 | 0.055558 | 0 | 0.01026 | 0 | -0.020822 | 0 | 0 | 0 | 0 | 0 | 0 | 0 | 0 | 3.6297 | 0.012019 | 9.8343e-05 | -1.0625 | 0 | 0 | 0 | 0 | 0 | 0 | 0 | -1.85 | 0 | 0 | 0 | 0 | 0 | 0 | 0 | 0 | 0 | 0.24428 | 1.822 | 0 | 0 | 0 | 0.59193 | 1.458 | 1.2254 | 3.0551 | 0.11508 | 0.056743 | -0.80709 | 0.45971 | 0.18742 | 3.782 | 20.3914 | 22.4978 | -3.4961 | 0 | 0.52614 | 0 | 1.6728 | 0.21837
2025_05_10 Hr 12 | 0.81464 | 9.5325e-06 | 0 | 0 | 0 | 0 | 0 | 0 | 0 | 0 | 0 | 0.02402 | 1.29 | 0.0063762 | 0.43218 | 0.43218 | 0.55621 | 0 | 0.0064686 | 0.0049984 | 0.013303 | 0.077119 | 0 | 0 | 0 | 0 | 0 | 0.030765 | 0.017896 | 0.037413 | 0 | 0 | 2.0585 | 0 | 0 | 0.81115 | 0 | 0 | 0 | 0 | -0.081014 | 0.055558 | 0 | 0.0099562 | 0 | -0.020143 | 0 | 0 | 0 | 0 | 0 | 0 | 0 | 0 | 3.6297 | 0.012019 | 9.8343e-05 | -1.0625 | 0 | 0 | 0 | 0 | 0 | 0 | 0 | -1.85 | 0 | 0 | 0 | 0 | 0 | 0 | 0 | 0 | 0 | 0.28696 | 1.822 | 0 | 0 | 0 | 0.77039 | 1.458 | 1.2254 | 3.0551 | 0.11508 | 0.056743 | -0.81464 | 0.45971 | 0.18742 | 3.782 | 20.6603 | 22.7436 | -3.4603 | 0 | 0.52614 | 0 | 1.6728 | 0.21809
2025_05_10 Hr 13 | 0.80701 | 6.9729e-06 | 0 | 0 | 0 | 0 | 0 | 0 | 0 | 0 | 0 | 0.02402 | 1.8 | 0.0059164 | 0.43218 | 0.43218 | 0.55621 | 0 | 0.0064686 | 0.0049984 | 0.013303 | 0.077119 | 0 | 0 | 0 | 0 | 0 | 0.030765 | 0.017896 | 0.037413 | 0 | 0 | 2.0585 | 0 | 0 | 0.81115 | 0 | 0 | 0 | 0 | -0.097922 | 0.055558 | 0 | 0.0066207 | 0 | -0.012691 | 0 | 0 | 0 | 0 | 0 | 0 | 0 | 0 | 3.9055 | 0.012019 | 9.8343e-05 | -1.0625 | 0 | 0 | 0 | 0 | 0 | 0 | 0 | -1.85 | 0 | 0 | 0 | 0 | 0 | 0 | 0 | 0 | 0 | 0.60652 | 1.822 | 0 | 0 | 0 | 0.79215 | 1.458 | 1.2254 | 3.0551 | 0.11508 | 0.056743 | -0.80701 | 0.45971 | 0.18742 | 3.782 | 21.7784 | 23.544 | -3.1257 | 0 | 0.52614 | 0 | 1.6728 | 0.21894
2025_05_10 Hr 14 | 0.81036 | 1.07e-05 | 0 | 0 | 0 | 0 | 0 | 0 | 0 | 0 | 0 | 0.02402 | 1.65 | 0.0054927 | 0.43218 | 0.43218 | 0.55621 | 0 | 0.0064686 | 0.0049984 | 0.013303 | 0.077119 | 0 | 0 | 0 | 0 | 0 | 0.030765 | 0.017896 | 0.037413 | 0 | 0 | 2.0585 | 0 | 0 | 0.81115 | 0 | 0 | 0 | 0 | -0.096494 | 0.055558 | 0 | 0.0067053 | 0 | -0.01288 | 0 | 0 | 0 | 0 | 0 | 0 | 0 | 0 | 3.2885 | 0.012019 | 9.8343e-05 | -1.0625 | 0 | 0 | 0 | 0 | 0 | 0 | 0 | -1.85 | 0 | 0 | 0 | 0 | 0 | 0 | 0 | 0 | 0 | 0.51245 | 1.822 | 0 | 0 | 0 | 0.63111 | 1.458 | 1.2254 | 3.0551 | 0.11508 | 0.056743 | -0.81036 | 0.45971 | 0.18742 | 3.782 | 20.7569 | 22.6187 | -3.2233 | 0 | 0.52614 | 0 | 1.6728 | 0.21885
2025_05_10 Hr 15 | 0.81384 | -7.7138e-06 | 0 | 0 | 0 | 0 | 0 | 0 | 0 | 0 | 0 | 0.02402 | 0.99 | -0.0035998 | 0.43218 | 0.43218 | 0.55621 | 0 | 0.0064686 | 0.0049984 | 0.013303 | 0.077119 | 0 | 0 | 0 | 0 | 0 | 0.030765 | 0.017896 | 0.037413 | 0 | 0 | 2.0585 | 0 | 0 | 0.81115 | 0 | 0 | 0 | 0 | 0.21638 | 0.055558 | 0 | -0.011532 | 0 | 0.018463 | 0 | 0 | 0 | 0 | 0 | 0 | 0 | 0 | 2.8747 | 0.012019 | 9.8343e-05 | -1.0625 | 0 | 0 | 0 | 0 | 0 | 0 | 0 | -1.85 | 0 | 0 | 0 | 0 | 0 | 0 | 0 | 0 | 0 | 0.088746 | 1.822 | 0 | 0 | 0 | 0.49183 | 1.458 | 1.2254 | 3.0551 | 0.11508 | 0.056743 | -0.81384 | 0.45971 | 0.18742 | 3.782 | 19.4559 | 21.4007 | -3.6191 | 0 | 0.52614 | 0 | 1.6728 | 0.21946
2025_05_10 Hr 16 | 0.65801 | 2.3346e-05 | 0 | 0 | 0 | 0 | 0 | 0 | 0 | 0 | 0 | 0.02402 | 0.75 | 0.0030777 | 0.43218 | 0.43218 | 0.55621 | 0 | 0.0064686 | 0.0049984 | 0.013303 | 0.077119 | 0 | 0 | 0 | 0 | 0 | 0.030765 | 0.017896 | 0.037413 | 0 | 0 | 2.0585 | 0 | 0 | 0.81115 | 0 | 0 | 0 | 0 | -0.17159 | 0.055558 | 0 | 0.0082657 | 0 | -0.016366 | 0 | 0 | 0 | 0 | 0 | 0 | 0 | 0 | 2.6715 | 0.012019 | 9.8343e-05 | -1.0625 | 0 | 0 | 0 | 0 | 0 | 0 | 0 | -1.85 | 0 | 0 | 0 | 0 | 0 | 0 | 0 | 0 | 0 | 0.14369 | 1.822 | 0 | 0 | 0 | 0.35255 | 1.458 | 1.2254 | 3.0551 | 0.11508 | 0.056743 | -0.65801 | 0.45971 | 0.18742 | 3.782 | 18.5131 | 20.6699 | -3.4432 | 0 | 0.52614 | 0 | 1.6728 | 0.22032
2025_05_10 Hr 17 | 0.70763 | 3.1795e-05 | 0 | 0 | 0 | 0 | 0 | 0 | 0 | 0 | 0 | 0.02402 | 1.53 | 0.026094 | 0.56739 | 0.56739 | 0.55621 | 0 | 0.0064686 | 0.0049984 | 0.013303 | 0.077119 | 0 | 0 | 0 | 0 | 0 | 0.030765 | 0.017896 | 0.037413 | 0 | 0 | 2.0585 | 0 | 0 | 0.81115 | 0 | 0 | 0 | 0 | -0.4597 | 0.055558 | 0 | 0.034353 | 0 | -0.074646 | 0 | 0 | 0 | 0 | 0 | 0 | 0 | 0 | 2.3303 | 0.012019 | 9.8343e-05 | -1.0625 | 0 | 0 | 0 | 0 | 0 | 0 | 0 | -1.85 | 0 | 0 | 0 | 0 | 0 | 0 | 0 | 0 | 0 | 0.32499 | 1.822 | 0 | 0 | 0 | 0.32208 | 1.7284 | 1.2254 | 3.0551 | 0.11508 | 0.056743 | -0.70763 | 0.45971 | 0.18742 | 3.782 | 19.0498 | 21.1509 | -3.3698 | 0 | 0.52614 | 0 | 1.6728 | 0.2204
2025_05_10 Hr 18 | 0.56726 | 5.2503e-05 | 0 | 0 | 0 | 0 | 0 | 0 | 0 | 0 | 0 | 0.02402 | 2.16 | 0.080187 | 0.81703 | 0.81708 | 0.83583 | 0 | 0.0064686 | 0.0049984 | 0.013303 | 0.077119 | 0 | 0 | 0 | 0 | 0 | 0.030765 | 0.017896 | 0.091582 | 0 | 0 | 2.0585 | 0 | 0 | 0.81115 | 0 | 0 | 0 | 0.015372 | -1.0813 | 0.055558 | 0 | 0.074777 | 0 | -0.16496 | 0 | 0 | 0 | 0 | 0 | 0 | 0 | 0 | 1.1615 | 0.012019 | 9.8343e-05 | -1.0625 | 0 | 0 | 0 | 0 | 0 | 0 | 0 | -1.85 | 0 | 0 | 0 | 0 | 0 | 0 | 0 | 0 | 0 | -12.158 | 1.822 | 0 | 0 | 0 | 0.25244 | 2.5615 | 1.2254 | 3.0551 | 0.11508 | 0.056743 | -0.56726 | 0.45971 | 0.18742 | 3.782 | 6.1495 | 20.4567 | -15.8027 | 0 | 0.52614 | 0 | 1.6728 | 0.2208
2025_05_10 Hr 19 | 0.318 | 6.1661e-05 | 0 | 0 | 0 | 0 | 0 | 0 | 0 | 0 | 0 | 0.02402 | 1.92 | 0.036467 | 1.0667 | 1.0668 | 0.80202 | 0 | 0.0064686 | 0.0049984 | 0.013303 | 0.077119 | 0 | 0 | 0 | 0 | 0 | 0.030765 | 0.017896 | 0.039097 | 0 | 0 | 2.0585 | 0 | 0 | 0.81115 | 0 | 0 | 0 | 0 | -2.4143 | 0.055558 | 0 | 0.038258 | 0 | -0.08337 | 0 | 0 | 0 | 0 | 0 | 0 | 0 | 0 | 1.0236 | 0.012019 | 9.8343e-05 | -1.0625 | 0 | 0 | 0 | 0 | 0 | 0 | 0 | -1.85 | 0 | 0 | 0 | 0 | 0 | 0 | 0 | 0 | 0 | -3.4253 | 1.822 | 0 | 0 | 0 | 0.26985 | 2.9745 | 1.2254 | 3.0551 | 0.11508 | 0.056743 | -0.318 | 0.45971 | 0.18742 | 3.782 | 13.6238 | 19.8028 | -6.7392 | 0 | 0.52614 | 0 | 1.6728 | 0.22042
2025_05_10 Hr 20 | 0.067857 | 2.7684e-05 | 0 | 0 | 0 | 0 | 0 | 0 | 0 | 0 | 0 | 0.02402 | 1.95 | 0.033257 | 0.85186 | 0.85186 | 0.56443 | 0 | 0.0064686 | 0.0049984 | 0.013303 | 0.077119 | 0 | 0 | 0 | 0 | 0 | 0.030765 | 0.017896 | 0.037413 | 0 | 0 | 2.0585 | 0 | 0 | 0.81115 | 0 | 0 | 0 | 0 | -1.3473 | 0.055558 | 0 | 0.034353 | 0 | -0.074646 | 0 | 0 | 0 | 0 | 0 | 0 | 0 | 0 | 0.54445 | 0.012019 | 9.8343e-05 | -1.0625 | 0 | 0 | 0 | 0 | 0 | 0 | 0 | -1.85 | 0 | 0 | 0 | 0 | 0 | 0 | 0 | 0 | 0 | -1.7331 | 1.822 | 0 | 0 | 0 | 0.26985 | 2.3056 | 1.2254 | 3.0551 | 0.11508 | 0.056743 | -0.067857 | 0.45971 | 0.18742 | 3.782 | 15.269 | 19.0988 | -4.7881 | 0 | 0.52614 | 0 | 1.6728 | 0.21895
2025_05_10 Hr 21 | 0 | 3.0867e-06 | 0 | 0 | 0 | 0 | 0 | 0 | 0 | 0 | 0 | 0.02402 | 1.89 | 0.0605 | 1.1015 | 1.1015 | 0.82761 | 0 | 0.0064686 | 0.0049984 | 0.013303 | 0.077119 | 0 | 0 | 0 | 0 | 0 | 0.030765 | 0.017896 | 0.087607 | 0 | 0 | 2.0585 | 0 | 0 | 0.81115 | 0 | 0 | 0 | 0 | -3.0951 | 0.055558 | 0 | 0.064479 | 0 | -0.14195 | 0 | 0 | 0 | 0 | 0 | 0 | 0 | 0 | 0.61705 | 0.012019 | 9.8343e-05 | -1.0625 | 0 | 0 | 0 | 0 | 0 | 0 | 0 | -1.85 | 0 | 0 | 0 | 0 | 0 | 0 | 0 | 0 | 0 | -4.148 | 1.822 | 0 | 0 | 0 | 0.32208 | 3.1182 | 1.2254 | 3.0551 | 0.11508 | 0.056743 | 0 | 0.45971 | 0.18742 | 3.782 | 11.9433 | 19.1226 | -7.2024 | 0 | 0.52614 | 0 | 1.6728 | 0.21848
2025_05_10 Hr 22 | 0 | 0 | 0 | 0 | 0 | 0 | 0 | 0 | 0 | 0 | 0 | 0.02402 | 1.92 | 0.048017 | 1.2159 | 1.2159 | 0.86327 | 0 | 0.0064686 | 0.0049984 | 0.013303 | 0.077119 | 0 | 0 | 0 | 0 | 0 | 0.030765 | 0.017896 | 0.079639 | 0 | 0 | 2.0585 | 0 | 0 | 0.81115 | 0 | 0 | 0 | 0 | -1.3025 | 0.055558 | 0 | 0.050375 | 0 | -0.11044 | 0 | 0 | 0 | 0 | 0 | 0 | 0 | 0 | 0.82031 | 0.012019 | 9.8343e-05 | -1.0625 | 0 | 0 | 0 | 0 | 0 | 0 | 0 | -1.85 | 0 | 0 | 0 | 0 | 0 | 0 | 0 | 0 | 0 | -9.7274 | 1.822 | 0 | 0 | 0 | 0.4396 | 3.3747 | 1.2254 | 3.0551 | 0.11508 | 0.056743 | 0 | 0.45971 | 0.18742 | 3.782 | 8.7823 | 19.4605 | -12.7504 | 0 | 0.52614 | 0 | 1.6728 | 0.21818
2025_05_10 Hr 23 | 0 | 0 | 0 | 0 | 0 | 0 | 0 | 0 | 0 | 0 | 0 | 0.02402 | 2.31 | 0.08253 | 1.2159 | 1.2159 | 0.88983 | 0 | 0.0064686 | 0.0049984 | 0.013303 | 0.077119 | 0 | -0.84927 | 0 | 0 | 0 | 0.030765 | 0.017896 | 0.098461 | 0 | 0 | 2.0585 | 0 | 0 | 0.81115 | 0 | 0 | 0 | 0.12041 | -0.15786 | 0.055558 | 0 | 0.071965 | 0 | -0.15867 | 0 | 0 | 0 | 0 | 0 | 0 | 0 | 0 | 1.0236 | 0.012019 | 9.8343e-05 | 0 | 0 | 0 | 0 | 0 | 0 | 0 | 0 | 0 | -1.575 | 0 | 0 | 0 | 0 | 0 | 0 | 0 | 0 | -16.5642 | 1.822 | 0 | 0 | 0 | 0.48312 | 3.4201 | 1.2254 | 3.0551 | 0.11508 | 0.056743 | 0 | 0.45971 | 0.18742 | 3.782 | 4.3655 | 20.13 | -19.1471 | 0 | 0.52614 | 0 | 1.6728 | 0.21632
2025_05_10 Hr 24 | 0 | 0 | 0 | 0 | 0 | 0 | 0 | 0 | 0 | 0 | 0 | 0.02402 | 2.52 | 0.025366 | 0.43218 | 0.43218 | 0.5723 | 0 | 0.0064686 | 0.0049984 | 0.013303 | 0.077119 | 0 | -1.5366 | 0 | 0 | 0 | 0.030765 | 0.017896 | 0.037413 | 0 | 0 | 2.0585 | 0 | 0 | 0.81115 | 0 | 0 | 0 | 0 | -1.6503 | 0.055558 | 0 | 0.020276 | 0 | -0.043197 | 0 | 0 | 0 | 0 | 0 | 0 | 0 | 0 | 1.51 | 0.012019 | 9.8343e-05 | 0 | 0 | 0 | 0 | 0 | 0 | 0 | 0 | 0 | -1.575 | 0 | 0 | 0 | 0 | 0 | 0 | 0 | 0 | 0.57968 | 1.822 | 0 | 0 | 0 | 0.47007 | 1.4741 | 1.2254 | 3.0551 | 0.11508 | 0.056743 | 0 | 0.45971 | 0.18742 | 3.782 | 18.0017 | 20.7531 | -2.5751 | 0 | 0.52614 | 0 | 1.6728 | 0.21327
2025_05_11 Hr 01 | 0 | 0 | 0 | 0 | 0 | 0 | 0 | 0 | 0 | 0 | 0 | 0.02402 | 2.49 | -0.0049676 | 0.43218 | 0.43218 | 0.5723 | 0 | 0.0064686 | 0.0049984 | 0.013303 | 0.077119 | 0 | -1.8597 | 0 | 0 | 0 | 0.030765 | 0.017896 | 0.037413 | 0 | 0 | 2.0585 | 0 | 0 | 0.81115 | 0 | 0 | 0 | 0 | 0.10338 | 0.055558 | 0 | -0.0059706 | 0 | 0.011078 | 0 | 0 | 0 | 0 | 0 | 0 | 0 | 0 | 1.9165 | 0.012019 | 9.8343e-05 | 0 | 0 | 0 | 0 | 0 | 0 | 0 | 0 | 0 | -1.575 | 0 | 0 | 0 | 0 | 0 | 0 | 0 | 0 | 4.9733 | 1.822 | 0 | 0 | 0 | 0.42219 | 1.4741 | 1.2254 | 3.0551 | 0.11508 | 0.056743 | 0 | 0.45971 | 0.18742 | 3.782 | 24.1761 | 21.049 | 1.5497 | 0 | 0.52614 | 0 | 1.6728 | 0.21089
2025_05_11 Hr 02 | 0 | 0 | 0 | 0 | 0 | 0 | 0 | 0 | 0 | 0 | 0 | 0.02402 | 2.55 | 0.020656 | 0.43218 | 0.43218 | 0.5723 | 0 | 0.0064686 | 0.0049984 | 0.013303 | 0.077119 | 0 | -1.5893 | 0 | 0 | 0 | 0.030765 | 0.017896 | 0.037413 | 0 | 0 | 2.0585 | 0 | 0 | 0.81115 | 0 | 0 | 0 | 0 | -1.2989 | 0.055558 | 0 | 0.016317 | 0 | -0.034353 | 0 | 0 | 0 | 0 | 0 | 0 | 0 | 0 | 1.7132 | 0.012019 | 9.8343e-05 | 0 | 0 | 0 | 0 | 0 | 0 | 0 | 0 | 0 | -1.575 | 0 | 0 | 0 | 0 | 0 | 0 | 0 | 0 | 1.4058 | 1.822 | 0 | 0 | 0 | 0 | 1.4741 | 1.2254 | 3.0551 | 0.11508 | 0.056743 | 0 | 0.45971 | 0.18742 | 3.782 | 18.89 | 20.5077 | -1.7929 | 0 | 0.52614 | 0 | 1.6728 | 0.20944
2025_05_11 Hr 03 | 0 | 0 | 0 | 0 | 0 | 0 | 0 | 0 | 0 | 0 | 0 | 0.02402 | 2.64 | 0.0096363 | 0.43218 | 0.43218 | 0.5723 | 0 | 0.0064686 | 0.0049984 | 0.013303 | 0.077119 | 0 | -1.7085 | 0 | 0 | 0 | 0.030765 | 0.017896 | 0.037413 | 0 | 0 | 2.0585 | 0 | 0 | 0.81115 | 0 | 0 | 0 | 0 | -0.53738 | 0.055558 | 0 | 0.0073524 | 0 | -0.014326 | 0 | 0 | 0 | 0 | 0 | 0 | 0 | 0 | 1.51 | 0.012019 | 9.8343e-05 | 0 | 0 | 0 | 0 | 0 | 0 | 0 | 0 | 0 | -1.575 | 0 | 0 | 0 | 0 | 0 | 0 | 0 | 0 | 3.4305 | 1.822 | 0 | 0 | 0 | 0.047877 | 1.4741 | 1.2254 | 3.0551 | 0.11508 | 0.056743 | 0 | 0.45971 | 0.18742 | 3.782 | 21.4999 | 20.4305 | 0.13274 | 0 | 0.52614 | 0 | 1.6728 | 0.20861
2025_05_11 Hr 04 | 0 | 0 | 0 | 0 | 0 | 0 | 0 | 0 | 0 | 0 | 0 | 0.02402 | 2.49 | -0.0090442 | 0.43218 | 0.43218 | 0.5723 | 0 | 0.0064686 | 0.0049984 | 0.013303 | 0.077119 | 0 | -1.9035 | 0 | 0 | 0 | 0.030765 | 0.017896 | 0.037413 | 0 | 0 | 2.0585 | 0 | 0 | 0.81115 | 0 | 0 | 0 | -0.017536 | 0.0015604 | 0.055558 | 0 | -0.011519 | 0 | 0.018445 | 0 | 0 | 0 | 0 | 0 | 0 | 0 | 0 | 1.51 | 0.012019 | 9.8343e-05 | 0 | 0 | 0 | 0 | 0 | 0 | 0 | 0 | 0 | -1.575 | 0 | 0 | 0 | 0 | 0 | 0 | 0 | 0 | 6.2904 | 1.822 | 0 | 0 | 0 | 0.060934 | 1.4741 | 1.2254 | 3.0551 | 0.11508 | 0.056743 | 0 | 0.45971 | 0.18742 | 3.782 | 24.5626 | 20.2741 | 2.8303 | 0 | 0.52614 | 0 | 1.6728 | 0.20787
2025_05_11 Hr 05 | 0 | 0 | 0 | 0 | 0 | 0 | 0 | 0 | 0 | 0 | 0 | 0.02402 | 2.31 | -0.0083922 | 0.43218 | 0.43218 | 0.5723 | 0 | 0.0064686 | 0.0049984 | 0.013303 | 0.077119 | 0 | -1.9036 | 0 | 0 | 0 | 0.030765 | 0.017896 | 0.037413 | 0 | 0 | 2.0585 | 0 | 0 | 0.81115 | 0 | 0 | 0 | -0.018749 | 0.0081825 | 0.055558 | 0 | -0.011522 | 0 | 0.018449 | 0 | 0 | 0 | 0 | 0 | 0 | 0 | 0 | 1.372 | 0.012019 | 9.8343e-05 | 0 | 0 | 0 | 0 | 0 | 0 | 0 | 0 | 0 | -1.575 | 0 | 0 | 0 | 0 | 0 | 0 | 0 | 0 | 6.611 | 1.822 | 0 | 0 | 0 | 0 | 1.4741 | 1.2254 | 3.0551 | 0.11508 | 0.056743 | 0 | 0.45971 | 0.18742 | 3.782 | 24.5112 | 19.8968 | 3.1509 | 0 | 0.52614 | 0 | 1.6728 | 0.20872
2025_05_11 Hr 06 | 0 | 0 | 0 | 0 | 0 | 0 | 0 | 0 | 0 | 0 | 0 | 0.02402 | 2.49 | 0.0056357 | 0.43218 | 0.43218 | 0.5723 | 0 | 0.0064686 | 0.0049984 | 0.013303 | 0.077119 | 0 | -1.7456 | 0 | 0 | 0 | 0.030765 | 0.017896 | 0.037413 | 0 | 0 | 2.0585 | 0 | 0 | 0.81115 | 0 | 0 | 0 | 0 | -0.3144 | 0.055558 | 0 | 0.004559 | 0 | -0.008085 | 0 | 0 | 0 | 0 | 0 | 0 | 0 | 0 | 1.372 | 0.012019 | 9.8343e-05 | 0 | 0 | 0 | 0 | 0 | 0 | 0 | 0 | 0 | -1.575 | 0 | 0 | 0 | 0 | 0 | 0 | 0 | 0 | 4.2345 | 1.822 | 0 | 0 | 0 | 0 | 1.4741 | 1.2254 | 3.0551 | 0.11508 | 0.056743 | 0 | 0.45971 | 0.18742 | 3.782 | 22.1563 | 20.0908 | 0.9058 | 0 | 0.52614 | 0 | 1.6728 | 0.20874
2025_05_11 Hr 07 | 0.34074 | 0 | 0 | 0 | 0 | 0 | 0 | 0 | 0 | 0 | 0 | 0.02402 | 2.49 | -0.023736 | 0.43218 | 0.43218 | 0.55621 | 0 | 0.0064686 | 0.0049984 | 0.013303 | 0.077119 | 0 | -2.0616 | 0 | 0 | 0 | 0.030765 | 0.017896 | 0.037413 | 0 | 0 | 2.0585 | 0 | 0 | 0.81115 | 0 | 0 | 0 | -0.093838 | 0.042723 | 0.055558 | 0 | -0.030046 | 0 | 0.044996 | 0 | 0 | 0 | 0 | 0 | 0 | 0 | 0 | 0.43314 | 0.012019 | 9.8343e-05 | 0 | 0 | 0 | 0 | 0 | 0 | 0 | 0 | 0 | -1.575 | 0 | 0 | 0 | 0 | 0 | 0 | 0 | 0 | 5.8556 | 1.822 | 0 | 0 | 0 | 0.29161 | 1.458 | 1.2254 | 3.0551 | 0.11508 | 0.056743 | -0.34074 | 0.45971 | 0.18742 | 3.782 | 23.0861 | 19.7559 | 1.9233 | 0 | 0.52614 | 0 | 1.6728 | 0.20968
2025_05_11 Hr 08 | 0.74402 | -1.5539e-07 | 0 | 0 | 0 | 0 | 0 | 0 | 0 | 0 | 0 | 0.02402 | 2.37 | -0.022914 | 0.43218 | 0.43218 | 0.55621 | 0 | 0.0064686 | 0.0049984 | 0.013303 | 0.077119 | 0 | -2.0652 | 0 | 0 | 0 | 0.030765 | 0.017896 | 0.037413 | 0 | 0 | 2.0585 | 0 | 0 | 0.81115 | 0 | 0 | 0 | -0.18673 | 0.0058821 | 0.055558 | 0 | -0.030663 | 0 | 0.045609 | 0 | 0 | 0 | 0 | 0 | 0 | 0 | 0 | 0 | 0.012019 | 9.8343e-05 | 0 | 0 | 0 | 0 | 0 | 0 | 0 | 0 | 0 | -1.575 | 0 | 0 | 0 | 0 | 0 | 0 | 0 | 0 | 5.0796 | 1.822 | 0 | 0 | 0 | 0 | 1.458 | 1.2254 | 3.0551 | 0.11508 | 0.056743 | -0.74402 | 0.45971 | 0.18742 | 3.782 | 21.3357 | 19.3176 | 0.74095 | 0 | 0.52614 | 0 | 1.6728 | 0.21205
2025_05_11 Hr 09 | 0.82728 | -1.7482e-06 | 0 | 0 | 0 | 0 | 0 | 0 | 0 | 0 | 0 | 0.02402 | 2.25 | -0.0062755 | 0.43218 | 0.43218 | 0.55621 | 0 | 0.0064686 | 0.0049984 | 0.013303 | 0.077119 | 0 | -1.881 | 0 | 0 | 0 | 0.030765 | 0.017896 | 0.037413 | 0 | 0 | 2.0585 | 0 | 0 | 0.81115 | 0 | 0 | 0 | 0 | 0.023222 | 0.055558 | 0 | -0.0088455 | 0 | 0.014651 | 0 | 0 | 0 | 0 | 0 | 0 | 0 | 0 | 1.0236 | 0.012019 | 9.8343e-05 | 0 | 0 | 0 | 0 | 0 | 0 | 0 | 0 | 0 | -1.575 | 0 | 0 | 0 | 0 | 0 | 0 | 0 | 0 | 2.0428 | 1.822 | 0 | 0 | 0 | 0 | 1.458 | 1.2254 | 3.0551 | 0.11508 | 0.056743 | -0.82728 | 0.45971 | 0.18742 | 3.782 | 19.579 | 20.3237 | -2.2258 | 0 | 0.52614 | 0 | 1.6728 | 0.21464
2025_05_11 Hr 10 | 0.81159 | -5.1847e-05 | 0 | 0 | 0 | 0 | 0 | 0 | 0 | 0 | 0 | 0.02402 | 2.43 | -0.029582 | 0.43218 | 0.43218 | 0.55621 | 0 | 0.0064686 | 0.0049984 | 0.013303 | 0.077119 | 0 | -2.1323 | 0 | 0 | 0 | 0.030765 | 0.017896 | 0.037413 | 0 | 0 | 2.0585 | 0 | 0 | 0.81115 | 0 | 0 | 0 | 0 | 2.8227 | 0.055558 | 0 | -0.038608 | 0 | 0.056882 | 0 | 0 | 0 | 0 | 0 | 0 | 0 | 0 | 0 | 0.012019 | 9.8343e-05 | 0 | 0 | 0 | 0 | 0 | 0 | 0 | 0 | 0 | -1.575 | 0 | 0 | 0 | 0 | 0 | 0 | 0 | -1.6981 | 0 | 1.822 | 0 | 0 | 0 | 0.22198 | 1.458 | 1.2254 | 3.0551 | 0.11508 | 0.056743 | -0.81159 | 0.45971 | 0.18742 | 3.782 | 17.7852 | 17.9666 | -4.462 | 0 | 0.52614 | 0 | 1.6728 | 0.21637
2025_05_11 Hr 11 | 0.79415 | 8.1468e-06 | 0 | 0 | 0 | 0 | 0 | 0 | 0 | 0 | 0 | 0.02402 | 2.31 | 0.0020985 | 0.43218 | 0.43218 | 0.55621 | 0 | 0.0064686 | 0.0049984 | 0.013303 | 0.077119 | 0 | -1.7819 | 0 | 0 | 0 | 0.030765 | 0.017896 | 0.037413 | 0 | 0 | 2.0585 | 0 | 0 | 0.81115 | 0 | 0 | 0 | 0 | -0.20068 | 0.055558 | 0 | 0.0018299 | 0 | -0.001988 | 0 | 0 | 0 | 0 | 0 | 0 | 0 | 0 | 1.1615 | 0.012019 | 9.8343e-05 | 0 | 0 | 0 | 0 | 0 | 0 | 0 | 0 | 0 | -1.575 | 0 | 0 | 0 | 0 | 0 | 0 | 0 | 0 | 0.94445 | 1.822 | 0 | 0 | 0 | 0 | 1.458 | 1.2254 | 3.0551 | 0.11508 | 0.056743 | -0.79415 | 0.45971 | 0.18742 | 3.782 | 18.5483 | 20.4996 | -3.2086 | 0 | 0.52614 | 0 | 1.6728 | 0.21744
2025_05_11 Hr 12 | 0.78871 | 5.8301e-06 | 0 | 0 | 0 | 0 | 0 | 0 | 0 | 0 | 0 | 0.02402 | 2.37 | 0.0012424 | 0.43218 | 0.43218 | 0.55621 | 0 | 0.0064686 | 0.0049984 | 0.013303 | 0.077119 | 0 | -1.7922 | 0 | 0 | 0 | 0.030765 | 0.017896 | 0.037413 | 0 | 0 | 2.0585 | 0 | 0 | 0.81115 | 0 | 0 | 0 | 0 | -0.12022 | 0.055558 | 0 | 0.0010559 | 0 | -0.000259 | 0 | 0 | 0 | 0 | 0 | 0 | 0 | 0 | 1.1615 | 0.012019 | 9.8343e-05 | 0 | 0 | 0 | 0 | 0 | 0 | 0 | 0 | 0 | -1.575 | 0 | 0 | 0 | 0 | 0 | 0 | 0 | 0 | 0.76599 | 1.822 | 0 | 0 | 0 | 0.23939 | 1.458 | 1.2254 | 3.0551 | 0.11508 | 0.056743 | -0.78871 | 0.45971 | 0.18742 | 3.782 | 18.7401 | 20.7925 | -3.3902 | 0 | 0.52614 | 0 | 1.6728 | 0.21727
2025_05_11 Hr 13 | 0.80701 | -4.6489e-05 | 0 | 0 | 0 | 0 | 0 | 0 | 0 | 0 | 0 | 0.02402 | 2.4 | -0.0098056 | 0.43218 | 0.43218 | 0.55621 | 0 | 0.0064686 | 0.0049984 | 0.013303 | 0.077119 | 0 | -1.9157 | 0 | 0 | 0 | 0.030765 | 0.017896 | 0.037413 | 0 | 0 | 2.0585 | 0 | 0 | 0.81115 | 0 | 0 | 0 | 0 | 0.074454 | 0.055558 | 0 | -0.012957 | 0 | 0.020486 | 0 | 0 | 0 | 0 | 0 | 0 | 0 | 0 | 0.87113 | 0.012019 | 9.8343e-05 | 0 | 0 | 0 | 0 | 0 | 0 | 0 | 0 | 0 | -1.575 | 0 | 0 | 0 | 0 | 0 | 0 | 0 | 0 | 1.181 | 1.822 | 0 | 0 | 0 | 0.16975 | 1.458 | 1.2254 | 3.0551 | 0.11508 | 0.056743 | -0.80701 | 0.45971 | 0.18742 | 3.782 | 18.9062 | 20.4699 | -3.0962 | 0 | 0.52614 | 0 | 1.6728 | 0.21744
2025_05_11 Hr 14 | 0.80149 | 2.4393e-06 | 0 | 0 | 0 | 0 | 0 | 0 | 0 | 0 | 0 | 0.02402 | 2.37 | 0.00095669 | 0.43218 | 0.43218 | 0.55621 | 0 | 0.0064686 | 0.0049984 | 0.013303 | 0.077119 | 0 | -1.7954 | 0 | 0 | 0 | 0.030765 | 0.017896 | 0.037413 | 0 | 0 | 2.0585 | 0 | 0 | 0.81115 | 0 | 0 | 0 | 0 | -0.093993 | 0.055558 | 0 | 0.0008131 | 0 | 0.0002835 | 0 | 0 | 0 | 0 | 0 | 0 | 0 | 0 | 1.51 | 0.012019 | 9.8343e-05 | 0 | 0 | 0 | 0 | 0 | 0 | 0 | 0 | 0 | -1.575 | 0 | 0 | 0 | 0 | 0 | 0 | 0 | 0 | 0.35721 | 1.822 | 0 | 0 | 0 | 0.20892 | 1.458 | 1.2254 | 3.0551 | 0.11508 | 0.056743 | -0.80149 | 0.45971 | 0.18742 | 3.782 | 18.6727 | 21.1232 | -3.8144 | 0 | 0.52614 | 0 | 1.6728 | 0.21741
2025_05_11 Hr 15 | 0.72201 | 4.852e-05 | 0 | 0 | 0 | 0 | 0 | 0 | 0 | 0 | 0 | 0.02402 | 2.13 | 0.014258 | 0.43625 | 0.43625 | 0.55621 | 0 | 0.0064686 | 0.0049984 | 0.013303 | 0.077119 | 0 | -1.6269 | 0 | 0 | 0 | 0.030765 | 0.017896 | 0.037413 | 0 | 0 | 2.0585 | 0 | 0 | 0.81115 | 0 | 0 | 0 | 0 | -0.14864 | 0.055558 | 0 | 0.013484 | 0 | -0.028023 | 0 | 0 | 0 | 0 | 0 | 0 | 0 | 0 | 1.7132 | 0.012019 | 9.8343e-05 | 0 | 0 | 0 | 0 | 0 | 0 | 0 | 0 | 0 | -1.575 | 0 | 0 | 0 | 0 | 0 | 0 | 0 | 0 | -0.0326 | 1.822 | 0 | 0 | 0 | 0.27856 | 1.4661 | 1.2254 | 3.0551 | 0.11508 | 0.056743 | -0.72201 | 0.45971 | 0.18742 | 3.782 | 18.423 | 21.0901 | -3.9846 | 0 | 0.52614 | 0 | 1.6728 | 0.21755
2025_05_11 Hr 16 | 0.65801 | 0.00015267 | 0 | 0 | 0 | 0 | 0 | 0 | 0 | 0 | 0 | 0.02402 | 1.62 | 0.027629 | 0.60223 | 0.60223 | 0.55621 | 0 | 0.0064686 | 0.0049984 | 0.013303 | 0.077119 | 0 | -1.3494 | 0 | 0 | 0 | 0.030765 | 0.017896 | 0.037413 | 0 | 0 | 2.0585 | 0 | 0 | 0.81115 | 0 | 0 | 0 | 0.014755 | -0.36808 | 0.055558 | 0 | 0.034353 | 0 | -0.074646 | 0 | 0 | 0 | 0 | 0 | 0 | 0 | 0 | 1.372 | 0.012019 | 9.8343e-05 | 0 | 0 | 0 | 0 | 0 | 0 | 0 | 0 | 0 | -1.575 | 0 | 0 | 0 | 0 | 0 | 0 | 0 | 0 | -1.771 | 1.822 | 0 | 0 | 0 | 0.33079 | 1.7981 | 1.2254 | 3.0551 | 0.11508 | 0.056743 | -0.65801 | 0.45971 | 0.18742 | 3.782 | 16.2583 | 20.2417 | -5.4281 | 0 | 0.52614 | 0 | 1.6728 | 0.21865
2025_05_11 Hr 17 | 0.49941 | 0.00015905 | 0 | 0 | 0 | 0 | 0 | 0 | 0 | 0 | 0 | 0.02402 | 1.41 | 0.031356 | 0.85186 | 0.85189 | 0.83583 | 0 | 0.0064686 | 0.0049984 | 0.013303 | 0.077119 | 0 | -1.2106 | 0 | 0 | 0 | 0.030765 | 0.017896 | 0.048288 | 0 | 7.6386 | 2.0585 | 0 | 0.44178 | 0.81115 | 0 | 0 | 0 | 0.0076348 | -1.172 | 0.055558 | 0 | 0.0038123 | 0 | -0.097973 | 0 | 0 | 0 | 0 | 0 | 0 | 0 | 0 | 0.82031 | 0.012019 | 9.8343e-05 | 0 | 0 | 0 | 0 | 0 | 0 | 0 | 0 | 0 | -1.575 | 0 | 0 | 0 | 0 | 0 | 0 | 0 | 0 | -8.907 | 1.822 | 0 | 0 | 0 | 0.38302 | 5.2867 | 1.2254 | 3.0551 | 0.11508 | 0.056743 | -0.49941 | 0.45971 | 0.18742 | 3.782 | 11.6516 | 19.8193 | -12.2899 | 0 | 0.52614 | 0 | 1.6728 | 0.21881
2025_05_11 Hr 18 | 0.45422 | 0.00026537 | 0 | 0.068512 | 0.065338 | 0.065558 | 0.071783 | 0.067999 | 0.071783 | 0 | 0 | 0.02402 | 0.99 | 0.06565 | 1.1015 | 1.1016 | 0.86327 | 0 | 0.0064686 | 0.0049984 | 0.013303 | 0.077119 | 0 | -0.029999 | 0 | 0 | 0 | 0.030765 | 0.017896 | 0.094529 | 0.31618 | 2.8298 | 2.0585 | 0 | 0.46818 | 0.81115 | 0 | 0 | 0 | 0.95074 | -0.98522 | 0.055558 | 0 | 0.0035525 | 0 | -0.29631 | 0 | 0 | 0 | 0 | 0 | 0 | 0 | 0 | 0.95824 | 0.012019 | 9.8343e-05 | 0 | 0 | 0 | 0 | 0 | 0 | 0 | 0 | 0 | -1.575 | 0 | 0 | 0 | 0 | 0 | 0 | 0 | 0 | -46.3209 | 1.822 | 0 | 2.6531 | 0 | 0.39172 | 8.1784 | 1.2254 | 3.0551 | 0.11508 | 0.056743 | -0.45422 | 0.45971 | 0.18742 | 3.782 | -20.9708 | 19.5617 | -48.6764 | 0 | 0.52614 | 0 | 1.6728 | 0.21901
2025_05_11 Hr 19 | 0.18141 | 0.00013921 | 0 | 0.068512 | 0.065338 | 0.065558 | 0.071783 | 0.067999 | 0.071783 | 0 | 0 | 0.02402 | 0.66 | 0.04804 | 1.2159 | 1.2159 | 0.86327 | 0 | 0.0064686 | 0.0049984 | 0.013303 | 0.077119 | 0 | 0.14342 | 0 | 0 | 0 | 0.030765 | 0.017896 | 0.10014 | 0.16654 | 3.1272 | 2.0585 | 0 | 0.5281 | 0.81115 | 0 | 0 | 0 | 0 | -2.8723 | 0.055558 | 0 | 0.0038993 | 0 | -0.32544 | 0 | 0 | 0 | 0 | 0 | 0 | 0 | 0 | 0.95824 | 0.012019 | 9.8343e-05 | 0 | 0 | 0 | 0 | 0 | 0 | 0 | 0 | 0 | -1.575 | 0 | 0 | 0 | 0 | 0 | 0 | 0 | 0 | -50.985 | 1.822 | 0 | 1.6809 | 0 | 0.26115 | 8.7808 | 1.2254 | 3.0551 | 0.11508 | 0.056743 | -0.18141 | 0.45971 | 0.18742 | 3.782 | -28.1438 | 18.8712 | -52.9234 | 0 | 0.52614 | 0 | 1.6728 | 0.21964
2025_05_11 Hr 20 | 0.067857 | 2.3576e-05 | 0 | 0.068512 | 0.065338 | 0.065558 | 0.071783 | 0.067999 | 0.071783 | 0 | 0 | 0.02402 | 0.42 | 0.028005 | 1.2159 | 1.2159 | 0.86327 | 0 | 0.0064686 | 0.0049984 | 0.013303 | 0.077119 | 0 | -0.020187 | 0 | 0 | 0 | 0.030765 | 0.017896 | 0.10014 | 0.16654 | 3.1272 | 2.0585 | 0 | 0.5281 | 0.81115 | 0 | 0 | 0 | 0 | -2.0075 | 0.055558 | 0 | 0.0035721 | 0 | -0.29796 | 0 | 0 | 0 | 0 | 0 | 0 | 0 | 0 | 0.95824 | 0.012019 | 9.8343e-05 | 0 | 0 | 0 | 0 | 0 | 0 | 0 | 0 | 0 | -1.575 | 0 | 0 | 0 | 0 | 0 | 0 | 0 | 0 | -48.2172 | 1.822 | 0 | 1.6809 | 0 | 0.26115 | 8.7808 | 1.2254 | 3.0551 | 0.11508 | 0.056743 | -0.067857 | 0.45971 | 0.18742 | 3.782 | -24.9074 | 18.4974 | -50.1782 | 0 | 0.52614 | 0 | 1.6728 | 0.21961
2025_05_11 Hr 21 | 0 | 2.0206e-06 | 0 | 0.068512 | 0.065338 | 0.065558 | 0.071783 | 0.067999 | 0.071783 | 0 | 0 | 0.02402 | 0.18 | 0.022631 | 1.2159 | 1.2159 | 0.86327 | 0 | 0.0064686 | 0.0049984 | 0.013303 | 0.077119 | 0 | 1.5615 | 0 | 0 | 0 | 0.030765 | 0.017896 | 0.10014 | 0.16654 | 3.1272 | 2.0585 | 0 | 0.5281 | 0.81115 | 0 | 0 | 0 | 0 | -1.5205 | 0.055558 | 0 | 0.0067355 | 0 | -0.56368 | 0 | 0 | 0 | 0 | 0 | 0 | 0 | 0 | 0.20326 | 0.012019 | 9.8343e-05 | 0 | 0 | 0 | 0 | 0 | 0 | 0 | 0 | 0 | -1.575 | 0 | 0 | 0 | 0 | 0 | 0 | 0 | 0 | -49.3963 | 1.822 | 0 | 1.6809 | 0 | 0.47007 | 8.7808 | 1.2254 | 3.0551 | 0.11508 | 0.056743 | 0 | 0.45971 | 0.18742 | 3.782 | -25.0763 | 17.6368 | -49.9735 | 0 | 0.52614 | 0 | 1.6728 | 0.21829
2025_05_11 Hr 22 | 0 | 0 | 0 | 0.068512 | 0.065338 | 0.065558 | 0.071783 | 0.067999 | 0.071783 | 0 | 0 | 0.02402 | 0.15 | 0.0082737 | 1.2159 | 1.2159 | 0.86327 | 0 | 0.0064686 | 0.0049984 | 0.013303 | 0.077119 | 0 | -0.32881 | 0 | 0 | 0 | 0.030765 | 0.017896 | 0.10014 | 0.16654 | 3.1272 | 2.0585 | 0 | 0.5281 | 0.81115 | 0 | 0 | 0 | 0.037396 | -0.96561 | 0.055558 | 0 | 0.0029549 | 0 | -0.24611 | 0 | 0 | 0 | 0 | 0 | 0 | 0 | 0 | 0.41378 | 0.012019 | 9.8343e-05 | 0 | 0 | 0 | 0 | 0 | 0 | 0 | 0 | 0 | -1.575 | 0 | 0 | 0 | 0 | 0 | 0 | 0 | 0 | -43.4536 | 1.822 | 0 | 1.6809 | 0 | 0.73121 | 8.7808 | 1.2254 | 3.0551 | 0.11508 | 0.056743 | 0 | 0.45971 | 0.18742 | 3.782 | -19.6871 | 18.0638 | -45.6036 | 0 | 0.52614 | 0 | 1.6728 | 0.21799
2025_05_11 Hr 23 | 0 | 0 | 0 | 0 | 0 | 0 | 0 | 0 | 0 | 0 | 0 | 0.02402 | 0.21 | 0.0069716 | 1.2159 | 1.2159 | 0.88983 | 0 | 0.0064686 | 0.0049984 | 0.013303 | 0.077119 | 0 | -0.91702 | 0 | 0 | 0 | 0.030765 | 0.017896 | 0.090103 | 0 | 3.179 | 2.0585 | 0 | 0.53929 | 0.81115 | 0 | 0 | 0 | 0.24392 | 0 | 0.055558 | 0 | 0.0039126 | 0 | -0.14729 | 0 | 0 | 0 | 0 | 0 | 0 | 0 | 0 | 0.75498 | 0.012019 | 9.8343e-05 | 0 | 0 | 0 | 0 | 0 | 0 | 0 | 0 | 0 | -1.575 | 0 | 0 | 0 | 0 | 0 | 0 | 0 | 0 | -20.2604 | 1.822 | 0 | 1.6979 | 0 | 0.75298 | 8.2887 | 1.2254 | 3.0551 | 0.11508 | 0.056743 | 0 | 0.45971 | 0.18742 | 3.782 | 4.1263 | 18.4933 | -22.8997 | 0 | 0.52614 | 0 | 1.6728 | 0.21469
2025_05_11 Hr 24 | 0 | 0 | 0 | 0 | 0 | 0 | 0 | 0 | 0 | 0 | 0 | 0.02402 | 0.66 | 0.010388 | 0.62638 | 0.62638 | 0.83883 | 0 | 0.0064686 | 0.0049984 | 0.013303 | 0.077119 | 0 | -1.3846 | 0 | 0 | 0 | 0.030765 | 0.017896 | 0.037413 | 0 | 3.179 | 2.0585 | 0 | 0.53929 | 0.81115 | 0 | 0 | 0 | 0 | -1.5324 | 0.055558 | 0 | 0.0026983 | 0 | -0.06873 | 0 | 0 | 0 | 0 | 0 | 0 | 0 | 0 | 0.82031 | 0.012019 | 9.8343e-05 | 0 | 0 | 0 | 0 | 0 | 0 | 0 | 0 | 0 | -1.575 | 0 | 0 | 0 | 0 | 0 | 0 | 0 | 0 | -2.6122 | 1.822 | 0 | 0 | 0 | 0.86179 | 5.308 | 1.2254 | 3.0551 | 0.11508 | 0.056743 | 0 | 0.45971 | 0.18742 | 3.782 | 17.2528 | 19.1177 | -5.6405 | 0 | 0.52614 | 0 | 1.6728 | 0.21147
2025_05_12 Hr 01 | 0 | 0 | 0 | 0 | 0 | 0 | 0 | 0 | 0 | 0 | 0 | 0.02402 | 0.63 | 0.0067326 | 0.43218 | 0.43218 | 0.5723 | 0 | 0.0064686 | 0.0049984 | 0.013303 | 0.077119 | 0 | -1.52 | 0 | 0 | 0 | 0.030765 | 0.017896 | 0.037413 | 0 | 2.3906 | 2.0585 | 0 | 0.37751 | 0.81115 | 0 | 0 | 0 | 0.9966 | 0 | 0.055558 | 0 | 0.001832 | 0 | -0.04599 | 0 | 0 | 0 | 0 | 0 | 0 | 0 | 0 | 1.0236 | 0.012019 | 9.8343e-05 | 0 | 0 | 0 | 0 | 0 | 0 | 0 | 0 | 0 | -1.575 | 0 | 0 | 0 | 0 | 0 | 0 | 0 | 0 | -0.94121 | 1.822 | 0 | 0 | 0 | 0.72251 | 3.8646 | 1.2254 | 3.0551 | 0.11508 | 0.056743 | 0 | 0.45971 | 0.18742 | 3.782 | 19.7666 | 18.9875 | -4.0822 | 0 | 0.52614 | 0 | 1.6728 | 0.21277
2025_05_12 Hr 02 | 0 | 0 | 0 | 0 | 0 | 0 | 0 | 0 | 0 | 0 | 0 | 0.02402 | 0.48 | 0.0056758 | 0.43218 | 0.43218 | 0.5723 | 0 | 0.0064686 | 0.0049984 | 0.013303 | 0.077119 | 0 | -1.4895 | 0 | 0 | 0 | 0.030765 | 0.017896 | 0.037413 | 0 | 2.3906 | 2.0585 | 0 | 0.37751 | 0.81115 | 0 | 0 | 0 | 1.2112 | 0 | 0.055558 | 0 | 0.0020271 | 0 | -0.051111 | 0 | 0 | 0 | 0 | 0 | 0 | 0 | 0 | 1.1615 | 0.012019 | 9.8343e-05 | 0 | 0 | 0 | 0 | 0 | 0 | 0 | 0 | 0 | -1.575 | 0 | 0 | 0 | 0 | 0 | 0 | 0 | 0 | -1.9815 | 1.822 | 0 | 0 | 0 | 0.98366 | 3.8646 | 1.2254 | 3.0551 | 0.11508 | 0.056743 | 0 | 0.45971 | 0.18742 | 3.782 | 19.2133 | 19.2346 | -5.0971 | 0 | 0.52614 | 0 | 1.6728 | 0.21186
2025_05_12 Hr 03 | 0 | 0 | 0 | 0 | 0 | 0 | 0 | 0 | 0 | 0 | 0 | 0.02402 | 0.45 | 0.0049914 | 0.43218 | 0.43218 | 0.5723 | 0 | 0.0064686 | 0.0049984 | 0.013303 | 0.077119 | 0 | -1.5091 | 0 | 0 | 0 | 0.030765 | 0.017896 | 0.037413 | 0 | 2.3906 | 2.0585 | 0 | 0.37751 | 0.81115 | 0 | 0 | 0 | 1.1924 | 0 | 0.055558 | 0 | 0.0019015 | 0 | -0.047814 | 0 | 0 | 0 | 0 | 0 | 0 | 0 | 0 | 1.2994 | 0.012019 | 9.8343e-05 | 0 | 0 | 0 | 0 | 0 | 0 | 0 | 0 | 0 | -1.575 | 0 | 0 | 0 | 0 | 0 | 0 | 0 | 0 | -1.4161 | 1.822 | 0 | 0 | 0 | 1.1447 | 3.8646 | 1.2254 | 3.0551 | 0.11508 | 0.056743 | 0 | 0.45971 | 0.18742 | 3.782 | 20.0118 | 19.5029 | -4.5481 | 0 | 0.52614 | 0 | 1.6728 | 0.21184
2025_05_12 Hr 04 | 0 | 0 | 0 | 0 | 0 | 0 | 0 | 0 | 0 | 0 | 0 | 0.02402 | 0.36 | 0.0040345 | 0.43218 | 0.43218 | 0.5723 | 0 | 0.0064686 | 0.0049984 | 0.013303 | 0.077119 | 0 | -1.5061 | 0 | 0 | 0 | 0.030765 | 0.017896 | 0.037413 | 0 | 2.3906 | 2.0585 | 0 | 0.37751 | 0.81115 | 0 | 0 | 0 | 1.0517 | 0 | 0.055558 | 0 | 0.0019212 | 0 | -0.048332 | 0 | 0 | 0 | 0 | 0 | 0 | 0 | 0 | 1.51 | 0.012019 | 9.8343e-05 | 0 | 0 | 0 | 0 | 0 | 0 | 0 | 0 | 0 | -1.575 | 0 | 0 | 0 | 0 | 0 | 0 | 0 | 0 | -1.553 | 1.822 | 0 | 0 | 0 | 1.445 | 3.8646 | 1.2254 | 3.0551 | 0.11508 | 0.056743 | 0 | 0.45971 | 0.18742 | 3.782 | 20.157 | 19.9231 | -4.6824 | 0 | 0.52614 | 0 | 1.6728 | 0.21218
2025_05_12 Hr 05 | 0 | 0 | 0 | 0 | 0 | 0 | 0 | 0 | 0 | 0 | 0 | 0.02402 | 0.33 | 0.0036667 | 0.43218 | 0.43218 | 0.5723 | 0 | 0.0064686 | 0.0049984 | 0.013303 | 0.077119 | 0 | -1.5086 | 0 | 0 | 0 | 0.030765 | 0.017896 | 0.037413 | 0 | 2.3906 | 2.0585 | 0 | 0.37751 | 0.81115 | 0 | 0 | 0 | 0.78001 | 0 | 0.055558 | 0 | 0.0019048 | 0 | -0.047901 | 0 | 0 | 0 | 0 | 0 | 0 | 0 | 0 | 1.51 | 0.012019 | 9.8343e-05 | 0 | 0 | 0 | 0 | 0 | 0 | 0 | 0 | 0 | -1.575 | 0 | 0 | 0 | 0 | 0 | 0 | 0 | 0 | -1.4214 | 1.822 | 0 | 0 | 0 | 1.5234 | 3.8646 | 1.2254 | 3.0551 | 0.11508 | 0.056743 | 0 | 0.45971 | 0.18742 | 3.782 | 20.064 | 19.9723 | -4.5529 | 0 | 0.52614 | 0 | 1.6728 | 0.21336
2025_05_12 Hr 06 | 0 | 0 | 0 | 0 | 0 | 0 | 0 | 0 | 0 | 0 | 0 | 0.02402 | 0.42 | 0.0061024 | 0.43391 | 0.43392 | 0.6536 | 0 | 0.0064686 | 0.0049984 | 0.013303 | 0.077119 | 0 | -1.4171 | 0 | 0 | 0 | 0.030765 | 0.017896 | 0.037413 | 0 | 2.8808 | 2.0585 | 0 | 0.4781 | 0.81115 | 0 | 0 | 0 | 0.085355 | -0.35581 | 0.055558 | 0 | 0.0024908 | 0 | -0.063283 | 0 | 0 | 0 | 0 | 0 | 0 | 0 | 0 | 1.372 | 0.012019 | 9.8343e-05 | 0 | 0 | 0 | 0 | 0 | 0 | 0 | 0 | 0 | -1.575 | 0 | 0 | 0 | 0 | 0 | 0 | 0 | 0 | -4.0274 | 1.822 | 0 | 0 | 0 | 1.3928 | 4.4397 | 1.2254 | 3.0551 | 0.11508 | 0.056743 | 0 | 0.45971 | 0.18742 | 3.782 | 16.9863 | 19.8998 | -7.0827 | 0 | 0.52614 | 0 | 1.6728 | 0.21633
2025_05_12 Hr 07 | 0.1586 | 0 | 0 | 0 | 0 | 0 | 0 | 0 | 0 | 0 | 0 | 0.02402 | 1.2 | 0.0067135 | 0.43218 | 0.43218 | 0.55621 | 0 | 0.0064686 | 0.0049984 | 0.013303 | 0.077119 | 0 | 0 | 0 | 0 | 0 | 0.030765 | 0.017896 | 0.037413 | 0 | 2.341 | 2.0585 | 0 | 0.36967 | 0.81115 | 0 | 0 | 0 | 0.17377 | 0 | 0.055558 | 0 | 0.00095907 | 0 | -0.023076 | 0 | 0 | 0 | 0 | 0 | 0 | 0 | 0 | 1.1615 | 0.012019 | 9.8343e-05 | -1.0625 | 0 | 0 | 0 | 0 | 0 | 0 | 0 | -1.85 | 0 | 0 | 0 | 0 | 0 | 0 | 0 | 0 | 0 | -1.6687 | 1.822 | 0 | 0 | 0 | 1.2056 | 3.7989 | 1.2254 | 3.0551 | 0.11508 | 0.056743 | -0.1586 | 0.45971 | 0.18742 | 3.782 | 19.5456 | 20.3358 | -4.7629 | 0 | 0.52614 | 0 | 1.6728 | 0.21927
2025_05_12 Hr 08 | 0.40874 | 2.2583e-07 | 0 | 0 | 0 | 0 | 0 | 0 | 0 | 0 | 0 | 0.02402 | 0.84 | 0.011803 | 0.43218 | 0.43218 | 0.65672 | 0 | 0.0064686 | 0.0049984 | 0.013303 | 0.077119 | 0 | 0 | 0 | 0 | 0 | 0.030765 | 0.017896 | 0.037413 | 0 | 2.7731 | 2.0585 | 0 | 0.45676 | 0.81115 | 0 | 0 | 0 | 0 | -0.84942 | 0.055558 | 0 | 0.0024089 | 0 | -0.061133 | 0 | 0 | 0 | 0 | 0 | 0 | 0 | 0 | 1.2994 | 0.012019 | 9.8343e-05 | -1.0625 | 0 | 0 | 0 | 0 | 0 | 0 | 0 | -1.85 | 0 | 0 | 0 | 0 | 0 | 0 | 0 | 0 | 0 | -6.5258 | 1.822 | 0 | 0 | 0 | 1.6148 | 4.3316 | 1.2254 | 3.0551 | 0.11508 | 0.056743 | -0.40874 | 0.45971 | 0.18742 | 3.782 | 14.442 | 20.868 | -9.9082 | 0 | 0.52614 | 0 | 1.6728 | 0.22204
2025_05_12 Hr 09 | 0.72194 | 3.6837e-06 | 0 | 0 | 0 | 0 | 0 | 0 | 0 | 0 | 0 | 0.02402 | 0.96 | 0.014669 | 0.43625 | 0.43625 | 0.70975 | 0 | 0.0064686 | 0.0049984 | 0.013303 | 0.077119 | 0 | 0 | 0 | 0 | 0 | 0.030765 | 0.017896 | 0.037413 | 0 | 3.1272 | 2.0585 | 0 | 0.5281 | 0.81115 | 0 | 0 | 0 | 0 | -0.96875 | 0.055558 | 0 | 0.0026195 | 0 | -0.066662 | 0 | 0 | 0 | 0 | 0 | 0 | 0 | 0 | 1.372 | 0.012019 | 9.8343e-05 | -1.0625 | 0 | 0 | 0 | 0 | 0 | 0 | 0 | -1.85 | 0 | 0 | 0 | 0 | 0 | 0 | 0 | 0 | 0 | -7.2162 | 1.822 | 0 | 0 | 0 | 1.4755 | 4.7469 | 1.2254 | 3.0551 | 0.11508 | 0.056743 | -0.72194 | 0.45971 | 0.18742 | 3.782 | 14.1707 | 21.3099 | -10.9174 | 0 | 0.52614 | 0 | 1.6728 | 0.22323
2025_05_12 Hr 10 | 0.79285 | 7.3342e-06 | 0 | 0 | 0 | 0 | 0 | 0 | 0 | 0 | 0 | 0.02402 | 0.99 | 0.017376 | 0.60223 | 0.60225 | 0.78836 | 0 | 0.0064686 | 0.0049984 | 0.013303 | 0.077119 | 0 | 0 | 0 | 0 | 0 | 0.030765 | 0.017896 | 0.037413 | 0 | 3.1272 | 2.0585 | 0 | 0.5281 | 0.81115 | 0 | 0 | 0 | 0.66394 | 0 | 0.055558 | 0 | 0.0030089 | 0 | -0.076883 | 0 | 0 | 0 | 0 | 0 | 0 | 0 | 0 | 1.372 | 0.012019 | 9.8343e-05 | -1.0625 | 0 | 0 | 0 | 0 | 0 | 0 | 0 | -1.85 | 0 | 0 | 0 | 0 | 0 | 0 | 0 | 0 | 0 | -9.1827 | 1.822 | 0 | 0 | 0 | 0.90096 | 5.1575 | 1.2254 | 3.0551 | 0.11508 | 0.056743 | -0.79285 | 0.45971 | 0.18742 | 3.782 | 13.6953 | 20.8389 | -12.965 | 0 | 0.52614 | 0 | 1.6728 | 0.22315
2025_05_12 Hr 11 | 0.79415 | 1.3761e-05 | 0 | 0 | 0 | 0 | 0 | 0 | 0 | 0 | 0 | 0.02402 | 0.93 | 0.016943 | 0.85186 | 0.85194 | 0.86327 | 0 | 0.0064686 | 0.0049984 | 0.013303 | 0.077119 | 0 | 0 | 0 | 0 | 0 | 0.030765 | 0.017896 | 0.037413 | 0 | 3.1272 | 2.0585 | 0 | 0.5281 | 0.81115 | 0 | 0 | 0 | 0.42103 | 0 | 0.055558 | 0 | 0.0031231 | 0 | -0.079881 | 0 | 0 | 0 | 0 | 0 | 0 | 0 | 0 | 1.2994 | 0.012019 | 9.8343e-05 | -1.0625 | 0 | 0 | 0 | 0 | 0 | 0 | 0 | -1.85 | 0 | 0 | 0 | 0 | 0 | 0 | 0 | 0 | 0 | -10.5625 | 1.822 | 0 | 0 | 0 | 0.95319 | 5.7317 | 1.2254 | 3.0551 | 0.11508 | 0.056743 | -0.79415 | 0.45971 | 0.18742 | 3.782 | 12.5636 | 20.7599 | -14.349 | 0 | 0.52614 | 0 | 1.6728 | 0.22358
2025_05_12 Hr 12 | 0.78871 | 1.5428e-05 | 0 | 0 | 0 | 0 | 0 | 0 | 0 | 0 | 0 | 0.02402 | 0.72 | 0.014399 | 1.1015 | 1.1016 | 0.86327 | 0 | 0.0064686 | 0.0049984 | 0.013303 | 0.077119 | 0 | 0 | 0 | 0 | 0 | 0.030765 | 0.017896 | 0.039097 | 0 | 3.1272 | 2.0585 | 0 | 0.5281 | 0.81115 | 0 | 0 | 0 | 0.10747 | -0.11385 | 0.055558 | 0 | 0.002357 | 0 | -0.087896 | 0 | 0 | 0 | 0 | 0 | 0 | 0 | 0 | 0.95824 | 0.012019 | 9.8343e-05 | -1.0625 | 0 | 0 | 0 | 0 | 0 | 0 | 0 | -1.85 | 0 | 0 | 0 | 0 | 0 | 0 | 0 | 0 | 0 | -12.2807 | 1.822 | 0 | 2.2921 | 0 | 0.89225 | 7.4818 | 1.2254 | 3.0551 | 0.11508 | 0.056743 | -0.78871 | 0.45971 | 0.18742 | 3.782 | 11.5464 | 20.1408 | -16.0698 | 0 | 0.52614 | 0 | 1.6728 | 0.22468
2025_05_12 Hr 13 | 0.70014 | 3.2443e-05 | 0 | 0 | 0 | 0 | 0 | 0 | 0 | 0 | 0 | 0.02402 | 0.45 | 0.0098739 | 1.2159 | 1.2159 | 0.86327 | 0 | 0.0064686 | 0.0049984 | 0.013303 | 0.077119 | 0 | 0 | 0 | 0 | 0 | 0.030765 | 0.017896 | 0.040782 | 0 | 3.1272 | 2.0585 | 0 | 0.5281 | 0.81115 | 0 | 0 | 0 | 0 | -0.54683 | 0.055558 | 0 | 0.002586 | 0 | -0.096639 | 0 | 0 | 0 | 0 | 0 | 0 | 0 | 0 | 0.61705 | 0.012019 | 9.8343e-05 | -1.0625 | 0 | 0 | 0 | 0 | 0 | 0 | 0 | -1.85 | 0 | 0 | 0 | 0 | 0 | 0 | 0 | 0 | 0 | -12.9356 | 1.822 | 0 | 1.311 | 0 | 0.75298 | 7.7741 | 1.2254 | 3.0551 | 0.11508 | 0.056743 | -0.70014 | 0.45971 | 0.18742 | 3.782 | 9.8802 | 19.2978 | -16.6449 | 0 | 0.52614 | 0 | 1.6728 | 0.2252
2025_05_12 Hr 14 | 0.49948 | 7.0843e-05 | 0 | 0 | 0 | 0 | 0 | 0 | 0 | 0 | 0 | 0.02402 | 0.27 | 0.0056406 | 1.2159 | 1.2159 | 0.86327 | 0 | 0.0064686 | 0.0049984 | 0.013303 | 0.077119 | 0 | 0 | 0 | 0 | 0 | 0.030765 | 0.017896 | 0.039097 | 0 | 3.1272 | 2.0585 | 0 | 0.5281 | 0.81115 | 0 | 0 | 0 | 0 | -0.3163 | 0.055558 | 0 | 0.0024622 | 0 | -0.09191 | 0 | 0 | 0 | 0 | 0 | 0 | 0 | 0 | 0.54445 | 0.012019 | 9.8343e-05 | -1.0625 | 0 | 0 | 0 | 0 | 0 | 0 | 0 | -1.85 | 0 | 0 | 0 | 0 | 0 | 0 | 0 | 0 | 0 | -10.7722 | 1.822 | 0 | 1.2739 | 0 | 0.56147 | 7.7353 | 1.2254 | 3.0551 | 0.11508 | 0.056743 | -0.49948 | 0.45971 | 0.18742 | 3.782 | 11.791 | 18.6481 | -14.2761 | 0 | 0.52614 | 0 | 1.6728 | 0.22449
2025_05_12 Hr 15 | 0.65801 | 8.6728e-05 | 0 | 0 | 0 | 0 | 0 | 0 | 0 | 0 | 0 | 0.02402 | 0.21 | 0.0049058 | 1.2159 | 1.2159 | 0.86327 | 0 | 0.0064686 | 0.0049984 | 0.013303 | 0.077119 | 0 | 0 | 0 | 0 | 0 | 0.030765 | 0.017896 | 0.047488 | 0 | 3.1272 | 2.0585 | 0 | 0.5281 | 0.81115 | 0 | 0 | 0 | 0.013828 | -0.39294 | 0.055558 | 0 | 0.0027533 | 0 | -0.10302 | 0 | 0 | 0 | 0 | 0 | 0 | 0 | 0 | 0.54445 | 0.012019 | 9.8343e-05 | -1.0625 | 0 | 0 | 0 | 0 | 0 | 0 | 0 | -1.85 | 0 | 0 | 0 | 0 | 0 | 0 | 0 | 0 | 0 | -11.9367 | 1.822 | 0 | 1.5346 | 0 | 0.43089 | 8.0044 | 1.2254 | 3.0551 | 0.11508 | 0.056743 | -0.65801 | 0.45971 | 0.18742 | 3.782 | 10.6312 | 18.6161 | -15.6102 | 0 | 0.52614 | 0 | 1.6728 | 0.22523
2025_05_12 Hr 16 | 0.59008 | 0.00076677 | 0 | 0.068512 | 0.065338 | 0.065558 | 0.071783 | 0.067999 | 0.071783 | 0 | 0 | 0.02402 | 0.21 | 0.02616 | 1.2159 | 1.2159 | 0.86327 | 0 | 0.0064686 | 0.0049984 | 0.013303 | 0.077119 | 0 | 0 | 0 | 0 | 0 | 0.030765 | 0.017896 | 0.094529 | 0.31618 | 3.1272 | 2.0585 | 0 | 0.5281 | 0.81115 | 0 | 0 | 0 | 0 | -3.6971 | 0.055558 | 0 | 0.0066734 | 0 | -0.55846 | 0 | 0 | 0 | 0 | 0 | 0 | 0 | 0 | 0.54445 | 0.012019 | 9.8343e-05 | -1.0625 | 0 | 0 | 0 | 0 | 0 | 0 | 0 | -1.85 | 0 | 0 | 0 | 0 | 0 | 0 | 0 | 0 | 0 | -23.8359 | 1.822 | 0 | 1.6809 | 0 | 0.80085 | 8.7752 | 1.2254 | 3.0551 | 0.11508 | 0.056743 | -0.59008 | 0.45971 | 0.18742 | 3.782 | -3.8792 | 18.9396 | -27.8969 | 0 | 0.52614 | 0 | 1.6728 | 0.22474
2025_05_12 Hr 17 | 0.4771 | 0.00019765 | 0 | 0.068512 | 0.065338 | 0.065558 | 0.071783 | 0.067999 | 0.071783 | 0 | 0 | 0.02402 | 0.39 | 0.022518 | 1.2159 | 1.2159 | 0.86327 | 0 | 0.0064686 | 0.0049984 | 0.013303 | 0.077119 | 0 | 0 | 0 | 0 | 0 | 0.030765 | 0.017896 | 0.10014 | 0.16654 | 3.1272 | 2.0585 | 0 | 0.5281 | 0.81115 | 0 | 0 | 0 | 0 | -0.84145 | 0.055558 | 0 | 0.0030931 | 0 | -0.25772 | 0 | 0 | 0 | 0 | 0 | 0 | 0 | 0 | 0.34119 | 0.012019 | 9.8343e-05 | -1.0625 | 0 | 0 | 0 | 0 | 0 | 0 | 0 | -1.85 | 0 | 0 | 0 | 0 | 0 | 0 | 0 | 0 | 0 | -38.3669 | 1.822 | 0 | 1.6809 | 0 | 0.89225 | 8.7808 | 1.2254 | 3.0551 | 0.11508 | 0.056743 | -0.4771 | 0.45971 | 0.18742 | 3.782 | -15.1843 | 18.8905 | -42.0143 | 0 | 0.52614 | 0 | 1.6728 | 0.22474
2025_05_12 Hr 18 | 0.54481 | 0.00036065 | 0 | 0.068512 | 0.065338 | 0.065558 | 0.071783 | 0.067999 | 0.071783 | 0 | 0 | 0.02402 | 0.42 | 0.024672 | 1.2159 | 1.2159 | 0.86327 | 0 | 0.0064686 | 0.0049984 | 0.013303 | 0.077119 | 0 | 0 | 0 | 0 | 0 | 0.030765 | 0.017896 | 0.10014 | 0.16654 | 3.1272 | 2.0585 | 0 | 0.5281 | 0.81115 | 0 | 0 | 0 | 0 | -1.7437 | 0.055558 | 0 | 0.003147 | 0 | -0.26225 | 0 | 0 | 0 | 0 | 0 | 0 | 0 | 0 | 0.20326 | 0.012019 | 9.8343e-05 | -1.0625 | 0 | 0 | 0 | 0 | 0 | 0 | 0 | -1.85 | 0 | 0 | 0 | 0 | 0 | 0 | 0 | 0 | 0 | -40.2817 | 1.822 | 0 | 1.6809 | 0 | 1.3754 | 8.7808 | 1.2254 | 3.0551 | 0.11508 | 0.056743 | -0.54481 | 0.45971 | 0.18742 | 3.782 | -17.6285 | 19.3356 | -44.0012 | 0 | 0.52614 | 0 | 1.6728 | 0.22454
2025_05_12 Hr 19 | 0.40881 | 0.00036709 | 0 | 0.068512 | 0.065338 | 0.065558 | 0.071783 | 0.067999 | 0.071783 | 0 | 0 | 0.02402 | 0.72 | 0.043622 | 1.2159 | 1.2159 | 0.86327 | 0 | 0.0064686 | 0.0049984 | 0.013303 | 0.077119 | 0 | 0 | 0 | 0 | 0 | 0.030765 | 0.017896 | 0.10014 | 0.16654 | 3.1272 | 2.0585 | 0 | 0.5281 | 0.81115 | 0 | 0 | 0 | 0 | -3.0821 | 0.055558 | 0 | 0.0032457 | 0 | -0.27054 | 0 | 0 | 0 | 0 | 0 | 0 | 0 | 0 | 0.41378 | 0.012019 | 9.8343e-05 | -1.0625 | 0 | 0 | 0 | 0 | 0 | 0 | 0 | -1.85 | 0 | 0 | 0 | 0 | 0 | 0 | 0 | 0 | 0 | -43.6384 | 1.822 | 0 | 1.6809 | 0 | 1.3449 | 8.7808 | 1.2254 | 3.0551 | 0.11508 | 0.056743 | -0.40881 | 0.45971 | 0.18742 | 3.782 | -21.8329 | 19.6987 | -47.2302 | 0 | 0.52614 | 0 | 1.6728 | 0.22465
2025_05_12 Hr 20 | 0.067857 | 0.00010583 | 0 | 0.068512 | 0.065338 | 0.065558 | 0.071783 | 0.067999 | 0.071783 | 0 | 0 | 0.02402 | 1.68 | 0.10243 | 1.2159 | 1.2159 | 0.86327 | 0 | 0.0064686 | 0.0049984 | 0.013303 | 0.077119 | 0 | 0 | 0 | 0 | 0 | 0.030765 | 0.017896 | 0.10014 | 0.16654 | 3.1272 | 2.0585 | 0 | 0.5281 | 0.81115 | 0 | 0 | 0 | 0 | -1.7712 | 0.055558 | 0 | 0.0032663 | 0 | -0.27227 | 0 | 0 | 0 | 0 | 0 | 0 | 0 | 0 | 0.54445 | 0.012019 | 9.8343e-05 | -1.0625 | 0 | 0 | 0 | 0 | 0 | 0 | 0 | -1.85 | 0 | 0 | 0 | 0 | 0 | 0 | 0 | 0 | 0 | -48.1203 | 1.822 | 0 | 1.6809 | 0 | 0.80085 | 8.7808 | 1.2254 | 3.0551 | 0.11508 | 0.056743 | -0.067857 | 0.45971 | 0.18742 | 3.782 | -24.4012 | 19.9621 | -51.3729 | 0 | 0.52614 | 0 | 1.6728 | 0.22385
2025_05_12 Hr 21 | 0 | 1.0076e-05 | 0 | 0.068512 | 0.065338 | 0.065558 | 0.071783 | 0.067999 | 0.071783 | 0 | 0 | 0.02402 | 1.65 | 0.086205 | 1.2159 | 1.2159 | 0.86327 | 0 | 0.0064686 | 0.0049984 | 0.013303 | 0.077119 | 0 | 0 | 0 | 0 | 0 | 0.030765 | 0.017896 | 0.10014 | 0.16654 | 3.1272 | 2.0585 | 0 | 0.5281 | 0.81115 | 0 | 0 | 0 | 0 | -1.3023 | 0.055558 | 0 | 0.0027989 | 0 | -0.23301 | 0 | 0 | 0 | 0 | 0 | 0 | 0 | 0 | 1.2994 | 0.012019 | 9.8343e-05 | -1.0625 | 0 | 0 | 0 | 0 | 0 | 0 | 0 | -1.85 | 0 | 0 | 0 | 0 | 0 | 0 | 0 | 0 | 0 | -39.904 | 1.822 | 0 | 1.6809 | 0 | 0.58323 | 8.7808 | 1.2254 | 3.0551 | 0.11508 | 0.056743 | 0 | 0.45971 | 0.18742 | 3.782 | -15.185 | 20.3859 | -43.0495 | 0 | 0.52614 | 0 | 1.6728 | 0.22452
2025_05_12 Hr 22 | 0 | 0 | 0 | 0 | 0 | 0 | 0 | 0 | 0 | 0 | 0 | 0.02402 | 2.37 | 0.044199 | 1.2107 | 1.2107 | 0.86327 | 0 | 0.0064686 | 0.0049984 | 0.013303 | 0.077119 | 0 | 0 | 0 | 0 | 0 | 0.030765 | 0.017896 | 0.037413 | 0 | 3.1272 | 2.0585 | 0 | 0.5281 | 0.81115 | 0 | 0 | 0 | 0.18266 | 0 | 0.055558 | 0 | 0.003197 | 0 | -0.081822 | 0 | 0 | 0 | 0 | 0 | 0 | 0 | 0 | 0.82031 | 0.012019 | 9.8343e-05 | -1.0625 | 0 | 0 | 0 | 0 | 0 | 0 | 0 | -1.85 | 0 | 0 | 0 | 0 | 0 | 0 | 0 | 0 | 0 | -12.9884 | 1.822 | 0 | 0 | 0 | 0.70075 | 6.4493 | 1.2254 | 3.0551 | 0.11508 | 0.056743 | 0 | 0.45971 | 0.18742 | 3.782 | 11.3489 | 20.6997 | -15.9827 | 0 | 0.52614 | 0 | 1.6728 | 0.22188
2025_05_12 Hr 23 | 0 | 0 | 0 | 0 | 0 | 0 | 0 | 0 | 0 | 0 | 0 | 0.02402 | 2.43 | 0.018668 | 0.43218 | 0.43218 | 0.5723 | 0 | 0.0064686 | 0.0049984 | 0.013303 | 0.077119 | 0 | -1.6005 | 0 | 0 | 0 | 0.030765 | 0.017896 | 0.037413 | 0 | 0 | 2.0585 | 0 | 0 | 0.81115 | 0 | 0 | 0 | 0 | -1.259 | 0.055558 | 0 | 0.015474 | 0 | -0.03247 | 0 | 0 | 0 | 0 | 0 | 0 | 0 | 0 | 1.1615 | 0.012019 | 9.8343e-05 | 0 | 0 | 0 | 0 | 0 | 0 | 0 | 0 | 0 | -1.575 | 0 | 0 | 0 | 0 | 0 | 0 | 0 | 0 | 0.46572 | 1.822 | 0 | 0 | 0 | 1.0925 | 1.4741 | 1.2254 | 3.0551 | 0.11508 | 0.056743 | 0 | 0.45971 | 0.18742 | 3.782 | 18.4082 | 20.9354 | -2.7422 | 0 | 0.52614 | 0 | 1.6728 | 0.21836
2025_05_12 Hr 24 | 0 | 0 | 0 | 0 | 0 | 0 | 0 | 0 | 0 | 0 | 0 | 0.02402 | 2.28 | 0.055451 | 0.56739 | 0.56741 | 0.72915 | 0 | 0.0064686 | 0.0049984 | 0.013303 | 0.077119 | 0 | -1.1548 | 0 | 0 | 0 | 0.030765 | 0.017896 | 0.053504 | 0 | 0 | 2.0585 | 0 | 0 | 0.81115 | 0 | 0 | 0 | 0.3923 | -0.16731 | 0.055558 | 0 | 0.048988 | 0 | -0.10734 | 0 | 0 | 0 | 0 | 0 | 0 | 0 | 0 | 1.51 | 0.012019 | 9.8343e-05 | 0 | 0 | 0 | 0 | 0 | 0 | 0 | 0 | 0 | -1.575 | 0 | 0 | 0 | 0 | 0 | 0 | 0 | 0 | -0.41073 | 1.822 | 0 | 0 | 0 | 1.4668 | 1.9175 | 1.2254 | 3.0551 | 0.11508 | 0.056743 | 0 | 0.45971 | 0.18742 | 3.782 | 20.4367 | 21.5421 | -3.2479 | 0 | 0.52614 | 0 | 1.6728 | 0.21547
2025_05_13 Hr 01 | 0 | 0 | 0 | 0 | 0 | 0 | 0 | 0 | 0 | 0 | 0 | 0.02402 | 2.46 | 0.0057649 | 0.43218 | 0.43218 | 0.7663 | 0 | 0.0064686 | 0.0049984 | 0.013303 | 0.077119 | 0 | -1.7435 | 0 | 0 | 0 | 0.030765 | 0.017896 | 0.037413 | 0 | 0 | 2.0585 | 0 | 0 | 0.81115 | 0 | 0 | 0 | 0 | -0.326 | 0.055558 | 0 | 0.0047204 | 0 | -0.0084455 | 0 | 0 | 0 | 0 | 0 | 0 | 0 | 0 | 1.7132 | 0.012019 | 9.8343e-05 | 0 | 0 | 0 | 0 | 0 | 0 | 0 | 0 | 0 | -1.575 | 0 | 0 | 0 | 0 | 0 | 0 | 0 | 0 | 2.9484 | 1.822 | 0 | 0 | 0 | 1.5147 | 1.6681 | 1.2254 | 3.0551 | 0.11508 | 0.056743 | 0 | 0.45971 | 0.18742 | 3.782 | 22.8848 | 21.9212 | -0.37848 | 0 | 0.52614 | 0 | 1.6728 | 0.21314
2025_05_13 Hr 02 | 0 | 0 | 0 | 0 | 0 | 0 | 0 | 0 | 0 | 0 | 0 | 0.02402 | 2.31 | -0.0071831 | 0.43218 | 0.43218 | 0.7663 | 0 | 0.0064686 | 0.0049984 | 0.013303 | 0.077119 | 0 | -1.8895 | 0 | 0 | 0 | 0.030765 | 0.017896 | 0.037413 | 0 | 0 | 2.0585 | 0 | 0 | 0.81115 | 0 | 0 | 0 | -0.08482 | 0 | 0.055558 | 0 | -0.0098617 | 0 | 0.016093 | 0 | 0 | 0 | 0 | 0 | 0 | 0 | 0 | 1.5753 | 0.012019 | 9.8343e-05 | 0 | 0 | 0 | 0 | 0 | 0 | 0 | 0 | 0 | -1.575 | 0 | 0 | 0 | 0 | 0 | 0 | 0 | 0 | 6.2916 | 1.822 | 0 | 0 | 0 | 2.1458 | 1.6681 | 1.2254 | 3.0551 | 0.11508 | 0.056743 | 0 | 0.45971 | 0.18742 | 3.782 | 26.6771 | 22.2508 | 2.8431 | 0 | 0.52614 | 0 | 1.6728 | 0.21245
2025_05_13 Hr 03 | 0 | 0 | 0 | 0 | 0 | 0 | 0 | 0 | 0 | 0 | 0 | 0.02402 | 1.26 | -0.0046207 | 0.43218 | 0.43218 | 0.7663 | 0 | 0.0064686 | 0.0049984 | 0.013303 | 0.077119 | 0 | -1.9045 | 0 | 0 | 0 | 0.030765 | 0.017896 | 0.037413 | 0 | 0 | 2.0585 | 0 | 0 | 0.81115 | 0 | 0 | 0 | -0.33548 | 0 | 0.055558 | 0 | -0.01163 | 0 | 0.018603 | 0 | 0 | 0 | 0 | 0 | 0 | 0 | 0 | 3.078 | 0.012019 | 9.8343e-05 | 0 | 0 | 0 | 0 | 0 | 0 | 0 | 0 | 0 | -1.575 | 0 | 0 | 0 | 0 | 0 | 0 | 0 | 0 | 6.0837 | 1.822 | 0 | 0 | 0 | 0 | 1.6681 | 1.2254 | 3.0551 | 0.11508 | 0.056743 | 0 | 0.45971 | 0.18742 | 3.782 | 24.5147 | 20.5593 | 2.6228 | 0 | 0.52614 | 0 | 1.6728 | 0.21152
2025_05_13 Hr 04 | 0 | 0 | 0 | 0 | 0 | 0 | 0 | 0 | 0 | 0 | 0 | 0.02402 | 1.14 | -0.0033454 | 0.43218 | 0.43218 | 0.7663 | 0 | 0.0064686 | 0.0049984 | 0.013303 | 0.077119 | 0 | -1.8849 | 0 | 0 | 0 | 0.030765 | 0.017896 | 0.037413 | 0 | 0 | 2.0585 | 0 | 0 | 0.81115 | 0 | 0 | 0 | -0.23315 | 0 | 0.055558 | 0 | -0.0093067 | 0 | 0.015306 | 0 | 0 | 0 | 0 | 0 | 0 | 0 | 0 | 3.2159 | 0.012019 | 9.8343e-05 | 0 | 0 | 0 | 0 | 0 | 0 | 0 | 0 | 0 | -1.575 | 0 | 0 | 0 | 0 | 0 | 0 | 0 | 0 | 5.8122 | 1.822 | 0 | 0 | 0 | 0 | 1.6681 | 1.2254 | 3.0551 | 0.11508 | 0.056743 | 0 | 0.45971 | 0.18742 | 3.782 | 24.3814 | 20.5788 | 2.3676 | 0 | 0.52614 | 0 | 1.6728 | 0.21182
2025_05_13 Hr 05 | 0 | 0 | 0 | 0 | 0 | 0 | 0 | 0 | 0 | 0 | 0 | 0.02402 | 2.22 | 0.015771 | 0.43218 | 0.43218 | 0.7663 | 0 | 0.0064686 | 0.0049984 | 0.013303 | 0.077119 | 0 | -1.616 | 0 | 0 | 0 | 0.030765 | 0.017896 | 0.037413 | 0 | 0 | 2.0585 | 0 | 0 | 0.81115 | 0 | 0 | 0 | 0 | -0.17325 | 0.055558 | 0 | 0.01431 | 0 | -0.029869 | 0 | 0 | 0 | 0 | 0 | 0 | 0 | 0 | 3.078 | 0.012019 | 9.8343e-05 | 0 | 0 | 0 | 0 | 0 | 0 | 0 | 0 | 0 | -1.575 | 0 | 0 | 0 | 0 | 0 | 0 | 0 | 0 | 1.3975 | 1.822 | 0 | 0 | 0 | 0 | 1.6681 | 1.2254 | 3.0551 | 0.11508 | 0.056743 | 0 | 0.45971 | 0.18742 | 3.782 | 21.2124 | 21.5408 | -1.8233 | 0 | 0.52614 | 0 | 1.6728 | 0.21267
2025_05_13 Hr 06 | 0 | 0 | 0 | 0 | 0 | 0 | 0 | 0 | 0 | 0 | 0 | 0.02402 | 2.13 | 0.024939 | 0.43218 | 0.43218 | 0.7663 | 0 | 0.0064686 | 0.0049984 | 0.013303 | 0.077119 | 0 | -1.4926 | 0 | 0 | 0 | 0.030765 | 0.017896 | 0.037413 | 0 | 0 | 2.0585 | 0 | 0 | 0.81115 | 0 | 0 | 0 | 0.26991 | 0 | 0.055558 | 0 | 0.023585 | 0 | -0.050589 | 0 | 0 | 0 | 0 | 0 | 0 | 0 | 0 | 3.2885 | 0.012019 | 9.8343e-05 | 0 | 0 | 0 | 0 | 0 | 0 | 0 | 0 | 0 | -1.575 | 0 | 0 | 0 | 0 | 0 | 0 | 0 | 0 | -1.7602 | 1.822 | 0 | 0 | 0 | 2.951 | 1.6681 | 1.2254 | 3.0551 | 0.11508 | 0.056743 | 0 | 0.45971 | 0.18742 | 3.782 | 21.6844 | 24.6249 | -4.8785 | 0 | 0.52614 | 0 | 1.6728 | 0.21602
2025_05_13 Hr 07 | 0.34074 | 0 | 0 | 0 | 0 | 0 | 0 | 0 | 0 | 0 | 0 | 0.02402 | 0.99 | 0.018631 | 0.56739 | 0.56744 | 0.94131 | 0 | 0.0064686 | 0.0049984 | 0.013303 | 0.077119 | 0 | 0 | 0 | 0 | 0 | 0.030765 | 0.017896 | 0.037413 | 0 | 0 | 2.0585 | 0 | 0 | 0.81115 | 0 | 0 | 0 | 0.41862 | 0 | 0.055558 | 0 | 0.037908 | 0 | -0.082587 | 0 | 0 | 0 | 0 | 0 | 0 | 0 | 0 | 3.4918 | 0.012019 | 9.8343e-05 | -1.0625 | 0 | 0 | 0 | 0 | 0 | 0 | 0 | -1.85 | 0 | 0 | 0 | 0 | 0 | 0 | 0 | 0 | 0 | -9.9835 | 1.822 | 0 | 0 | 0 | 2.8291 | 2.1136 | 1.2254 | 3.0551 | 0.11508 | 0.056743 | -0.34074 | 0.45971 | 0.18742 | 3.782 | 13.1165 | 23.9036 | -13.3194 | 0 | 0.52614 | 0 | 1.6728 | 0.21899
2025_05_13 Hr 08 | 0.66651 | 3.6738e-06 | 0 | 0 | 0 | 0 | 0 | 0 | 0 | 0 | 0 | 0.02402 | 0.27 | 0.0056109 | 0.81703 | 0.81713 | 1.0862 | 0 | 0.0064686 | 0.0049984 | 0.013303 | 0.077119 | 0 | 0 | 0 | 0 | 0 | 0.030765 | 0.017896 | 0.037413 | 0 | 0 | 2.0585 | 0 | 0 | 0.81115 | 0 | 0 | 0 | 0 | -0.38548 | 0.055558 | 0 | 0.041859 | 0 | -0.091414 | 0 | 0 | 0 | 0 | 0 | 0 | 0 | 0 | 2.6715 | 0.012019 | 9.8343e-05 | -1.0625 | 0 | 0 | 0 | 0 | 0 | 0 | 0 | -1.85 | 0 | 0 | 0 | 0 | 0 | 0 | 0 | 0 | 0 | -9.6148 | 1.822 | 0 | 0 | 0 | 2.5984 | 2.7577 | 1.2254 | 3.0551 | 0.11508 | 0.056743 | -0.66651 | 0.45971 | 0.18742 | 3.782 | 11.535 | 22.448 | -13.2852 | 0 | 0.52614 | 0 | 1.6728 | 0.22157
2025_05_13 Hr 09 | 0.81573 | 3.1247e-05 | 0 | 0 | 0 | 0 | 0 | 0 | 0 | 0 | 0 | 0.02402 | 0.15 | 0.0025582 | 0.60223 | 0.60223 | 0.74474 | 0 | 0.0064686 | 0.0049984 | 0.013303 | 0.077119 | 0 | 0 | 0 | 0 | 0 | 0.030765 | 0.017896 | 0.037413 | 0 | 0 | 2.0585 | 0 | 0 | 0.81115 | 0 | 0 | 0 | 0.43111 | 0 | 0.055558 | 0 | 0.034353 | 0 | -0.074646 | 0 | 0 | 0 | 0 | 0 | 0 | 0 | 0 | 2.3303 | 0.012019 | 9.8343e-05 | -1.0625 | 0 | 0 | 0 | 0 | 0 | 0 | 0 | -1.85 | 0 | 0 | 0 | 0 | 0 | 0 | 0 | 0 | 0 | -5.6651 | 1.822 | 0 | 0 | 0 | 2.1371 | 1.9866 | 1.2254 | 3.0551 | 0.11508 | 0.056743 | -0.81573 | 0.45971 | 0.18742 | 3.782 | 14.6219 | 21.6721 | -9.4679 | 0 | 0.52614 | 0 | 1.6728 | 0.22203
2025_05_13 Hr 10 | 0.79285 | 5.3347e-05 | 0 | 0 | 0 | 0 | 0 | 0 | 0 | 0 | 0 | 0.02402 | 0.09 | 0.0016974 | 0.85186 | 0.85189 | 0.9136 | 0 | 0.0064686 | 0.0049984 | 0.013303 | 0.077119 | 0 | 0 | 0 | 0 | 0 | 0.030765 | 0.017896 | 0.037413 | 0 | 0 | 2.0585 | 0 | 0 | 0.81115 | 0 | 0 | 0 | 0.92699 | 0 | 0.055558 | 0 | 0.037989 | 0 | -0.08277 | 0 | 0 | 0 | 0 | 0 | 0 | 0 | 0 | 2.4682 | 0.012019 | 9.8343e-05 | -1.0625 | 0 | 0 | 0 | 0 | 0 | 0 | 0 | -1.85 | 0 | 0 | 0 | 0 | 0 | 0 | 0 | 0 | 0 | -8.4934 | 1.822 | 0 | 0 | 0 | 2.1458 | 2.6548 | 1.2254 | 3.0551 | 0.11508 | 0.056743 | -0.79285 | 0.45971 | 0.18742 | 3.782 | 13.0347 | 21.7345 | -12.2815 | 0 | 0.52614 | 0 | 1.6728 | 0.22151
2025_05_13 Hr 11 | 0.79415 | 6.7009e-05 | 0 | 0 | 0 | 0 | 0 | 0 | 0 | 0 | 0 | 0.02402 | 0.18 | 0.003661 | 1.1015 | 1.1015 | 1.1192 | 0 | 0.0064686 | 0.0049984 | 0.013303 | 0.077119 | 0 | 0 | 0 | 0 | 0 | 0.030765 | 0.017896 | 0.037413 | 0 | 0 | 2.0585 | 0 | 0 | 0.81115 | 0 | 0 | 0 | 0.042364 | -0.43188 | 0.055558 | 0 | 0.040968 | 0 | -0.089425 | 0 | 0 | 0 | 0 | 0 | 0 | 0 | 0 | 2.2577 | 0.012019 | 9.8343e-05 | -1.0625 | 0 | 0 | 0 | 0 | 0 | 0 | 0 | -1.85 | 0 | 0 | 0 | 0 | 0 | 0 | 0 | 0 | 0 | -9.0322 | 1.822 | 0 | 0 | 0 | 2.2894 | 3.3596 | 1.2254 | 3.0551 | 0.11508 | 0.056743 | -0.79415 | 0.45971 | 0.18742 | 3.782 | 11.904 | 21.7622 | -12.8283 | 0 | 0.52614 | 0 | 1.6728 | 0.22283
2025_05_13 Hr 12 | 0.75768 | 7.5655e-05 | 0 | 0 | 0 | 0 | 0 | 0 | 0 | 0 | 0 | 0.02402 | 0.21 | 0.0032201 | 0.50156 | 0.50156 | 0.77901 | 0 | 0.0064686 | 0.0049984 | 0.013303 | 0.077119 | 0 | 0 | 0 | 0 | 0 | 0.030765 | 0.017896 | 0.037413 | 0 | 0 | 2.0585 | 0 | 0 | 0.81115 | 0 | 0 | 0 | 0 | -0.73585 | 0.055558 | 0 | 0.030886 | 0 | -0.066901 | 0 | 0 | 0 | 0 | 0 | 0 | 0 | 0 | 1.7785 | 0.012019 | 9.8343e-05 | -1.0625 | 0 | 0 | 0 | 0 | 0 | 0 | 0 | -1.85 | 0 | 0 | 0 | 0 | 0 | 0 | 0 | 0 | 0 | -3.5279 | 1.822 | 0 | 0 | 0 | 2.2285 | 1.8195 | 1.2254 | 3.0551 | 0.11508 | 0.056743 | -0.75768 | 0.45971 | 0.18742 | 3.782 | 15.034 | 21.2153 | -7.265 | 0 | 0.52614 | 0 | 1.6728 | 0.22283
2025_05_13 Hr 13 | 0.74068 | 6.4412e-05 | 0 | 0 | 0 | 0 | 0 | 0 | 0 | 0 | 0 | 0.02402 | 0.48 | 0.0081863 | 0.60223 | 0.60223 | 0.74474 | 0 | 0.0064686 | 0.0049984 | 0.013303 | 0.077119 | 0 | 0 | 0 | 0 | 0 | 0.030765 | 0.017896 | 0.037413 | 0 | 0 | 2.0585 | 0 | 0 | 0.81115 | 0 | 0 | 0 | 0 | -0.45109 | 0.055558 | 0 | 0.034353 | 0 | -0.074646 | 0 | 0 | 0 | 0 | 0 | 0 | 0 | 0 | 1.9165 | 0.012019 | 9.8343e-05 | -1.0625 | 0 | 0 | 0 | 0 | 0 | 0 | 0 | -1.85 | 0 | 0 | 0 | 0 | 0 | 0 | 0 | 0 | 0 | -2.6137 | 1.822 | 0 | 0 | 0 | 2.1588 | 1.9866 | 1.2254 | 3.0551 | 0.11508 | 0.056743 | -0.74068 | 0.45971 | 0.18742 | 3.782 | 16.7355 | 21.5415 | -6.3415 | 0 | 0.52614 | 0 | 1.6728 | 0.22283
2025_05_13 Hr 14 | 0.7478 | 5.7334e-05 | 0 | 0 | 0 | 0 | 0 | 0 | 0 | 0 | 0 | 0.02402 | 0.39 | 0.0072844 | 0.85186 | 0.85187 | 0.87327 | 0 | 0.0064686 | 0.0049984 | 0.013303 | 0.077119 | 0 | 0 | 0 | 0 | 0 | 0.030765 | 0.017896 | 0.037413 | 0 | 9.4937 | 2.0585 | 0 | 0.44178 | 0.81115 | 0 | 0 | 0 | 0.038904 | -0.67686 | 0.055558 | 0 | 0.0032019 | 0 | -0.08195 | 0 | 0 | 0 | 0 | 0 | 0 | 0 | 0 | 1.5753 | 0.012019 | 9.8343e-05 | -1.0625 | 0 | 0 | 0 | 0 | 0 | 0 | 0 | -1.85 | 0 | 0 | 0 | 0 | 0 | 0 | 0 | 0 | 0 | -9.2315 | 1.822 | 0 | 0 | 0 | 1.9673 | 6.2295 | 1.2254 | 3.0551 | 0.11508 | 0.056743 | -0.7478 | 0.45971 | 0.18742 | 3.782 | 13.9843 | 21.3665 | -12.9738 | 0 | 0.52614 | 0 | 1.6728 | 0.22258
2025_05_13 Hr 15 | 0.68082 | 6.2942e-05 | 0 | 0 | 0 | 0 | 0 | 0 | 0 | 0 | 0 | 0.02402 | 0.39 | 0.010462 | 1.1015 | 1.1016 | 1.1192 | 0 | 0.0064686 | 0.0049984 | 0.013303 | 0.077119 | 0 | 0 | 0 | 0 | 0 | 0.030765 | 0.017896 | 0.094529 | 0 | 3.7906 | 2.0585 | 0 | 0.46819 | 0.81115 | 0 | 0 | 0 | 1.0735 | 0 | 0.055558 | 0 | 0.0031615 | 0 | -0.11861 | 0 | 0 | 0 | 0 | 0 | 0 | 0 | 0 | 1.9165 | 0.012019 | 9.8343e-05 | -1.0625 | 0 | 0 | 0 | 0 | 0 | 0 | 0 | -1.85 | 0 | 0 | 0 | 0 | 0 | 0 | 0 | 0 | 0 | -19.508 | 1.822 | 0 | 2.7925 | 0 | 1.7758 | 8.8805 | 1.2254 | 3.0551 | 0.11508 | 0.056743 | -0.68082 | 0.45971 | 0.18742 | 3.782 | 8.2134 | 21.4793 | -23.22 | 0 | 0.52614 | 0 | 1.6728 | 0.22308
2025_05_13 Hr 16 | 0.77497 | 0.00034943 | 0 | 0.091772 | 0.087519 | 0.087814 | 0.096152 | 0.091084 | 0.096152 | 0 | 0 | 0.02402 | 0.3 | 0.030623 | 1.2159 | 1.2159 | 1.1559 | 0 | 0.0064686 | 0.0049984 | 0.013303 | 0.077119 | 0 | 0 | 0 | 0 | 0 | 0.030765 | 0.017896 | 0.098461 | 0.37112 | 4.1889 | 2.0585 | 0 | 0.5281 | 0.81115 | 0 | 0 | 0 | 0.10627 | -1.6803 | 0.055558 | 0 | 0.0054684 | 0 | -0.45724 | 0 | 0 | 0 | 0 | 0 | 0 | 0 | 0 | 3.2159 | 0.012019 | 9.8343e-05 | -1.0625 | 0 | 0 | 0 | 0 | 0 | 0 | 0 | -1.85 | 0 | 0 | 0 | 0 | 0 | 0 | 0 | 0 | 0 | -26.4802 | 1.822 | 0 | 2.0588 | 0 | 1.8672 | 10.7059 | 1.2254 | 3.0551 | 0.11508 | 0.056743 | -0.77497 | 0.45971 | 0.18742 | 3.782 | 1.4606 | 22.9538 | -30.6249 | 0 | 0.52614 | 0 | 1.6728 | 0.22218
2025_05_13 Hr 17 | 0.74068 | 0.00016002 | 0 | 0.091772 | 0.087519 | 0.087814 | 0.096152 | 0.091084 | 0.096152 | 0 | 0 | 0.02402 | 0.54 | 0.035372 | 1.2159 | 1.2159 | 1.1559 | 0 | 0.0064686 | 0.0049984 | 0.013303 | 0.077119 | 0 | 0 | 0 | 0 | 0 | 0.030765 | 0.017896 | 0.10014 | 0.22148 | 4.1889 | 2.0585 | 0 | 0.5281 | 0.81115 | 0 | 0 | 0 | 0 | -1.7542 | 0.055558 | 0 | 0.0035092 | 0 | -0.29267 | 0 | 0 | 0 | 0 | 0 | 0 | 0 | 0 | 3.2885 | 0.012019 | 9.8343e-05 | -1.0625 | 0 | 0 | 0 | 0 | 0 | 0 | 0 | -1.85 | 0 | 0 | 0 | 0 | 0 | 0 | 0 | 0 | 0 | -53.8191 | 1.822 | 0 | 2.2516 | 0 | 1.9543 | 10.9003 | 1.2254 | 3.0551 | 0.11508 | 0.056743 | -0.74068 | 0.45971 | 0.18742 | 3.782 | -25.2948 | 23.324 | -57.7649 | 0 | 0.52614 | 0 | 1.6728 | 0.2225
2025_05_13 Hr 18 | 0.74802 | 0.00011928 | 0 | 0.091772 | 0.087519 | 0.087814 | 0.096152 | 0.091084 | 0.096152 | 0 | 0 | 0.02402 | 1.14 | 0.087227 | 1.2159 | 1.2159 | 1.1559 | 0 | 0.0064686 | 0.0049984 | 0.013303 | 0.077119 | 0 | 0 | 0 | 0 | 0 | 0.030765 | 0.017896 | 0.10014 | 0.22148 | 4.1889 | 2.0585 | 0 | 0.5281 | 0.81115 | 0 | 0 | 0 | 0 | -1.2864 | 0.055558 | 0 | 0.004099 | 0 | -0.34222 | 0 | 0 | 0 | 0 | 0 | 0 | 0 | 0 | 2.9473 | 0.012019 | 9.8343e-05 | -1.0625 | 0 | 0 | 0 | 0 | 0 | 0 | 0 | -1.85 | 0 | 0 | 0 | 0 | 0 | 0 | 0 | 0 | 0 | -65.3249 | 1.822 | 0 | 2.2516 | 0 | 1.7845 | 10.9003 | 1.2254 | 3.0551 | 0.11508 | 0.056743 | -0.74802 | 0.45971 | 0.18742 | 3.782 | -36.2417 | 23.472 | -69.3277 | 0 | 0.52614 | 0 | 1.6728 | 0.22226
2025_05_13 Hr 19 | 0.45429 | 7.9641e-05 | 0 | 0.091772 | 0.087519 | 0.087814 | 0.096152 | 0.091084 | 0.096152 | 0 | 0 | 0.02402 | 1.08 | 0.10494 | 1.2159 | 1.2159 | 1.1559 | 0 | 0.0064686 | 0.0049984 | 0.013303 | 0.077119 | 0 | 0 | 0 | 0 | 0 | 0.030765 | 0.017896 | 0.10014 | 0.22148 | 4.1889 | 2.0585 | 0 | 0.5281 | 0.81115 | 0 | 0 | 0 | 0 | -1.8205 | 0.055558 | 0 | 0.0052053 | 0 | -0.43514 | 0 | 0 | 0 | 0 | 0 | 0 | 0 | 0 | 2.6715 | 0.012019 | 9.8343e-05 | -1.0625 | 0 | 0 | 0 | 0 | 0 | 0 | 0 | -1.85 | 0 | 0 | 0 | 0 | 0 | 0 | 0 | 0 | 0 | -82.1897 | 1.822 | 0 | 2.2516 | 0 | 1.7758 | 10.9003 | 1.2254 | 3.0551 | 0.11508 | 0.056743 | -0.45429 | 0.45971 | 0.18742 | 3.782 | -54.0607 | 22.8511 | -85.9916 | 0 | 0.52614 | 0 | 1.6728 | 0.22203
2025_05_13 Hr 20 | 0.067857 | 2.7796e-05 | 0 | 0.091772 | 0.087519 | 0.087814 | 0.096152 | 0.091084 | 0.096152 | 0 | 0 | 0.02402 | 0.63 | 0.054479 | 1.2159 | 1.2159 | 1.1559 | 0 | 0.0064686 | 0.0049984 | 0.013303 | 0.077119 | 0 | 0 | 0 | 0 | 0 | 0.030765 | 0.017896 | 0.10014 | 0.22148 | 4.1889 | 2.0585 | 0 | 0.5281 | 0.81115 | 0 | 0 | 0 | 0 | -4.1585 | 0.055558 | 0 | 0.0046326 | 0 | -0.38704 | 0 | 0 | 0 | 0 | 0 | 0 | 0 | 0 | 1.9891 | 0.012019 | 9.8343e-05 | -1.0625 | 0 | 0 | 0 | 0 | 0 | 0 | 0 | -1.85 | 0 | 0 | 0 | 0 | 0 | 0 | 0 | 0 | 0 | -68.9991 | 1.822 | 0 | 2.2516 | 0 | 1.7149 | 10.9003 | 1.2254 | 3.0551 | 0.11508 | 0.056743 | -0.067857 | 0.45971 | 0.18742 | 3.782 | -44.4045 | 21.2202 | -72.3665 | 0 | 0.52614 | 0 | 1.6728 | 0.22132
2025_05_13 Hr 21 | 0.02274 | 1.2029e-06 | 0 | 0.091772 | 0.087519 | 0.087814 | 0.096152 | 0.091084 | 0.096152 | 0 | 0 | 0.02402 | 0.66 | 0.049398 | 1.2159 | 1.2159 | 1.1559 | 0 | 0.0064686 | 0.0049984 | 0.013303 | 0.077119 | 0 | 0 | 0 | 0 | 0 | 0.030765 | 0.017896 | 0.10014 | 0.22148 | 4.1889 | 2.0585 | 0 | 0.5281 | 0.81115 | 0 | 0 | 0 | 1.9619 | 0 | 0.055558 | 0 | 0.0040096 | 0 | -0.33471 | 0 | 0 | 0 | 0 | 0 | 0 | 0 | 0 | 2.1197 | 0.012019 | 9.8343e-05 | -1.0625 | 0 | 0 | 0 | 0 | 0 | 0 | 0 | -1.85 | 0 | 0 | 0 | 0 | 0 | 0 | 0 | 0 | 0 | -61.5861 | 1.822 | 0 | 2.2516 | 0 | 0.60064 | 10.9003 | 1.2254 | 3.0551 | 0.11508 | 0.056743 | -0.02274 | 0.45971 | 0.18742 | 3.782 | -31.7773 | 20.2164 | -64.856 | 0 | 0.52614 | 0 | 1.6728 | 0.22134
2025_05_13 Hr 22 | 0 | 0 | 0 | 0.091772 | 0.087519 | 0.087814 | 0.096152 | 0.091084 | 0.096152 | 0 | 0 | 0.02402 | 1.14 | 0.063434 | 1.2159 | 1.2159 | 1.1559 | 0 | 0.0064686 | 0.0049984 | 0.013303 | 0.077119 | 0 | 0 | 0 | 0 | 0 | 0.030765 | 0.017896 | 0.10014 | 0.22148 | 4.1889 | 2.0585 | 0 | 0.5281 | 0.81115 | 0 | 0 | 0 | 2.0326 | 0 | 0.055558 | 0 | 0.0029809 | 0 | -0.2483 | 0 | 0 | 0 | 0 | 0 | 0 | 0 | 0 | 2.4682 | 0.012019 | 9.8343e-05 | -1.0625 | 0 | 0 | 0 | 0 | 0 | 0 | 0 | -1.85 | 0 | 0 | 0 | 0 | 0 | 0 | 0 | 0 | 0 | -55.8989 | 1.822 | 0 | 2.2516 | 0 | 1.6061 | 10.9003 | 1.2254 | 3.0551 | 0.11508 | 0.056743 | 0 | 0.45971 | 0.18742 | 3.782 | -24.087 | 22.0398 | -59.0597 | 0 | 0.52614 | 0 | 1.6728 | 0.21956
2025_05_13 Hr 23 | 0 | 0 | 0 | 0.091772 | 0.087519 | 0.087814 | 0.096152 | 0.091084 | 0.096152 | 0 | 0 | 0.02402 | 1.71 | 0.099654 | 1.2159 | 1.2159 | 1.1915 | 0 | 0.0064686 | 0.0049984 | 0.013303 | 0.077119 | 0 | -0.24525 | 0 | 0 | 0 | 0.030765 | 0.017896 | 0.10014 | 0.22148 | 4.2584 | 2.0585 | 0 | 0.53929 | 0.81115 | 0 | 0 | 0 | 1.4832 | 0 | 0.055558 | 0 | 0.003122 | 0 | -0.26015 | 0 | 0 | 0 | 0 | 0 | 0 | 0 | 0 | 2.2577 | 0.012019 | 9.8343e-05 | 0 | 0 | 0 | 0 | 0 | 0 | 0 | 0 | 0 | -1.575 | 0 | 0 | 0 | 0 | 0 | 0 | 0 | 0 | -59.9445 | 1.822 | 0 | 2.3085 | 0 | 2.4591 | 11.0622 | 1.2254 | 3.0551 | 0.11508 | 0.056743 | 0 | 0.45971 | 0.18742 | 3.782 | -26.1827 | 23.2968 | -62.0249 | 0 | 0.52614 | 0 | 1.6728 | 0.21662
2025_05_13 Hr 24 | 0 | 0 | 0 | 0 | 0 | 0 | 0 | 0 | 0 | 0 | 0 | 0.02402 | 1.26 | 0.043784 | 1.2055 | 1.2055 | 1.0169 | 0 | 0.0064686 | 0.0049984 | 0.013303 | 0.077119 | 0 | -0.87546 | 0 | 0 | 0 | 0.030765 | 0.017896 | 0.069196 | 0 | 4.2059 | 2.0585 | 0 | 0.53126 | 0.81115 | 0 | 0 | 0 | 0 | -6.4366 | 0.055558 | 0 | 0.0059571 | 0 | -0.15427 | 0 | 0 | 0 | 0 | 0 | 0 | 0 | 0 | 1.2994 | 0.012019 | 9.8343e-05 | 0 | 0 | 0 | 0 | 0 | 0 | 0 | 0 | 0 | -1.575 | 0 | 0 | 0 | 0 | 0 | 0 | 0 | 0 | -6.4832 | 1.822 | 0 | 0 | 0 | 2.4461 | 7.703 | 1.2254 | 3.0551 | 0.11508 | 0.056743 | 0 | 0.45971 | 0.18742 | 3.782 | 13.9882 | 21.8097 | -9.088 | 0 | 0.52614 | 0 | 1.6728 | 0.2147
2025_05_14 Hr 01 | 0 | 0 | 0 | 0 | 0 | 0 | 0 | 0 | 0 | 0 | 0 | 0.02402 | 0.51 | 0.0083471 | 0.62811 | 0.62811 | 0.77476 | 0 | 0.0064686 | 0.0049984 | 0.013303 | 0.077119 | 0 | -1.3679 | 0 | 0 | 0 | 0.030765 | 0.017896 | 0.037413 | 0 | 3.664 | 2.0585 | 0 | 0.51921 | 0.81115 | 0 | 0 | 0 | 0.031659 | -0.83015 | 0.055558 | 0 | 0.0028057 | 0 | -0.071551 | 0 | 0 | 0 | 0 | 0 | 0 | 0 | 0 | 0.41378 | 0.012019 | 9.8343e-05 | 0 | 0 | 0 | 0 | 0 | 0 | 0 | 0 | 0 | -1.575 | 0 | 0 | 0 | 0 | 0 | 0 | 0 | 0 | -5.4804 | 1.822 | 0 | 0 | 0 | 1.8541 | 5.7324 | 1.2254 | 3.0551 | 0.11508 | 0.056743 | 0 | 0.45971 | 0.18742 | 3.782 | 15.9719 | 19.5328 | -8.4948 | 0 | 0.52614 | 0 | 1.6728 | 0.2129
2025_05_14 Hr 02 | 0 | 0 | 0 | 0 | 0 | 0 | 0 | 0 | 0 | 0 | 0 | 0.02402 | 0.36 | 0.0053907 | 0.43218 | 0.43218 | 0.68038 | 0 | 0.0064686 | 0.0049984 | 0.013303 | 0.077119 | 0 | -1.4052 | 0 | 0 | 0 | 0.030765 | 0.017896 | 0.037413 | 0 | 2.9592 | 2.0585 | 0 | 0.39759 | 0.81115 | 0 | 0 | 0 | 1.0548 | 0 | 0.055558 | 0 | 0.002567 | 0 | -0.065283 | 0 | 0 | 0 | 0 | 0 | 0 | 0 | 0 | 1.1615 | 0.012019 | 9.8343e-05 | 0 | 0 | 0 | 0 | 0 | 0 | 0 | 0 | 0 | -1.575 | 0 | 0 | 0 | 0 | 0 | 0 | 0 | 0 | -4.652 | 1.822 | 0 | 0 | 0 | 1.6452 | 4.5413 | 1.2254 | 3.0551 | 0.11508 | 0.056743 | 0 | 0.45971 | 0.18742 | 3.782 | 17.6944 | 19.7958 | -7.6975 | 0 | 0.52614 | 0 | 1.6728 | 0.21161
2025_05_14 Hr 03 | 0 | 0 | 0 | 0 | 0 | 0 | 0 | 0 | 0 | 0 | 0 | 0.02402 | 0.33 | 0.0050852 | 0.43625 | 0.43625 | 0.68038 | 0 | 0.0064686 | 0.0049984 | 0.013303 | 0.077119 | 0 | -1.3935 | 0 | 0 | 0 | 0.030765 | 0.017896 | 0.037413 | 0 | 2.9204 | 2.0585 | 0 | 0.3909 | 0.81115 | 0 | 0 | 0 | 1.1452 | 0 | 0.055558 | 0 | 0.0026417 | 0 | -0.067244 | 0 | 0 | 0 | 0 | 0 | 0 | 0 | 0 | 1.5753 | 0.012019 | 9.8343e-05 | 0 | 0 | 0 | 0 | 0 | 0 | 0 | 0 | 0 | -1.575 | 0 | 0 | 0 | 0 | 0 | 0 | 0 | 0 | -4.8503 | 1.822 | 0 | 0 | 0 | 1.6757 | 4.5107 | 1.2254 | 3.0551 | 0.11508 | 0.056743 | 0 | 0.45971 | 0.18742 | 3.782 | 17.9727 | 20.2028 | -7.886 | 0 | 0.52614 | 0 | 1.6728 | 0.21142
2025_05_14 Hr 04 | 0 | 0 | 0 | 0 | 0 | 0 | 0 | 0 | 0 | 0 | 0 | 0.02402 | 0.36 | 0.0061397 | 0.60223 | 0.60223 | 0.68038 | 0 | 0.0064686 | 0.0049984 | 0.013303 | 0.077119 | 0 | -1.3494 | 0 | 0 | 0 | 0.030765 | 0.017896 | 0.037413 | 0 | 2.8428 | 2.0585 | 0 | 0.37751 | 0.81115 | 0 | 0 | 0 | 1.609 | 0 | 0.055558 | 0 | 0.0029237 | 0 | -0.074646 | 0 | 0 | 0 | 0 | 0 | 0 | 0 | 0 | 2.4682 | 0.012019 | 9.8343e-05 | 0 | 0 | 0 | 0 | 0 | 0 | 0 | 0 | 0 | -1.575 | 0 | 0 | 0 | 0 | 0 | 0 | 0 | 0 | -3.2872 | 1.822 | 0 | 0 | 0 | 1.6539 | 4.765 | 1.2254 | 3.0551 | 0.11508 | 0.056743 | 0 | 0.45971 | 0.18742 | 3.782 | 21.1795 | 21.0917 | -6.2862 | 0 | 0.52614 | 0 | 1.6728 | 0.21147
2025_05_14 Hr 05 | 0 | 0 | 0 | 0 | 0 | 0 | 0 | 0 | 0 | 0 | 0 | 0.02402 | 0.39 | 0.0072299 | 0.85186 | 0.85192 | 0.93432 | 0 | 0.0064686 | 0.0049984 | 0.013303 | 0.077119 | 0 | -1.3097 | 0 | 0 | 0 | 0.030765 | 0.017896 | 0.037413 | 0 | 3.4257 | 2.0585 | 0 | 0.4781 | 0.81115 | 0 | 0 | 0 | 0.62003 | -0.27902 | 0.055558 | 0 | 0.003178 | 0 | -0.081322 | 0 | 0 | 0 | 0 | 0 | 0 | 0 | 0 | 3.695 | 0.012019 | 9.8343e-05 | 0 | 0 | 0 | 0 | 0 | 0 | 0 | 0 | 0 | -1.575 | 0 | 0 | 0 | 0 | 0 | 0 | 0 | 0 | -9.4003 | 1.822 | 0 | 0 | 0 | 1.7236 | 6.1013 | 1.2254 | 3.0551 | 0.11508 | 0.056743 | 0 | 0.45971 | 0.18742 | 3.782 | 16.5971 | 22.5211 | -12.3663 | 0 | 0.52614 | 0 | 1.6728 | 0.2127
2025_05_14 Hr 06 | 0 | 0 | 0 | 0 | 0 | 0 | 0 | 0 | 0 | 0 | 0 | 0.02402 | 0.45 | 0.018517 | 1.1015 | 1.1016 | 1.0579 | 0 | 0.0064686 | 0.0049984 | 0.013303 | 0.077119 | 0 | -0.70404 | 0 | 0 | 0 | 0.030765 | 0.017896 | 0.094529 | 0 | 3.7804 | 2.0585 | 0 | 0.53929 | 0.81115 | 0 | 0 | 0 | 1.3981 | -0.016059 | 0.055558 | 0 | 0.0070541 | 0 | -0.18307 | 0 | 0 | 0 | 0 | 0 | 0 | 0 | 0 | 3.9055 | 0.012019 | 9.8343e-05 | 0 | 0 | 0 | 0 | 0 | 0 | 0 | 0 | 0 | -1.575 | 0 | 0 | 0 | 0 | 0 | 0 | 0 | 0 | -38.4536 | 1.822 | 0 | 0 | 0 | 1.9978 | 7.1359 | 1.2254 | 3.0551 | 0.11508 | 0.056743 | 0 | 0.45971 | 0.18742 | 3.782 | -9.2558 | 23.142 | -40.9157 | 0 | 0.52614 | 0 | 1.6728 | 0.21641
2025_05_14 Hr 07 | 0.11348 | 0 | 0 | 0 | 0 | 0 | 0 | 0 | 0 | 0 | 0 | 0.02402 | 0.87 | 0.015333 | 1.2038 | 1.2038 | 0.95789 | 0 | 0.0064686 | 0.0049984 | 0.013303 | 0.077119 | 0 | 0 | 0 | 0 | 0 | 0.030765 | 0.017896 | 0.037413 | 0 | 3.711 | 2.0585 | 0 | 0.52679 | 0.81115 | 0 | 0 | 0 | 0.11991 | -0.025576 | 0.055558 | 0 | 0.0030214 | 0 | -0.077211 | 0 | 0 | 0 | 0 | 0 | 0 | 0 | 0 | 4.2467 | 0.012019 | 9.8343e-05 | -1.0625 | 0 | 0 | 0 | 0 | 0 | 0 | 0 | -1.85 | 0 | 0 | 0 | 0 | 0 | 0 | 0 | 0 | 0 | -14.9885 | 1.822 | 0 | 0 | 0 | 1.976 | 7.1139 | 1.2254 | 3.0551 | 0.11508 | 0.056743 | -0.11348 | 0.45971 | 0.18742 | 3.782 | 13.0983 | 23.9818 | -18.0917 | 0 | 0.52614 | 0 | 1.6728 | 0.21901
2025_05_14 Hr 08 | 0.18134 | 2.4616e-06 | 0 | 0 | 0 | 0 | 0 | 0 | 0 | 0 | 0 | 0.02402 | 0.57 | 0.010913 | 1.2107 | 1.2107 | 0.99698 | 0 | 0.0064686 | 0.0049984 | 0.013303 | 0.077119 | 0 | 0 | 0 | 0 | 0 | 0.030765 | 0.017896 | 0.037413 | 0 | 3.711 | 2.0585 | 0 | 0.52679 | 0.81115 | 0 | 0 | 0 | 0.029499 | -0.38504 | 0.055558 | 0 | 0.0032821 | 0 | -0.084055 | 0 | 0 | 0 | 0 | 0 | 0 | 0 | 0 | 4.0435 | 0.012019 | 9.8343e-05 | -1.0625 | 0 | 0 | 0 | 0 | 0 | 0 | 0 | -1.85 | 0 | 0 | 0 | 0 | 0 | 0 | 0 | 0 | 0 | -15.2703 | 1.822 | 0 | 0 | 0 | 1.7976 | 7.1668 | 1.2254 | 3.0551 | 0.11508 | 0.056743 | -0.18134 | 0.45971 | 0.18742 | 3.782 | 11.7289 | 23.3658 | -18.4482 | 0 | 0.52614 | 0 | 1.6728 | 0.22132
2025_05_14 Hr 09 | 0.31807 | 1.4818e-05 | 0 | 0 | 0 | 0 | 0 | 0 | 0 | 0 | 0 | 0.02402 | 0.72 | 0.0088514 | 0.43218 | 0.43218 | 0.66125 | 0 | 0.0064686 | 0.0049984 | 0.013303 | 0.077119 | 0 | 0 | 0 | 0 | 0 | 0.030765 | 0.017896 | 0.037413 | 0 | 2.7838 | 2.0585 | 0 | 0.36967 | 0.81115 | 0 | 0 | 0 | 0.00094983 | -0.36425 | 0.055558 | 0 | 0.0021075 | 0 | -0.053221 | 0 | 0 | 0 | 0 | 0 | 0 | 0 | 0 | 4.2467 | 0.012019 | 9.8343e-05 | -1.0625 | 0 | 0 | 0 | 0 | 0 | 0 | 0 | -1.85 | 0 | 0 | 0 | 0 | 0 | 0 | 0 | 0 | 0 | -5.8987 | 1.822 | 0 | 0 | 0 | 1.6452 | 4.3468 | 1.2254 | 3.0551 | 0.11508 | 0.056743 | -0.31807 | 0.45971 | 0.18742 | 3.782 | 18.3459 | 23.5449 | -9.1825 | 0 | 0.52614 | 0 | 1.6728 | 0.22187
2025_05_14 Hr 10 | 0.29569 | 2.2774e-05 | 0 | 0 | 0 | 0 | 0 | 0 | 0 | 0 | 0 | 0.02402 | 0.78 | 0.010048 | 0.43625 | 0.43625 | 0.66125 | 0 | 0.0064686 | 0.0049984 | 0.013303 | 0.077119 | 0 | 0 | 0 | 0 | 0 | 0.030765 | 0.017896 | 0.037413 | 0 | 2.7838 | 2.0585 | 0 | 0.36967 | 0.81115 | 0 | 0 | 0 | 0 | -0.18411 | 0.055558 | 0 | 0.0022083 | 0 | -0.055869 | 0 | 0 | 0 | 0 | 0 | 0 | 0 | 0 | 3.833 | 0.012019 | 9.8343e-05 | -1.0625 | 0 | 0 | 0 | 0 | 0 | 0 | 0 | -1.85 | 0 | 0 | 0 | 0 | 0 | 0 | 0 | 0 | 0 | -5.2746 | 1.822 | 0 | 0 | 0 | 1.4842 | 4.3549 | 1.2254 | 3.0551 | 0.11508 | 0.056743 | -0.29569 | 0.45971 | 0.18742 | 3.782 | 18.6405 | 23.0083 | -8.5387 | 0 | 0.52614 | 0 | 1.6728 | 0.2213
2025_05_14 Hr 11 | 0.29576 | 5.29e-05 | 0 | 0 | 0 | 0 | 0 | 0 | 0 | 0 | 0 | 0.02402 | 0.66 | 0.011256 | 0.60223 | 0.60223 | 0.66125 | 0 | 0.0064686 | 0.0049984 | 0.013303 | 0.077119 | 0 | 0 | 0 | 0 | 0 | 0.030765 | 0.017896 | 0.037413 | 0 | 2.7838 | 2.0585 | 0 | 0.36967 | 0.81115 | 0 | 0 | 0 | 0.0035782 | -0.11464 | 0.055558 | 0 | 0.0029237 | 0 | -0.074646 | 0 | 0 | 0 | 0 | 0 | 0 | 0 | 0 | 3.6297 | 0.012019 | 9.8343e-05 | -1.0625 | 0 | 0 | 0 | 0 | 0 | 0 | 0 | -1.85 | 0 | 0 | 0 | 0 | 0 | 0 | 0 | 0 | 0 | -6.4388 | 1.822 | 0 | 0 | 0 | 1.4842 | 4.6869 | 1.2254 | 3.0551 | 0.11508 | 0.056743 | -0.29576 | 0.45971 | 0.18742 | 3.782 | 17.5411 | 22.6869 | -9.7217 | 0 | 0.52614 | 0 | 1.6728 | 0.22189
2025_05_14 Hr 12 | 0.45436 | 8.7038e-05 | 0 | 0 | 0 | 0 | 0 | 0 | 0 | 0 | 0 | 0.02402 | 0.6 | 0.013427 | 0.85186 | 0.85193 | 0.99368 | 0 | 0.0064686 | 0.0049984 | 0.013303 | 0.077119 | 0 | 0 | 0 | 0 | 0 | 0.030765 | 0.017896 | 0.039097 | 0 | 3.3651 | 2.0585 | 0 | 0.46818 | 0.81115 | 0 | 0 | 0 | 0.61443 | -0.013659 | 0.055558 | 0 | 0.0038364 | 0 | -0.098606 | 0 | 0 | 0 | 0 | 0 | 0 | 0 | 0 | 3.078 | 0.012019 | 9.8343e-05 | -1.0625 | 0 | 0 | 0 | 0 | 0 | 0 | 0 | -1.85 | 0 | 0 | 0 | 0 | 0 | 0 | 0 | 0 | 0 | -13.9715 | 1.822 | 0 | 0 | 0 | 1.5147 | 6.1017 | 1.2254 | 3.0551 | 0.11508 | 0.056743 | -0.45436 | 0.45971 | 0.18742 | 3.782 | 11.63 | 22.3645 | -17.437 | 0 | 0.52614 | 0 | 1.6728 | 0.22137
2025_05_14 Hr 13 | 0.61274 | 0.00010062 | 0 | 0 | 0 | 0 | 0 | 0 | 0 | 0 | 0 | 0.02402 | 0.57 | 0.014685 | 1.1015 | 1.1016 | 1.0263 | 0 | 0.0064686 | 0.0049984 | 0.013303 | 0.077119 | 0 | 0 | 0 | 0 | 0 | 0.030765 | 0.017896 | 0.074228 | 0 | 3.7187 | 2.0585 | 0 | 0.5281 | 0.81115 | 0 | 0 | 0 | 0.32377 | -0.02693 | 0.055558 | 0 | 0.0030364 | 0 | -0.11384 | 0 | 0 | 0 | 0 | 0 | 0 | 0 | 0 | 3.078 | 0.012019 | 9.8343e-05 | -1.0625 | 0 | 0 | 0 | 0 | 0 | 0 | 0 | -1.85 | 0 | 0 | 0 | 0 | 0 | 0 | 0 | 0 | 0 | -19.7182 | 1.822 | 0 | 2.6298 | 0 | 1.4233 | 8.5666 | 1.2254 | 3.0551 | 0.11508 | 0.056743 | -0.61274 | 0.45971 | 0.18742 | 3.782 | 7.97 | 22.4638 | -23.3573 | 0 | 0.52614 | 0 | 1.6728 | 0.22247
2025_05_14 Hr 14 | 0.49948 | 0.0001972 | 0 | 0.081471 | 0.077696 | 0.077957 | 0.08536 | 0.080861 | 0.08536 | 0 | 0 | 0.02402 | 0.54 | 0.021653 | 1.2159 | 1.2159 | 1.0263 | 0 | 0.0064686 | 0.0049984 | 0.013303 | 0.077119 | 0 | 0 | 0 | 0 | 0 | 0.030765 | 0.017896 | 0.10014 | 0.34679 | 3.7187 | 2.0585 | 0 | 0.5281 | 0.81115 | 0 | 0 | 0 | 0.0076453 | -0.65483 | 0.055558 | 0 | 0.0021481 | 0 | -0.17834 | 0 | 0 | 0 | 0 | 0 | 0 | 0 | 0 | 3.078 | 0.012019 | 9.8343e-05 | -1.0625 | 0 | 0 | 0 | 0 | 0 | 0 | 0 | -1.85 | 0 | 0 | 0 | 0 | 0 | 0 | 0 | 0 | 0 | -32.1248 | 1.822 | 0 | 1.9575 | 0 | 1.4755 | 9.9203 | 1.2254 | 3.0551 | 0.11508 | 0.056743 | -0.49948 | 0.45971 | 0.18742 | 3.782 | -4.0625 | 22.3795 | -35.7151 | 0 | 0.52614 | 0 | 1.6728 | 0.22214
2025_05_14 Hr 15 | 0.43148 | 0.0004456 | 0 | 0.081471 | 0.077696 | 0.077957 | 0.08536 | 0.080861 | 0.08536 | 0 | 0 | 0.02402 | 0.48 | 0.025943 | 1.2159 | 1.2159 | 1.0263 | 0 | 0.0064686 | 0.0049984 | 0.013303 | 0.077119 | 0 | 0 | 0 | 0 | 0 | 0.030765 | 0.017896 | 0.10014 | 0.19715 | 3.7187 | 2.0585 | 0 | 0.5281 | 0.81115 | 0 | 0 | 0 | 0 | -0.90541 | 0.055558 | 0 | 0.0028954 | 0 | -0.24112 | 0 | 0 | 0 | 0 | 0 | 0 | 0 | 0 | 3.2159 | 0.012019 | 9.8343e-05 | -1.0625 | 0 | 0 | 0 | 0 | 0 | 0 | 0 | -1.85 | 0 | 0 | 0 | 0 | 0 | 0 | 0 | 0 | 0 | -42.0783 | 1.822 | 0 | 1.9989 | 0 | 1.5147 | 9.9617 | 1.2254 | 3.0551 | 0.11508 | 0.056743 | -0.43148 | 0.45971 | 0.18742 | 3.782 | -14.1751 | 22.432 | -45.6634 | 0 | 0.52614 | 0 | 1.6728 | 0.22102
2025_05_14 Hr 16 | 0.45444 | 0.0013505 | 0 | 0.081471 | 0.077696 | 0.077957 | 0.08536 | 0.080861 | 0.08536 | 0 | 0 | 0.02402 | 0.69 | 0.13805 | 1.2159 | 1.2159 | 1.0263 | 0 | 0.0064686 | 0.0049984 | 0.013303 | 0.077119 | 0 | 0 | 0 | 0 | 0 | 0.030765 | 0.017896 | 0.10014 | 0.19715 | 3.7187 | 2.0585 | 0 | 0.5281 | 0.81115 | 0 | 0 | 0 | 0 | -5.2018 | 0.055558 | 0 | 0.010718 | 0 | -0.89824 | 0 | 0 | 0 | 0 | 0 | 0 | 0 | 0 | 2.9473 | 0.012019 | 9.8343e-05 | -1.0625 | 0 | 0 | 0 | 0 | 0 | 0 | 0 | -1.85 | 0 | 0 | 0 | 0 | 0 | 0 | 0 | 0 | 0 | -50.145 | 1.822 | 0 | 1.9989 | 0 | 1.3231 | 9.9617 | 1.2254 | 3.0551 | 0.11508 | 0.056743 | -0.45444 | 0.45971 | 0.18742 | 3.782 | -27.3317 | 22.3185 | -54.4101 | 0 | 0.52614 | 0 | 1.6728 | 0.22168
2025_05_14 Hr 17 | 0.45436 | 0.00038134 | 0 | 0.081471 | 0.077696 | 0.077957 | 0.08536 | 0.080861 | 0.08536 | 0 | 0 | 0.02402 | 0.72 | 0.057329 | 1.2159 | 1.2159 | 1.0263 | 0 | 0.0064686 | 0.0049984 | 0.013303 | 0.077119 | 0 | 0 | 0 | 0 | 0 | 0.030765 | 0.017896 | 0.10014 | 0.19715 | 3.7187 | 2.0585 | 0 | 0.5281 | 0.81115 | 0 | 0 | 0 | 0.054031 | -1.0285 | 0.055558 | 0 | 0.0042656 | 0 | -0.35621 | 0 | 0 | 0 | 0 | 0 | 0 | 0 | 0 | 3.078 | 0.012019 | 9.8343e-05 | -1.0625 | 0 | 0 | 0 | 0 | 0 | 0 | 0 | -1.85 | 0 | 0 | 0 | 0 | 0 | 0 | 0 | 0 | 0 | -56.0781 | 1.822 | 0 | 1.9989 | 0 | 1.0446 | 9.9617 | 1.2254 | 3.0551 | 0.11508 | 0.056743 | -0.45436 | 0.45971 | 0.18742 | 3.782 | -28.6952 | 22.1187 | -59.8011 | 0 | 0.52614 | 0 | 1.6728 | 0.22157
2025_05_14 Hr 18 | 0.43141 | 0.00032429 | 0 | 0.081471 | 0.077696 | 0.077957 | 0.08536 | 0.080861 | 0.08536 | 0 | 0 | 0.02402 | 0.66 | 0.056192 | 1.2159 | 1.2159 | 1.0263 | 0 | 0.0064686 | 0.0049984 | 0.013303 | 0.077119 | 0 | 0 | 0 | 0 | 0 | 0.030765 | 0.017896 | 0.10014 | 0.19715 | 3.7187 | 2.0585 | 0 | 0.5281 | 0.81115 | 0 | 0 | 0 | 0 | -1.7063 | 0.055558 | 0 | 0.004561 | 0 | -0.38102 | 0 | 0 | 0 | 0 | 0 | 0 | 0 | 0 | 2.9473 | 0.012019 | 9.8343e-05 | -1.0625 | 0 | 0 | 0 | 0 | 0 | 0 | 0 | -1.85 | 0 | 0 | 0 | 0 | 0 | 0 | 0 | 0 | 0 | -58.0478 | 1.822 | 0 | 1.9989 | 0 | 1.0315 | 9.9617 | 1.2254 | 3.0551 | 0.11508 | 0.056743 | -0.43141 | 0.45971 | 0.18742 | 3.782 | -31.626 | 21.8913 | -61.7727 | 0 | 0.52614 | 0 | 1.6728 | 0.22204
2025_05_14 Hr 19 | 0.29576 | 0.00025651 | 0 | 0.081471 | 0.077696 | 0.077957 | 0.08536 | 0.080861 | 0.08536 | 0 | 0 | 0.02402 | 0.57 | 0.051398 | 1.2159 | 1.2159 | 1.0263 | 0 | 0.0064686 | 0.0049984 | 0.013303 | 0.077119 | 0 | 0 | 0 | 0 | 0 | 0.030765 | 0.017896 | 0.10014 | 0.19715 | 3.7187 | 2.0585 | 0 | 0.5281 | 0.81115 | 0 | 0 | 0 | 0 | -2.4339 | 0.055558 | 0 | 0.0048306 | 0 | -0.40367 | 0 | 0 | 0 | 0 | 0 | 0 | 0 | 0 | 2.5335 | 0.012019 | 9.8343e-05 | -1.0625 | 0 | 0 | 0 | 0 | 0 | 0 | 0 | -1.85 | 0 | 0 | 0 | 0 | 0 | 0 | 0 | 0 | 0 | -60.9299 | 1.822 | 0 | 1.9989 | 0 | 0.96189 | 9.9617 | 1.2254 | 3.0551 | 0.11508 | 0.056743 | -0.29576 | 0.45971 | 0.18742 | 3.782 | -35.8366 | 21.1775 | -64.5419 | 0 | 0.52614 | 0 | 1.6728 | 0.22209
2025_05_14 Hr 20 | 0.022885 | 0.00011578 | 0 | 0.081471 | 0.077696 | 0.077957 | 0.08536 | 0.080861 | 0.08536 | 0 | 0 | 0.02402 | 0.78 | 0.059147 | 1.2159 | 1.2159 | 1.0263 | 0 | 0.0064686 | 0.0049984 | 0.013303 | 0.077119 | 0 | 0 | 0 | 0 | 0 | 0.030765 | 0.017896 | 0.10014 | 0.19715 | 3.7187 | 2.0585 | 0 | 0.5281 | 0.81115 | 0 | 0 | 0 | 0 | -1.5561 | 0.055558 | 0 | 0.0040623 | 0 | -0.33913 | 0 | 0 | 0 | 0 | 0 | 0 | 0 | 0 | 2.7368 | 0.012019 | 9.8343e-05 | -1.0625 | 0 | 0 | 0 | 0 | 0 | 0 | 0 | -1.85 | 0 | 0 | 0 | 0 | 0 | 0 | 0 | 0 | 0 | -53.2094 | 1.822 | 0 | 1.9989 | 0 | 0.75298 | 9.9617 | 1.2254 | 3.0551 | 0.11508 | 0.056743 | -0.022885 | 0.45971 | 0.18742 | 3.782 | -26.9628 | 21.1154 | -56.4839 | 0 | 0.52614 | 0 | 1.6728 | 0.221
2025_05_14 Hr 21 | 0 | 1.0794e-05 | 0 | 0.081471 | 0.077696 | 0.077957 | 0.08536 | 0.080861 | 0.08536 | 0 | 0 | 0.02402 | 1.62 | 0.077718 | 1.2159 | 1.2159 | 1.0263 | 0 | 0.0064686 | 0.0049984 | 0.013303 | 0.077119 | 0 | 0 | 0 | 0 | 0 | 0.030765 | 0.017896 | 0.10014 | 0.19715 | 3.7187 | 2.0585 | 0 | 0.5281 | 0.81115 | 0 | 0 | 0 | 0 | -0.88867 | 0.055558 | 0 | 0.00257 | 0 | -0.21378 | 0 | 0 | 0 | 0 | 0 | 0 | 0 | 0 | 2.8747 | 0.012019 | 9.8343e-05 | -1.0625 | 0 | 0 | 0 | 0 | 0 | 0 | 0 | -1.85 | 0 | 0 | 0 | 0 | 0 | 0 | 0 | 0 | 0 | -34.3363 | 1.822 | 0 | 1.9989 | 0 | 0.43089 | 9.9617 | 1.2254 | 3.0551 | 0.11508 | 0.056743 | 0 | 0.45971 | 0.18742 | 3.782 | -6.6219 | 21.7676 | -37.4626 | 0 | 0.52614 | 0 | 1.6728 | 0.22173
2025_05_14 Hr 22 | 0 | 0 | 0 | 0.081471 | 0.077696 | 0.077957 | 0.08536 | 0.080861 | 0.08536 | 0 | 0 | 0.02402 | 1.59 | 0.050978 | 1.2159 | 1.2159 | 1.0263 | 0 | 0.0064686 | 0.0049984 | 0.013303 | 0.077119 | 0 | 0 | 0 | 0 | 0 | 0.030765 | 0.017896 | 0.10014 | 0.19715 | 3.7187 | 2.0585 | 0 | 0.5281 | 0.81115 | 0 | 0 | 0 | 0.40716 | -0.033385 | 0.055558 | 0 | 0.0017176 | 0 | -0.14218 | 0 | 0 | 0 | 0 | 0 | 0 | 0 | 0 | 2.6715 | 0.012019 | 9.8343e-05 | -1.0625 | 0 | 0 | 0 | 0 | 0 | 0 | 0 | -1.85 | 0 | 0 | 0 | 0 | 0 | 0 | 0 | 0 | 0 | -26.1666 | 1.822 | 0 | 1.9546 | 0 | 0.30902 | 9.9175 | 1.2254 | 3.0551 | 0.11508 | 0.056743 | 0 | 0.45971 | 0.18742 | 3.782 | 2.4538 | 21.3838 | -29.2213 | 0 | 0.52614 | 0 | 1.6728 | 0.21979
2025_05_14 Hr 23 | 0 | 0 | 0 | 0.081471 | 0.077696 | 0.077957 | 0.08536 | 0.080861 | 0.08536 | 0 | 0 | 0.02402 | 1.5 | 0.11533 | 1.2159 | 1.2159 | 1.0579 | 0 | 0.0064686 | 0.0049984 | 0.013303 | 0.077119 | 0 | 0.25327 | 0 | 0 | 0 | 0.030765 | 0.017896 | 0.10014 | 0.19715 | 3.7804 | 2.0585 | 0 | 0.53929 | 0.81115 | 0 | 0 | 0 | 3.4437 | 0 | 0.055558 | 0 | 0.004119 | 0 | -0.3439 | 0 | 0 | 0 | 0 | 0 | 0 | 0 | 0 | 1.51 | 0.012019 | 9.8343e-05 | 0 | 0 | 0 | 0 | 0 | 0 | 0 | 0 | 0 | -1.575 | 0 | 0 | 0 | 0 | 0 | 0 | 0 | 0 | -73.743 | 1.822 | 0 | 2.0493 | 0 | 0.57017 | 10.1054 | 1.2254 | 3.0551 | 0.11508 | 0.056743 | 0 | 0.45971 | 0.18742 | 3.782 | -41.393 | 20.4665 | -75.4086 | 0 | 0.52614 | 0 | 1.6728 | 0.21732
2025_05_14 Hr 24 | 0 | 0 | 0 | 0 | 0 | 0 | 0 | 0 | 0 | 0 | 0 | 0.02402 | 2.19 | 0.1019 | 1.2159 | 1.2159 | 1.0579 | 0 | 0.0064686 | 0.0049984 | 0.013303 | 0.077119 | 0 | -0.55993 | 0 | 0 | 0 | 0.030765 | 0.017896 | 0.088419 | 0 | 3.7804 | 2.0585 | 0 | 0.53929 | 0.81115 | 0 | 0 | 0 | 0.95339 | 0 | 0.055558 | 0 | 0.0079765 | 0 | -0.20728 | 0 | 0 | 0 | 0 | 0 | 0 | 0 | 0 | 1.372 | 0.012019 | 9.8343e-05 | 0 | 0 | 0 | 0 | 0 | 0 | 0 | 0 | 0 | -1.575 | 0 | 0 | 0 | 0 | 0 | 0 | 0 | 0 | -15.7343 | 1.822 | 0 | 0 | 0 | 1.3449 | 7.3585 | 1.2254 | 3.0551 | 0.11508 | 0.056743 | 0 | 0.45971 | 0.18742 | 3.782 | 12.0134 | 21.778 | -18.0765 | 0 | 0.52614 | 0 | 1.6728 | 0.21543
2025_05_15 Hr 01 | 0 | 0 | 0 | 0 | 0 | 0 | 0 | 0 | 0 | 0 | 0 | 0.02402 | 2.49 | 0.042528 | 0.82404 | 0.82404 | 0.86202 | 0 | 0.0064686 | 0.0049984 | 0.013303 | 0.077119 | 0 | -1.3488 | 0 | 0 | 0 | 0.030765 | 0.017896 | 0.037413 | 0 | 3.4874 | 2.0585 | 0 | 0.53929 | 0.81115 | 0 | 0 | 0 | 0 | -1.7243 | 0.055558 | 0 | 0.0029279 | 0 | -0.074757 | 0 | 0 | 0 | 0 | 0 | 0 | 0 | 0 | 2.8747 | 0.012019 | 9.8343e-05 | 0 | 0 | 0 | 0 | 0 | 0 | 0 | 0 | 0 | -1.575 | 0 | 0 | 0 | 0 | 0 | 0 | 0 | 0 | -6.6231 | 1.822 | 0 | 0 | 0 | 1.1926 | 6.0349 | 1.2254 | 3.0551 | 0.11508 | 0.056743 | 0 | 0.45971 | 0.18742 | 3.782 | 18.0542 | 23.3651 | -9.6216 | 0 | 0.52614 | 0 | 1.6728 | 0.21161
2025_05_15 Hr 02 | 0 | 0 | 0 | 0 | 0 | 0 | 0 | 0 | 0 | 0 | 0 | 0.02402 | 2.73 | 0.045859 | 0.47265 | 0.47268 | 0.92006 | 0 | 0.0064686 | 0.0049984 | 0.013303 | 0.077119 | 0 | -1.3563 | 0 | 0 | 0 | 0.030765 | 0.017896 | 0.037413 | 0 | 3.4874 | 2.0585 | 0 | 0.53929 | 0.81115 | 0 | 0 | 0 | 0 | -0.63446 | 0.055558 | 0 | 0.0028797 | 0 | -0.073491 | 0 | 0 | 0 | 0 | 0 | 0 | 0 | 0 | 3.4918 | 0.012019 | 9.8343e-05 | 0 | 0 | 0 | 0 | 0 | 0 | 0 | 0 | 0 | -1.575 | 0 | 0 | 0 | 0 | 0 | 0 | 0 | 0 | -6.9051 | 1.822 | 0 | 0 | 0 | 1.0533 | 5.3902 | 1.2254 | 3.0551 | 0.11508 | 0.056743 | 0 | 0.45971 | 0.18742 | 3.782 | 18.9316 | 24.0857 | -9.9098 | 0 | 0.52614 | 0 | 1.6728 | 0.21105
2025_05_15 Hr 03 | 0 | 0 | 0 | 0 | 0 | 0 | 0 | 0 | 0 | 0 | 0 | 0.02402 | 2.07 | 0.035616 | 0.60223 | 0.60227 | 0.94804 | 0 | 0.0064686 | 0.0049984 | 0.013303 | 0.077119 | 0 | -1.3454 | 0 | 0 | 0 | 0.030765 | 0.017896 | 0.037413 | 0 | 3.4874 | 2.0585 | 0 | 0.53929 | 0.81115 | 0 | 0 | 0 | 0 | -0.71649 | 0.055558 | 0 | 0.0029496 | 0 | -0.075326 | 0 | 0 | 0 | 0 | 0 | 0 | 0 | 0 | 3.695 | 0.012019 | 9.8343e-05 | 0 | 0 | 0 | 0 | 0 | 0 | 0 | 0 | 0 | -1.575 | 0 | 0 | 0 | 0 | 0 | 0 | 0 | 0 | -6.955 | 1.822 | 0 | 0 | 0 | 1.0533 | 5.6774 | 1.2254 | 3.0551 | 0.11508 | 0.056743 | 0 | 0.45971 | 0.18742 | 3.782 | 18.6282 | 23.6181 | -9.9507 | 0 | 0.52614 | 0 | 1.6728 | 0.21042
2025_05_15 Hr 04 | 0 | 0 | 0 | 0 | 0 | 0 | 0 | 0 | 0 | 0 | 0 | 0.02402 | 1.83 | 0.031558 | 0.85186 | 0.85188 | 0.92006 | 0 | 0.0064686 | 0.0049984 | 0.013303 | 0.077119 | 0 | -1.3443 | 0 | 0 | 0 | 0.030765 | 0.017896 | 0.037413 | 0 | 3.4874 | 2.0585 | 0 | 0.53929 | 0.81115 | 0 | 0 | 0 | 0 | -0.79172 | 0.055558 | 0 | 0.0029562 | 0 | -0.075501 | 0 | 0 | 0 | 0 | 0 | 0 | 0 | 0 | 4.3121 | 0.012019 | 9.8343e-05 | 0 | 0 | 0 | 0 | 0 | 0 | 0 | 0 | 0 | -1.575 | 0 | 0 | 0 | 0 | 0 | 0 | 0 | 0 | -6.9281 | 1.822 | 0 | 0 | 0 | 1.1229 | 6.1486 | 1.2254 | 3.0551 | 0.11508 | 0.056743 | 0 | 0.45971 | 0.18742 | 3.782 | 19.4944 | 24.0604 | -9.9229 | 0 | 0.52614 | 0 | 1.6728 | 0.21012
2025_05_15 Hr 05 | 0 | 0 | 0 | 0 | 0 | 0 | 0 | 0 | 0 | 0 | 0 | 0.02402 | 1.02 | 0.023658 | 1.1015 | 1.1015 | 0.97601 | 0 | 0.0064686 | 0.0049984 | 0.013303 | 0.077119 | 0 | -1.185 | 0 | 0 | 0 | 0.030765 | 0.017896 | 0.052693 | 0 | 3.4874 | 2.0585 | 0 | 0.53929 | 0.81115 | 0 | 0 | 0 | 0.75354 | 0 | 0.055558 | 0 | 0.0039762 | 0 | -0.10227 | 0 | 0 | 0 | 0 | 0 | 0 | 0 | 0 | 4.6533 | 0.012019 | 9.8343e-05 | 0 | 0 | 0 | 0 | 0 | 0 | 0 | 0 | 0 | -1.575 | 0 | 0 | 0 | 0 | 0 | 0 | 0 | 0 | -15.8543 | 1.822 | 0 | 0 | 0 | 0.87484 | 6.7192 | 1.2254 | 3.0551 | 0.11508 | 0.056743 | 0 | 0.45971 | 0.18742 | 3.782 | 12.0929 | 23.3367 | -18.7165 | 0 | 0.52614 | 0 | 1.6728 | 0.21124
2025_05_15 Hr 06 | 0.045262 | 0 | 0 | 0.075158 | 0.071675 | 0.071916 | 0.078745 | 0.074595 | 0.078745 | 0 | 0 | 0.02402 | 1.29 | 0.049776 | 1.2159 | 1.2159 | 0.97601 | 0 | 0.0064686 | 0.0049984 | 0.013303 | 0.077119 | 0 | -0.77269 | 0 | 0 | 0 | 0.030765 | 0.017896 | 0.094529 | 0.33187 | 3.4874 | 2.0585 | 0 | 0.53929 | 0.81115 | 0 | 0 | 0 | 1.0693 | 0 | 0.055558 | 0 | 0.0041343 | 0 | -0.17154 | 0 | 0 | 0 | 0 | 0 | 0 | 0 | 0 | 4.5879 | 0.012019 | 9.8343e-05 | 0 | 0 | 0 | 0 | 0 | 0 | 0 | 0 | 0 | -1.575 | 0 | 0 | 0 | 0 | 0 | 0 | 0 | 0 | -34.8056 | 1.822 | 0 | 0 | 0 | 0.68334 | 7.6229 | 1.2254 | 3.0551 | 0.11508 | 0.056743 | -0.045262 | 0.45971 | 0.18742 | 3.782 | -5.2545 | 23.4234 | -37.3701 | 0 | 0.52614 | 0 | 1.6728 | 0.21336
2025_05_15 Hr 07 | 0.2266 | 0 | 0 | 0.075158 | 0.071675 | 0.071916 | 0.078745 | 0.074595 | 0.078745 | 0 | 0 | 0.02402 | 2.13 | 0.067928 | 1.2159 | 1.2159 | 0.94688 | 0 | 0.0064686 | 0.0049984 | 0.013303 | 0.077119 | 0 | 0 | 0 | 0 | 0 | 0.030765 | 0.017896 | 0.10014 | 0.18224 | 3.4306 | 2.0585 | 0 | 0.5281 | 0.81115 | 0 | 0 | 0 | 0.086944 | -0.06967 | 0.055558 | 0 | 0.0034169 | 0 | -0.14141 | 0 | 0 | 0 | 0 | 0 | 0 | 0 | 0 | 4.45 | 0.012019 | 9.8343e-05 | -1.0625 | 0 | 0 | 0 | 0 | 0 | 0 | 0 | -1.85 | 0 | 0 | 0 | 0 | 0 | 0 | 0 | 0 | 0 | -30.6774 | 1.822 | 0 | 0 | 0 | 0.45266 | 7.5425 | 1.2254 | 3.0551 | 0.11508 | 0.056743 | -0.2266 | 0.45971 | 0.18742 | 3.782 | -2.3112 | 24.087 | -33.9579 | 0 | 0.52614 | 0 | 1.6728 | 0.21728
2025_05_15 Hr 08 | 0.49941 | 1.4621e-06 | 0 | 0.075158 | 0.071675 | 0.071916 | 0.078745 | 0.074595 | 0.078745 | 0 | 0 | 0.02402 | 2.16 | 0.065502 | 1.2159 | 1.2159 | 0.94688 | 0 | 0.0064686 | 0.0049984 | 0.013303 | 0.077119 | 0 | 0 | 0 | 0 | 0 | 0.030765 | 0.017896 | 0.10014 | 0.18224 | 3.4306 | 2.0585 | 0 | 0.5281 | 0.81115 | 0 | 0 | 0 | 0 | -0.43962 | 0.055558 | 0 | 0.0032491 | 0 | -0.13436 | 0 | 0 | 0 | 0 | 0 | 0 | 0 | 0 | 4.2467 | 0.012019 | 9.8343e-05 | -1.0625 | 0 | 0 | 0 | 0 | 0 | 0 | 0 | -1.85 | 0 | 0 | 0 | 0 | 0 | 0 | 0 | 0 | 0 | -27.4446 | 1.822 | 0 | 0 | 0 | 0.36996 | 7.5425 | 1.2254 | 3.0551 | 0.11508 | 0.056743 | -0.49941 | 0.45971 | 0.18742 | 3.782 | 0.21558 | 24.1036 | -30.9908 | 0 | 0.52614 | 0 | 1.6728 | 0.21944
2025_05_15 Hr 09 | 0.52222 | 1.11e-05 | 0 | 0.075158 | 0.071675 | 0.071916 | 0.078745 | 0.074595 | 0.078745 | 0 | 0 | 0.02402 | 2.01 | 0.066107 | 1.2159 | 1.2159 | 0.94688 | 0 | 0.0064686 | 0.0049984 | 0.013303 | 0.077119 | 0 | 0 | 0 | 0 | 0 | 0.030765 | 0.017896 | 0.10014 | 0.18224 | 3.4306 | 2.0585 | 0 | 0.5281 | 0.81115 | 0 | 0 | 0 | 0 | -0.75702 | 0.055558 | 0 | 0.0035238 | 0 | -0.1459 | 0 | 0 | 0 | 0 | 0 | 0 | 0 | 0 | 4.1088 | 0.012019 | 9.8343e-05 | -1.0625 | 0 | 0 | 0 | 0 | 0 | 0 | 0 | -1.85 | 0 | 0 | 0 | 0 | 0 | 0 | 0 | 0 | 0 | -28.0859 | 1.822 | 0 | 0 | 0 | 0.39172 | 7.5425 | 1.2254 | 3.0551 | 0.11508 | 0.056743 | -0.52222 | 0.45971 | 0.18742 | 3.782 | -1.0195 | 23.8616 | -31.6665 | 0 | 0.52614 | 0 | 1.6728 | 0.22021
2025_05_15 Hr 10 | 0.65786 | 1.9195e-05 | 0 | 0 | 0 | 0 | 0 | 0 | 0 | 0 | 0 | 0.02402 | 1.62 | 0.023034 | 0.43218 | 0.43218 | 0.69427 | 0 | 0.0064686 | 0.0049984 | 0.013303 | 0.077119 | 0 | 0 | 0 | 0 | 0 | 0.030765 | 0.017896 | 0.037413 | 0 | 2.8556 | 2.0585 | 0 | 0.42248 | 0.81115 | 0 | 0 | 0 | 0.23059 | -0.41345 | 0.055558 | 0 | 0.0024375 | 0 | -0.061884 | 0 | 0 | 0 | 0 | 0 | 0 | 0 | 0 | 3.4918 | 0.012019 | 9.8343e-05 | -1.0625 | 0 | 0 | 0 | 0 | 0 | 0 | 0 | -1.85 | 0 | 0 | 0 | 0 | 0 | 0 | 0 | 0 | 0 | -6.8901 | 1.822 | 0 | 0 | 0 | 0.38302 | 4.4516 | 1.2254 | 3.0551 | 0.11508 | 0.056743 | -0.65786 | 0.45971 | 0.18742 | 3.782 | 16.5794 | 22.833 | -10.5224 | 0 | 0.52614 | 0 | 1.6728 | 0.22042
2025_05_15 Hr 11 | 0.54496 | 3.5982e-05 | 0 | 0 | 0 | 0 | 0 | 0 | 0 | 0 | 0 | 0.02402 | 0.9 | 0.0155 | 0.56739 | 0.56744 | 0.91678 | 0 | 0.0064686 | 0.0049984 | 0.013303 | 0.077119 | 0 | 0 | 0 | 0 | 0 | 0.030765 | 0.017896 | 0.037413 | 0 | 3.1043 | 2.0585 | 0 | 0.46818 | 0.81115 | 0 | 0 | 0 | 1.1644 | 0 | 0.055558 | 0 | 0.0029523 | 0 | -0.075399 | 0 | 0 | 0 | 0 | 0 | 0 | 0 | 0 | 3.2159 | 0.012019 | 9.8343e-05 | -1.0625 | 0 | 0 | 0 | 0 | 0 | 0 | 0 | -1.85 | 0 | 0 | 0 | 0 | 0 | 0 | 0 | 0 | 0 | -9.9822 | 1.822 | 0 | 0 | 0 | 0.66157 | 5.1934 | 1.2254 | 3.0551 | 0.11508 | 0.056743 | -0.54496 | 0.45971 | 0.18742 | 3.782 | 14.8837 | 22.041 | -13.5151 | 0 | 0.52614 | 0 | 1.6728 | 0.22042
2025_05_15 Hr 12 | 0.61289 | 7.1871e-05 | 0 | 0 | 0 | 0 | 0 | 0 | 0 | 0 | 0 | 0.02402 | 0.9 | 0.017888 | 0.81703 | 0.8171 | 0.94688 | 0 | 0.0064686 | 0.0049984 | 0.013303 | 0.077119 | 0 | 0 | 0 | 0 | 0 | 0.030765 | 0.017896 | 0.039097 | 0 | 3.4306 | 2.0585 | 0 | 0.5281 | 0.81115 | 0 | 0 | 0 | 0.62585 | 0 | 0.055558 | 0 | 0.0034072 | 0 | -0.087339 | 0 | 0 | 0 | 0 | 0 | 0 | 0 | 0 | 3.2159 | 0.012019 | 9.8343e-05 | -1.0625 | 0 | 0 | 0 | 0 | 0 | 0 | 0 | -1.85 | 0 | 0 | 0 | 0 | 0 | 0 | 0 | 0 | 0 | -11.5607 | 1.822 | 0 | 0 | 0 | 0.87484 | 6.0507 | 1.2254 | 3.0551 | 0.11508 | 0.056743 | -0.61289 | 0.45971 | 0.18742 | 3.782 | 13.8877 | 22.3846 | -15.1734 | 0 | 0.52614 | 0 | 1.6728 | 0.22045
2025_05_15 Hr 13 | 0.56741 | 6.8249e-05 | 0 | 0 | 0 | 0 | 0 | 0 | 0 | 0 | 0 | 0.02402 | 1.11 | 0.018931 | 0.60223 | 0.60223 | 0.61007 | 0 | 0.0064686 | 0.0049984 | 0.013303 | 0.077119 | 0 | 0 | 0 | 0 | 0 | 0.030765 | 0.017896 | 0.037413 | 0 | 2.5681 | 2.0585 | 0 | 0.36967 | 0.81115 | 0 | 0 | 0 | 0.12783 | 0 | 0.055558 | 0 | 0.0029237 | 0 | -0.074646 | 0 | 0 | 0 | 0 | 0 | 0 | 0 | 0 | 3.2159 | 0.012019 | 9.8343e-05 | -1.0625 | 0 | 0 | 0 | 0 | 0 | 0 | 0 | -1.85 | 0 | 0 | 0 | 0 | 0 | 0 | 0 | 0 | 0 | -3.84 | 1.822 | 0 | 0 | 0 | 0.87484 | 4.42 | 1.2254 | 3.0551 | 0.11508 | 0.056743 | -0.56741 | 0.45971 | 0.18742 | 3.782 | 19.5452 | 22.392 | -7.3946 | 0 | 0.52614 | 0 | 1.6728 | 0.22076
2025_05_15 Hr 14 | 0.52222 | 0.00012784 | 0 | 0 | 0 | 0 | 0 | 0 | 0 | 0 | 0 | 0.02402 | 1.47 | 0.028589 | 0.85186 | 0.85194 | 0.91678 | 0 | 0.0064686 | 0.0049984 | 0.013303 | 0.077119 | 0 | 0 | 0 | 0 | 0 | 0.030765 | 0.017896 | 0.037413 | 0 | 3.1043 | 2.0585 | 0 | 0.46818 | 0.81115 | 0 | 0 | 0 | 0.84681 | 0 | 0.055558 | 0 | 0.003334 | 0 | -0.085418 | 0 | 0 | 0 | 0 | 0 | 0 | 0 | 0 | 2.9473 | 0.012019 | 9.8343e-05 | -1.0625 | 0 | 0 | 0 | 0 | 0 | 0 | 0 | -1.85 | 0 | 0 | 0 | 0 | 0 | 0 | 0 | 0 | 0 | -9.3912 | 1.822 | 0 | 0 | 0 | 0.531 | 5.7623 | 1.2254 | 3.0551 | 0.11508 | 0.056743 | -0.52222 | 0.45971 | 0.18742 | 3.782 | 15.9002 | 22.2024 | -12.9113 | 0 | 0.52614 | 0 | 1.6728 | 0.22054
2025_05_15 Hr 15 | 0.47703 | 0.0002416 | 0 | 0 | 0 | 0 | 0 | 0 | 0 | 0 | 0 | 0.02402 | 1.5 | 0.037149 | 1.1015 | 1.1016 | 0.94688 | 0 | 0.0064686 | 0.0049984 | 0.013303 | 0.077119 | 0 | 0 | 0 | 0 | 0 | 0.030765 | 0.017896 | 0.085071 | 0 | 3.4306 | 2.0585 | 0 | 0.5281 | 0.81115 | 0 | 0 | 0 | 0.24278 | -0.012604 | 0.055558 | 0 | 0.0029188 | 0 | -0.10935 | 0 | 0 | 0 | 0 | 0 | 0 | 0 | 0 | 3.2159 | 0.012019 | 9.8343e-05 | -1.0625 | 0 | 0 | 0 | 0 | 0 | 0 | 0 | -1.85 | 0 | 0 | 0 | 0 | 0 | 0 | 0 | 0 | 0 | -13.2962 | 1.822 | 0 | 2.5522 | 0 | 0.30032 | 8.153 | 1.2254 | 3.0551 | 0.11508 | 0.056743 | -0.47703 | 0.45971 | 0.18742 | 3.782 | 13.8815 | 22.2934 | -16.7951 | 0 | 0.52614 | 0 | 1.6728 | 0.22021
2025_05_15 Hr 16 | 0.45444 | 0.00059004 | 0 | 0.075158 | 0.071675 | 0.071916 | 0.078745 | 0.074595 | 0.078745 | 0 | 0 | 0.02402 | 1.44 | 0.20334 | 1.2159 | 1.2159 | 0.94688 | 0 | 0.0064686 | 0.0049984 | 0.013303 | 0.077119 | 0 | 0 | 0 | 0 | 0 | 0.030765 | 0.017896 | 0.10014 | 0.33187 | 3.4306 | 2.0585 | 0 | 0.5281 | 0.81115 | 0 | 0 | 0 | 0 | -2.7329 | 0.055558 | 0 | 0.0075646 | 0 | -0.63333 | 0 | 0 | 0 | 0 | 0 | 0 | 0 | 0 | 3.078 | 0.012019 | 9.8343e-05 | -1.0625 | 0 | 0 | 0 | 0 | 0 | 0 | 0 | -1.85 | 0 | 0 | 0 | 0 | 0 | 0 | 0 | 0 | 0 | -25.2981 | 1.822 | 0 | 1.8058 | 0 | 0.25244 | 9.3483 | 1.2254 | 3.0551 | 0.11508 | 0.056743 | -0.45444 | 0.45971 | 0.18742 | 3.782 | -0.49159 | 22.1914 | -29.2983 | 0 | 0.52614 | 0 | 1.6728 | 0.22008
2025_05_15 Hr 17 | 0.52229 | 0.00046545 | 0 | 0.075158 | 0.071675 | 0.071916 | 0.078745 | 0.074595 | 0.078745 | 0 | 0 | 0.02402 | 1.5 | 0.077853 | 1.2159 | 1.2159 | 0.94688 | 0 | 0.0064686 | 0.0049984 | 0.013303 | 0.077119 | 0 | 0 | 0 | 0 | 0 | 0.030765 | 0.017896 | 0.10014 | 0.18224 | 3.4306 | 2.0585 | 0 | 0.5281 | 0.81115 | 0 | 0 | 0 | 0 | -0.75464 | 0.055558 | 0 | 0.0027805 | 0 | -0.23146 | 0 | 0 | 0 | 0 | 0 | 0 | 0 | 0 | 2.9473 | 0.012019 | 9.8343e-05 | -1.0625 | 0 | 0 | 0 | 0 | 0 | 0 | 0 | -1.85 | 0 | 0 | 0 | 0 | 0 | 0 | 0 | 0 | 0 | -26.4221 | 1.822 | 0 | 1.8439 | 0 | 0.17845 | 9.3864 | 1.2254 | 3.0551 | 0.11508 | 0.056743 | -0.52229 | 0.45971 | 0.18742 | 3.782 | 0.53208 | 21.9887 | -30.0884 | 0 | 0.52614 | 0 | 1.6728 | 0.21977
2025_05_15 Hr 18 | 0.49933 | 0.00049545 | 0 | 0.075158 | 0.071675 | 0.071916 | 0.078745 | 0.074595 | 0.078745 | 0 | 0 | 0.02402 | 1.56 | 0.1021 | 1.2159 | 1.2159 | 0.94688 | 0 | 0.0064686 | 0.0049984 | 0.013303 | 0.077119 | 0 | 0 | 0 | 0 | 0 | 0.030765 | 0.017896 | 0.10014 | 0.18224 | 3.4306 | 2.0585 | 0 | 0.5281 | 0.81115 | 0 | 0 | 0 | 0.0014623 | -0.35288 | 0.055558 | 0 | 0.0035063 | 0 | -0.29243 | 0 | 0 | 0 | 0 | 0 | 0 | 0 | 0 | 3.833 | 0.012019 | 9.8343e-05 | -1.0625 | 0 | 0 | 0 | 0 | 0 | 0 | 0 | -1.85 | 0 | 0 | 0 | 0 | 0 | 0 | 0 | 0 | 0 | -32.6609 | 1.822 | 0 | 1.8439 | 0 | 0.13928 | 9.3864 | 1.2254 | 3.0551 | 0.11508 | 0.056743 | -0.49933 | 0.45971 | 0.18742 | 3.782 | -4.4345 | 22.8956 | -36.3651 | 0 | 0.52614 | 0 | 1.6728 | 0.21889
2025_05_15 Hr 19 | 0.27201 | 0.00017837 | 0 | 0.075158 | 0.071675 | 0.071916 | 0.078745 | 0.074595 | 0.078745 | 0 | 0 | 0.02402 | 1.68 | 0.10134 | 1.2159 | 1.2159 | 0.94688 | 0 | 0.0064686 | 0.0049984 | 0.013303 | 0.077119 | 0 | 0 | 0 | 0 | 0 | 0.030765 | 0.017896 | 0.10014 | 0.18224 | 3.4306 | 2.0585 | 0 | 0.5281 | 0.81115 | 0 | 0 | 0 | 0.14821 | -0.56457 | 0.055558 | 0 | 0.0032314 | 0 | -0.26934 | 0 | 0 | 0 | 0 | 0 | 0 | 0 | 0 | 4.1088 | 0.012019 | 9.8343e-05 | -1.0625 | 0 | 0 | 0 | 0 | 0 | 0 | 0 | -1.85 | 0 | 0 | 0 | 0 | 0 | 0 | 0 | 0 | 0 | -33.4753 | 1.822 | 0 | 1.8439 | 0 | 0.16975 | 9.3864 | 1.2254 | 3.0551 | 0.11508 | 0.056743 | -0.27201 | 0.45971 | 0.18742 | 3.782 | -4.8658 | 23.0933 | -36.9291 | 0 | 0.52614 | 0 | 1.6728 | 0.21867
2025_05_15 Hr 20 | 0.067857 | 3.1024e-05 | 0 | 0.075158 | 0.071675 | 0.071916 | 0.078745 | 0.074595 | 0.078745 | 0 | 0 | 0.02402 | 1.89 | 0.093548 | 1.2159 | 1.2159 | 0.94688 | 0 | 0.0064686 | 0.0049984 | 0.013303 | 0.077119 | 0 | 0 | 0 | 0 | 0 | 0.030765 | 0.017896 | 0.10014 | 0.18224 | 3.4306 | 2.0585 | 0 | 0.5281 | 0.81115 | 0 | 0 | 0 | 0.28577 | -0.33666 | 0.055558 | 0 | 0.0026516 | 0 | -0.22063 | 0 | 0 | 0 | 0 | 0 | 0 | 0 | 0 | 4.3121 | 0.012019 | 9.8343e-05 | -1.0625 | 0 | 0 | 0 | 0 | 0 | 0 | 0 | -1.85 | 0 | 0 | 0 | 0 | 0 | 0 | 0 | 0 | 0 | -31.3052 | 1.822 | 0 | 1.8439 | 0 | 0.15234 | 9.3864 | 1.2254 | 3.0551 | 0.11508 | 0.056743 | -0.067857 | 0.45971 | 0.18742 | 3.782 | -1.8935 | 23.2772 | -34.5062 | 0 | 0.52614 | 0 | 1.6728 | 0.21878
2025_05_15 Hr 21 | 0 | 6.5659e-07 | 0 | 0.075158 | 0.071675 | 0.071916 | 0.078745 | 0.074595 | 0.078745 | 0 | 0 | 0.02402 | 2.16 | 0.088245 | 1.2159 | 1.2159 | 0.94688 | 0 | 0.0064686 | 0.0049984 | 0.013303 | 0.077119 | 0 | 0 | 0 | 0 | 0 | 0.030765 | 0.017896 | 0.10014 | 0.18224 | 3.4306 | 2.0585 | 0 | 0.5281 | 0.81115 | 0 | 0 | 0 | 1.0601 | 0 | 0.055558 | 0 | 0.0021886 | 0 | -0.18174 | 0 | 0 | 0 | 0 | 0 | 0 | 0 | 0 | 4.45 | 0.012019 | 9.8343e-05 | -1.0625 | 0 | 0 | 0 | 0 | 0 | 0 | 0 | -1.85 | 0 | 0 | 0 | 0 | 0 | 0 | 0 | 0 | 0 | -27.0786 | 1.822 | 0 | 1.8439 | 0 | 0.26985 | 9.3864 | 1.2254 | 3.0551 | 0.11508 | 0.056743 | 0 | 0.45971 | 0.18742 | 3.782 | 4.0028 | 23.7291 | -30.1728 | 0 | 0.52614 | 0 | 1.6728 | 0.21843
2025_05_15 Hr 22 | 0 | 0 | 0 | 0 | 0 | 0 | 0 | 0 | 0 | 0 | 0 | 0.02402 | 1.41 | 0.037197 | 1.2159 | 1.2159 | 0.94688 | 0 | 0.0064686 | 0.0049984 | 0.013303 | 0.077119 | 0 | 0 | 0 | 0 | 0 | 0.030765 | 0.017896 | 0.095114 | 0 | 3.4306 | 2.0585 | 0 | 0.5281 | 0.81115 | 0 | 0 | 0 | 0.32015 | -0.068905 | 0.055558 | 0 | 0.0031092 | 0 | -0.11661 | 0 | 0 | 0 | 0 | 0 | 0 | 0 | 0 | 4.0435 | 0.012019 | 9.8343e-05 | -1.0625 | 0 | 0 | 0 | 0 | 0 | 0 | 0 | -1.85 | 0 | 0 | 0 | 0 | 0 | 0 | 0 | 0 | 0 | -18.0816 | 1.822 | 0 | 1.8032 | 0 | 1.0925 | 8.7075 | 1.2254 | 3.0551 | 0.11508 | 0.056743 | 0 | 0.45971 | 0.18742 | 3.782 | 11.1906 | 23.3425 | -21.1107 | 0 | 0.52614 | 0 | 1.6728 | 0.21687
2025_05_15 Hr 23 | 0 | 0 | 0 | 0 | 0 | 0 | 0 | 0 | 0 | 0 | 0 | 0.02402 | 2.28 | 0.045234 | 1.2159 | 1.2159 | 0.97601 | 0 | 0.0064686 | 0.0049984 | 0.013303 | 0.077119 | 0 | -1.2748 | 0 | 0 | 0 | 0.030765 | 0.017896 | 0.037413 | 0 | 0 | 2.0585 | 0 | 0 | 0.81115 | 0 | 0 | 0 | 0 | -2.37 | 0.055558 | 0 | 0.039963 | 0 | -0.087178 | 0 | 0 | 0 | 0 | 0 | 0 | 0 | 0 | 3.833 | 0.012019 | 9.8343e-05 | 0 | 0 | 0 | 0 | 0 | 0 | 0 | 0 | 0 | -1.575 | 0 | 0 | 0 | 0 | 0 | 0 | 0 | 0 | -4.0229 | 1.822 | 0 | 0 | 0 | 0.99236 | 3.4452 | 1.2254 | 3.0551 | 0.11508 | 0.056743 | 0 | 0.45971 | 0.18742 | 3.782 | 17.4949 | 23.3797 | -6.96 | 0 | 0.52614 | 0 | 1.6728 | 0.21473
2025_05_15 Hr 24 | 0 | 0 | 0 | 0 | 0 | 0 | 0 | 0 | 0 | 0 | 0 | 0.02402 | 2.28 | 0.070635 | 1.1674 | 1.1674 | 0.83299 | 0 | 0.0064686 | 0.0049984 | 0.013303 | 0.077119 | 0 | -0.97642 | 0 | 0 | 0 | 0.030765 | 0.017896 | 0.068385 | 0 | 0 | 2.0585 | 0 | 0 | 0.81115 | 0 | 0 | 0 | 0 | -2.0777 | 0.055558 | 0 | 0.062403 | 0 | -0.13731 | 0 | 0 | 0 | 0 | 0 | 0 | 0 | 0 | 3.695 | 0.012019 | 9.8343e-05 | 0 | 0 | 0 | 0 | 0 | 0 | 0 | 0 | 0 | -1.575 | 0 | 0 | 0 | 0 | 0 | 0 | 0 | 0 | -3.0914 | 1.822 | 0 | 0 | 0 | 0.93143 | 3.2361 | 1.2254 | 3.0551 | 0.11508 | 0.056743 | 0 | 0.45971 | 0.18742 | 3.782 | 18.5817 | 23.2034 | -5.7801 | 0 | 0.52614 | 0 | 1.6728 | 0.21188
2025_05_16 Hr 01 | 0 | 0 | 0 | 0 | 0 | 0 | 0 | 0 | 0 | 0 | 0 | 0.02402 | 2.13 | 0.033513 | 0.62811 | 0.62811 | 0.79125 | 0 | 0.0064686 | 0.0049984 | 0.013303 | 0.077119 | 0 | -1.3848 | 0 | 0 | 0 | 0.030765 | 0.017896 | 0.037413 | 0 | 0 | 2.0585 | 0 | 0 | 0.81115 | 0 | 0 | 0 | 0.58349 | -0.27531 | 0.055558 | 0 | 0.031692 | 0 | -0.068702 | 0 | 0 | 0 | 0 | 0 | 0 | 0 | 0 | 3.695 | 0.012019 | 9.8343e-05 | 0 | 0 | 0 | 0 | 0 | 0 | 0 | 0 | 0 | -1.575 | 0 | 0 | 0 | 0 | 0 | 0 | 0 | 0 | -3.86 | 1.822 | 0 | 0 | 0 | 1.3841 | 2.0849 | 1.2254 | 3.0551 | 0.11508 | 0.056743 | 0 | 0.45971 | 0.18742 | 3.782 | 18.9715 | 23.4669 | -6.8885 | 0 | 0.52614 | 0 | 1.6728 | 0.20987
2025_05_16 Hr 02 | 0 | 0 | 0 | 0 | 0 | 0 | 0 | 0 | 0 | 0 | 0 | 0.02402 | 1.65 | 0.022306 | 0.43218 | 0.43218 | 0.61942 | 0 | 0.0064686 | 0.0049984 | 0.013303 | 0.077119 | 0 | -1.4441 | 0 | 0 | 0 | 0.030765 | 0.017896 | 0.037413 | 0 | 0 | 2.0585 | 0 | 0 | 0.81115 | 0 | 0 | 0 | 1.0336 | 0 | 0.055558 | 0 | 0.02723 | 0 | -0.058734 | 0 | 0 | 0 | 0 | 0 | 0 | 0 | 0 | 3.9055 | 0.012019 | 9.8343e-05 | 0 | 0 | 0 | 0 | 0 | 0 | 0 | 0 | 0 | -1.575 | 0 | 0 | 0 | 0 | 0 | 0 | 0 | 0 | -2.7379 | 1.822 | 0 | 0 | 0 | 1.7976 | 1.5212 | 1.2254 | 3.0551 | 0.11508 | 0.056743 | 0 | 0.45971 | 0.18742 | 3.782 | 20.3379 | 23.599 | -5.8158 | 0 | 0.52614 | 0 | 1.6728 | 0.20916
2025_05_16 Hr 03 | 0 | 0 | 0 | 0 | 0 | 0 | 0 | 0 | 0 | 0 | 0 | 0.02402 | 1.71 | 0.023512 | 0.43218 | 0.43218 | 0.61942 | 0 | 0.0064686 | 0.0049984 | 0.013303 | 0.077119 | 0 | -1.438 | 0 | 0 | 0 | 0.030765 | 0.017896 | 0.037413 | 0 | 0 | 2.0585 | 0 | 0 | 0.81115 | 0 | 0 | 0 | 0.78676 | 0 | 0.055558 | 0 | 0.027696 | 0 | -0.059773 | 0 | 0 | 0 | 0 | 0 | 0 | 0 | 0 | 3.9055 | 0.012019 | 9.8343e-05 | 0 | 0 | 0 | 0 | 0 | 0 | 0 | 0 | 0 | -1.575 | 0 | 0 | 0 | 0 | 0 | 0 | 0 | 0 | -2.9786 | 1.822 | 0 | 0 | 0 | 2.2285 | 1.5212 | 1.2254 | 3.0551 | 0.11508 | 0.056743 | 0 | 0.45971 | 0.18742 | 3.782 | 20.3472 | 24.0906 | -6.0513 | 0 | 0.52614 | 0 | 1.6728 | 0.20867
2025_05_16 Hr 04 | 0 | 0 | 0 | 0 | 0 | 0 | 0 | 0 | 0 | 0 | 0 | 0.02402 | 1.47 | 0.021431 | 0.43218 | 0.43218 | 0.67464 | 0 | 0.0064686 | 0.0049984 | 0.013303 | 0.077119 | 0 | -1.4158 | 0 | 0 | 0 | 0.030765 | 0.017896 | 0.037413 | 0 | 0 | 2.0585 | 0 | 0 | 0.81115 | 0 | 0 | 0 | 0.6658 | 0 | 0.055558 | 0 | 0.029366 | 0 | -0.063504 | 0 | 0 | 0 | 0 | 0 | 0 | 0 | 0 | 3.833 | 0.012019 | 9.8343e-05 | 0 | 0 | 0 | 0 | 0 | 0 | 0 | 0 | 0 | -1.575 | 0 | 0 | 0 | 0 | 0 | 0 | 0 | 0 | -3.3813 | 1.822 | 0 | 0 | 0 | 1.9368 | 1.5764 | 1.2254 | 3.0551 | 0.11508 | 0.056743 | 0 | 0.45971 | 0.18742 | 3.782 | 19.2907 | 23.484 | -6.4356 | 0 | 0.52614 | 0 | 1.6728 | 0.20839
2025_05_16 Hr 05 | 0 | 0 | 0 | 0 | 0 | 0 | 0 | 0 | 0 | 0 | 0 | 0.02402 | 1.59 | 0.029063 | 0.56739 | 0.56744 | 0.91604 | 0 | 0.0064686 | 0.0049984 | 0.013303 | 0.077119 | 0 | -1.3166 | 0 | 0 | 0 | 0.030765 | 0.017896 | 0.037413 | 0 | 0 | 2.0585 | 0 | 0 | 0.81115 | 0 | 0 | 0 | 0.41033 | 0 | 0.055558 | 0 | 0.036819 | 0 | -0.080154 | 0 | 0 | 0 | 0 | 0 | 0 | 0 | 0 | 4.1088 | 0.012019 | 9.8343e-05 | 0 | 0 | 0 | 0 | 0 | 0 | 0 | 0 | 0 | -1.575 | 0 | 0 | 0 | 0 | 0 | 0 | 0 | 0 | -5.7315 | 1.822 | 0 | 0 | 0 | 1.3536 | 2.0883 | 1.2254 | 3.0551 | 0.11508 | 0.056743 | 0 | 0.45971 | 0.18742 | 3.782 | 17.1002 | 23.3049 | -8.7033 | 0 | 0.52614 | 0 | 1.6728 | 0.20894
2025_05_16 Hr 06 | 0 | 0 | 0 | 0 | 0 | 0 | 0 | 0 | 0 | 0 | 0 | 0.02402 | 1.2 | 0.021517 | 0.81703 | 0.81713 | 0.96308 | 0 | 0.0064686 | 0.0049984 | 0.013303 | 0.077119 | 0 | -1.326 | 0 | 0 | 0 | 0.030765 | 0.017896 | 0.037413 | 0 | 0 | 2.0585 | 0 | 0 | 0.81115 | 0 | 0 | 0 | 0 | -0.71427 | 0.055558 | 0 | 0.036118 | 0 | -0.078588 | 0 | 0 | 0 | 0 | 0 | 0 | 0 | 0 | 4.2467 | 0.012019 | 9.8343e-05 | 0 | 0 | 0 | 0 | 0 | 0 | 0 | 0 | 0 | -1.575 | 0 | 0 | 0 | 0 | 0 | 0 | 0 | 0 | -5.0764 | 1.822 | 0 | 0 | 0 | 1.3754 | 2.6347 | 1.2254 | 3.0551 | 0.11508 | 0.056743 | 0 | 0.45971 | 0.18742 | 3.782 | 16.9343 | 23.0698 | -8.0559 | 0 | 0.52614 | 0 | 1.6728 | 0.21177
2025_05_16 Hr 07 | 0.27208 | 0 | 0 | 0 | 0 | 0 | 0 | 0 | 0 | 0 | 0 | 0.02402 | 1.23 | 0.013127 | 0.43218 | 0.43218 | 0.60199 | 0 | 0.0064686 | 0.0049984 | 0.013303 | 0.077119 | 0 | 0 | 0 | 0 | 0 | 0.030765 | 0.017896 | 0.037413 | 0 | 0 | 2.0585 | 0 | 0 | 0.81115 | 0 | 0 | 0 | 0.0031436 | -0.12411 | 0.055558 | 0 | 0.021498 | 0 | -0.045927 | 0 | 0 | 0 | 0 | 0 | 0 | 0 | 0 | 3.4918 | 0.012019 | 9.8343e-05 | -1.0625 | 0 | 0 | 0 | 0 | 0 | 0 | 0 | -1.85 | 0 | 0 | 0 | 0 | 0 | 0 | 0 | 0 | 0 | -3.3497 | 1.822 | 0 | 0 | 0 | 1.6975 | 1.5038 | 1.2254 | 3.0551 | 0.11508 | 0.056743 | -0.27208 | 0.45971 | 0.18742 | 3.782 | 17.7364 | 22.9337 | -6.5802 | 0 | 0.52614 | 0 | 1.6728 | 0.21486
2025_05_16 Hr 08 | 0.49941 | 0 | 0 | 0 | 0 | 0 | 0 | 0 | 0 | 0 | 0 | 0.02402 | 1.02 | 0.011478 | 0.43218 | 0.43218 | 0.60199 | 0 | 0.0064686 | 0.0049984 | 0.013303 | 0.077119 | 0 | 0 | 0 | 0 | 0 | 0.030765 | 0.017896 | 0.037413 | 0 | 0 | 2.0585 | 0 | 0 | 0.81115 | 0 | 0 | 0 | 0 | -0.41625 | 0.055558 | 0 | 0.022667 | 0 | -0.048538 | 0 | 0 | 0 | 0 | 0 | 0 | 0 | 0 | 3.078 | 0.012019 | 9.8343e-05 | -1.0625 | 0 | 0 | 0 | 0 | 0 | 0 | 0 | -1.85 | 0 | 0 | 0 | 0 | 0 | 0 | 0 | 0 | 0 | -2.7346 | 1.822 | 0 | 0 | 0 | 1.3536 | 1.5038 | 1.2254 | 3.0551 | 0.11508 | 0.056743 | -0.49941 | 0.45971 | 0.18742 | 3.782 | 17.0872 | 22.1947 | -6.195 | 0 | 0.52614 | 0 | 1.6728 | 0.21779
2025_05_16 Hr 09 | 0.40867 | 1.2566e-06 | 0 | 0 | 0 | 0 | 0 | 0 | 0 | 0 | 0 | 0.02402 | 0.9 | 0.0063973 | 0.43218 | 0.43218 | 0.60199 | 0 | 0.0064686 | 0.0049984 | 0.013303 | 0.077119 | 0 | 0 | 0 | 0 | 0 | 0.030765 | 0.017896 | 0.037413 | 0 | 0 | 2.0585 | 0 | 0 | 0.81115 | 0 | 0 | 0 | 0 | -0.20279 | 0.055558 | 0 | 0.014318 | 0 | -0.029887 | 0 | 0 | 0 | 0 | 0 | 0 | 0 | 0 | 2.7368 | 0.012019 | 9.8343e-05 | -1.0625 | 0 | 0 | 0 | 0 | 0 | 0 | 0 | -1.85 | 0 | 0 | 0 | 0 | 0 | 0 | 0 | 0 | 0 | -1.0107 | 1.822 | 0 | 0 | 0 | 1.0141 | 1.5038 | 1.2254 | 3.0551 | 0.11508 | 0.056743 | -0.40867 | 0.45971 | 0.18742 | 3.782 | 18.2381 | 21.2989 | -4.3618 | 0 | 0.52614 | 0 | 1.6728 | 0.21845
2025_05_16 Hr 10 | 0.47718 | 7.1171e-06 | 0 | 0 | 0 | 0 | 0 | 0 | 0 | 0 | 0 | 0.02402 | 0.99 | 0.0064472 | 0.43218 | 0.43218 | 0.60199 | 0 | 0.0064686 | 0.0049984 | 0.013303 | 0.077119 | 0 | 0 | 0 | 0 | 0 | 0.030765 | 0.017896 | 0.037413 | 0 | 0 | 2.0585 | 0 | 0 | 0.81115 | 0 | 0 | 0 | 0 | -0.20669 | 0.055558 | 0 | 0.013118 | 0 | -0.027206 | 0 | 0 | 0 | 0 | 0 | 0 | 0 | 0 | 2.8747 | 0.012019 | 9.8343e-05 | -1.0625 | 0 | 0 | 0 | 0 | 0 | 0 | 0 | -1.85 | 0 | 0 | 0 | 0 | 0 | 0 | 0 | 0 | 0 | -0.69219 | 1.822 | 0 | 0 | 0 | 1.0925 | 1.5038 | 1.2254 | 3.0551 | 0.11508 | 0.056743 | -0.47718 | 0.45971 | 0.18742 | 3.782 | 18.8621 | 21.6741 | -4.1091 | 0 | 0.52614 | 0 | 1.6728 | 0.21889
2025_05_16 Hr 11 | 0.52222 | 1.2624e-05 | 0 | 0 | 0 | 0 | 0 | 0 | 0 | 0 | 0 | 0.02402 | 1.14 | 0.004592 | 0.43218 | 0.43218 | 0.60199 | 0 | 0.0064686 | 0.0049984 | 0.013303 | 0.077119 | 0 | 0 | 0 | 0 | 0 | 0.030765 | 0.017896 | 0.037413 | 0 | 0 | 2.0585 | 0 | 0 | 0.81115 | 0 | 0 | 0 | 0 | -0.15491 | 0.055558 | 0 | 0.0081138 | 0 | -0.016027 | 0 | 0 | 0 | 0 | 0 | 0 | 0 | 0 | 2.7368 | 0.012019 | 9.8343e-05 | -1.0625 | 0 | 0 | 0 | 0 | 0 | 0 | 0 | -1.85 | 0 | 0 | 0 | 0 | 0 | 0 | 0 | 0 | 0 | -0.094942 | 1.822 | 0 | 0 | 0 | 1.2535 | 1.5038 | 1.2254 | 3.0551 | 0.11508 | 0.056743 | -0.52222 | 0.45971 | 0.18742 | 3.782 | 19.6936 | 21.8904 | -3.5457 | 0 | 0.52614 | 0 | 1.6728 | 0.21889
2025_05_16 Hr 12 | 0.40881 | 1.2368e-05 | 0 | 0 | 0 | 0 | 0 | 0 | 0 | 0 | 0 | 0.02402 | 1.32 | 0.0053746 | 0.43218 | 0.43218 | 0.60199 | 0 | 0.0064686 | 0.0049984 | 0.013303 | 0.077119 | 0 | 0 | 0 | 0 | 0 | 0.030765 | 0.017896 | 0.037413 | 0 | 0 | 2.0585 | 0 | 0 | 0.81115 | 0 | 0 | 0 | 0 | -0.16811 | 0.055558 | 0 | 0.0082015 | 0 | -0.016223 | 0 | 0 | 0 | 0 | 0 | 0 | 0 | 0 | 2.3303 | 0.012019 | 9.8343e-05 | -1.0625 | 0 | 0 | 0 | 0 | 0 | 0 | 0 | -1.85 | 0 | 0 | 0 | 0 | 0 | 0 | 0 | 0 | 0 | -0.040259 | 1.822 | 0 | 0 | 0 | 1.1839 | 1.5038 | 1.2254 | 3.0551 | 0.11508 | 0.056743 | -0.40881 | 0.45971 | 0.18742 | 3.782 | 19.4394 | 21.4815 | -3.3778 | 0 | 0.52614 | 0 | 1.6728 | 0.21875
2025_05_16 Hr 13 | 0.40881 | 2.1113e-05 | 0 | 0 | 0 | 0 | 0 | 0 | 0 | 0 | 0 | 0.02402 | 1.23 | 0.0066771 | 0.43625 | 0.43625 | 0.60199 | 0 | 0.0064686 | 0.0049984 | 0.013303 | 0.077119 | 0 | 0 | 0 | 0 | 0 | 0.030765 | 0.017896 | 0.037413 | 0 | 0 | 2.0585 | 0 | 0 | 0.81115 | 0 | 0 | 0 | 0 | -0.18783 | 0.055558 | 0 | 0.010935 | 0 | -0.022329 | 0 | 0 | 0 | 0 | 0 | 0 | 0 | 0 | 2.2577 | 0.012019 | 9.8343e-05 | -1.0625 | 0 | 0 | 0 | 0 | 0 | 0 | 0 | -1.85 | 0 | 0 | 0 | 0 | 0 | 0 | 0 | 0 | 0.043176 | 0 | 1.822 | 0 | 0 | 0 | 1.0228 | 1.5119 | 1.2254 | 3.0551 | 0.11508 | 0.056743 | -0.40881 | 0.45971 | 0.18742 | 3.782 | 19.1823 | 21.2019 | -3.3436 | 0 | 0.52614 | 0 | 1.6728 | 0.21828
2025_05_16 Hr 14 | 0.34095 | 9.2644e-05 | 0 | 0 | 0 | 0 | 0 | 0 | 0 | 0 | 0 | 0.02402 | 1.17 | 0.019954 | 0.60223 | 0.60223 | 0.60199 | 0 | 0.0064686 | 0.0049984 | 0.013303 | 0.077119 | 0 | 0 | 0 | 0 | 0 | 0.030765 | 0.017896 | 0.037413 | 0 | 0 | 2.0585 | 0 | 0 | 0.81115 | 0 | 0 | 0 | 0 | -0.70909 | 0.055558 | 0 | 0.034353 | 0 | -0.074646 | 0 | 0 | 0 | 0 | 0 | 0 | 0 | 0 | 2.1197 | 0.012019 | 9.8343e-05 | -1.0625 | 0 | 0 | 0 | 0 | 0 | 0 | 0 | -1.85 | 0 | 0 | 0 | 0 | 0 | 0 | 0 | 0 | 0.2299 | 0 | 1.822 | 0 | 0 | 0 | 0.96189 | 1.8439 | 1.2254 | 3.0551 | 0.11508 | 0.056743 | -0.34095 | 0.45971 | 0.18742 | 3.782 | 18.8822 | 21.0755 | -3.3281 | 0 | 0.52614 | 0 | 1.6728 | 0.21859
2025_05_16 Hr 15 | 0.40881 | 0.00012965 | 0 | 0 | 0 | 0 | 0 | 0 | 0 | 0 | 0 | 0.02402 | 1.44 | 0.024559 | 0.85186 | 0.85186 | 0.60199 | 0 | 0.0064686 | 0.0049984 | 0.013303 | 0.077119 | 0 | 0 | 0 | 0 | 0 | 0.030765 | 0.017896 | 0.037413 | 0 | 0 | 2.0585 | 0 | 0 | 0.81115 | 0 | 0 | 0 | 0 | -0.44084 | 0.055558 | 0 | 0.034353 | 0 | -0.074646 | 0 | 0 | 0 | 0 | 0 | 0 | 0 | 0 | 2.4682 | 0.012019 | 9.8343e-05 | -1.0625 | 0 | 0 | 0 | 0 | 0 | 0 | 0 | -1.85 | 0 | 0 | 0 | 0 | 0 | 0 | 0 | 0 | 0.9219 | 0 | 1.822 | 0 | 0 | 0 | 1.2622 | 2.3431 | 1.2254 | 3.0551 | 0.11508 | 0.056743 | -0.40881 | 0.45971 | 0.18742 | 3.782 | 21.2634 | 22.7571 | -3.396 | 0 | 0.52614 | 0 | 1.6728 | 0.21682
2025_05_16 Hr 16 | 0.24927 | 0.00032579 | 0 | 0 | 0 | 0 | 0 | 0 | 0 | 0 | 0 | 0.02402 | 1.59 | 0.085952 | 1.1015 | 1.1015 | 0.82356 | 0 | 0.0064686 | 0.0049984 | 0.013303 | 0.077119 | 0 | 0 | 0 | 0 | 0 | 0.030765 | 0.017896 | 0.07926 | 0 | 0 | 2.0585 | 0 | 0 | 0.81115 | 0 | 0 | 0 | 0 | -2.5175 | 0.055558 | 0 | 0.10889 | 0 | -0.24116 | 0 | 0 | 0 | 0 | 0 | 0 | 0 | 0 | 2.4682 | 0.012019 | 9.8343e-05 | -1.0625 | 0 | 0 | 0 | 0 | 0 | 0 | 0 | -1.85 | 0 | 0 | 0 | 0 | 0 | 0 | 0 | 0 | 0.89882 | 0 | 1.822 | 0 | 0 | 0 | 1.5669 | 3.1058 | 1.2254 | 3.0551 | 0.11508 | 0.056743 | -0.24927 | 0.45971 | 0.18742 | 3.782 | 20.2764 | 23.091 | -3.4029 | 0 | 0.52614 | 0 | 1.6728 | 0.21712
2025_05_16 Hr 17 | 0.29569 | 0.00014248 | 0 | 0.074161 | 0.070725 | 0.070963 | 0.077701 | 0.073606 | 0.077701 | 0 | 0 | 0.02402 | 1.89 | 0.056225 | 1.2159 | 1.2159 | 0.93434 | 0 | 0.0064686 | 0.0049984 | 0.013303 | 0.077119 | 0 | 0 | 0 | 0 | 0 | 0.030765 | 0.017896 | 0.084866 | 0 | 0 | 2.0585 | 0 | 0 | 0.81115 | 0 | 0 | 0 | 0.012457 | -0.60746 | 0.055558 | 0 | 0.056417 | 0 | -0.13177 | 0 | 0 | 0 | 0 | 0 | 0 | 0 | 0 | 3.2159 | 0.012019 | 9.8343e-05 | -1.0625 | 0 | 0 | 0 | 0 | 0 | 0 | 0 | -1.85 | 0 | 0 | 0 | 0 | 0 | 0 | 0 | 0 | 0 | -3.9347 | 1.822 | 0 | 2.7629 | 0 | 1.0925 | 5.5972 | 1.2254 | 3.0551 | 0.11508 | 0.056743 | -0.29569 | 0.45971 | 0.18742 | 3.782 | 20.5095 | 22.782 | -7.2747 | 0 | 0.52614 | 0 | 1.6728 | 0.21709
2025_05_16 Hr 18 | 0.27208 | 0.00017175 | 0 | 0.074161 | 0.070725 | 0.070963 | 0.077701 | 0.073606 | 0.077701 | 0 | 0 | 0.02402 | 2.25 | 0.072865 | 1.2159 | 1.2159 | 0.93434 | 0 | 0.0064686 | 0.0049984 | 0.013303 | 0.077119 | 0 | 0 | 0 | 0 | 0 | 0.030765 | 0.017896 | 0.10014 | 0 | 0 | 2.0585 | 0 | 0 | 0.81115 | 0 | 0 | 0 | 0 | -0.54209 | 0.055558 | 0 | 0.061415 | 0 | -0.14363 | 0 | 0 | 0 | 0 | 0 | 0 | 0 | 0 | 2.9473 | 0.012019 | 9.8343e-05 | -1.0625 | 0 | 0 | 0 | 0 | 0 | 0 | 0 | -1.85 | 0 | 0 | 0 | 0 | 0 | 0 | 0 | 0 | 0 | -4.5535 | 1.822 | 0 | 1.7927 | 0 | 0.86179 | 5.7038 | 1.2254 | 3.0551 | 0.11508 | 0.056743 | -0.27208 | 0.45971 | 0.18742 | 3.782 | 19.9162 | 22.6362 | -7.8817 | 0 | 0.52614 | 0 | 1.6728 | 0.21752
2025_05_16 Hr 19 | 0.067929 | 8.8513e-05 | 0 | 0.074161 | 0.070725 | 0.070963 | 0.077701 | 0.073606 | 0.077701 | 0 | 0 | 0.02402 | 2.43 | 0.042486 | 0.85186 | 0.85189 | 0.82556 | 0 | 0.0064686 | 0.0049984 | 0.013303 | 0.077119 | 0 | 0 | 0 | 0 | 0 | 0.030765 | 0.017896 | 0.037413 | 0 | 0 | 2.0585 | 0 | 0 | 0.81115 | 0 | 0 | 0 | 1.0398 | 0 | 0.055558 | 0 | 0.033157 | 0 | -0.076578 | 0 | 0 | 0 | 0 | 0 | 0 | 0 | 0 | 2.5335 | 0.012019 | 9.8343e-05 | -1.0625 | 0 | 0 | 0 | 0 | 0 | 0 | 0 | -1.85 | 0 | 0 | 0 | 0 | 0 | 0 | 0 | 0 | 0 | -2.6474 | 1.822 | 0 | 1.3521 | 0 | 0.85308 | 4.3636 | 1.2254 | 3.0551 | 0.11508 | 0.056743 | -0.067929 | 0.45971 | 0.18742 | 3.782 | 21.8578 | 22.1588 | -5.7044 | 0 | 0.52614 | 0 | 1.6728 | 0.21727
2025_05_16 Hr 20 | 0 | 4.5517e-05 | 0 | 0.074161 | 0.070725 | 0.070963 | 0.077701 | 0.073606 | 0.077701 | 0 | 0 | 0.02402 | 2.55 | 0.11111 | 1.1015 | 1.1016 | 0.93434 | 0 | 0.0064686 | 0.0049984 | 0.013303 | 0.077119 | 0 | 0 | 0 | 0 | 0 | 0.030765 | 0.017896 | 0.094508 | 0 | 0 | 2.0585 | 0 | 0 | 0.81115 | 0 | 0 | 0 | 0.4774 | -0.047309 | 0.055558 | 0 | 0.082631 | 0 | -0.19397 | 0 | 0 | 0 | 0 | 0 | 0 | 0 | 0 | 2.5335 | 0.012019 | 9.8343e-05 | -1.0625 | 0 | 0 | 0 | 0 | 0 | 0 | 0 | -1.85 | 0 | 0 | 0 | 0 | 0 | 0 | 0 | 0 | 0 | -11.7166 | 1.822 | 0 | 1.7818 | 0 | 0.76168 | 5.4587 | 1.2254 | 3.0551 | 0.11508 | 0.056743 | 0 | 0.45971 | 0.18742 | 3.782 | 13.253 | 22.1873 | -14.8231 | 0 | 0.52614 | 0 | 1.6728 | 0.21648
2025_05_16 Hr 21 | 0 | 1.9265e-06 | 0 | 0 | 0 | 0 | 0 | 0 | 0 | 0 | 0 | 0.02402 | 2.61 | 0.018404 | 0.43218 | 0.43218 | 0.60199 | 0 | 0.0064686 | 0.0049984 | 0.013303 | 0.077119 | 0 | 0 | 0 | 0 | 0 | 0.030765 | 0.017896 | 0.037413 | 0 | 0 | 2.0585 | 0 | 0 | 0.81115 | 0 | 0 | 0 | 0.07606 | -0.016354 | 0.055558 | 0 | 0.014203 | 0 | -0.029631 | 0 | 0 | 0 | 0 | 0 | 0 | 0 | 0 | 2.4682 | 0.012019 | 9.8343e-05 | -1.0625 | 0 | 0 | 0 | 0 | 0 | 0 | 0 | -1.85 | 0 | 0 | 0 | 0 | 0 | 0 | 0 | 0 | 0 | -0.32257 | 1.822 | 0 | 0 | 0 | 0.80085 | 1.5038 | 1.2254 | 3.0551 | 0.11508 | 0.056743 | 0 | 0.45971 | 0.18742 | 3.782 | 20.4269 | 22.1281 | -3.2647 | 0 | 0.52614 | 0 | 1.6728 | 0.21623
2025_05_16 Hr 22 | 0 | 0 | 0 | 0 | 0 | 0 | 0 | 0 | 0 | 0 | 0 | 0.02402 | 2.61 | 0.014023 | 0.43218 | 0.43218 | 0.60199 | 0 | 0.0064686 | 0.0049984 | 0.013303 | 0.077119 | 0 | 0 | 0 | 0 | 0 | 0.030765 | 0.017896 | 0.037413 | 0 | 0 | 2.0585 | 0 | 0 | 0.81115 | 0 | 0 | 0 | 0.013201 | -0.054336 | 0.055558 | 0 | 0.010823 | 0 | -0.022078 | 0 | 0 | 0 | 0 | 0 | 0 | 0 | 0 | 2.4682 | 0.012019 | 9.8343e-05 | -1.0625 | 0 | 0 | 0 | 0 | 0 | 0 | 0 | -1.85 | 0 | 0 | 0 | 0 | 0 | 0 | 0 | 0 | 0 | -0.44952 | 1.822 | 0 | 0 | 0 | 1.4537 | 1.5038 | 1.2254 | 3.0551 | 0.11508 | 0.056743 | 0 | 0.45971 | 0.18742 | 3.782 | 20.8546 | 22.7761 | -3.3841 | 0 | 0.52614 | 0 | 1.6728 | 0.21574
2025_05_16 Hr 23 | 0 | 0 | 0 | 0 | 0 | 0 | 0 | 0 | 0 | 0 | 0 | 0.02402 | 2.64 | 0.045025 | 0.56739 | 0.56739 | 0.7319 | 0 | 0.0064686 | 0.0049984 | 0.013303 | 0.077119 | 0 | -1.3494 | 0 | 0 | 0 | 0.030765 | 0.017896 | 0.037413 | 0 | 0 | 2.0585 | 0 | 0 | 0.81115 | 0 | 0 | 0 | 0.015432 | -0.50863 | 0.055558 | 0 | 0.034353 | 0 | -0.074646 | 0 | 0 | 0 | 0 | 0 | 0 | 0 | 0 | 2.2577 | 0.012019 | 9.8343e-05 | 0 | 0 | 0 | 0 | 0 | 0 | 0 | 0 | 0 | -1.575 | 0 | 0 | 0 | 0 | 0 | 0 | 0 | 0 | -2.04 | 1.822 | 0 | 0 | 0 | 1.4363 | 1.9041 | 1.2254 | 3.0551 | 0.11508 | 0.056743 | 0 | 0.45971 | 0.18742 | 3.782 | 18.9789 | 22.607 | -5.0391 | 0 | 0.52614 | 0 | 1.6728 | 0.2136
2025_05_16 Hr 24 | 0 | 0 | 0 | 0 | 0 | 0 | 0 | 0 | 0 | 0 | 0 | 0.02402 | 2.28 | 0.07272 | 0.81703 | 0.81705 | 0.87716 | 0 | 0.0064686 | 0.0049984 | 0.013303 | 0.077119 | 0 | -0.95192 | 0 | 0 | 0 | 0.030765 | 0.017896 | 0.068385 | 0 | 0 | 2.0585 | 0 | 0 | 0.81115 | 0 | 0 | 0 | 0.01121 | -2.0224 | 0.055558 | 0 | 0.064245 | 0 | -0.14143 | 0 | 0 | 0 | 0 | 0 | 0 | 0 | 0 | 2.2577 | 0.012019 | 9.8343e-05 | 0 | 0 | 0 | 0 | 0 | 0 | 0 | 0 | 0 | -1.575 | 0 | 0 | 0 | 0 | 0 | 0 | 0 | 0 | -2.9107 | 1.822 | 0 | 0 | 0 | 1.0751 | 2.5796 | 1.2254 | 3.0551 | 0.11508 | 0.056743 | 0 | 0.45971 | 0.18742 | 3.782 | 16.9009 | 21.9116 | -5.5791 | 0 | 0.52614 | 0 | 1.6728 | 0.21171
2025_05_17 Hr 01 | 0 | 0 | 0 | 0 | 0 | 0 | 0 | 0 | 0 | 0 | 0 | 0.02402 | 2.04 | 0.037465 | 1.0667 | 1.0668 | 0.95877 | 0 | 0.0064686 | 0.0049984 | 0.013303 | 0.077119 | 0 | -1.3143 | 0 | 0 | 0 | 0.030765 | 0.017896 | 0.037413 | 0 | 0 | 2.0585 | 0 | 0 | 0.81115 | 0 | 0 | 0 | 0 | -1.7632 | 0.055558 | 0 | 0.036993 | 0 | -0.080543 | 0 | 0 | 0 | 0 | 0 | 0 | 0 | 0 | 2.1197 | 0.012019 | 9.8343e-05 | 0 | 0 | 0 | 0 | 0 | 0 | 0 | 0 | 0 | -1.575 | 0 | 0 | 0 | 0 | 0 | 0 | 0 | 0 | -3.3013 | 1.822 | 0 | 0 | 0 | 1.1055 | 3.1296 | 1.2254 | 3.0551 | 0.11508 | 0.056743 | 0 | 0.45971 | 0.18742 | 3.782 | 16.62 | 21.5247 | -6.2712 | 0 | 0.52614 | 0 | 1.6728 | 0.20751
2025_05_17 Hr 02 | 0 | 0 | 0 | 0 | 0 | 0 | 0 | 0 | 0 | 0 | 0 | 0.02402 | 2.58 | 0.046504 | 1.1887 | 1.1888 | 0.95877 | 0 | 0.0064686 | 0.0049984 | 0.013303 | 0.077119 | 0 | -1.3234 | 0 | 0 | 0 | 0.030765 | 0.017896 | 0.037413 | 0 | 0 | 2.0585 | 0 | 0 | 0.81115 | 0 | 0 | 0 | 0 | -1.6887 | 0.055558 | 0 | 0.036307 | 0 | -0.079012 | 0 | 0 | 0 | 0 | 0 | 0 | 0 | 0 | 2.1197 | 0.012019 | 9.8343e-05 | 0 | 0 | 0 | 0 | 0 | 0 | 0 | 0 | 0 | -1.575 | 0 | 0 | 0 | 0 | 0 | 0 | 0 | 0 | -3.3515 | 1.822 | 0 | 0 | 0 | 0.94448 | 3.3737 | 1.2254 | 3.0551 | 0.11508 | 0.056743 | 0 | 0.45971 | 0.18742 | 3.782 | 17.267 | 21.9109 | -6.329 | 0 | 0.52614 | 0 | 1.6728 | 0.20574
2025_05_17 Hr 03 | 0 | 0 | 0 | 0 | 0 | 0 | 0 | 0 | 0 | 0 | 0 | 0.02402 | 2.49 | 0.044475 | 1.1899 | 1.1899 | 0.95877 | 0 | 0.0064686 | 0.0049984 | 0.013303 | 0.077119 | 0 | -1.3278 | 0 | 0 | 0 | 0.030765 | 0.017896 | 0.037413 | 0 | 0 | 2.0585 | 0 | 0 | 0.81115 | 0 | 0 | 0 | 0 | -1.5192 | 0.055558 | 0 | 0.035978 | 0 | -0.078277 | 0 | 0 | 0 | 0 | 0 | 0 | 0 | 0 | 1.9165 | 0.012019 | 9.8343e-05 | 0 | 0 | 0 | 0 | 0 | 0 | 0 | 0 | 0 | -1.575 | 0 | 0 | 0 | 0 | 0 | 0 | 0 | 0 | -3.7523 | 1.822 | 0 | 0 | 0 | 0.78344 | 3.376 | 1.2254 | 3.0551 | 0.11508 | 0.056743 | 0 | 0.45971 | 0.18742 | 3.782 | 16.5782 | 21.4547 | -6.7334 | 0 | 0.52614 | 0 | 1.6728 | 0.2059
2025_05_17 Hr 04 | 0 | 0 | 0 | 0 | 0 | 0 | 0 | 0 | 0 | 0 | 0 | 0.02402 | 2.28 | 0.039166 | 0.51019 | 0.51022 | 0.93129 | 0 | 0.0064686 | 0.0049984 | 0.013303 | 0.077119 | 0 | -1.3461 | 0 | 0 | 0 | 0.030765 | 0.017896 | 0.037413 | 0 | 0 | 2.0585 | 0 | 0 | 0.81115 | 0 | 0 | 0 | 0.35252 | 0 | 0.055558 | 0 | 0.034601 | 0 | -0.0752 | 0 | 0 | 0 | 0 | 0 | 0 | 0 | 0 | 1.9891 | 0.012019 | 9.8343e-05 | 0 | 0 | 0 | 0 | 0 | 0 | 0 | 0 | 0 | -1.575 | 0 | 0 | 0 | 0 | 0 | 0 | 0 | 0 | -3.2249 | 1.822 | 0 | 0 | 0 | 0.91402 | 1.9891 | 1.2254 | 3.0551 | 0.11508 | 0.056743 | 0 | 0.45971 | 0.18742 | 3.782 | 17.5626 | 21.4422 | -6.2212 | 0 | 0.52614 | 0 | 1.6728 | 0.20549
2025_05_17 Hr 05 | 0 | 0 | 0 | 0 | 0 | 0 | 0 | 0 | 0 | 0 | 0 | 0.02402 | 2.43 | 0.042771 | 0.56739 | 0.56743 | 0.93129 | 0 | 0.0064686 | 0.0049984 | 0.013303 | 0.077119 | 0 | -1.3348 | 0 | 0 | 0 | 0.030765 | 0.017896 | 0.037413 | 0 | 0 | 2.0585 | 0 | 0 | 0.81115 | 0 | 0 | 0 | 0.010518 | -0.26505 | 0.055558 | 0 | 0.035454 | 0 | -0.077105 | 0 | 0 | 0 | 0 | 0 | 0 | 0 | 0 | 2.2577 | 0.012019 | 9.8343e-05 | 0 | 0 | 0 | 0 | 0 | 0 | 0 | 0 | 0 | -1.575 | 0 | 0 | 0 | 0 | 0 | 0 | 0 | 0 | -3.4529 | 1.822 | 0 | 0 | 0 | 1.0533 | 2.1035 | 1.2254 | 3.0551 | 0.11508 | 0.056743 | 0 | 0.45971 | 0.18742 | 3.782 | 17.4136 | 22.0043 | -6.4398 | 0 | 0.52614 | 0 | 1.6728 | 0.20617
2025_05_17 Hr 06 | 0.02274 | 0 | 0 | 0 | 0 | 0 | 0 | 0 | 0 | 0 | 0 | 0.02402 | 2.52 | 0.037801 | 0.45645 | 0.45647 | 0.78771 | 0 | 0.0064686 | 0.0049984 | 0.013303 | 0.077119 | 0 | -1.4045 | 0 | 0 | 0 | 0.030765 | 0.017896 | 0.037413 | 0 | 0 | 2.0585 | 0 | 0 | 0.81115 | 0 | 0 | 0 | 0.62844 | -0.044164 | 0.055558 | 0 | 0.030215 | 0 | -0.065401 | 0 | 0 | 0 | 0 | 0 | 0 | 0 | 0 | 2.4682 | 0.012019 | 9.8343e-05 | 0 | 0 | 0 | 0 | 0 | 0 | 0 | 0 | 0 | -1.575 | 0 | 0 | 0 | 0 | 0 | 0 | 0 | 0 | -2.2559 | 1.822 | 0 | 0 | 0 | 0.74427 | 1.738 | 1.2254 | 3.0551 | 0.11508 | 0.056743 | -0.02274 | 0.45971 | 0.18742 | 3.782 | 19.0132 | 22.0145 | -5.3235 | 0 | 0.52614 | 0 | 1.6728 | 0.20705
2025_05_17 Hr 07 | 0.067711 | 0 | 0 | 0 | 0 | 0 | 0 | 0 | 0 | 0 | 0 | 0.02402 | 2.58 | 0.018911 | 0.43218 | 0.43218 | 0.65606 | 0 | 0.0064686 | 0.0049984 | 0.013303 | 0.077119 | 0 | 0 | 0 | 0 | 0 | 0.030765 | 0.017896 | 0.037413 | 0 | 0 | 2.0585 | 0 | 0 | 0.81115 | 0 | 0 | 0 | 0.085175 | -0.046825 | 0.055558 | 0 | 0.014764 | 0 | -0.030884 | 0 | 0 | 0 | 0 | 0 | 0 | 0 | 0 | 2.4682 | 0.012019 | 9.8343e-05 | -1.0625 | 0 | 0 | 0 | 0 | 0 | 0 | 0 | -1.85 | 0 | 0 | 0 | 0 | 0 | 0 | 0 | 0 | 0 | -1.0314 | 1.822 | 0 | 0 | 0 | 1.5538 | 1.5578 | 1.2254 | 3.0551 | 0.11508 | 0.056743 | -0.067711 | 0.45971 | 0.18742 | 3.782 | 20.4654 | 22.9116 | -4.0425 | 0 | 0.52614 | 0 | 1.6728 | 0.20855
2025_05_17 Hr 08 | 0.090742 | 8.4163e-08 | 0 | 0 | 0 | 0 | 0 | 0 | 0 | 0 | 0 | 0.02402 | 2.67 | 0.013982 | 0.43218 | 0.43218 | 0.5993 | 0 | 0.0064686 | 0.0049984 | 0.013303 | 0.077119 | 0 | 0 | 0 | 0 | 0 | 0.030765 | 0.017896 | 0.037413 | 0 | 0 | 2.0585 | 0 | 0 | 0.81115 | 0 | 0 | 0 | 0 | -0.1342 | 0.055558 | 0 | 0.010548 | 0 | -0.021466 | 0 | 0 | 0 | 0 | 0 | 0 | 0 | 0 | 1.51 | 0.012019 | 9.8343e-05 | -1.0625 | 0 | 0 | 0 | 0 | 0 | 0 | 0 | -1.85 | 0 | 0 | 0 | 0 | 0 | 0 | 0 | 0 | 0 | 0.17841 | 1.822 | 0 | 0 | 0 | 1.7845 | 1.5011 | 1.2254 | 3.0551 | 0.11508 | 0.056743 | -0.090742 | 0.45971 | 0.18742 | 3.782 | 20.8147 | 22.2941 | -2.8463 | 0 | 0.52614 | 0 | 1.6728 | 0.2105
2025_05_17 Hr 09 | 0.1586 | 2.4575e-06 | 0 | 0 | 0 | 0 | 0 | 0 | 0 | 0 | 0 | 0.02402 | 2.61 | 0.015964 | 0.43218 | 0.43218 | 0.5993 | 0 | 0.0064686 | 0.0049984 | 0.013303 | 0.077119 | 0 | 0 | 0 | 0 | 0 | 0.030765 | 0.017896 | 0.037413 | 0 | 0 | 2.0585 | 0 | 0 | 0.81115 | 0 | 0 | 0 | 0 | -0.20416 | 0.055558 | 0 | 0.01232 | 0 | -0.025424 | 0 | 0 | 0 | 0 | 0 | 0 | 0 | 0 | 1.2994 | 0.012019 | 9.8343e-05 | -1.0625 | 0 | 0 | 0 | 0 | 0 | 0 | 0 | -1.85 | 0 | 0 | 0 | 0 | 0 | 0 | 0 | 0 | 0 | -0.19398 | 1.822 | 0 | 0 | 0 | 1.0751 | 1.5011 | 1.2254 | 3.0551 | 0.11508 | 0.056743 | -0.1586 | 0.45971 | 0.18742 | 3.782 | 19.3926 | 21.3862 | -3.2905 | 0 | 0.52614 | 0 | 1.6728 | 0.21269
2025_05_17 Hr 10 | 0.22645 | 5.653e-06 | 0 | 0 | 0 | 0 | 0 | 0 | 0 | 0 | 0 | 0.02402 | 2.52 | 0.015551 | 0.43218 | 0.43218 | 0.5993 | 0 | 0.0064686 | 0.0049984 | 0.013303 | 0.077119 | 0 | 0 | 0 | 0 | 0 | 0.030765 | 0.017896 | 0.037413 | 0 | 0 | 2.0585 | 0 | 0 | 0.81115 | 0 | 0 | 0 | 0 | -0.11932 | 0.055558 | 0 | 0.01243 | 0 | -0.025669 | 0 | 0 | 0 | 0 | 0 | 0 | 0 | 0 | 0.75498 | 0.012019 | 9.8343e-05 | -1.0625 | 0 | 0 | 0 | 0 | 0 | 0 | 0 | -1.85 | 0 | 0 | 0 | 0 | 0 | 0 | 0 | 0 | 0 | -0.16826 | 1.822 | 0 | 0 | 0 | 0.7138 | 1.5011 | 1.2254 | 3.0551 | 0.11508 | 0.056743 | -0.22645 | 0.45971 | 0.18742 | 3.782 | 18.508 | 20.4592 | -3.3329 | 0 | 0.52614 | 0 | 1.6728 | 0.21395
2025_05_17 Hr 11 | 0.27215 | 1.4469e-05 | 0 | 0 | 0 | 0 | 0 | 0 | 0 | 0 | 0 | 0.02402 | 2.52 | 0.01656 | 0.43218 | 0.43218 | 0.5993 | 0 | 0.0064686 | 0.0049984 | 0.013303 | 0.077119 | 0 | 0 | 0 | 0 | 0 | 0.030765 | 0.017896 | 0.037413 | 0 | 0 | 2.0585 | 0 | 0 | 0.81115 | 0 | 0 | 0 | 0 | -0.14619 | 0.055558 | 0 | 0.013237 | 0 | -0.027472 | 0 | 0 | 0 | 0 | 0 | 0 | 0 | 0 | 0.41378 | 0.012019 | 9.8343e-05 | -1.0625 | 0 | 0 | 0 | 0 | 0 | 0 | 0 | -1.85 | 0 | 0 | 0 | 0 | 0 | 0 | 0 | 0 | 0 | -0.19439 | 1.822 | 0 | 0 | 0 | 1.1055 | 1.5011 | 1.2254 | 3.0551 | 0.11508 | 0.056743 | -0.27215 | 0.45971 | 0.18742 | 3.782 | 18.5046 | 20.5562 | -3.4065 | 0 | 0.52614 | 0 | 1.6728 | 0.21374
2025_05_17 Hr 12 | 0.34081 | 1.8183e-05 | 0 | 0 | 0 | 0 | 0 | 0 | 0 | 0 | 0 | 0.02402 | 2.31 | 0.01502 | 0.43218 | 0.43218 | 0.5993 | 0 | 0.0064686 | 0.0049984 | 0.013303 | 0.077119 | 0 | 0 | 0 | 0 | 0 | 0.030765 | 0.017896 | 0.037413 | 0 | 0 | 2.0585 | 0 | 0 | 0.81115 | 0 | 0 | 0 | 0 | -0.23773 | 0.055558 | 0 | 0.013097 | 0 | -0.02716 | 0 | 0 | 0 | 0 | 0 | 0 | 0 | 0 | 0.54445 | 0.012019 | 9.8343e-05 | -1.0625 | 0 | 0 | 0 | 0 | 0 | 0 | 0 | -1.85 | 0 | 0 | 0 | 0 | 0 | 0 | 0 | 0 | 0 | -0.10265 | 1.822 | 0 | 0 | 0 | 1.3449 | 1.5011 | 1.2254 | 3.0551 | 0.11508 | 0.056743 | -0.34081 | 0.45971 | 0.18742 | 3.782 | 18.664 | 20.7838 | -3.3831 | 0 | 0.52614 | 0 | 1.6728 | 0.21417
2025_05_17 Hr 13 | 0.43148 | 3.3433e-05 | 0 | 0 | 0 | 0 | 0 | 0 | 0 | 0 | 0 | 0.02402 | 2.25 | 0.014184 | 0.43218 | 0.43218 | 0.5993 | 0 | 0.0064686 | 0.0049984 | 0.013303 | 0.077119 | 0 | 0 | 0 | 0 | 0 | 0.030765 | 0.017896 | 0.037413 | 0 | 0 | 2.0585 | 0 | 0 | 0.81115 | 0 | 0 | 0 | 0 | -0.21255 | 0.055558 | 0 | 0.012698 | 0 | -0.026268 | 0 | 0 | 0 | 0 | 0 | 0 | 0 | 0 | 0.75498 | 0.012019 | 9.8343e-05 | -1.0625 | 0 | 0 | 0 | 0 | 0 | 0 | 0 | -1.85 | 0 | 0 | 0 | 0 | 0 | 0 | 0 | 0 | 0 | -0.014612 | 1.822 | 0 | 0 | 0 | 1.3362 | 1.5011 | 1.2254 | 3.0551 | 0.11508 | 0.056743 | -0.43148 | 0.45971 | 0.18742 | 3.782 | 18.9183 | 21.0147 | -3.3849 | 0 | 0.52614 | 0 | 1.6728 | 0.21335
2025_05_17 Hr 14 | 0.27215 | 2.6897e-05 | 0 | 0 | 0 | 0 | 0 | 0 | 0 | 0 | 0 | 0.02402 | 2.49 | 0.019293 | 0.43218 | 0.43218 | 0.5993 | 0 | 0.0064686 | 0.0049984 | 0.013303 | 0.077119 | 0 | 0 | 0 | 0 | 0 | 0.030765 | 0.017896 | 0.037413 | 0 | 0 | 2.0585 | 0 | 0 | 0.81115 | 0 | 0 | 0 | 0 | -0.15533 | 0.055558 | 0 | 0.015607 | 0 | -0.032767 | 0 | 0 | 0 | 0 | 0 | 0 | 0 | 0 | 0.95824 | 0.012019 | 9.8343e-05 | -1.0625 | 0 | 0 | 0 | 0 | 0 | 0 | 0 | -1.85 | 0 | 0 | 0 | 0 | 0 | 0 | 0 | 0 | 0.16337 | 0 | 1.822 | 0 | 0 | 0 | 1.1534 | 1.5011 | 1.2254 | 3.0551 | 0.11508 | 0.056743 | -0.27215 | 0.45971 | 0.18742 | 3.782 | 19.4114 | 21.2831 | -3.2174 | 0 | 0.52614 | 0 | 1.6728 | 0.21217
2025_05_17 Hr 15 | 0.43148 | 9.7029e-05 | 0 | 0 | 0 | 0 | 0 | 0 | 0 | 0 | 0 | 0.02402 | 2.7 | 0.046048 | 0.56739 | 0.56739 | 0.5993 | 0 | 0.0064686 | 0.0049984 | 0.013303 | 0.077119 | 0 | 0 | 0 | 0 | 0 | 0.030765 | 0.017896 | 0.037413 | 0 | 0 | 2.0585 | 0 | 0 | 0.81115 | 0 | 0 | 0 | 0.20289 | -0.08198 | 0.055558 | 0 | 0.034353 | 0 | -0.074646 | 0 | 0 | 0 | 0 | 0 | 0 | 0 | 0 | 1.2994 | 0.012019 | 9.8343e-05 | -1.0625 | 0 | 0 | 0 | 0 | 0 | 0 | 0 | -1.85 | 0 | 0 | 0 | 0 | 0 | 0 | 0 | 0 | 0.22576 | 0 | 1.822 | 0 | 0 | 0 | 1.0838 | 1.7715 | 1.2254 | 3.0551 | 0.11508 | 0.056743 | -0.43148 | 0.45971 | 0.18742 | 3.782 | 20.4868 | 22.013 | -3.4186 | 0 | 0.52614 | 0 | 1.6728 | 0.212
2025_05_17 Hr 16 | 0.27208 | 9.7357e-05 | 0 | 0 | 0 | 0 | 0 | 0 | 0 | 0 | 0 | 0.02402 | 2.64 | 0.047315 | 0.81703 | 0.81706 | 0.73915 | 0 | 0.0064686 | 0.0049984 | 0.013303 | 0.077119 | 0 | 0 | 0 | 0 | 0 | 0.030765 | 0.017896 | 0.037413 | 0 | 0 | 2.0585 | 0 | 0 | 0.81115 | 0 | 0 | 0 | 0.15031 | -0.23786 | 0.055558 | 0 | 0.036101 | 0 | -0.078551 | 0 | 0 | 0 | 0 | 0 | 0 | 0 | 0 | 1.5753 | 0.012019 | 9.8343e-05 | -1.0625 | 0 | 0 | 0 | 0 | 0 | 0 | 0 | -1.85 | 0 | 0 | 0 | 0 | 0 | 0 | 0 | 0 | 0.46717 | 0 | 1.822 | 0 | 0 | 0 | 1.2535 | 2.4107 | 1.2254 | 3.0551 | 0.11508 | 0.056743 | -0.27208 | 0.45971 | 0.18742 | 3.782 | 21.5411 | 22.4812 | -3.2631 | 0 | 0.52614 | 0 | 1.6728 | 0.21127
2025_05_17 Hr 17 | 0.18148 | 0.00022837 | 0 | 0 | 0 | 0 | 0 | 0 | 0 | 0 | 0 | 0.02402 | 2.73 | 0.080314 | 1.0667 | 1.0668 | 0.93016 | 0 | 0.0064686 | 0.0049984 | 0.013303 | 0.077119 | 0 | 0 | 0 | 0 | 0 | 0.030765 | 0.017896 | 0.078817 | 0 | 0 | 2.0585 | 0 | 0 | 0.81115 | 0 | 0 | 0 | 0.27605 | -0.1487 | 0.055558 | 0 | 0.057682 | 0 | -0.13029 | 0 | 0 | 0 | 0 | 0 | 0 | 0 | 0 | 2.3303 | 0.012019 | 9.8343e-05 | -1.0625 | 0 | 0 | 0 | 0 | 0 | 0 | 0 | -1.85 | 0 | 0 | 0 | 0 | 0 | 0 | 0 | 0 | 0 | -2.4299 | 1.822 | 0 | 2.6779 | 0 | 1.2448 | 4.7599 | 1.2254 | 3.0551 | 0.11508 | 0.056743 | -0.18148 | 0.45971 | 0.18742 | 3.782 | 22.0256 | 22.7926 | -5.6542 | 0 | 0.52614 | 0 | 1.6728 | 0.21112
2025_05_17 Hr 18 | 0.20408 | 0.00016759 | 0 | 0.073829 | 0.070408 | 0.070645 | 0.077353 | 0.073276 | 0.077353 | 0 | 0 | 0.02402 | 2.67 | 0.09343 | 1.2147 | 1.2148 | 0.93016 | 0 | 0.0064686 | 0.0049984 | 0.013303 | 0.077119 | 0 | 0 | 0 | 0 | 0 | 0.030765 | 0.017896 | 0.084866 | 0.32874 | 0 | 2.0585 | 0 | 0 | 0.81115 | 0 | 0 | 0 | 0.24181 | -0.055348 | 0.055558 | 0 | 0.066361 | 0 | -0.15537 | 0 | 0 | 0 | 0 | 0 | 0 | 0 | 0 | 2.2577 | 0.012019 | 9.8343e-05 | -1.0625 | 0 | 0 | 0 | 0 | 0 | 0 | 0 | -1.85 | 0 | 0 | 0 | 0 | 0 | 0 | 0 | 0 | 0 | -4.0918 | 1.822 | 0 | 1.6937 | 0 | 0.86179 | 5.7602 | 1.2254 | 3.0551 | 0.11508 | 0.056743 | -0.20408 | 0.45971 | 0.18742 | 3.782 | 20.8959 | 22.313 | -7.3637 | 0 | 0.52614 | 0 | 1.6728 | 0.21143
2025_05_17 Hr 19 | 0.067929 | 0.00022682 | 0 | 0.073829 | 0.070408 | 0.070645 | 0.077353 | 0.073276 | 0.077353 | 0 | 0 | 0.02402 | 2.61 | 0.10465 | 1.2159 | 1.2159 | 0.93016 | 0 | 0.0064686 | 0.0049984 | 0.013303 | 0.077119 | 0 | 0 | 0 | 0 | 0 | 0.030765 | 0.017896 | 0.10014 | 0.1791 | 0 | 2.0585 | 0 | 0 | 0.81115 | 0 | 0 | 0 | 0.31987 | -0.14212 | 0.055558 | 0 | 0.076038 | 0 | -0.17833 | 0 | 0 | 0 | 0 | 0 | 0 | 0 | 0 | 1.9165 | 0.012019 | 9.8343e-05 | -1.0625 | 0 | 0 | 0 | 0 | 0 | 0 | 0 | -1.85 | 0 | 0 | 0 | 0 | 0 | 0 | 0 | 0 | 0 | -6.4171 | 1.822 | 0 | 1.8113 | 0 | 1.1055 | 5.8954 | 1.2254 | 3.0551 | 0.11508 | 0.056743 | -0.067929 | 0.45971 | 0.18742 | 3.782 | 18.528 | 22.0307 | -9.5758 | 0 | 0.52614 | 0 | 1.6728 | 0.21146
2025_05_17 Hr 20 | 0.090742 | 8.0366e-05 | 0 | 0.073829 | 0.070408 | 0.070645 | 0.077353 | 0.073276 | 0.077353 | 0 | 0 | 0.02402 | 2.37 | 0.091164 | 1.2159 | 1.2159 | 0.93016 | 0 | 0.0064686 | 0.0049984 | 0.013303 | 0.077119 | 0 | 0 | 0 | 0 | 0 | 0.030765 | 0.017896 | 0.10014 | 0.1791 | 0 | 2.0585 | 0 | 0 | 0.81115 | 0 | 0 | 0 | 0.01392 | -0.19521 | 0.055558 | 0 | 0.072948 | 0 | -0.171 | 0 | 0 | 0 | 0 | 0 | 0 | 0 | 0 | 1.7785 | 0.012019 | 9.8343e-05 | -1.0625 | 0 | 0 | 0 | 0 | 0 | 0 | 0 | -1.85 | 0 | 0 | 0 | 0 | 0 | 0 | 0 | 0 | 0 | -7.592 | 1.822 | 0 | 1.8113 | 0 | 1.3754 | 5.8954 | 1.2254 | 3.0551 | 0.11508 | 0.056743 | -0.090742 | 0.45971 | 0.18742 | 3.782 | 16.8794 | 21.9315 | -10.7662 | 0 | 0.52614 | 0 | 1.6728 | 0.21112
2025_05_17 Hr 21 | 0 | 7.2109e-06 | 0 | 0.073829 | 0.070408 | 0.070645 | 0.077353 | 0.073276 | 0.077353 | 0 | 0 | 0.02402 | 2.13 | 0.11946 | 1.2142 | 1.2142 | 0.9213 | 0 | 0.0064686 | 0.0049984 | 0.013303 | 0.077119 | 0 | 0 | 0 | 0 | 0 | 0.030765 | 0.017896 | 0.098461 | 0.1791 | 0 | 2.0585 | 0 | 0 | 0.81115 | 0 | 0 | 0 | 0.11343 | -0.098896 | 0.055558 | 0 | 0.10636 | 0 | -0.25028 | 0 | 0 | 0 | 0 | 0 | 0 | 0 | 0 | 2.3303 | 0.012019 | 9.8343e-05 | -1.0625 | 0 | 0 | 0 | 0 | 0 | 0 | 0 | -1.85 | 0 | 0 | 0 | 0 | 0 | 0 | 0 | 0 | 0 | -9.0293 | 1.822 | 0 | 1.798 | 0 | 1.3144 | 5.8681 | 1.2254 | 3.0551 | 0.11508 | 0.056743 | 0 | 0.45971 | 0.18742 | 3.782 | 15.8112 | 22.1208 | -12.1921 | 0 | 0.52614 | 0 | 1.6728 | 0.21214
2025_05_17 Hr 22 | 0 | 0 | 0 | 0 | 0 | 0 | 0 | 0 | 0 | 0 | 0 | 0.02402 | 2.16 | 0.021281 | 0.43218 | 0.43218 | 0.5993 | 0 | 0.0064686 | 0.0049984 | 0.013303 | 0.077119 | 0 | 0 | 0 | 0 | 0 | 0.030765 | 0.017896 | 0.037413 | 0 | 0 | 2.0585 | 0 | 0 | 0.81115 | 0 | 0 | 0 | 0.2727 | -0.51855 | 0.055558 | 0 | 0.019845 | 0 | -0.042235 | 0 | 0 | 0 | 0 | 0 | 0 | 0 | 0 | 2.7368 | 0.012019 | 9.8343e-05 | -1.0625 | 0 | 0 | 0 | 0 | 0 | 0 | 0 | -1.85 | 0 | 0 | 0 | 0 | 0 | 0 | 0 | 0 | 0 | -0.56772 | 1.822 | 0 | 0 | 0 | 1.6452 | 1.5011 | 1.2254 | 3.0551 | 0.11508 | 0.056743 | 0 | 0.45971 | 0.18742 | 3.782 | 20.5226 | 22.7898 | -3.5225 | 0 | 0.52614 | 0 | 1.6728 | 0.21211
2025_05_17 Hr 23 | 0 | 0 | 0 | 0 | 0 | 0 | 0 | 0 | 0 | 0 | 0 | 0.02402 | 1.77 | 0.024126 | 0.43391 | 0.43391 | 0.62581 | 0 | 0.0064686 | 0.0049984 | 0.013303 | 0.077119 | 0 | -1.4411 | 0 | 0 | 0 | 0.030765 | 0.017896 | 0.039097 | 0 | 0 | 2.0585 | 0 | 0 | 0.81115 | 0 | 0 | 0 | 0.38698 | -0.077657 | 0.055558 | 0 | 0.027456 | 0 | -0.059238 | 0 | 0 | 0 | 0 | 0 | 0 | 0 | 0 | 3.4264 | 0.012019 | 9.8343e-05 | 0 | 0 | 0 | 0 | 0 | 0 | 0 | 0 | 0 | -1.575 | 0 | 0 | 0 | 0 | 0 | 0 | 0 | 0 | -0.58836 | 1.822 | 0 | 0 | 0 | 1.1447 | 1.5327 | 1.2254 | 3.0551 | 0.11508 | 0.056743 | 0 | 0.45971 | 0.18742 | 3.782 | 20.7675 | 22.5892 | -3.6637 | 0 | 0.52614 | 0 | 1.6728 | 0.20954
2025_05_17 Hr 24 | 0 | 0 | 0 | 0 | 0 | 0 | 0 | 0 | 0 | 0 | 0 | 0.02402 | 1.56 | 0.023789 | 0.43391 | 0.43392 | 0.67161 | 0 | 0.0064686 | 0.0049984 | 0.013303 | 0.077119 | 0 | -1.3978 | 0 | 0 | 0 | 0.030765 | 0.017896 | 0.037413 | 0 | 0 | 2.0585 | 0 | 0 | 0.81115 | 0 | 0 | 0 | 0.43321 | 0 | 0.055558 | 0 | 0.030716 | 0 | -0.066521 | 0 | 0 | 0 | 0 | 0 | 0 | 0 | 0 | 3.833 | 0.012019 | 9.8343e-05 | 0 | 0 | 0 | 0 | 0 | 0 | 0 | 0 | 0 | -1.575 | 0 | 0 | 0 | 0 | 0 | 0 | 0 | 0 | -1.5648 | 1.822 | 0 | 0 | 0 | 1.5364 | 1.5769 | 1.2254 | 3.0551 | 0.11508 | 0.056743 | 0 | 0.45971 | 0.18742 | 3.782 | 20.5818 | 23.1758 | -4.6041 | 0 | 0.52614 | 0 | 1.6728 | 0.2082
2025_05_18 Hr 01 | 0 | 0 | 0 | 0 | 0 | 0 | 0 | 0 | 0 | 0 | 0 | 0.02402 | 1.44 | 0.021128 | 0.43218 | 0.43218 | 0.61664 | 0 | 0.0064686 | 0.0049984 | 0.013303 | 0.077119 | 0 | -1.4132 | 0 | 0 | 0 | 0.030765 | 0.017896 | 0.037413 | 0 | 0 | 2.0585 | 0 | 0 | 0.81115 | 0 | 0 | 0 | 0.38922 | 0 | 0.055558 | 0 | 0.029554 | 0 | -0.063924 | 0 | 0 | 0 | 0 | 0 | 0 | 0 | 0 | 3.695 | 0.012019 | 9.8343e-05 | 0 | 0 | 0 | 0 | 0 | 0 | 0 | 0 | 0 | -1.575 | 0 | 0 | 0 | 0 | 0 | 0 | 0 | 0 | -1.5226 | 1.822 | 0 | 0 | 0 | 1.8977 | 1.5184 | 1.2254 | 3.0551 | 0.11508 | 0.056743 | 0 | 0.45971 | 0.18742 | 3.782 | 20.6071 | 23.2742 | -4.5748 | 0 | 0.52614 | 0 | 1.6728 | 0.20594
2025_05_18 Hr 02 | 0 | 0 | 0 | 0 | 0 | 0 | 0 | 0 | 0 | 0 | 0 | 0.02402 | 1.26 | 0.018475 | 0.43218 | 0.43218 | 0.67573 | 0 | 0.0064686 | 0.0049984 | 0.013303 | 0.077119 | 0 | -1.4135 | 0 | 0 | 0 | 0.030765 | 0.017896 | 0.037413 | 0 | 0 | 2.0585 | 0 | 0 | 0.81115 | 0 | 0 | 0 | 0.57536 | 0 | 0.055558 | 0 | 0.029535 | 0 | -0.063881 | 0 | 0 | 0 | 0 | 0 | 0 | 0 | 0 | 3.2885 | 0.012019 | 9.8343e-05 | 0 | 0 | 0 | 0 | 0 | 0 | 0 | 0 | 0 | -1.575 | 0 | 0 | 0 | 0 | 0 | 0 | 0 | 0 | -1.516 | 1.822 | 0 | 0 | 0 | 1.8541 | 1.5775 | 1.2254 | 3.0551 | 0.11508 | 0.056743 | 0 | 0.45971 | 0.18742 | 3.782 | 20.2248 | 22.6404 | -4.5684 | 0 | 0.52614 | 0 | 1.6728 | 0.2048
2025_05_18 Hr 03 | 0 | 0 | 0 | 0 | 0 | 0 | 0 | 0 | 0 | 0 | 0 | 0.02402 | 1.29 | 0.01994 | 0.43218 | 0.43218 | 0.73275 | 0 | 0.0064686 | 0.0049984 | 0.013303 | 0.077119 | 0 | -1.3922 | 0 | 0 | 0 | 0.030765 | 0.017896 | 0.037413 | 0 | 0 | 2.0585 | 0 | 0 | 0.81115 | 0 | 0 | 0 | 0.67121 | 0 | 0.055558 | 0 | 0.031136 | 0 | -0.067458 | 0 | 0 | 0 | 0 | 0 | 0 | 0 | 0 | 3.2159 | 0.012019 | 9.8343e-05 | 0 | 0 | 0 | 0 | 0 | 0 | 0 | 0 | 0 | -1.575 | 0 | 0 | 0 | 0 | 0 | 0 | 0 | 0 | -2.2035 | 1.822 | 0 | 0 | 0 | 1.9151 | 1.6345 | 1.2254 | 3.0551 | 0.11508 | 0.056743 | 0 | 0.45971 | 0.18742 | 3.782 | 19.7275 | 22.66 | -5.2382 | 0 | 0.52614 | 0 | 1.6728 | 0.2046
2025_05_18 Hr 04 | 0 | 0 | 0 | 0 | 0 | 0 | 0 | 0 | 0 | 0 | 0 | 0.02402 | 1.11 | 0.017449 | 0.43218 | 0.43218 | 0.7694 | 0 | 0.0064686 | 0.0049984 | 0.013303 | 0.077119 | 0 | -1.3852 | 0 | 0 | 0 | 0.030765 | 0.017896 | 0.037413 | 0 | 0 | 2.0585 | 0 | 0 | 0.81115 | 0 | 0 | 0 | 0.63349 | 0 | 0.055558 | 0 | 0.031664 | 0 | -0.068638 | 0 | 0 | 0 | 0 | 0 | 0 | 0 | 0 | 3.4918 | 0.012019 | 9.8343e-05 | 0 | 0 | 0 | 0 | 0 | 0 | 0 | 0 | 0 | -1.575 | 0 | 0 | 0 | 0 | 0 | 0 | 0 | 0 | -2.4275 | 1.822 | 0 | 0 | 0 | 2.1675 | 1.6712 | 1.2254 | 3.0551 | 0.11508 | 0.056743 | 0 | 0.45971 | 0.18742 | 3.782 | 19.8539 | 23.0056 | -5.4563 | 0 | 0.52614 | 0 | 1.6728 | 0.20441
2025_05_18 Hr 05 | 0 | 0 | 0 | 0 | 0 | 0 | 0 | 0 | 0 | 0 | 0 | 0.02402 | 1.11 | 0.017054 | 0.43391 | 0.43392 | 0.71947 | 0 | 0.0064686 | 0.0049984 | 0.013303 | 0.077119 | 0 | -1.3947 | 0 | 0 | 0 | 0.030765 | 0.017896 | 0.037413 | 0 | 0 | 2.0585 | 0 | 0 | 0.81115 | 0 | 0 | 0 | 0.46981 | 0 | 0.055558 | 0 | 0.030948 | 0 | -0.067038 | 0 | 0 | 0 | 0 | 0 | 0 | 0 | 0 | 3.6297 | 0.012019 | 9.8343e-05 | 0 | 0 | 0 | 0 | 0 | 0 | 0 | 0 | 0 | -1.575 | 0 | 0 | 0 | 0 | 0 | 0 | 0 | 0 | -2.2869 | 1.822 | 0 | 0 | 0 | 2.3286 | 1.6247 | 1.2254 | 3.0551 | 0.11508 | 0.056743 | 0 | 0.45971 | 0.18742 | 3.782 | 20.0757 | 23.3048 | -5.3237 | 0 | 0.52614 | 0 | 1.6728 | 0.20507
2025_05_18 Hr 06 | 0 | 0 | 0 | 0 | 0 | 0 | 0 | 0 | 0 | 0 | 0 | 0.02402 | 1.53 | 0.017849 | 0.43218 | 0.43218 | 0.61664 | 0 | 0.0064686 | 0.0049984 | 0.013303 | 0.077119 | 0 | -1.4938 | 0 | 0 | 0 | 0.030765 | 0.017896 | 0.037413 | 0 | 0 | 2.0585 | 0 | 0 | 0.81115 | 0 | 0 | 0 | 0.35336 | -0.004772 | 0.055558 | 0 | 0.023498 | 0 | -0.050397 | 0 | 0 | 0 | 0 | 0 | 0 | 0 | 0 | 3.695 | 0.012019 | 9.8343e-05 | 0 | 0 | 0 | 0 | 0 | 0 | 0 | 0 | 0 | -1.575 | 0 | 0 | 0 | 0 | 0 | 0 | 0 | 0 | 0.080776 | 1.822 | 0 | 0 | 0 | 2.3895 | 1.5184 | 1.2254 | 3.0551 | 0.11508 | 0.056743 | 0 | 0.45971 | 0.18742 | 3.782 | 22.681 | 23.8524 | -3.0384 | 0 | 0.52614 | 0 | 1.6728 | 0.20558
2025_05_18 Hr 07 | 0.18134 | 0 | 0 | 0 | 0 | 0 | 0 | 0 | 0 | 0 | 0 | 0.02402 | 1.47 | 0.011107 | 0.43391 | 0.43392 | 0.65605 | 0 | 0.0064686 | 0.0049984 | 0.013303 | 0.077119 | 0 | -1.6039 | 0 | 0 | 0 | 0.030765 | 0.017896 | 0.037413 | 0 | 0 | 2.0585 | 0 | 0 | 0.81115 | 0 | 0 | 0 | 0.095034 | -0.07157 | 0.055558 | 0 | 0.01522 | 0 | -0.031903 | 0 | 0 | 0 | 0 | 0 | 0 | 0 | 0 | 3.6297 | 0.012019 | 9.8343e-05 | 0 | 0 | 0 | 0 | 0 | 0 | 0 | 0 | 0 | -1.575 | 0 | 0 | 0 | 0 | 0 | 0 | 0 | 0 | -1.2972 | 1.822 | 0 | 0 | 0 | 2.3895 | 1.5613 | 1.2254 | 3.0551 | 0.11508 | 0.056743 | -0.18134 | 0.45971 | 0.18742 | 3.782 | 20.7975 | 23.9021 | -4.6893 | 0 | 0.52614 | 0 | 1.6728 | 0.206
2025_05_18 Hr 08 | 0.52222 | 2.7956e-07 | 0 | 0 | 0 | 0 | 0 | 0 | 0 | 0 | 0 | 0.02402 | 1.86 | 0.002157 | 0.43218 | 0.43218 | 0.5993 | 0 | 0.0064686 | 0.0049984 | 0.013303 | 0.077119 | 0 | -1.7752 | 0 | 0 | 0 | 0.030765 | 0.017896 | 0.037413 | 0 | 0 | 2.0585 | 0 | 0 | 0.81115 | 0 | 0 | 0 | 0 | -0.24162 | 0.055558 | 0 | 0.0023359 | 0 | -0.0031185 | 0 | 0 | 0 | 0 | 0 | 0 | 0 | 0 | 3.078 | 0.012019 | 9.8343e-05 | 0 | 0 | 0 | 0 | 0 | 0 | 0 | 0 | 0 | -1.575 | 0 | 0 | 0 | 0 | 0 | 0 | 0 | 0 | 1.4678 | 1.822 | 0 | 0 | 0 | 2.359 | 1.5011 | 1.2254 | 3.0551 | 0.11508 | 0.056743 | -0.52222 | 0.45971 | 0.18742 | 3.782 | 22.8961 | 24.0444 | -2.4077 | 0 | 0.52614 | 0 | 1.6728 | 0.20859
2025_05_18 Hr 09 | 0.56741 | 1.0449e-05 | 0 | 0 | 0 | 0 | 0 | 0 | 0 | 0 | 0 | 0.02402 | 1.98 | 0.010728 | 0.43218 | 0.43218 | 0.5993 | 0 | 0.0064686 | 0.0049984 | 0.013303 | 0.077119 | 0 | -1.6611 | 0 | 0 | 0 | 0.030765 | 0.017896 | 0.037413 | 0 | 0 | 2.0585 | 0 | 0 | 0.81115 | 0 | 0 | 0 | 0 | -0.034898 | 0.055558 | 0 | 0.010913 | 0 | -0.022281 | 0 | 0 | 0 | 0 | 0 | 0 | 0 | 0 | 2.8747 | 0.012019 | 9.8343e-05 | 0 | 0 | 0 | 0 | 0 | 0 | 0 | 0 | 0 | -1.575 | 0 | 0 | 0 | 0 | 0 | 0 | 0 | 0 | 0.10903 | 1.822 | 0 | 0 | 0 | 2.7072 | 1.5011 | 1.2254 | 3.0551 | 0.11508 | 0.056743 | -0.56741 | 0.45971 | 0.18742 | 3.782 | 22.1134 | 24.364 | -3.7168 | 0 | 0.52614 | 0 | 1.6728 | 0.20949
2025_05_18 Hr 10 | 0.74199 | 3.0604e-05 | 0 | 0 | 0 | 0 | 0 | 0 | 0 | 0 | 0 | 0.02402 | 1.95 | 0.010826 | 0.43218 | 0.43218 | 0.5993 | 0 | 0.0064686 | 0.0049984 | 0.013303 | 0.077119 | 0 | -1.6575 | 0 | 0 | 0 | 0.030765 | 0.017896 | 0.037413 | 0 | 0 | 2.0585 | 0 | 0 | 0.81115 | 0 | 0 | 0 | 0.0015192 | -0.054392 | 0.055558 | 0 | 0.011183 | 0 | -0.022883 | 0 | 0 | 0 | 0 | 0 | 0 | 0 | 0 | 2.7368 | 0.012019 | 9.8343e-05 | 0 | 0 | 0 | 0 | 0 | 0 | 0 | 0 | 0 | -1.575 | 0 | 0 | 0 | 0 | 0 | 0 | 0 | 0 | 0.027902 | 1.822 | 0 | 0 | 0 | 2.6898 | 1.5011 | 1.2254 | 3.0551 | 0.11508 | 0.056743 | -0.74199 | 0.45971 | 0.18742 | 3.782 | 21.8332 | 24.3545 | -3.9695 | 0 | 0.52614 | 0 | 1.6728 | 0.21059
2025_05_18 Hr 11 | 0.63577 | 1.9508e-05 | 0 | 0 | 0 | 0 | 0 | 0 | 0 | 0 | 0 | 0.02402 | 1.98 | 0.0051575 | 0.43218 | 0.43218 | 0.5993 | 0 | 0.0064686 | 0.0049984 | 0.013303 | 0.077119 | 0 | -1.7365 | 0 | 0 | 0 | 0.030765 | 0.017896 | 0.037413 | 0 | 0 | 2.0585 | 0 | 0 | 0.81115 | 0 | 0 | 0 | 0 | -0.51334 | 0.055558 | 0 | 0.0052468 | 0 | -0.0096215 | 0 | 0 | 0 | 0 | 0 | 0 | 0 | 0 | 2.6715 | 0.012019 | 9.8343e-05 | 0 | 0 | 0 | 0 | 0 | 0 | 0 | 0 | 0 | -1.575 | 0 | 0 | 0 | 0 | 0 | 0 | 0 | 0 | 0.65457 | 1.822 | 0 | 0 | 0 | 2.8378 | 1.5011 | 1.2254 | 3.0551 | 0.11508 | 0.056743 | -0.63577 | 0.45971 | 0.18742 | 3.782 | 22.0414 | 24.3559 | -3.3023 | 0 | 0.52614 | 0 | 1.6728 | 0.2113
2025_05_18 Hr 12 | 0.54489 | 5.9349e-07 | 0 | 0 | 0 | 0 | 0 | 0 | 0 | 0 | 0 | 0.02402 | 2.04 | 0.00012535 | 0.43218 | 0.43218 | 0.5993 | 0 | 0.0064686 | 0.0049984 | 0.013303 | 0.077119 | 0 | -1.8046 | 0 | 0 | 0 | 0.030765 | 0.017896 | 0.037413 | 0 | 0 | 2.0585 | 0 | 0 | 0.81115 | 0 | 0 | 0 | 0 | -0.014379 | 0.055558 | 0 | 0.00012377 | 0 | 0.0018235 | 0 | 0 | 0 | 0 | 0 | 0 | 0 | 0 | 2.4682 | 0.012019 | 9.8343e-05 | 0 | 0 | 0 | 0 | 0 | 0 | 0 | 0 | 0 | -1.575 | 0 | 0 | 0 | 0 | 0 | 0 | 0 | 0 | 0.4702 | 1.822 | 0 | 0 | 0 | 2.8291 | 1.5011 | 1.2254 | 3.0551 | 0.11508 | 0.056743 | -0.54489 | 0.45971 | 0.18742 | 3.782 | 22.1415 | 24.1073 | -3.4525 | 0 | 0.52614 | 0 | 1.6728 | 0.21056
2025_05_18 Hr 13 | 0.61274 | -1.0152e-05 | 0 | 0 | 0 | 0 | 0 | 0 | 0 | 0 | 0 | 0.02402 | 2.07 | -0.0019545 | 0.43218 | 0.43218 | 0.5993 | 0 | 0.0064686 | 0.0049984 | 0.013303 | 0.077119 | 0 | -1.8315 | 0 | 0 | 0 | 0.030765 | 0.017896 | 0.037413 | 0 | 0 | 2.0585 | 0 | 0 | 0.81115 | 0 | 0 | 0 | 0 | 0.21698 | 0.055558 | 0 | -0.0019019 | 0 | 0.006349 | 0 | 0 | 0 | 0 | 0 | 0 | 0 | 0 | 2.5335 | 0.012019 | 9.8343e-05 | 0 | 0 | 0 | 0 | 0 | 0 | 0 | 0 | 0 | -1.575 | 0 | 0 | 0 | 0 | 0 | 0 | 0 | -0.048251 | 0 | 1.822 | 0 | 0 | 0 | 2.7072 | 1.5011 | 1.2254 | 3.0551 | 0.11508 | 0.056743 | -0.61274 | 0.45971 | 0.18742 | 3.782 | 21.803 | 24.0979 | -4.0129 | 0 | 0.52614 | 0 | 1.6728 | 0.21016
2025_05_18 Hr 14 | 0.72644 | -3.8763e-06 | 0 | 0 | 0 | 0 | 0 | 0 | 0 | 0 | 0 | 0.02402 | 2.13 | -0.00090288 | 0.43218 | 0.43218 | 0.5993 | 0 | 0.0064686 | 0.0049984 | 0.013303 | 0.077119 | 0 | -1.8176 | 0 | 0 | 0 | 0.030765 | 0.017896 | 0.037413 | 0 | 0 | 2.0585 | 0 | 0 | 0.81115 | 0 | 0 | 0 | 0 | 0.10875 | 0.055558 | 0 | -0.00085383 | 0 | 0.0040075 | 0 | 0 | 0 | 0 | 0 | 0 | 0 | 0 | 3.4264 | 0.012019 | 9.8343e-05 | 0 | 0 | 0 | 0 | 0 | 0 | 0 | 0 | 0 | -1.575 | 0 | 0 | 0 | 0 | 0 | 0 | 0 | -0.33147 | 0 | 1.822 | 0 | 0 | 0 | 2.6985 | 1.5011 | 1.2254 | 3.0551 | 0.11508 | 0.056743 | -0.72644 | 0.45971 | 0.18742 | 3.782 | 22.3694 | 24.8746 | -4.115 | 0 | 0.52614 | 0 | 1.6728 | 0.21114
2025_05_18 Hr 15 | 0.59008 | 6.1653e-05 | 0 | 0 | 0 | 0 | 0 | 0 | 0 | 0 | 0 | 0.02402 | 2.04 | 0.011475 | 0.43218 | 0.43218 | 0.5993 | 0 | 0.0064686 | 0.0049984 | 0.013303 | 0.077119 | 0 | -1.6556 | 0 | 0 | 0 | 0.030765 | 0.017896 | 0.037413 | 0 | 0 | 2.0585 | 0 | 0 | 0.81115 | 0 | 0 | 0 | 0 | -0.16473 | 0.055558 | 0 | 0.01133 | 0 | -0.023212 | 0 | 0 | 0 | 0 | 0 | 0 | 0 | 0 | 3.695 | 0.012019 | 9.8343e-05 | 0 | 0 | 0 | 0 | 0 | 0 | 0 | 0 | 0 | -1.575 | 0 | 0 | 0 | 0 | 0 | 0 | 0 | 0 | -0.18378 | 1.822 | 0 | 0 | 0 | 2.5375 | 1.5011 | 1.2254 | 3.0551 | 0.11508 | 0.056743 | -0.59008 | 0.45971 | 0.18742 | 3.782 | 22.408 | 25.0993 | -4.0277 | 0 | 0.52614 | 0 | 1.6728 | 0.21073
2025_05_18 Hr 16 | 0.61282 | 5.4483e-06 | 0 | 0 | 0 | 0 | 0 | 0 | 0 | 0 | 0 | 0.02402 | 1.77 | 0.00085353 | 0.43218 | 0.43218 | 0.5993 | 0 | 0.0064686 | 0.0049984 | 0.013303 | 0.077119 | 0 | -1.7933 | 0 | 0 | 0 | 0.030765 | 0.017896 | 0.037413 | 0 | 0 | 2.0585 | 0 | 0 | 0.81115 | 0 | 0 | 0 | 0 | -0.12364 | 0.055558 | 0 | 0.00097133 | 0 | -7.0001e-05 | 0 | 0 | 0 | 0 | 0 | 0 | 0 | 0 | 4.0435 | 0.012019 | 9.8343e-05 | 0 | 0 | 0 | 0 | 0 | 0 | 0 | 0 | 0 | -1.575 | 0 | 0 | 0 | 0 | 0 | 0 | 0 | -0.74951 | 0 | 1.822 | 0 | 0 | 0 | 2.1675 | 1.5011 | 1.2254 | 3.0551 | 0.11508 | 0.056743 | -0.61282 | 0.45971 | 0.18742 | 3.782 | 21.4665 | 24.0703 | -3.9812 | 0 | 0.52614 | 0 | 1.6728 | 0.2107
2025_05_18 Hr 17 | 0.59008 | 4.2564e-05 | 0 | 0 | 0 | 0 | 0 | 0 | 0 | 0 | 0 | 0.02402 | 1.5 | 0.0065555 | 0.43218 | 0.43218 | 0.5993 | 0 | 0.0064686 | 0.0049984 | 0.013303 | 0.077119 | 0 | -1.6892 | 0 | 0 | 0 | 0.030765 | 0.017896 | 0.037413 | 0 | 0 | 2.0585 | 0 | 0 | 0.81115 | 0 | 0 | 0 | 0 | -0.15766 | 0.055558 | 0 | 0.0088031 | 0 | -0.017567 | 0 | 0 | 0 | 0 | 0 | 0 | 0 | 0 | 4.2467 | 0.012019 | 9.8343e-05 | 0 | 0 | 0 | 0 | 0 | 0 | 0 | 0 | 0 | -1.575 | 0 | 0 | 0 | 0 | 0 | 0 | 0 | 0 | 0.06471 | 1.822 | 0 | 0 | 0 | 2.1762 | 1.5011 | 1.2254 | 3.0551 | 0.11508 | 0.056743 | -0.59008 | 0.45971 | 0.18742 | 3.782 | 22.2817 | 24.7454 | -3.8071 | 0 | 0.52614 | 0 | 1.6728 | 0.21133
2025_05_18 Hr 18 | 0.43141 | 1.9391e-05 | 0 | 0 | 0 | 0 | 0 | 0 | 0 | 0 | 0 | 0.02402 | 1.14 | 0.0030297 | 0.43218 | 0.43218 | 0.5993 | 0 | 0.0064686 | 0.0049984 | 0.013303 | 0.077119 | 0 | -1.7351 | 0 | 0 | 0 | 0.030765 | 0.017896 | 0.037413 | 0 | 0 | 2.0585 | 0 | 0 | 0.81115 | 0 | 0 | 0 | 0 | -0.52112 | 0.055558 | 0 | 0.0053533 | 0 | -0.0098595 | 0 | 0 | 0 | 0 | 0 | 0 | 0 | 0 | 3.4918 | 0.012019 | 9.8343e-05 | 0 | 0 | 0 | 0 | 0 | 0 | 0 | 0 | 0 | -1.575 | 0 | 0 | 0 | 0 | 0 | 0 | 0 | -0.72153 | 0 | 1.822 | 0 | 0 | 0 | 1.7453 | 1.5011 | 1.2254 | 3.0551 | 0.11508 | 0.056743 | -0.43141 | 0.45971 | 0.18742 | 3.782 | 19.5447 | 22.3161 | -3.7513 | 0 | 0.52614 | 0 | 1.6728 | 0.2116
2025_05_18 Hr 19 | 0.318 | 1.848e-05 | 0 | 0 | 0 | 0 | 0 | 0 | 0 | 0 | 0 | 0.02402 | 0.72 | 0.0022316 | 0.43218 | 0.43218 | 0.5993 | 0 | 0.0064686 | 0.0049984 | 0.013303 | 0.077119 | 0 | -1.7232 | 0 | 0 | 0 | 0.030765 | 0.017896 | 0.037413 | 0 | 0 | 2.0585 | 0 | 0 | 0.81115 | 0 | 0 | 0 | 0 | -0.70018 | 0.055558 | 0 | 0.0062432 | 0 | -0.011848 | 0 | 0 | 0 | 0 | 0 | 0 | 0 | 0 | 4.0435 | 0.012019 | 9.8343e-05 | 0 | 0 | 0 | 0 | 0 | 0 | 0 | 0 | 0 | -1.575 | 0 | 0 | 0 | 0 | 0 | 0 | 0 | -0.51707 | 0 | 1.822 | 0 | 0 | 0 | 1.7671 | 1.5011 | 1.2254 | 3.0551 | 0.11508 | 0.056743 | -0.318 | 0.45971 | 0.18742 | 3.782 | 19.7327 | 22.5599 | -3.6281 | 0 | 0.52614 | 0 | 1.6728 | 0.21174
2025_05_18 Hr 20 | 0.045044 | -5.1693e-06 | 0 | 0 | 0 | 0 | 0 | 0 | 0 | 0 | 0 | 0.02402 | 0.33 | -0.00092297 | 0.43218 | 0.43218 | 0.5993 | 0 | 0.0064686 | 0.0049984 | 0.013303 | 0.077119 | 0 | -1.8812 | 0 | 0 | 0 | 0.030765 | 0.017896 | 0.037413 | 0 | 0 | 2.0585 | 0 | 0 | 0.81115 | 0 | 0 | 0 | 0 | 0.13467 | 0.055558 | 0 | -0.0088701 | 0 | 0.014686 | 0 | 0 | 0 | 0 | 0 | 0 | 0 | 0 | 3.2885 | 0.012019 | 9.8343e-05 | 0 | 0 | 0 | 0 | 0 | 0 | 0 | 0 | 0 | -1.575 | 0 | 0 | 0 | 0 | 0 | 0 | 0 | -1.4791 | 0 | 1.822 | 0 | 0 | 0 | 1.0751 | 1.5011 | 1.2254 | 3.0551 | 0.11508 | 0.056743 | -0.045044 | 0.45971 | 0.18742 | 3.782 | 17.6338 | 19.4845 | -3.4865 | 0 | 0.52614 | 0 | 1.6728 | 0.21158
2025_05_18 Hr 21 | 0 | 6.6463e-08 | 0 | 0 | 0 | 0 | 0 | 0 | 0 | 0 | 0 | 0.02402 | 0.3 | 9.5433e-05 | 0.43218 | 0.43218 | 0.5993 | 0 | 0.0064686 | 0.0049984 | 0.013303 | 0.077119 | 0 | -1.7977 | 0 | 0 | 0 | 0.030765 | 0.017896 | 0.037413 | 0 | 0 | 2.0585 | 0 | 0 | 0.81115 | 0 | 0 | 0 | 0 | -0.080145 | 0.055558 | 0 | 0.00064077 | 0 | 0.0006685 | 0 | 0 | 0 | 0 | 0 | 0 | 0 | 0 | 3.2885 | 0.012019 | 9.8343e-05 | 0 | 0 | 0 | 0 | 0 | 0 | 0 | 0 | 0 | -1.575 | 0 | 0 | 0 | 0 | 0 | 0 | 0 | -0.53348 | 0 | 1.822 | 0 | 0 | 0 | 1.3231 | 1.5011 | 1.2254 | 3.0551 | 0.11508 | 0.056743 | 0 | 0.45971 | 0.18742 | 3.782 | 18.6541 | 20.6052 | -3.3721 | 0 | 0.52614 | 0 | 1.6728 | 0.21254
2025_05_18 Hr 22 | 0 | 0 | 0 | 0 | 0 | 0 | 0 | 0 | 0 | 0 | 0 | 0.02402 | 0.3 | -0.00011013 | 0.43218 | 0.43218 | 0.5993 | 0 | 0.0064686 | 0.0049984 | 0.013303 | 0.077119 | 0 | -1.8161 | 0 | 0 | 0 | 0.030765 | 0.017896 | 0.037413 | 0 | 0 | 2.0585 | 0 | 0 | 0.81115 | 0 | 0 | 0 | 0 | 0.095716 | 0.055558 | 0 | -0.00073947 | 0 | 0.003752 | 0 | 0 | 0 | 0 | 0 | 0 | 0 | 0 | 2.9473 | 0.012019 | 9.8343e-05 | 0 | 0 | 0 | 0 | 0 | 0 | 0 | 0 | 0 | -1.575 | 0 | 0 | 0 | 0 | 0 | 0 | 0 | -0.24236 | 0 | 1.822 | 0 | 0 | 0 | 1.5669 | 1.5011 | 1.2254 | 3.0551 | 0.11508 | 0.056743 | 0 | 0.45971 | 0.18742 | 3.782 | 19.0071 | 20.7976 | -3.3873 | 0 | 0.52614 | 0 | 1.6728 | 0.21147
2025_05_18 Hr 23 | 0 | 0 | 0 | 0 | 0 | 0 | 0 | 0 | 0 | 0 | 0 | 0.02402 | 0.33 | 0.00084854 | 0.43218 | 0.43218 | 0.61664 | 0 | 0.0064686 | 0.0049984 | 0.013303 | 0.077119 | 0 | -1.7374 | 0 | 0 | 0 | 0.030765 | 0.017896 | 0.037413 | 0 | 0 | 2.0585 | 0 | 0 | 0.81115 | 0 | 0 | 0 | 0 | -0.47473 | 0.055558 | 0 | 0.0051794 | 0 | -0.009471 | 0 | 0 | 0 | 0 | 0 | 0 | 0 | 0 | 2.6715 | 0.012019 | 9.8343e-05 | 0 | 0 | 0 | 0 | 0 | 0 | 0 | 0 | 0 | -1.575 | 0 | 0 | 0 | 0 | 0 | 0 | 0 | 0 | 1.0699 | 1.822 | 0 | 0 | 0 | 1.0838 | 1.5184 | 1.2254 | 3.0551 | 0.11508 | 0.056743 | 0 | 0.45971 | 0.18742 | 3.782 | 19.1007 | 20.309 | -2.252 | 0 | 0.52614 | 0 | 1.6728 | 0.20848
2025_05_18 Hr 24 | 0 | 0 | 0 | 0 | 0 | 0 | 0 | 0 | 0 | 0 | 0 | 0.02402 | 0.24 | 0.0012874 | 0.43218 | 0.43218 | 0.61664 | 0 | 0.0064686 | 0.0049984 | 0.013303 | 0.077119 | 0 | -1.6626 | 0 | 0 | 0 | 0.030765 | 0.017896 | 0.037413 | 0 | 0 | 2.0585 | 0 | 0 | 0.81115 | 0 | 0 | 0 | 0 | -1.012 | 0.055558 | 0 | 0.010805 | 0 | -0.02204 | 0 | 0 | 0 | 0 | 0 | 0 | 0 | 0 | 2.2577 | 0.012019 | 9.8343e-05 | 0 | 0 | 0 | 0 | 0 | 0 | 0 | 0 | 0 | -1.575 | 0 | 0 | 0 | 0 | 0 | 0 | 0 | 0 | 1.1827 | 1.822 | 0 | 0 | 0 | 1.9543 | 1.5184 | 1.2254 | 3.0551 | 0.11508 | 0.056743 | 0 | 0.45971 | 0.18742 | 3.782 | 19.1033 | 20.6737 | -2.0769 | 0 | 0.52614 | 0 | 1.6728 | 0.20611
2025_05_19 Hr 01 | 0 | 0 | 0 | 0 | 0 | 0 | 0 | 0 | 0 | 0 | 0 | 0.02402 | 0.15 | -0.00032457 | 0.43218 | 0.43218 | 0.61664 | 0 | 0.0064686 | 0.0049984 | 0.013303 | 0.077119 | 0 | -1.8642 | 0 | 0 | 0 | 0.030765 | 0.017896 | 0.037413 | 0 | 0 | 2.0585 | 0 | 0 | 0.81115 | 0 | 0 | 0 | 0 | 0.018475 | 0.055558 | 0 | -0.0068623 | 0 | 0.011837 | 0 | 0 | 0 | 0 | 0 | 0 | 0 | 0 | 2.4682 | 0.012019 | 9.8343e-05 | 0 | 0 | 0 | 0 | 0 | 0 | 0 | 0 | 0 | -1.575 | 0 | 0 | 0 | 0 | 0 | 0 | 0 | 0 | 3.1764 | 1.822 | 0 | 0 | 0 | 1.8846 | 1.5184 | 1.2254 | 3.0551 | 0.11508 | 0.056743 | 0 | 0.45971 | 0.18742 | 3.782 | 22.0119 | 20.726 | -0.251 | 0 | 0.52614 | 0 | 1.6728 | 0.20911
2025_05_19 Hr 02 | 0 | 0 | 0 | 0 | 0 | 0 | 0 | 0 | 0 | 0 | 0 | 0.02402 | 0.09 | 0.00024563 | 0.43218 | 0.43218 | 0.61664 | 0 | 0.0064686 | 0.0049984 | 0.013303 | 0.077119 | 0 | -1.7331 | 0 | 0 | 0 | 0.030765 | 0.017896 | 0.037413 | 0 | 0 | 2.0585 | 0 | 0 | 0.81115 | 0 | 0 | 0 | 0 | -0.26037 | 0.055558 | 0 | 0.0054974 | 0 | -0.010182 | 0 | 0 | 0 | 0 | 0 | 0 | 0 | 0 | 2.6715 | 0.012019 | 9.8343e-05 | 0 | 0 | 0 | 0 | 0 | 0 | 0 | 0 | 0 | -1.575 | 0 | 0 | 0 | 0 | 0 | 0 | 0 | 0 | 1.9051 | 1.822 | 0 | 0 | 0 | 0 | 1.5184 | 1.2254 | 3.0551 | 0.11508 | 0.056743 | 0 | 0.45971 | 0.18742 | 3.782 | 18.8295 | 18.9847 | -1.4132 | 0 | 0.52614 | 0 | 1.6728 | 0.20857
2025_05_19 Hr 03 | 0 | 0 | 0 | 0 | 0 | 0 | 0 | 0 | 0 | 0 | 0 | 0.02402 | 0.21 | 0.00020123 | 0.43218 | 0.43218 | 0.61664 | 0 | 0.0064686 | 0.0049984 | 0.013303 | 0.077119 | 0 | -1.7806 | 0 | 0 | 0 | 0.030765 | 0.017896 | 0.037413 | 0 | 0 | 2.0585 | 0 | 0 | 0.81115 | 0 | 0 | 0 | 0 | -0.15445 | 0.055558 | 0 | 0.0019301 | 0 | -0.002212 | 0 | 0 | 0 | 0 | 0 | 0 | 0 | 0 | 2.6715 | 0.012019 | 9.8343e-05 | 0 | 0 | 0 | 0 | 0 | 0 | 0 | 0 | 0 | -1.575 | 0 | 0 | 0 | 0 | 0 | 0 | 0 | 0 | 2.807 | 1.822 | 0 | 0 | 0 | 1.5538 | 1.5184 | 1.2254 | 3.0551 | 0.11508 | 0.056743 | 0 | 0.45971 | 0.18742 | 3.782 | 21.4724 | 20.6592 | -0.55079 | 0 | 0.52614 | 0 | 1.6728 | 0.20928
2025_05_19 Hr 04 | 0 | 0 | 0 | 0 | 0 | 0 | 0 | 0 | 0 | 0 | 0 | 0.02402 | 0.21 | -0.00041372 | 0.43218 | 0.43218 | 0.61664 | 0 | 0.0064686 | 0.0049984 | 0.013303 | 0.077119 | 0 | -1.859 | 0 | 0 | 0 | 0.030765 | 0.017896 | 0.037413 | 0 | 0 | 2.0585 | 0 | 0 | 0.81115 | 0 | 0 | 0 | 0 | 0.10756 | 0.055558 | 0 | -0.0057225 | 0 | 0.010965 | 0 | 0 | 0 | 0 | 0 | 0 | 0 | 0 | 2.9473 | 0.012019 | 9.8343e-05 | 0 | 0 | 0 | 0 | 0 | 0 | 0 | 0 | 0 | -1.575 | 0 | 0 | 0 | 0 | 0 | 0 | 0 | 0 | 3.8531 | 1.822 | 0 | 0 | 0 | 1.5538 | 1.5184 | 1.2254 | 3.0551 | 0.11508 | 0.056743 | 0 | 0.45971 | 0.18742 | 3.782 | 22.9905 | 20.9345 | 0.43004 | 0 | 0.52614 | 0 | 1.6728 | 0.20939
2025_05_19 Hr 05 | 0 | 0 | 0 | 0 | 0 | 0 | 0 | 0 | 0 | 0 | 0 | 0.02402 | 0.21 | -0.00095599 | 0.43218 | 0.43218 | 0.61664 | 0 | 0.0064686 | 0.0049984 | 0.013303 | 0.077119 | 0 | -1.9282 | 0 | 0 | 0 | 0.030765 | 0.017896 | 0.037413 | 0 | 0 | 2.0585 | 0 | 0 | 0.81115 | 0 | 0 | 0 | -0.18232 | 0 | 0.055558 | 0 | -0.014437 | 0 | 0.022586 | 0 | 0 | 0 | 0 | 0 | 0 | 0 | 0 | 2.4119 | 0.012019 | 9.8343e-05 | 0 | 0 | 0 | 0 | 0 | 0 | 0 | 0 | 0 | -1.575 | 0 | 0 | 0 | 0 | 0 | 0 | 0 | 0 | 4.2862 | 1.822 | 0 | 0 | 0 | 0 | 1.5184 | 1.2254 | 3.0551 | 0.11508 | 0.056743 | 0 | 0.45971 | 0.18742 | 3.782 | 20.9874 | 18.8457 | 0.80558 | 0 | 0.52614 | 0 | 1.6728 | 0.21035
2025_05_19 Hr 06 | 0.02274 | 0 | 0 | 0 | 0 | 0 | 0 | 0 | 0 | 0 | 0 | 0.02402 | 0.21 | 0.0021916 | 0.43218 | 0.43218 | 0.61664 | 0 | 0.0064686 | 0.0049984 | 0.013303 | 0.077119 | 0 | -1.5267 | 0 | 0 | 0 | 0.030765 | 0.017896 | 0.037413 | 0 | 0 | 2.0585 | 0 | 0 | 0.81115 | 0 | 0 | 0 | 0.86734 | 0 | 0.055558 | 0 | 0.021022 | 0 | -0.044863 | 0 | 0 | 0 | 0 | 0 | 0 | 0 | 0 | 3.4264 | 0.012019 | 9.8343e-05 | 0 | 0 | 0 | 0 | 0 | 0 | 0 | 0 | 0 | -1.575 | 0 | 0 | 0 | 0 | 0 | 0 | 0 | 0 | -0.56976 | 1.822 | 0 | 0 | 0 | 0 | 1.5184 | 1.2254 | 3.0551 | 0.11508 | 0.056743 | -0.02274 | 0.45971 | 0.18742 | 3.782 | 18.5357 | 19.889 | -3.7391 | 0 | 0.52614 | 0 | 1.6728 | 0.21319
2025_05_19 Hr 07 | 0.1586 | 0 | 0 | 0 | 0 | 0 | 0 | 0 | 0 | 0 | 0 | 0.02402 | 0.21 | 0.00084574 | 0.43218 | 0.43218 | 0.5993 | 0 | 0.0064686 | 0.0049984 | 0.013303 | 0.077119 | 0 | 0 | 0 | 0 | 0 | 0.030765 | 0.017896 | 0.037413 | 0 | 0 | 2.0585 | 0 | 0 | 0.81115 | 0 | 0 | 0 | 0 | -0.037263 | 0.055558 | 0 | 0.0081122 | 0 | -0.016023 | 0 | 0 | 0 | 0 | 0 | 0 | 0 | 0 | 3.4918 | 0.012019 | 9.8343e-05 | -1.0625 | 0 | 0 | 0 | 0 | 0 | 0 | 0 | -1.85 | 0 | 0 | 0 | 0 | 0 | 0 | 0 | 0 | 0 | -0.32869 | 1.822 | 0 | 0 | 0 | 1.593 | 1.5011 | 1.2254 | 3.0551 | 0.11508 | 0.056743 | -0.1586 | 0.45971 | 0.18742 | 3.782 | 19.7337 | 21.6857 | -3.4158 | 0 | 0.52614 | 0 | 1.6728 | 0.21709
2025_05_19 Hr 08 | 0.24927 | 7.227e-07 | 0 | 0 | 0 | 0 | 0 | 0 | 0 | 0 | 0 | 0.02402 | 0.15 | 0.00084315 | 0.43218 | 0.43218 | 0.5993 | 0 | 0.0064686 | 0.0049984 | 0.013303 | 0.077119 | 0 | 0 | 0 | 0 | 0 | 0.030765 | 0.017896 | 0.037413 | 0 | 0 | 2.0585 | 0 | 0 | 0.81115 | 0 | 0 | 0 | 0 | -0.19534 | 0.055558 | 0 | 0.011322 | 0 | -0.023195 | 0 | 0 | 0 | 0 | 0 | 0 | 0 | 0 | 3.2159 | 0.012019 | 9.8343e-05 | -1.0625 | 0 | 0 | 0 | 0 | 0 | 0 | 0 | -1.85 | 0 | 0 | 0 | 0 | 0 | 0 | 0 | 0 | 0 | -0.87897 | 1.822 | 0 | 0 | 0 | 1.6235 | 1.5011 | 1.2254 | 3.0551 | 0.11508 | 0.056743 | -0.24927 | 0.45971 | 0.18742 | 3.782 | 18.7149 | 21.4731 | -4.0639 | 0 | 0.52614 | 0 | 1.6728 | 0.21917
2025_05_19 Hr 09 | 0.20415 | 8.1039e-06 | 0 | 0 | 0 | 0 | 0 | 0 | 0 | 0 | 0 | 0.02402 | 0.18 | 0.00088984 | 0.43218 | 0.43218 | 0.5993 | 0 | 0.0064686 | 0.0049984 | 0.013303 | 0.077119 | 0 | 0 | 0 | 0 | 0 | 0.030765 | 0.017896 | 0.037413 | 0 | 0 | 2.0585 | 0 | 0 | 0.81115 | 0 | 0 | 0 | 0 | -0.16185 | 0.055558 | 0 | 0.0099577 | 0 | -0.020146 | 0 | 0 | 0 | 0 | 0 | 0 | 0 | 0 | 3.078 | 0.012019 | 9.8343e-05 | -1.0625 | 0 | 0 | 0 | 0 | 0 | 0 | 0 | -1.85 | 0 | 0 | 0 | 0 | 0 | 0 | 0 | 0 | 0 | -0.5295 | 1.822 | 0 | 0 | 0 | 1.4537 | 1.5011 | 1.2254 | 3.0551 | 0.11508 | 0.056743 | -0.20415 | 0.45971 | 0.18742 | 3.782 | 18.8235 | 21.1506 | -3.6663 | 0 | 0.52614 | 0 | 1.6728 | 0.21941
2025_05_19 Hr 10 | 0.45429 | 1.9709e-05 | 0 | 0 | 0 | 0 | 0 | 0 | 0 | 0 | 0 | 0.02402 | 0.21 | 0.00075966 | 0.43218 | 0.43218 | 0.5993 | 0 | 0.0064686 | 0.0049984 | 0.013303 | 0.077119 | 0 | 0 | 0 | 0 | 0 | 0.030765 | 0.017896 | 0.037413 | 0 | 0 | 2.0585 | 0 | 0 | 0.81115 | 0 | 0 | 0 | 0 | -0.08464 | 0.055558 | 0 | 0.0072866 | 0 | -0.014179 | 0 | 0 | 0 | 0 | 0 | 0 | 0 | 0 | 3.2159 | 0.012019 | 9.8343e-05 | -1.0625 | 0 | 0 | 0 | 0 | 0 | 0 | 0 | -1.85 | 0 | 0 | 0 | 0 | 0 | 0 | 0 | 0 | 0 | -0.089056 | 1.822 | 0 | 0 | 0 | 1.4233 | 1.5011 | 1.2254 | 3.0551 | 0.11508 | 0.056743 | -0.45429 | 0.45971 | 0.18742 | 3.782 | 19.4839 | 21.5374 | -3.47 | 0 | 0.52614 | 0 | 1.6728 | 0.21878
2025_05_19 Hr 11 | 0.49941 | 3.2924e-05 | 0 | 0 | 0 | 0 | 0 | 0 | 0 | 0 | 0 | 0.02402 | 0.21 | 0.00076685 | 0.43218 | 0.43218 | 0.5993 | 0 | 0.0064686 | 0.0049984 | 0.013303 | 0.077119 | 0 | 0 | 0 | 0 | 0 | 0.030765 | 0.017896 | 0.037413 | 0 | 0 | 2.0585 | 0 | 0 | 0.81115 | 0 | 0 | 0 | 0 | -0.13863 | 0.055558 | 0 | 0.0073555 | 0 | -0.014333 | 0 | 0 | 0 | 0 | 0 | 0 | 0 | 0 | 2.6715 | 0.012019 | 9.8343e-05 | -1.0625 | 0 | 0 | 0 | 0 | 0 | 0 | 0 | -1.85 | 0 | 0 | 0 | 0 | 0 | 0 | 0 | 0 | 0 | -0.099222 | 1.822 | 0 | 0 | 0 | 1.4929 | 1.5011 | 1.2254 | 3.0551 | 0.11508 | 0.056743 | -0.49941 | 0.45971 | 0.18742 | 3.782 | 18.9454 | 21.1084 | -3.5255 | 0 | 0.52614 | 0 | 1.6728 | 0.21938
2025_05_19 Hr 12 | 0.54489 | 4.3914e-05 | 0 | 0 | 0 | 0 | 0 | 0 | 0 | 0 | 0 | 0.02402 | 0.24 | 0.00092363 | 0.43218 | 0.43218 | 0.5993 | 0 | 0.0064686 | 0.0049984 | 0.013303 | 0.077119 | 0 | 0 | 0 | 0 | 0 | 0.030765 | 0.017896 | 0.037413 | 0 | 0 | 2.0585 | 0 | 0 | 0.81115 | 0 | 0 | 0 | 0 | -0.12861 | 0.055558 | 0 | 0.0077519 | 0 | -0.015218 | 0 | 0 | 0 | 0 | 0 | 0 | 0 | 0 | 2.2577 | 0.012019 | 9.8343e-05 | -1.0625 | 0 | 0 | 0 | 0 | 0 | 0 | 0 | -1.85 | 0 | 0 | 0 | 0 | 0 | 0 | 0 | 0 | 0 | -0.14586 | 1.822 | 0 | 0 | 0 | 1.3231 | 1.5011 | 1.2254 | 3.0551 | 0.11508 | 0.056743 | -0.54489 | 0.45971 | 0.18742 | 3.782 | 18.3543 | 20.6003 | -3.6185 | 0 | 0.52614 | 0 | 1.6728 | 0.2192
2025_05_19 Hr 13 | 0.65801 | 3.6706e-05 | 0 | 0 | 0 | 0 | 0 | 0 | 0 | 0 | 0 | 0.02402 | 0.36 | 0.0010265 | 0.43218 | 0.43218 | 0.5993 | 0 | 0.0064686 | 0.0049984 | 0.013303 | 0.077119 | 0 | 0 | 0 | 0 | 0 | 0.030765 | 0.017896 | 0.037413 | 0 | 0 | 2.0585 | 0 | 0 | 0.81115 | 0 | 0 | 0 | 0 | -0.11902 | 0.055558 | 0 | 0.0057434 | 0 | -0.010731 | 0 | 0 | 0 | 0 | 0 | 0 | 0 | 0 | 2.6715 | 0.012019 | 9.8343e-05 | -1.0625 | 0 | 0 | 0 | 0 | 0 | 0 | 0 | -1.85 | 0 | 0 | 0 | 0 | 0 | 0 | 0 | 0 | 0 | -0.14205 | 1.822 | 0 | 0 | 0 | 1.2317 | 1.5011 | 1.2254 | 3.0551 | 0.11508 | 0.056743 | -0.65801 | 0.45971 | 0.18742 | 3.782 | 18.8149 | 21.1562 | -3.7233 | 0 | 0.52614 | 0 | 1.6728 | 0.21949
2025_05_19 Hr 14 | 0.68096 | 4.673e-05 | 0 | 0 | 0 | 0 | 0 | 0 | 0 | 0 | 0 | 0.02402 | 0.48 | 0.0017446 | 0.43218 | 0.43218 | 0.5993 | 0 | 0.0064686 | 0.0049984 | 0.013303 | 0.077119 | 0 | 0 | 0 | 0 | 0 | 0.030765 | 0.017896 | 0.037413 | 0 | 0 | 2.0585 | 0 | 0 | 0.81115 | 0 | 0 | 0 | 0 | -0.11086 | 0.055558 | 0 | 0.007321 | 0 | -0.014256 | 0 | 0 | 0 | 0 | 0 | 0 | 0 | 0 | 2.5335 | 0.012019 | 9.8343e-05 | -1.0625 | 0 | 0 | 0 | 0 | 0 | 0 | 0 | -1.85 | 0 | 0 | 0 | 0 | 0 | 0 | 0 | 0 | 0 | -0.35792 | 1.822 | 0 | 0 | 0 | 0.98366 | 1.5011 | 1.2254 | 3.0551 | 0.11508 | 0.056743 | -0.68096 | 0.45971 | 0.18742 | 3.782 | 18.3382 | 20.9137 | -3.9656 | 0 | 0.52614 | 0 | 1.6728 | 0.2193
2025_05_19 Hr 15 | 0.59008 | 0.00010814 | 0 | 0 | 0 | 0 | 0 | 0 | 0 | 0 | 0 | 0.02402 | 0.54 | 0.0045417 | 0.43625 | 0.43625 | 0.5993 | 0 | 0.0064686 | 0.0049984 | 0.013303 | 0.077119 | 0 | 0 | 0 | 0 | 0 | 0.030765 | 0.017896 | 0.037413 | 0 | 0 | 2.0585 | 0 | 0 | 0.81115 | 0 | 0 | 0 | 0 | -0.15305 | 0.055558 | 0 | 0.016941 | 0 | -0.035748 | 0 | 0 | 0 | 0 | 0 | 0 | 0 | 0 | 2.6715 | 0.012019 | 9.8343e-05 | -1.0625 | 0 | 0 | 0 | 0 | 0 | 0 | 0 | -1.85 | 0 | 0 | 0 | 0 | 0 | 0 | 0 | 0 | 0 | -1.2679 | 1.822 | 0 | 0 | 0 | 0.98366 | 1.5092 | 1.2254 | 3.0551 | 0.11508 | 0.056743 | -0.59008 | 0.45971 | 0.18742 | 3.782 | 17.5731 | 21.0232 | -4.8062 | 0 | 0.52614 | 0 | 1.6728 | 0.21895
2025_05_19 Hr 16 | 0.54496 | 0.00021626 | 0 | 0 | 0 | 0 | 0 | 0 | 0 | 0 | 0 | 0.02402 | 0.57 | 0.0097212 | 0.60223 | 0.60223 | 0.5993 | 0 | 0.0064686 | 0.0049984 | 0.013303 | 0.077119 | 0 | 0 | 0 | 0 | 0 | 0.030765 | 0.017896 | 0.037413 | 0 | 0 | 2.0585 | 0 | 0 | 0.81115 | 0 | 0 | 0 | 0.070248 | -0.11785 | 0.055558 | 0 | 0.034353 | 0 | -0.074646 | 0 | 0 | 0 | 0 | 0 | 0 | 0 | 0 | 2.5335 | 0.012019 | 9.8343e-05 | -1.0625 | 0 | 0 | 0 | 0 | 0 | 0 | 0 | -1.85 | 0 | 0 | 0 | 0 | 0 | 0 | 0 | 0 | 0 | -0.38407 | 1.822 | 0 | 0 | 0 | 1.1621 | 1.8412 | 1.2254 | 3.0551 | 0.11508 | 0.056743 | -0.54496 | 0.45971 | 0.18742 | 3.782 | 18.9307 | 21.0534 | -3.9162 | 0 | 0.52614 | 0 | 1.6728 | 0.2184
2025_05_19 Hr 17 | 0.49941 | 0.0003216 | 0 | 0 | 0 | 0 | 0 | 0 | 0 | 0 | 0 | 0.02402 | 0.57 | 0.015998 | 0.85186 | 0.85192 | 0.90059 | 0 | 0.0064686 | 0.0049984 | 0.013303 | 0.077119 | 0 | 0 | 0 | 0 | 0 | 0.030765 | 0.017896 | 0.079639 | 0 | 0 | 2.0585 | 0 | 0 | 0.81115 | 0 | 0 | 0 | 0.26418 | -0.33638 | 0.055558 | 0 | 0.055029 | 0 | -0.1242 | 0 | 0 | 0 | 0 | 0 | 0 | 0 | 0 | 2.7368 | 0.012019 | 9.8343e-05 | -1.0625 | 0 | 0 | 0 | 0 | 0 | 0 | 0 | -1.85 | 0 | 0 | 0 | 0 | 0 | 0 | 0 | 0 | 0 | -13.1656 | 1.822 | 0 | 2.7154 | 0 | 1.2317 | 4.339 | 1.2254 | 3.0551 | 0.11508 | 0.056743 | -0.49941 | 0.45971 | 0.18742 | 3.782 | 8.8524 | 21.2874 | -16.7017 | 0 | 0.52614 | 0 | 1.6728 | 0.21873
2025_05_19 Hr 18 | 0.61296 | 0.00025656 | 0 | 0 | 0 | 0 | 0 | 0 | 0 | 0 | 0 | 0.02402 | 0.6 | 0.017013 | 1.1015 | 1.1016 | 0.93016 | 0 | 0.0064686 | 0.0049984 | 0.013303 | 0.077119 | 0 | 0 | 0 | 0 | 0 | 0.030765 | 0.017896 | 0.074412 | 0 | 0 | 2.0585 | 0 | 0 | 0.81115 | 0 | 0 | 0 | 0.18447 | -0.18965 | 0.055558 | 0 | 0.055595 | 0 | -0.12549 | 0 | 0 | 0 | 0 | 0 | 0 | 0 | 0 | 2.5335 | 0.012019 | 9.8343e-05 | -1.0625 | 0 | 0 | 0 | 0 | 0 | 0 | 0 | -1.85 | 0 | 0 | 0 | 0 | 0 | 0 | 0 | 0 | 0 | -14.6533 | 1.822 | 0 | 1.6162 | 0 | 1.1142 | 4.8239 | 1.2254 | 3.0551 | 0.11508 | 0.056743 | -0.61296 | 0.45971 | 0.18742 | 3.782 | 7.6257 | 21.1113 | -18.3043 | 0 | 0.52614 | 0 | 1.6728 | 0.21892
2025_05_19 Hr 19 | 0.5451 | 0.00015695 | 0 | 0 | 0 | 0 | 0 | 0 | 0 | 0 | 0 | 0.02402 | 0.3 | 0.0082763 | 1.2159 | 1.2159 | 0.93016 | 0 | 0.0064686 | 0.0049984 | 0.013303 | 0.077119 | 0 | 0 | 0 | 0 | 0 | 0.030765 | 0.017896 | 0.084866 | 0 | 0 | 2.0585 | 0 | 0 | 0.81115 | 0 | 0 | 0 | 0 | -0.34763 | 0.055558 | 0 | 0.054091 | 0 | -0.12204 | 0 | 0 | 0 | 0 | 0 | 0 | 0 | 0 | 2.7368 | 0.012019 | 9.8343e-05 | -1.0625 | 0 | 0 | 0 | 0 | 0 | 0 | 0 | -1.85 | 0 | 0 | 0 | 0 | 0 | 0 | 0 | 0 | 0 | -14.2477 | 1.822 | 0 | 1.6937 | 0 | 1.0838 | 5.1406 | 1.2254 | 3.0551 | 0.11508 | 0.056743 | -0.5451 | 0.45971 | 0.18742 | 3.782 | 7.8725 | 20.9068 | -17.8273 | 0 | 0.52614 | 0 | 1.6728 | 0.21832
2025_05_19 Hr 20 | 0.13586 | 3.7852e-05 | 0 | 0 | 0 | 0 | 0 | 0 | 0 | 0 | 0 | 0.02402 | 0.45 | 0.0086168 | 1.2142 | 1.2142 | 0.93016 | 0 | 0.0064686 | 0.0049984 | 0.013303 | 0.077119 | 0 | 0 | 0 | 0 | 0 | 0.030765 | 0.017896 | 0.037413 | 0 | 0 | 2.0585 | 0 | 0 | 0.81115 | 0 | 0 | 0 | 0.22357 | 0 | 0.055558 | 0 | 0.037544 | 0 | -0.084068 | 0 | 0 | 0 | 0 | 0 | 0 | 0 | 0 | 1.9165 | 0.012019 | 9.8343e-05 | -1.0625 | 0 | 0 | 0 | 0 | 0 | 0 | 0 | -1.85 | 0 | 0 | 0 | 0 | 0 | 0 | 0 | 0 | 0 | -9.7712 | 1.822 | 0 | 1.346 | 0 | 1.0751 | 4.7419 | 1.2254 | 3.0551 | 0.11508 | 0.056743 | -0.13586 | 0.45971 | 0.18742 | 3.782 | 11.8809 | 19.819 | -12.9036 | 0 | 0.52614 | 0 | 1.6728 | 0.2185
2025_05_19 Hr 21 | 0 | 1.2672e-06 | 0 | 0 | 0 | 0 | 0 | 0 | 0 | 0 | 0 | 0.02402 | 0.48 | 0.0034406 | 0.43218 | 0.43218 | 0.5993 | 0 | 0.0064686 | 0.0049984 | 0.013303 | 0.077119 | 0 | 0 | 0 | 0 | 0 | 0.030765 | 0.017896 | 0.037413 | 0 | 0 | 2.0585 | 0 | 0 | 0.81115 | 0 | 0 | 0 | 0 | -0.35752 | 0.055558 | 0 | 0.014438 | 0 | -0.030156 | 0 | 0 | 0 | 0 | 0 | 0 | 0 | 0 | 2.6715 | 0.012019 | 9.8343e-05 | -1.0625 | 0 | 0 | 0 | 0 | 0 | 0 | 0 | -1.85 | 0 | 0 | 0 | 0 | 0 | 0 | 0 | 0 | 0 | -1.2093 | 1.822 | 0 | 0 | 0 | 1.3841 | 1.5011 | 1.2254 | 3.0551 | 0.11508 | 0.056743 | 0 | 0.45971 | 0.18742 | 3.782 | 17.7635 | 20.7719 | -4.152 | 0 | 0.52614 | 0 | 1.6728 | 0.21848
2025_05_19 Hr 22 | 0 | 0 | 0 | 0 | 0 | 0 | 0 | 0 | 0 | 0 | 0 | 0.02402 | 0.9 | 0.00518 | 0.43218 | 0.43218 | 0.5993 | 0 | 0.0064686 | 0.0049984 | 0.013303 | 0.077119 | 0 | 0 | 0 | 0 | 0 | 0.030765 | 0.017896 | 0.037413 | 0 | 0 | 2.0585 | 0 | 0 | 0.81115 | 0 | 0 | 0 | 0 | -0.1099 | 0.055558 | 0 | 0.011593 | 0 | -0.0238 | 0 | 0 | 0 | 0 | 0 | 0 | 0 | 0 | 3.078 | 0.012019 | 9.8343e-05 | -1.0625 | 0 | 0 | 0 | 0 | 0 | 0 | 0 | -1.85 | 0 | 0 | 0 | 0 | 0 | 0 | 0 | 0 | 0 | -1.0159 | 1.822 | 0 | 0 | 0 | 0.65287 | 1.5011 | 1.2254 | 3.0551 | 0.11508 | 0.056743 | 0 | 0.45971 | 0.18742 | 3.782 | 18.3069 | 20.8679 | -3.9522 | 0 | 0.52614 | 0 | 1.6728 | 0.21747
2025_05_19 Hr 23 | 0 | 0 | 0 | 0 | 0 | 0 | 0 | 0 | 0 | 0 | 0 | 0.02402 | 1.08 | 0.013498 | 0.43218 | 0.43218 | 0.61664 | 0 | 0.0064686 | 0.0049984 | 0.013303 | 0.077119 | 0 | -1.4715 | 0 | 0 | 0 | 0.030765 | 0.017896 | 0.037413 | 0 | 0 | 2.0585 | 0 | 0 | 0.81115 | 0 | 0 | 0 | 0.43711 | 0 | 0.055558 | 0 | 0.025175 | 0 | -0.054142 | 0 | 0 | 0 | 0 | 0 | 0 | 0 | 0 | 3.6297 | 0.012019 | 9.8343e-05 | 0 | 0 | 0 | 0 | 0 | 0 | 0 | 0 | 0 | -1.575 | 0 | 0 | 0 | 0 | 0 | 0 | 0 | 0 | -1.7413 | 1.822 | 0 | 0 | 0 | 0.51359 | 1.5184 | 1.2254 | 3.0551 | 0.11508 | 0.056743 | 0 | 0.45971 | 0.18742 | 3.782 | 18.5792 | 21.4656 | -4.8419 | 0 | 0.52614 | 0 | 1.6728 | 0.21438
2025_05_19 Hr 24 | 0 | 0 | 0 | 0 | 0 | 0 | 0 | 0 | 0 | 0 | 0 | 0.02402 | 1.2 | 0.027455 | 0.56739 | 0.56741 | 0.75713 | 0 | 0.0064686 | 0.0049984 | 0.013303 | 0.077119 | 0 | -1.1934 | 0 | 0 | 0 | 0.030765 | 0.017896 | 0.048288 | 0 | 0 | 2.0585 | 0 | 0 | 0.81115 | 0 | 0 | 0 | 0.41981 | -0.18364 | 0.055558 | 0 | 0.046085 | 0 | -0.10086 | 0 | 0 | 0 | 0 | 0 | 0 | 0 | 0 | 3.4264 | 0.012019 | 9.8343e-05 | 0 | 0 | 0 | 0 | 0 | 0 | 0 | 0 | 0 | -1.575 | 0 | 0 | 0 | 0 | 0 | 0 | 0 | 0 | 0.18778 | 1.822 | 0 | 0 | 0 | 1.0925 | 1.9402 | 1.2254 | 3.0551 | 0.11508 | 0.056743 | 0 | 0.45971 | 0.18742 | 3.782 | 21.4677 | 21.9728 | -2.6815 | 0 | 0.52614 | 0 | 1.6728 | 0.212
2025_05_20 Hr 01 | 0 | 0 | 0 | 0 | 0 | 0 | 0 | 0 | 0 | 0 | 0 | 0.02402 | 1.29 | 0.011451 | 0.43218 | 0.43218 | 0.77738 | 0 | 0.0064686 | 0.0049984 | 0.013303 | 0.077119 | 0 | -1.5685 | 0 | 0 | 0 | 0.030765 | 0.017896 | 0.037413 | 0 | 0 | 2.0585 | 0 | 0 | 0.81115 | 0 | 0 | 0 | 0.66048 | 0 | 0.055558 | 0 | 0.01788 | 0 | -0.037846 | 0 | 0 | 0 | 0 | 0 | 0 | 0 | 0 | 2.9473 | 0.012019 | 9.8343e-05 | 0 | 0 | 0 | 0 | 0 | 0 | 0 | 0 | 0 | -1.575 | 0 | 0 | 0 | 0 | 0 | 0 | 0 | 0 | 0.47317 | 1.822 | 0 | 0 | 0 | 1.4233 | 1.6791 | 1.2254 | 3.0551 | 0.11508 | 0.056743 | 0 | 0.45971 | 0.18742 | 3.782 | 21.53 | 21.8985 | -2.7082 | 0 | 0.52614 | 0 | 1.6728 | 0.21207
2025_05_20 Hr 02 | 0 | 0 | 0 | 0 | 0 | 0 | 0 | 0 | 0 | 0 | 0 | 0.02402 | 1.38 | 0.013252 | 0.43625 | 0.43625 | 0.77738 | 0 | 0.0064686 | 0.0049984 | 0.013303 | 0.077119 | 0 | -1.549 | 0 | 0 | 0 | 0.030765 | 0.017896 | 0.037413 | 0 | 0 | 2.0585 | 0 | 0 | 0.81115 | 0 | 0 | 0 | 0 | -1.3893 | 0.055558 | 0 | 0.019343 | 0 | -0.041113 | 0 | 0 | 0 | 0 | 0 | 0 | 0 | 0 | 3.2159 | 0.012019 | 9.8343e-05 | 0 | 0 | 0 | 0 | 0 | 0 | 0 | 0 | 0 | -1.575 | 0 | 0 | 0 | 0 | 0 | 0 | 0 | 0 | 0.66182 | 1.822 | 0 | 0 | 0 | 1.9281 | 1.6873 | 1.2254 | 3.0551 | 0.11508 | 0.056743 | 0 | 0.45971 | 0.18742 | 3.782 | 20.5572 | 22.7625 | -2.5033 | 0 | 0.52614 | 0 | 1.6728 | 0.21081
2025_05_20 Hr 03 | 0 | 0 | 0 | 0 | 0 | 0 | 0 | 0 | 0 | 0 | 0 | 0.02402 | 1.59 | 0.027117 | 0.60223 | 0.60223 | 0.77738 | 0 | 0.0064686 | 0.0049984 | 0.013303 | 0.077119 | 0 | -1.3494 | 0 | 0 | 0 | 0.030765 | 0.017896 | 0.037413 | 0 | 0 | 2.0585 | 0 | 0 | 0.81115 | 0 | 0 | 0 | 0.77216 | 0 | 0.055558 | 0 | 0.034353 | 0 | -0.074646 | 0 | 0 | 0 | 0 | 0 | 0 | 0 | 0 | 2.9473 | 0.012019 | 9.8343e-05 | 0 | 0 | 0 | 0 | 0 | 0 | 0 | 0 | 0 | -1.575 | 0 | 0 | 0 | 0 | 0 | 0 | 0 | 0 | 0.55236 | 1.822 | 0 | 0 | 0 | 1.2622 | 2.0193 | 1.2254 | 3.0551 | 0.11508 | 0.056743 | 0 | 0.45971 | 0.18742 | 3.782 | 22.3963 | 22.0516 | -2.4467 | 0 | 0.52614 | 0 | 1.6728 | 0.21056
2025_05_20 Hr 04 | 0 | 0 | 0 | 0 | 0 | 0 | 0 | 0 | 0 | 0 | 0 | 0.02402 | 1.95 | 0.033257 | 0.85186 | 0.85186 | 0.77738 | 0 | 0.0064686 | 0.0049984 | 0.013303 | 0.077119 | 0 | -1.3494 | 0 | 0 | 0 | 0.030765 | 0.017896 | 0.037413 | 0 | 0 | 2.0585 | 0 | 0 | 0.81115 | 0 | 0 | 0 | 0.56343 | 0 | 0.055558 | 0 | 0.034353 | 0 | -0.074646 | 0 | 0 | 0 | 0 | 0 | 0 | 0 | 0 | 2.9473 | 0.012019 | 9.8343e-05 | 0 | 0 | 0 | 0 | 0 | 0 | 0 | 0 | 0 | -1.575 | 0 | 0 | 0 | 0 | 0 | 0 | 0 | 0 | -2.1084 | 1.822 | 0 | 0 | 0 | 1.0141 | 2.5185 | 1.2254 | 3.0551 | 0.11508 | 0.056743 | 0 | 0.45971 | 0.18742 | 3.782 | 20.1444 | 22.1699 | -5.1075 | 0 | 0.52614 | 0 | 1.6728 | 0.21081
2025_05_20 Hr 05 | 0 | 0 | 0 | 0 | 0 | 0 | 0 | 0 | 0 | 0 | 0 | 0.02402 | 1.92 | 0.075527 | 1.1015 | 1.1015 | 1.1701 | 0 | 0.0064686 | 0.0049984 | 0.013303 | 0.077119 | 0 | -0.75258 | 0 | 0 | 0 | 0.030765 | 0.017896 | 0.094529 | 0 | 0 | 2.0585 | 0 | 0 | 0.81115 | 0 | 0 | 0 | 1.828 | 0 | 0.055558 | 0 | 0.079236 | 0 | -0.17492 | 0 | 0 | 0 | 0 | 0 | 0 | 0 | 0 | 3.4264 | 0.012019 | 9.8343e-05 | 0 | 0 | 0 | 0 | 0 | 0 | 0 | 0 | 0 | -1.575 | 0 | 0 | 0 | 0 | 0 | 0 | 0 | 0 | -27.9423 | 1.822 | 0 | 0 | 0 | 0.5397 | 3.4677 | 1.2254 | 3.0551 | 0.11508 | 0.056743 | 0 | 0.45971 | 0.18742 | 3.782 | -2.9608 | 22.1883 | -30.4448 | 0 | 0.52614 | 0 | 1.6728 | 0.2122
2025_05_20 Hr 06 | 0.02274 | 0 | 0 | 0 | 0 | 0 | 0 | 0 | 0 | 0 | 0 | 0.02402 | 1.71 | 0.037196 | 1.2159 | 1.2159 | 1.2087 | 0 | 0.0064686 | 0.0049984 | 0.013303 | 0.077119 | 0 | -1.2236 | 0 | 0 | 0 | 0.030765 | 0.017896 | 0.047477 | 0 | 0 | 2.0585 | 0 | 0 | 0.81115 | 0 | 0 | 0 | 0 | -2.1825 | 0.055558 | 0 | 0.043815 | 0 | -0.095785 | 0 | 0 | 0 | 0 | 0 | 0 | 0 | 0 | 3.4264 | 0.012019 | 9.8343e-05 | 0 | 0 | 0 | 0 | 0 | 0 | 0 | 0 | 0 | -1.575 | 0 | 0 | 0 | 0 | 0 | 0 | 0 | 0 | -8.7733 | 1.822 | 0 | 0 | 0 | 0.97495 | 3.688 | 1.2254 | 3.0551 | 0.11508 | 0.056743 | -0.02274 | 0.45971 | 0.18742 | 3.782 | 12.2156 | 22.4005 | -11.6904 | 0 | 0.52614 | 0 | 1.6728 | 0.2148
2025_05_20 Hr 07 | 0.24934 | 0 | 0 | 0 | 0 | 0 | 0 | 0 | 0 | 0 | 0 | 0.02402 | 1.74 | 0.014632 | 0.43218 | 0.43218 | 0.75552 | 0 | 0.0064686 | 0.0049984 | 0.013303 | 0.077119 | 0 | 0 | 0 | 0 | 0 | 0.030765 | 0.017896 | 0.037413 | 0 | 0 | 2.0585 | 0 | 0 | 0.81115 | 0 | 0 | 0 | 0 | -0.20818 | 0.055558 | 0 | 0.016939 | 0 | -0.035742 | 0 | 0 | 0 | 0 | 0 | 0 | 0 | 0 | 3.4918 | 0.012019 | 9.8343e-05 | -1.0625 | 0 | 0 | 0 | 0 | 0 | 0 | 0 | -1.85 | 0 | 0 | 0 | 0 | 0 | 0 | 0 | 0 | 0 | -2.8756 | 1.822 | 0 | 0 | 0 | 1.3362 | 1.6573 | 1.2254 | 3.0551 | 0.11508 | 0.056743 | -0.24934 | 0.45971 | 0.18742 | 3.782 | 18.4409 | 23.0649 | -6.0732 | 0 | 0.52614 | 0 | 1.6728 | 0.21856
2025_05_20 Hr 08 | 0.43162 | 2.2706e-06 | 0 | 0 | 0 | 0 | 0 | 0 | 0 | 0 | 0 | 0.02402 | 1.5 | 0.021193 | 0.43218 | 0.43218 | 0.75552 | 0 | 0.0064686 | 0.0049984 | 0.013303 | 0.077119 | 0 | 0 | 0 | 0 | 0 | 0.030765 | 0.017896 | 0.037413 | 0 | 0 | 2.0585 | 0 | 0 | 0.81115 | 0 | 0 | 0 | 0 | -0.61914 | 0.055558 | 0 | 0.028459 | 0 | -0.061478 | 0 | 0 | 0 | 0 | 0 | 0 | 0 | 0 | 2.8747 | 0.012019 | 9.8343e-05 | -1.0625 | 0 | 0 | 0 | 0 | 0 | 0 | 0 | -1.85 | 0 | 0 | 0 | 0 | 0 | 0 | 0 | 0 | 0 | -4.9876 | 1.822 | 0 | 0 | 0 | 0.87484 | 1.6573 | 1.2254 | 3.0551 | 0.11508 | 0.056743 | -0.43162 | 0.45971 | 0.18742 | 3.782 | 14.5827 | 21.9377 | -8.3932 | 0 | 0.52614 | 0 | 1.6728 | 0.22091
2025_05_20 Hr 09 | 0.45422 | 1.0652e-05 | 0 | 0 | 0 | 0 | 0 | 0 | 0 | 0 | 0 | 0.02402 | 1.29 | 0.0089066 | 0.43218 | 0.43218 | 0.75552 | 0 | 0.0064686 | 0.0049984 | 0.013303 | 0.077119 | 0 | 0 | 0 | 0 | 0 | 0.030765 | 0.017896 | 0.037413 | 0 | 0 | 2.0585 | 0 | 0 | 0.81115 | 0 | 0 | 0 | 0 | -0.21618 | 0.055558 | 0 | 0.013907 | 0 | -0.02897 | 0 | 0 | 0 | 0 | 0 | 0 | 0 | 0 | 2.2577 | 0.012019 | 9.8343e-05 | -1.0625 | 0 | 0 | 0 | 0 | 0 | 0 | 0 | -1.85 | 0 | 0 | 0 | 0 | 0 | 0 | 0 | 0 | 0 | -1.5175 | 1.822 | 0 | 0 | 0 | 0.5223 | 1.6573 | 1.2254 | 3.0551 | 0.11508 | 0.056743 | -0.45422 | 0.45971 | 0.18742 | 3.782 | 17.2967 | 20.7688 | -4.9132 | 0 | 0.52614 | 0 | 1.6728 | 0.22129
2025_05_20 Hr 10 | 0.49941 | 3.2813e-05 | 0 | 0 | 0 | 0 | 0 | 0 | 0 | 0 | 0 | 0.02402 | 1.38 | 0.011888 | 0.43218 | 0.43218 | 0.75552 | 0 | 0.0064686 | 0.0049984 | 0.013303 | 0.077119 | 0 | 0 | 0 | 0 | 0 | 0.030765 | 0.017896 | 0.037413 | 0 | 0 | 2.0585 | 0 | 0 | 0.81115 | 0 | 0 | 0 | 0 | -0.26117 | 0.055558 | 0 | 0.017352 | 0 | -0.036666 | 0 | 0 | 0 | 0 | 0 | 0 | 0 | 0 | 2.3303 | 0.012019 | 9.8343e-05 | -1.0625 | 0 | 0 | 0 | 0 | 0 | 0 | 0 | -1.85 | 0 | 0 | 0 | 0 | 0 | 0 | 0 | 0 | 0 | -2.1929 | 1.822 | 0 | 0 | 0 | 0.6224 | 1.6573 | 1.2254 | 3.0551 | 0.11508 | 0.056743 | -0.49941 | 0.45971 | 0.18742 | 3.782 | 16.8341 | 21.0795 | -5.6415 | 0 | 0.52614 | 0 | 1.6728 | 0.22105
2025_05_20 Hr 11 | 0.4771 | 8.0541e-05 | 0 | 0 | 0 | 0 | 0 | 0 | 0 | 0 | 0 | 0.02402 | 1.44 | 0.013315 | 0.43218 | 0.43218 | 0.75552 | 0 | 0.0064686 | 0.0049984 | 0.013303 | 0.077119 | 0 | 0 | 0 | 0 | 0 | 0.030765 | 0.017896 | 0.037413 | 0 | 0 | 2.0585 | 0 | 0 | 0.81115 | 0 | 0 | 0 | 0 | -0.25069 | 0.055558 | 0 | 0.018625 | 0 | -0.039508 | 0 | 0 | 0 | 0 | 0 | 0 | 0 | 0 | 2.1197 | 0.012019 | 9.8343e-05 | -1.0625 | 0 | 0 | 0 | 0 | 0 | 0 | 0 | -1.85 | 0 | 0 | 0 | 0 | 0 | 0 | 0 | 0 | 0 | -2.4244 | 1.822 | 0 | 0 | 0 | 0.65287 | 1.6573 | 1.2254 | 3.0551 | 0.11508 | 0.056743 | -0.4771 | 0.45971 | 0.18742 | 3.782 | 16.4913 | 20.9382 | -5.8535 | 0 | 0.52614 | 0 | 1.6728 | 0.22064
2025_05_20 Hr 12 | 0.49948 | 9.3869e-05 | 0 | 0 | 0 | 0 | 0 | 0 | 0 | 0 | 0 | 0.02402 | 1.83 | 0.015765 | 0.43218 | 0.43218 | 0.75552 | 0 | 0.0064686 | 0.0049984 | 0.013303 | 0.077119 | 0 | 0 | 0 | 0 | 0 | 0.030765 | 0.017896 | 0.037413 | 0 | 0 | 2.0585 | 0 | 0 | 0.81115 | 0 | 0 | 0 | 0 | -0.28192 | 0.055558 | 0 | 0.017352 | 0 | -0.036666 | 0 | 0 | 0 | 0 | 0 | 0 | 0 | 0 | 2.1197 | 0.012019 | 9.8343e-05 | -1.0625 | 0 | 0 | 0 | 0 | 0 | 0 | 0 | -1.85 | 0 | 0 | 0 | 0 | 0 | 0 | 0 | 0 | 0 | -2.1967 | 1.822 | 0 | 0 | 0 | 0.67028 | 1.6573 | 1.2254 | 3.0551 | 0.11508 | 0.056743 | -0.49948 | 0.45971 | 0.18742 | 3.782 | 17.1007 | 21.3707 | -5.6453 | 0 | 0.52614 | 0 | 1.6728 | 0.22088
2025_05_20 Hr 13 | 0.49941 | 0.00012747 | 0 | 0 | 0 | 0 | 0 | 0 | 0 | 0 | 0 | 0.02402 | 2.25 | 0.025241 | 0.43625 | 0.43625 | 0.75552 | 0 | 0.0064686 | 0.0049984 | 0.013303 | 0.077119 | 0 | 0 | 0 | 0 | 0 | 0.030765 | 0.017896 | 0.037413 | 0 | 0 | 2.0585 | 0 | 0 | 0.81115 | 0 | 0 | 0 | 0 | -0.29707 | 0.055558 | 0 | 0.022597 | 0 | -0.048383 | 0 | 0 | 0 | 0 | 0 | 0 | 0 | 0 | 2.4682 | 0.012019 | 9.8343e-05 | -1.0625 | 0 | 0 | 0 | 0 | 0 | 0 | 0 | -1.85 | 0 | 0 | 0 | 0 | 0 | 0 | 0 | 0 | 0 | -3.2563 | 1.822 | 0 | 0 | 0 | 0.60064 | 1.6654 | 1.2254 | 3.0551 | 0.11508 | 0.056743 | -0.49941 | 0.45971 | 0.18742 | 3.782 | 16.73 | 22.0783 | -6.7166 | 0 | 0.52614 | 0 | 1.6728 | 0.22025
2025_05_20 Hr 14 | 0.49948 | 0.00019929 | 0 | 0 | 0 | 0 | 0 | 0 | 0 | 0 | 0 | 0.02402 | 2.34 | 0.040022 | 0.60223 | 0.60224 | 0.75552 | 0 | 0.0064686 | 0.0049984 | 0.013303 | 0.077119 | 0 | 0 | 0 | 0 | 0 | 0.030765 | 0.017896 | 0.037413 | 0 | 0 | 2.0585 | 0 | 0 | 0.81115 | 0 | 0 | 0 | 0 | -0.8766 | 0.055558 | 0 | 0.034451 | 0 | -0.074866 | 0 | 0 | 0 | 0 | 0 | 0 | 0 | 0 | 2.9473 | 0.012019 | 9.8343e-05 | -1.0625 | 0 | 0 | 0 | 0 | 0 | 0 | 0 | -1.85 | 0 | 0 | 0 | 0 | 0 | 0 | 0 | 0 | 0 | -5.1959 | 1.822 | 0 | 0 | 0 | 0.58323 | 1.9974 | 1.2254 | 3.0551 | 0.11508 | 0.056743 | -0.49948 | 0.45971 | 0.18742 | 3.782 | 15.0831 | 22.645 | -8.6827 | 0 | 0.52614 | 0 | 1.6728 | 0.22028
2025_05_20 Hr 15 | 0.40881 | 0.00021763 | 0 | 0 | 0 | 0 | 0 | 0 | 0 | 0 | 0 | 0.02402 | 2.49 | 0.042466 | 0.85186 | 0.85186 | 0.75552 | 0 | 0.0064686 | 0.0049984 | 0.013303 | 0.077119 | 0 | 0 | 0 | 0 | 0 | 0.030765 | 0.017896 | 0.037413 | 0 | 0 | 2.0585 | 0 | 0 | 0.81115 | 0 | 0 | 0 | 0 | -0.78075 | 0.055558 | 0 | 0.034353 | 0 | -0.074646 | 0 | 0 | 0 | 0 | 0 | 0 | 0 | 0 | 2.5335 | 0.012019 | 9.8343e-05 | -1.0625 | 0 | 0 | 0 | 0 | 0 | 0 | 0 | -1.85 | 0 | 0 | 0 | 0 | 0 | 0 | 0 | 0 | 0 | -5.4055 | 1.822 | 0 | 0 | 0 | 0.36996 | 2.4967 | 1.2254 | 3.0551 | 0.11508 | 0.056743 | -0.40881 | 0.45971 | 0.18742 | 3.782 | 14.9937 | 22.0793 | -8.8015 | 0 | 0.52614 | 0 | 1.6728 | 0.21987
2025_05_20 Hr 16 | 0.38651 | 0.00051466 | 0 | 0 | 0 | 0 | 0 | 0 | 0 | 0 | 0 | 0.02402 | 2.52 | 0.1143 | 1.1015 | 1.1015 | 1.0336 | 0 | 0.0064686 | 0.0049984 | 0.013303 | 0.077119 | 0 | 0 | 0 | 0 | 0 | 0.030765 | 0.017896 | 0.07926 | 0 | 0 | 2.0585 | 0 | 0 | 0.81115 | 0 | 0 | 0 | 0 | -2.7776 | 0.055558 | 0 | 0.091366 | 0 | -0.20202 | 0 | 0 | 0 | 0 | 0 | 0 | 0 | 0 | 2.5335 | 0.012019 | 9.8343e-05 | -1.0625 | 0 | 0 | 0 | 0 | 0 | 0 | 0 | -1.85 | 0 | 0 | 0 | 0 | 0 | 0 | 0 | 0 | 0 | -5.12 | 1.822 | 0 | 0 | 0 | 0.23068 | 3.3159 | 1.2254 | 3.0551 | 0.11508 | 0.056743 | -0.38651 | 0.45971 | 0.18742 | 3.782 | 13.9364 | 22.0192 | -8.621 | 0 | 0.52614 | 0 | 1.6728 | 0.21922
2025_05_20 Hr 17 | 0.20408 | 0.00022638 | 0 | 0 | 0 | 0 | 0 | 0 | 0 | 0 | 0 | 0.02402 | 2.19 | 0.043693 | 1.1535 | 1.1535 | 0.96157 | 0 | 0.0064686 | 0.0049984 | 0.013303 | 0.077119 | 0 | 0 | 0 | 0 | 0 | 0.030765 | 0.017896 | 0.042456 | 0 | 9.5997 | 2.0585 | 0 | 0.44178 | 0.81115 | 0 | 0 | 0 | 0.16161 | -0.62783 | 0.055558 | 0 | 0.0034202 | 0 | -0.087681 | 0 | 0 | 0 | 0 | 0 | 0 | 0 | 0 | 2.2577 | 0.012019 | 9.8343e-05 | -1.0625 | 0 | 0 | 0 | 0 | 0 | 0 | 0 | -1.85 | 0 | 0 | 0 | 0 | 0 | 0 | 0 | 0 | 0 | -11.8098 | 1.822 | 0 | 0 | 0 | 0.078344 | 6.9785 | 1.2254 | 3.0551 | 0.11508 | 0.056743 | -0.20408 | 0.45971 | 0.18742 | 3.782 | 12.9477 | 21.4495 | -15.014 | 0 | 0.52614 | 0 | 1.6728 | 0.2193
2025_05_20 Hr 18 | 0.11334 | 0.0002944 | 0 | 0 | 0 | 0 | 0 | 0 | 0 | 0 | 0 | 0.02402 | 2.07 | 0.06932 | 1.2159 | 1.2159 | 1.1726 | 0 | 0.0064686 | 0.0049984 | 0.013303 | 0.077119 | 0 | 0 | 0 | 0 | 0 | 0.030765 | 0.017896 | 0.094529 | 0 | 3.8455 | 2.0585 | 0 | 0.46819 | 0.81115 | 0 | 0 | 0 | 0.8011 | -0.075143 | 0.055558 | 0 | 0.0039468 | 0 | -0.1486 | 0 | 0 | 0 | 0 | 0 | 0 | 0 | 0 | 2.7368 | 0.012019 | 9.8343e-05 | -1.0625 | 0 | 0 | 0 | 0 | 0 | 0 | 0 | -1.85 | 0 | 0 | 0 | 0 | 0 | 0 | 0 | 0 | 0 | -28.2361 | 1.822 | 0 | 3.1129 | 0 | 0.16104 | 9.5337 | 1.2254 | 3.0551 | 0.11508 | 0.056743 | -0.11334 | 0.45971 | 0.18742 | 3.782 | 0.70273 | 21.8537 | -31.4106 | 0 | 0.52614 | 0 | 1.6728 | 0.22026
2025_05_20 Hr 19 | 0.045044 | 0.0001942 | 0 | 0 | 0 | 0 | 0 | 0 | 0 | 0 | 0 | 0.02402 | 1.83 | 0.062116 | 1.2159 | 1.2159 | 1.1726 | 0 | 0.0064686 | 0.0049984 | 0.013303 | 0.077119 | 0 | 0 | 0 | 0 | 0 | 0.030765 | 0.017896 | 0.10014 | 0 | 4.2496 | 2.0585 | 0 | 0.5281 | 0.81115 | 0 | 0 | 0 | 0.013988 | -0.32311 | 0.055558 | 0 | 0.0040004 | 0 | -0.15064 | 0 | 0 | 0 | 0 | 0 | 0 | 0 | 0 | 2.4682 | 0.012019 | 9.8343e-05 | -1.0625 | 0 | 0 | 0 | 0 | 0 | 0 | 0 | -1.85 | 0 | 0 | 0 | 0 | 0 | 0 | 0 | 0 | 0 | -28.0912 | 1.822 | 0 | 2.1359 | 0 | 0.27856 | 10.0901 | 1.2254 | 3.0551 | 0.11508 | 0.056743 | -0.045044 | 0.45971 | 0.18742 | 3.782 | 0.02836 | 21.4468 | -31.1994 | 0 | 0.52614 | 0 | 1.6728 | 0.22015
2025_05_20 Hr 20 | 0.022885 | 6.4334e-05 | 0 | 0 | 0 | 0 | 0 | 0 | 0 | 0 | 0 | 0.02402 | 1.53 | 0.049392 | 1.2159 | 1.2159 | 1.1726 | 0 | 0.0064686 | 0.0049984 | 0.013303 | 0.077119 | 0 | 0 | 0 | 0 | 0 | 0.030765 | 0.017896 | 0.10014 | 0 | 4.2496 | 2.0585 | 0 | 0.5281 | 0.81115 | 0 | 0 | 0 | 0.049703 | -0.30038 | 0.055558 | 0 | 0.0038047 | 0 | -0.14317 | 0 | 0 | 0 | 0 | 0 | 0 | 0 | 0 | 2.3303 | 0.012019 | 9.8343e-05 | -1.0625 | 0 | 0 | 0 | 0 | 0 | 0 | 0 | -1.85 | 0 | 0 | 0 | 0 | 0 | 0 | 0 | 0 | 0 | -26.7691 | 1.822 | 0 | 2.1359 | 0 | 0.23939 | 10.09 | 1.2254 | 3.0551 | 0.11508 | 0.056743 | -0.022885 | 0.45971 | 0.18742 | 3.782 | 0.9265 | 20.9348 | -29.8477 | 0 | 0.52614 | 0 | 1.6728 | 0.22026
2025_05_20 Hr 21 | 0 | 5.0156e-06 | 0 | 0 | 0 | 0 | 0 | 0 | 0 | 0 | 0 | 0.02402 | 1.41 | 0.033849 | 1.2159 | 1.2159 | 1.1614 | 0 | 0.0064686 | 0.0049984 | 0.013303 | 0.077119 | 0 | 0 | 0 | 0 | 0 | 0.030765 | 0.017896 | 0.049551 | 0 | 4.2496 | 2.0585 | 0 | 0.5281 | 0.81115 | 0 | 0 | 0 | 0.047666 | -0.15056 | 0.055558 | 0 | 0.0028293 | 0 | -0.10593 | 0 | 0 | 0 | 0 | 0 | 0 | 0 | 0 | 2.6715 | 0.012019 | 9.8343e-05 | -1.0625 | 0 | 0 | 0 | 0 | 0 | 0 | 0 | -1.85 | 0 | 0 | 0 | 0 | 0 | 0 | 0 | 0 | 0 | -18.4545 | 1.822 | 0 | 1.7952 | 0 | 0.25244 | 9.6876 | 1.2254 | 3.0551 | 0.11508 | 0.056743 | 0 | 0.45971 | 0.18742 | 3.782 | 9.243 | 21.1312 | -21.473 | 0 | 0.52614 | 0 | 1.6728 | 0.22092
2025_05_20 Hr 22 | 0 | 0 | 0 | 0 | 0 | 0 | 0 | 0 | 0 | 0 | 0 | 0.02402 | 1.68 | 0.061507 | 1.2159 | 1.2159 | 1.1726 | 0 | 0.0064686 | 0.0049984 | 0.013303 | 0.077119 | 0 | 0 | 0 | 0 | 0 | 0.030765 | 0.017896 | 0.094508 | 0 | 4.2496 | 2.0585 | 0 | 0.5281 | 0.81115 | 0 | 0 | 0 | 0.39329 | 0 | 0.055558 | 0 | 0.0043149 | 0 | -0.16265 | 0 | 0 | 0 | 0 | 0 | 0 | 0 | 0 | 2.6715 | 0.012019 | 9.8343e-05 | -1.0625 | 0 | 0 | 0 | 0 | 0 | 0 | 0 | -1.85 | 0 | 0 | 0 | 0 | 0 | 0 | 0 | 0 | 0 | -34.7764 | 1.822 | 0 | 2.1864 | 0 | 0.26985 | 10.135 | 1.2254 | 3.0551 | 0.11508 | 0.056743 | 0 | 0.45971 | 0.18742 | 3.782 | -5.8788 | 21.4445 | -37.8515 | 0 | 0.52614 | 0 | 1.6728 | 0.21916
2025_05_20 Hr 23 | 0 | 0 | 0 | 0 | 0 | 0 | 0 | 0 | 0 | 0 | 0 | 0.02402 | 1.53 | 0.035364 | 1.2159 | 1.2159 | 1.2087 | 0 | 0.0064686 | 0.0049984 | 0.013303 | 0.077119 | 0 | -1.1871 | 0 | 0 | 0 | 0.030765 | 0.017896 | 0.068774 | 0 | 4.32 | 2.0585 | 0 | 0.53929 | 0.81115 | 0 | 0 | 0 | 0 | -1.7063 | 0.055558 | 0 | 0.0039624 | 0 | -0.10191 | 0 | 0 | 0 | 0 | 0 | 0 | 0 | 0 | 3.695 | 0.012019 | 9.8343e-05 | 0 | 0 | 0 | 0 | 0 | 0 | 0 | 0 | 0 | -1.575 | 0 | 0 | 0 | 0 | 0 | 0 | 0 | 0 | -13.4346 | 1.822 | 0 | 0 | 0 | 0.58323 | 8.0293 | 1.2254 | 3.0551 | 0.11508 | 0.056743 | 0 | 0.45971 | 0.18742 | 3.782 | 12.6379 | 22.6136 | -16.2987 | 0 | 0.52614 | 0 | 1.6728 | 0.21627
2025_05_20 Hr 24 | 0 | 0 | 0 | 0 | 0 | 0 | 0 | 0 | 0 | 0 | 0 | 0.02402 | 1.47 | 0.085199 | 1.2159 | 1.2159 | 1.2087 | 0 | 0.0064686 | 0.0049984 | 0.013303 | 0.077119 | 0 | -0.25379 | 0 | 0 | 0 | 0.030765 | 0.017896 | 0.094529 | 0 | 4.32 | 2.0585 | 0 | 0.53929 | 0.81115 | 0 | 0 | 0 | 3.145 | 0 | 0.055558 | 0 | 0.0099357 | 0 | -0.25871 | 0 | 0 | 0 | 0 | 0 | 0 | 0 | 0 | 2.6715 | 0.012019 | 9.8343e-05 | 0 | 0 | 0 | 0 | 0 | 0 | 0 | 0 | 0 | -1.575 | 0 | 0 | 0 | 0 | 0 | 0 | 0 | 0 | -24.482 | 1.822 | 0 | 0 | 0 | 0.88355 | 8.0551 | 1.2254 | 3.0551 | 0.11508 | 0.056743 | 0 | 0.45971 | 0.18742 | 3.782 | 6.5085 | 21.8779 | -26.5695 | 0 | 0.52614 | 0 | 1.6728 | 0.21395
2025_05_21 Hr 01 | 0 | 0 | 0 | 0 | 0 | 0 | 0 | 0 | 0 | 0 | 0 | 0.02402 | 1.53 | 0.031661 | 1.2159 | 1.2159 | 1.0361 | 0 | 0.0064686 | 0.0049984 | 0.013303 | 0.077119 | 0 | -1.252 | 0 | 0 | 0 | 0.030765 | 0.017896 | 0.037413 | 0 | 4.76 | 2.0585 | 0 | 0.52591 | 0.81115 | 0 | 0 | 0 | 0 | -2.1191 | 0.055558 | 0 | 0.0035475 | 0 | -0.091021 | 0 | 0 | 0 | 0 | 0 | 0 | 0 | 0 | 2.9473 | 0.012019 | 9.8343e-05 | 0 | 0 | 0 | 0 | 0 | 0 | 0 | 0 | 0 | -1.575 | 0 | 0 | 0 | 0 | 0 | 0 | 0 | 0 | -11.173 | 1.822 | 0 | 0 | 0 | 1.3754 | 8.2653 | 1.2254 | 3.0551 | 0.11508 | 0.056743 | 0 | 0.45971 | 0.18742 | 3.782 | 14.6924 | 22.6373 | -14.091 | 0 | 0.52614 | 0 | 1.6728 | 0.2126
2025_05_21 Hr 02 | 0 | 0 | 0 | 0 | 0 | 0 | 0 | 0 | 0 | 0 | 0 | 0.02402 | 1.62 | 0.031953 | 1.2159 | 1.2159 | 0.87438 | 0 | 0.0064686 | 0.0049984 | 0.013303 | 0.077119 | 0 | -1.2779 | 0 | 0 | 0 | 0.030765 | 0.017896 | 0.037413 | 0 | 4.7101 | 2.0585 | 0 | 0.51921 | 0.81115 | 0 | 0 | 0 | 0 | -2.2512 | 0.055558 | 0 | 0.0033813 | 0 | -0.086659 | 0 | 0 | 0 | 0 | 0 | 0 | 0 | 0 | 2.8747 | 0.012019 | 9.8343e-05 | 0 | 0 | 0 | 0 | 0 | 0 | 0 | 0 | 0 | -1.575 | 0 | 0 | 0 | 0 | 0 | 0 | 0 | 0 | -10.5266 | 1.822 | 0 | 0 | 0 | 2.1588 | 8.0537 | 1.2254 | 3.0551 | 0.11508 | 0.056743 | 0 | 0.45971 | 0.18742 | 3.782 | 15.7673 | 23.4309 | -13.4662 | 0 | 0.52614 | 0 | 1.6728 | 0.21181
2025_05_21 Hr 03 | 0 | 0 | 0 | 0 | 0 | 0 | 0 | 0 | 0 | 0 | 0 | 0.02402 | 1.71 | 0.031651 | 1.2159 | 1.2159 | 0.87438 | 0 | 0.0064686 | 0.0049984 | 0.013303 | 0.077119 | 0 | -1.3105 | 0 | 0 | 0 | 0.030765 | 0.017896 | 0.037413 | 0 | 4.0561 | 2.0585 | 0 | 0.43143 | 0.81115 | 0 | 0 | 0 | 0 | -1.0427 | 0.055558 | 0 | 0.0031731 | 0 | -0.081193 | 0 | 0 | 0 | 0 | 0 | 0 | 0 | 0 | 2.4682 | 0.012019 | 9.8343e-05 | 0 | 0 | 0 | 0 | 0 | 0 | 0 | 0 | 0 | -1.575 | 0 | 0 | 0 | 0 | 0 | 0 | 0 | 0 | -9.4023 | 1.822 | 0 | 0 | 0 | 1.976 | 7.3998 | 1.2254 | 3.0551 | 0.11508 | 0.056743 | 0 | 0.45971 | 0.18742 | 3.782 | 16.8312 | 22.843 | -12.3689 | 0 | 0.52614 | 0 | 1.6728 | 0.21127
2025_05_21 Hr 04 | 0 | 0 | 0 | 0 | 0 | 0 | 0 | 0 | 0 | 0 | 0 | 0.02402 | 2.01 | 0.03428 | 0.85186 | 0.85186 | 0.87438 | 0 | 0.0064686 | 0.0049984 | 0.013303 | 0.077119 | 0 | -1.3494 | 0 | 0 | 0 | 0.030765 | 0.017896 | 0.037413 | 0 | 3.6544 | 2.0585 | 0 | 0.37751 | 0.81115 | 0 | 0 | 0 | 1.1583 | 0 | 0.055558 | 0 | 0.0029237 | 0 | -0.074646 | 0 | 0 | 0 | 0 | 0 | 0 | 0 | 0 | 2.2577 | 0.012019 | 9.8343e-05 | 0 | 0 | 0 | 0 | 0 | 0 | 0 | 0 | 0 | -1.575 | 0 | 0 | 0 | 0 | 0 | 0 | 0 | 0 | -5.9457 | 1.822 | 0 | 0 | 0 | 2.1458 | 6.2699 | 1.2254 | 3.0551 | 0.11508 | 0.056743 | 0 | 0.45971 | 0.18742 | 3.782 | 21.5343 | 23.0509 | -8.9448 | 0 | 0.52614 | 0 | 1.6728 | 0.21121
2025_05_21 Hr 05 | 0 | 0 | 0 | 0 | 0 | 0 | 0 | 0 | 0 | 0 | 0 | 0.02402 | 2.01 | 0.064197 | 1.1015 | 1.1015 | 1.3162 | 0 | 0.0064686 | 0.0049984 | 0.013303 | 0.077119 | 0 | -0.95075 | 0 | 0 | 0 | 0.030765 | 0.017896 | 0.094529 | 0 | 4.4039 | 2.0585 | 0 | 0.47811 | 0.81115 | 0 | 0 | 0 | 2.2455 | 0 | 0.055558 | 0 | 0.0054752 | 0 | -0.14162 | 0 | 0 | 0 | 0 | 0 | 0 | 0 | 0 | 2.6715 | 0.012019 | 9.8343e-05 | 0 | 0 | 0 | 0 | 0 | 0 | 0 | 0 | 0 | -1.575 | 0 | 0 | 0 | 0 | 0 | 0 | 0 | 0 | -30.3055 | 1.822 | 0 | 0 | 0 | 2.6071 | 8.0175 | 1.2254 | 3.0551 | 0.11508 | 0.056743 | 0 | 0.45971 | 0.18742 | 3.782 | 1.3476 | 24.0574 | -32.9729 | 0 | 0.52614 | 0 | 1.6728 | 0.21206
2025_05_21 Hr 06 | 0.02274 | 0 | 0 | 0 | 0 | 0 | 0 | 0 | 0 | 0 | 0 | 0.02402 | 2.04 | 0.041234 | 1.2159 | 1.2159 | 0.95232 | 0 | 0.0064686 | 0.0049984 | 0.013303 | 0.077119 | 0 | -1.2648 | 0 | 0 | 0 | 0.030765 | 0.017896 | 0.037413 | 0 | 4.3112 | 2.0585 | 0 | 0.46566 | 0.81115 | 0 | 0 | 0 | 0 | -2.6623 | 0.055558 | 0 | 0.003465 | 0 | -0.088857 | 0 | 0 | 0 | 0 | 0 | 0 | 0 | 0 | 2.6715 | 0.012019 | 9.8343e-05 | 0 | 0 | 0 | 0 | 0 | 0 | 0 | 0 | 0 | -1.575 | 0 | 0 | 0 | 0 | 0 | 0 | 0 | 0 | -10.7576 | 1.822 | 0 | 0 | 0 | 2.7508 | 7.7327 | 1.2254 | 3.0551 | 0.11508 | 0.056743 | -0.02274 | 0.45971 | 0.18742 | 3.782 | 15.5829 | 24.2215 | -13.709 | 0 | 0.52614 | 0 | 1.6728 | 0.21517
2025_05_21 Hr 07 | 0.20415 | 0 | 0 | 0 | 0 | 0 | 0 | 0 | 0 | 0 | 0 | 0.02402 | 1.29 | 0.015906 | 0.43218 | 0.43218 | 0.84979 | 0 | 0.0064686 | 0.0049984 | 0.013303 | 0.077119 | 0 | 0 | 0 | 0 | 0 | 0.030765 | 0.017896 | 0.037413 | 0 | 3.5786 | 2.0585 | 0 | 0.36967 | 0.81115 | 0 | 0 | 0 | 0.32386 | 0 | 0.055558 | 0 | 0.0021137 | 0 | -0.053386 | 0 | 0 | 0 | 0 | 0 | 0 | 0 | 0 | 2.8747 | 0.012019 | 9.8343e-05 | -1.0625 | 0 | 0 | 0 | 0 | 0 | 0 | 0 | -1.85 | 0 | 0 | 0 | 0 | 0 | 0 | 0 | 0 | 0 | -8.3109 | 1.822 | 0 | 0 | 0 | 2.5462 | 5.3301 | 1.2254 | 3.0551 | 0.11508 | 0.056743 | -0.20415 | 0.45971 | 0.18742 | 3.782 | 17.707 | 23.5339 | -11.4809 | 0 | 0.52614 | 0 | 1.6728 | 0.21885
2025_05_21 Hr 08 | 0.49941 | 0 | 0 | 0 | 0 | 0 | 0 | 0 | 0 | 0 | 0 | 0.02402 | 1.71 | 0.031962 | 0.56739 | 0.56741 | 0.84979 | 0 | 0.0064686 | 0.0049984 | 0.013303 | 0.077119 | 0 | 0 | 0 | 0 | 0 | 0.030765 | 0.017896 | 0.037413 | 0 | 3.7874 | 2.0585 | 0 | 0.39721 | 0.81115 | 0 | 0 | 0 | 0.024092 | -0.24258 | 0.055558 | 0 | 0.0032042 | 0 | -0.082011 | 0 | 0 | 0 | 0 | 0 | 0 | 0 | 0 | 3.2885 | 0.012019 | 9.8343e-05 | -1.0625 | 0 | 0 | 0 | 0 | 0 | 0 | 0 | -1.85 | 0 | 0 | 0 | 0 | 0 | 0 | 0 | 0 | 0 | -13.0756 | 1.822 | 0 | 0 | 0 | 2.2459 | 5.8094 | 1.2254 | 3.0551 | 0.11508 | 0.056743 | -0.49941 | 0.45971 | 0.18742 | 3.782 | 13.4294 | 24.408 | -16.5695 | 0 | 0.52614 | 0 | 1.6728 | 0.22065
2025_05_21 Hr 09 | 0.68082 | 9.6235e-06 | 0 | 0 | 0 | 0 | 0 | 0 | 0 | 0 | 0 | 0.02402 | 2.13 | 0.04398 | 0.81703 | 0.81704 | 0.96426 | 0 | 0.0064686 | 0.0049984 | 0.013303 | 0.077119 | 0 | 0 | 0 | 0 | 0 | 0.030765 | 0.017896 | 0.037413 | 0 | 4.3259 | 2.0585 | 0 | 0.46819 | 0.81115 | 0 | 0 | 0 | 1.984 | 0 | 0.055558 | 0 | 0.0035397 | 0 | -0.090816 | 0 | 0 | 0 | 0 | 0 | 0 | 0 | 0 | 3.6297 | 0.012019 | 9.8343e-05 | -1.0625 | 0 | 0 | 0 | 0 | 0 | 0 | 0 | -1.85 | 0 | 0 | 0 | 0 | 0 | 0 | 0 | 0 | 0 | -18.5986 | 1.822 | 0 | 0 | 0 | 1.2143 | 6.9617 | 1.2254 | 3.0551 | 0.11508 | 0.056743 | -0.68082 | 0.45971 | 0.18742 | 3.782 | 11.0649 | 24.402 | -22.2828 | 0 | 0.52614 | 0 | 1.6728 | 0.22056
2025_05_21 Hr 10 | 0.68075 | 3.3033e-05 | 0 | 0 | 0 | 0 | 0 | 0 | 0 | 0 | 0 | 0.02402 | 2.31 | 0.033914 | 0.56739 | 0.56743 | 0.84979 | 0 | 0.0064686 | 0.0049984 | 0.013303 | 0.077119 | 0 | 0 | 0 | 0 | 0 | 0.030765 | 0.017896 | 0.037413 | 0 | 3.5786 | 2.0585 | 0 | 0.36967 | 0.81115 | 0 | 0 | 0 | 0 | -0.50191 | 0.055558 | 0 | 0.0025168 | 0 | -0.063966 | 0 | 0 | 0 | 0 | 0 | 0 | 0 | 0 | 3.695 | 0.012019 | 9.8343e-05 | -1.0625 | 0 | 0 | 0 | 0 | 0 | 0 | 0 | -1.85 | 0 | 0 | 0 | 0 | 0 | 0 | 0 | 0 | 0 | -9.2137 | 1.822 | 0 | 0 | 0 | 1.4755 | 5.6006 | 1.2254 | 3.0551 | 0.11508 | 0.056743 | -0.68075 | 0.45971 | 0.18742 | 3.782 | 17.0282 | 24.8004 | -12.8709 | 0 | 0.52614 | 0 | 1.6728 | 0.22111
2025_05_21 Hr 11 | 0.63577 | 7.2411e-05 | 0 | 0 | 0 | 0 | 0 | 0 | 0 | 0 | 0 | 0.02402 | 2.4 | 0.031343 | 0.43218 | 0.43218 | 0.84979 | 0 | 0.0064686 | 0.0049984 | 0.013303 | 0.077119 | 0 | 0 | 0 | 0 | 0 | 0.030765 | 0.017896 | 0.037413 | 0 | 3.5786 | 2.0585 | 0 | 0.36967 | 0.81115 | 0 | 0 | 0 | 0 | -0.29625 | 0.055558 | 0 | 0.0022388 | 0 | -0.056669 | 0 | 0 | 0 | 0 | 0 | 0 | 0 | 0 | 4.0435 | 0.012019 | 9.8343e-05 | -1.0625 | 0 | 0 | 0 | 0 | 0 | 0 | 0 | -1.85 | 0 | 0 | 0 | 0 | 0 | 0 | 0 | 0 | 0 | -7.7295 | 1.822 | 0 | 0 | 0 | 1.8063 | 5.3301 | 1.2254 | 3.0551 | 0.11508 | 0.056743 | -0.63577 | 0.45971 | 0.18742 | 3.782 | 19.2211 | 25.5216 | -11.3344 | 0 | 0.52614 | 0 | 1.6728 | 0.22059
2025_05_21 Hr 12 | 0.68089 | 0.00010384 | 0 | 0 | 0 | 0 | 0 | 0 | 0 | 0 | 0 | 0.02402 | 2.22 | 0.020668 | 0.43218 | 0.43218 | 0.84979 | 0 | 0.0064686 | 0.0049984 | 0.013303 | 0.077119 | 0 | 0 | 0 | 0 | 0 | 0.030765 | 0.017896 | 0.037413 | 0 | 3.5786 | 2.0585 | 0 | 0.36967 | 0.81115 | 0 | 0 | 0 | 0 | -0.40364 | 0.055558 | 0 | 0.001596 | 0 | -0.039795 | 0 | 0 | 0 | 0 | 0 | 0 | 0 | 0 | 3.833 | 0.012019 | 9.8343e-05 | -1.0625 | 0 | 0 | 0 | 0 | 0 | 0 | 0 | -1.85 | 0 | 0 | 0 | 0 | 0 | 0 | 0 | 0 | 0 | -4.6991 | 1.822 | 0 | 0 | 0 | 1.6844 | 5.3301 | 1.2254 | 3.0551 | 0.11508 | 0.056743 | -0.68089 | 0.45971 | 0.18742 | 3.782 | 21.6405 | 25.0464 | -8.3323 | 0 | 0.52614 | 0 | 1.6728 | 0.22323
2025_05_21 Hr 13 | 0.70014 | 0.00014634 | 0 | 0 | 0 | 0 | 0 | 0 | 0 | 0 | 0 | 0.02402 | 1.83 | 0.021983 | 0.43625 | 0.43625 | 0.84979 | 0 | 0.0064686 | 0.0049984 | 0.013303 | 0.077119 | 0 | 0 | 0 | 0 | 0 | 0.030765 | 0.017896 | 0.037413 | 0 | 3.5786 | 2.0585 | 0 | 0.36967 | 0.81115 | 0 | 0 | 0 | 0 | -0.30956 | 0.055558 | 0 | 0.0020593 | 0 | -0.051956 | 0 | 0 | 0 | 0 | 0 | 0 | 0 | 0 | 3.4918 | 0.012019 | 9.8343e-05 | -1.0625 | 0 | 0 | 0 | 0 | 0 | 0 | 0 | -1.85 | 0 | 0 | 0 | 0 | 0 | 0 | 0 | 0 | 0 | -6.3783 | 1.822 | 0 | 0 | 0 | 1.7845 | 5.3383 | 1.2254 | 3.0551 | 0.11508 | 0.056743 | -0.70014 | 0.45971 | 0.18742 | 3.782 | 19.4199 | 24.4341 | -10.0429 | 0 | 0.52614 | 0 | 1.6728 | 0.22146
2025_05_21 Hr 14 | 0.77933 | 0.00018967 | 0 | 0 | 0 | 0 | 0 | 0 | 0 | 0 | 0 | 0.02402 | 1.83 | 0.03121 | 0.60223 | 0.60223 | 0.84979 | 0 | 0.0064686 | 0.0049984 | 0.013303 | 0.077119 | 0 | 0 | 0 | 0 | 0 | 0.030765 | 0.017896 | 0.037413 | 0 | 3.5786 | 2.0585 | 0 | 0.36967 | 0.81115 | 0 | 0 | 0 | 0.066702 | -0.19586 | 0.055558 | 0 | 0.0029237 | 0 | -0.074646 | 0 | 0 | 0 | 0 | 0 | 0 | 0 | 0 | 2.9473 | 0.012019 | 9.8343e-05 | -1.0625 | 0 | 0 | 0 | 0 | 0 | 0 | 0 | -1.85 | 0 | 0 | 0 | 0 | 0 | 0 | 0 | 0 | 0 | -5.6954 | 1.822 | 0 | 0 | 0 | 1.828 | 5.6702 | 1.2254 | 3.0551 | 0.11508 | 0.056743 | -0.77933 | 0.45971 | 0.18742 | 3.782 | 20.1 | 24.0208 | -9.4619 | 0 | 0.52614 | 0 | 1.6728 | 0.22067
2025_05_21 Hr 15 | 0.7016 | 0.00021215 | 0 | 0 | 0 | 0 | 0 | 0 | 0 | 0 | 0 | 0.02402 | 1.83 | 0.03121 | 0.85186 | 0.85186 | 0.84979 | 0 | 0.0064686 | 0.0049984 | 0.013303 | 0.077119 | 0 | 0 | 0 | 0 | 0 | 0.030765 | 0.017896 | 0.037413 | 0 | 3.5786 | 2.0585 | 0 | 0.36967 | 0.81115 | 0 | 0 | 0 | 0.082229 | -0.059728 | 0.055558 | 0 | 0.0029237 | 0 | -0.074646 | 0 | 0 | 0 | 0 | 0 | 0 | 0 | 0 | 3.078 | 0.012019 | 9.8343e-05 | -1.0625 | 0 | 0 | 0 | 0 | 0 | 0 | 0 | -1.85 | 0 | 0 | 0 | 0 | 0 | 0 | 0 | 0 | 0 | -9.7576 | 1.822 | 0 | 0 | 0 | 1.828 | 6.1695 | 1.2254 | 3.0551 | 0.11508 | 0.056743 | -0.7016 | 0.45971 | 0.18742 | 3.782 | 16.8196 | 24.074 | -13.4464 | 0 | 0.52614 | 0 | 1.6728 | 0.22089
2025_05_21 Hr 16 | 0.61282 | 0.0008766 | 0 | 0 | 0 | 0 | 0 | 0 | 0 | 0 | 0 | 0.02402 | 1.23 | 0.087583 | 1.1015 | 1.1015 | 1.1625 | 0 | 0.0064686 | 0.0049984 | 0.013303 | 0.077119 | 0 | 0 | 0 | 0 | 0 | 0.030765 | 0.017896 | 0.07926 | 0 | 4.2584 | 2.0585 | 0 | 0.45929 | 0.81115 | 0 | 0 | 0 | 4.5058 | 0 | 0.055558 | 0 | 0.012207 | 0 | -0.31833 | 0 | 0 | 0 | 0 | 0 | 0 | 0 | 0 | 2.4682 | 0.012019 | 9.8343e-05 | -1.0625 | 0 | 0 | 0 | 0 | 0 | 0 | 0 | -1.85 | 0 | 0 | 0 | 0 | 0 | 0 | 0 | 0 | 0 | -20.1113 | 1.822 | 0 | 0 | 0 | 2.1284 | 7.7032 | 1.2254 | 3.0551 | 0.11508 | 0.056743 | -0.61282 | 0.45971 | 0.18742 | 3.782 | 11.476 | 23.2219 | -23.9549 | 0 | 0.52614 | 0 | 1.6728 | 0.2204
2025_05_21 Hr 17 | 0.4771 | 0.0004189 | 0 | 0.10473 | 0.099877 | 0.10021 | 0.10973 | 0.10395 | 0.10973 | 0 | 0 | 0.02402 | 0.66 | 0.025947 | 1.2159 | 1.2159 | 1.3189 | 0 | 0.0064686 | 0.0049984 | 0.013303 | 0.077119 | 0 | 0 | 0 | 0 | 0 | 0.030765 | 0.017896 | 0.10014 | 0.40173 | 4.7805 | 2.0585 | 0 | 0.5281 | 0.81115 | 0 | 0 | 0 | 0 | -0.90271 | 0.055558 | 0 | 0.0021061 | 0 | -0.17481 | 0 | 0 | 0 | 0 | 0 | 0 | 0 | 0 | 2.3303 | 0.012019 | 9.8343e-05 | -1.0625 | 0 | 0 | 0 | 0 | 0 | 0 | 0 | -1.85 | 0 | 0 | 0 | 0 | 0 | 0 | 0 | 0 | 0 | -37.7388 | 1.822 | 0 | 3.5095 | 0 | 2.8204 | 11.8593 | 1.2254 | 3.0551 | 0.11508 | 0.056743 | -0.4771 | 0.45971 | 0.18742 | 3.782 | -7.2699 | 23.0767 | -41.3033 | 0 | 0.52614 | 0 | 1.6728 | 0.22005
2025_05_21 Hr 18 | 0.47718 | 0.00022698 | 0 | 0.10473 | 0.099877 | 0.10021 | 0.10973 | 0.10395 | 0.10973 | 0 | 0 | 0.02402 | 0.45 | 0.022145 | 1.2159 | 1.2159 | 1.3189 | 0 | 0.0064686 | 0.0049984 | 0.013303 | 0.077119 | 0 | 0 | 0 | 0 | 0 | 0.030765 | 0.017896 | 0.10014 | 0.25209 | 4.7805 | 2.0585 | 0 | 0.5281 | 0.81115 | 0 | 0 | 0 | 0 | -0.6674 | 0.055558 | 0 | 0.0026363 | 0 | -0.21935 | 0 | 0 | 0 | 0 | 0 | 0 | 0 | 0 | 2.3303 | 0.012019 | 9.8343e-05 | -1.0625 | 0 | 0 | 0 | 0 | 0 | 0 | 0 | -1.85 | 0 | 0 | 0 | 0 | 0 | 0 | 0 | 0 | 0 | -47.4212 | 1.822 | 0 | 2.5695 | 0 | 2.2067 | 12.0812 | 1.2254 | 3.0551 | 0.11508 | 0.056743 | -0.47718 | 0.45971 | 0.18742 | 3.782 | -17.3667 | 22.2497 | -51.0303 | 0 | 0.52614 | 0 | 1.6728 | 0.2207
2025_05_21 Hr 19 | 0.36362 | 0.00010966 | 0 | 0.10473 | 0.099877 | 0.10021 | 0.10973 | 0.10395 | 0.10973 | 0 | 0 | 0.02402 | 0.6 | 0.029035 | 1.2159 | 1.2159 | 1.3189 | 0 | 0.0064686 | 0.0049984 | 0.013303 | 0.077119 | 0 | 0 | 0 | 0 | 0 | 0.030765 | 0.017896 | 0.10014 | 0.25209 | 4.7805 | 2.0585 | 0 | 0.5281 | 0.81115 | 0 | 0 | 0 | 0.40611 | -0.003175 | 0.055558 | 0 | 0.0025924 | 0 | -0.21566 | 0 | 0 | 0 | 0 | 0 | 0 | 0 | 0 | 2.3303 | 0.012019 | 9.8343e-05 | -1.0625 | 0 | 0 | 0 | 0 | 0 | 0 | 0 | -1.85 | 0 | 0 | 0 | 0 | 0 | 0 | 0 | 0 | 0 | -47.3481 | 1.822 | 0 | 2.5695 | 0 | 2.1762 | 12.0812 | 1.2254 | 3.0551 | 0.11508 | 0.056743 | -0.36362 | 0.45971 | 0.18742 | 3.782 | -16.0941 | 22.2617 | -50.8399 | 0 | 0.52614 | 0 | 1.6728 | 0.21991
2025_05_21 Hr 20 | 0.067857 | 4.3489e-05 | 0 | 0.10473 | 0.099877 | 0.10021 | 0.10973 | 0.10395 | 0.10973 | 0 | 0 | 0.02402 | 0.45 | 0.020995 | 1.2159 | 1.2159 | 1.3189 | 0 | 0.0064686 | 0.0049984 | 0.013303 | 0.077119 | 0 | 0 | 0 | 0 | 0 | 0.030765 | 0.017896 | 0.10014 | 0.25209 | 4.7805 | 2.0585 | 0 | 0.5281 | 0.81115 | 0 | 0 | 0 | 0 | -0.44817 | 0.055558 | 0 | 0.0024994 | 0 | -0.20785 | 0 | 0 | 0 | 0 | 0 | 0 | 0 | 0 | 2.1197 | 0.012019 | 9.8343e-05 | -1.0625 | 0 | 0 | 0 | 0 | 0 | 0 | 0 | -1.85 | 0 | 0 | 0 | 0 | 0 | 0 | 0 | 0 | 0 | -45.8169 | 1.822 | 0 | 2.5695 | 0 | 2.5897 | 12.0812 | 1.2254 | 3.0551 | 0.11508 | 0.056743 | -0.067857 | 0.45971 | 0.18742 | 3.782 | -15.3614 | 22.0106 | -49.0051 | 0 | 0.52614 | 0 | 1.6728 | 0.21975
2025_05_21 Hr 21 | 0 | 4.878e-06 | 0 | 0.10473 | 0.099877 | 0.10021 | 0.10973 | 0.10395 | 0.10973 | 0 | 0 | 0.02402 | 0.3 | 0.015176 | 1.2159 | 1.2159 | 1.3189 | 0 | 0.0064686 | 0.0049984 | 0.013303 | 0.077119 | 0 | 0 | 0 | 0 | 0 | 0.030765 | 0.017896 | 0.10014 | 0.25209 | 4.7805 | 2.0585 | 0 | 0.5281 | 0.81115 | 0 | 0 | 0 | 0 | -0.89685 | 0.055558 | 0 | 0.00271 | 0 | -0.22554 | 0 | 0 | 0 | 0 | 0 | 0 | 0 | 0 | 2.1197 | 0.012019 | 9.8343e-05 | -1.0625 | 0 | 0 | 0 | 0 | 0 | 0 | 0 | -1.85 | 0 | 0 | 0 | 0 | 0 | 0 | 0 | 0 | 0 | -45.4904 | 1.822 | 0 | 2.5695 | 0 | 2.4766 | 12.0812 | 1.2254 | 3.0551 | 0.11508 | 0.056743 | 0 | 0.45971 | 0.18742 | 3.782 | -15.7697 | 21.6744 | -48.6284 | 0 | 0.52614 | 0 | 1.6728 | 0.22041
2025_05_21 Hr 22 | 0 | 0 | 0 | 0.10473 | 0.099877 | 0.10021 | 0.10973 | 0.10395 | 0.10973 | 0 | 0 | 0.02402 | 0.3 | 0.014523 | 1.2159 | 1.2159 | 1.3189 | 0 | 0.0064686 | 0.0049984 | 0.013303 | 0.077119 | 0 | 0 | 0 | 0 | 0 | 0.030765 | 0.017896 | 0.10014 | 0.25209 | 4.7805 | 2.0585 | 0 | 0.5281 | 0.81115 | 0 | 0 | 0 | 0.017338 | -0.25452 | 0.055558 | 0 | 0.0025933 | 0 | -0.21574 | 0 | 0 | 0 | 0 | 0 | 0 | 0 | 0 | 2.2577 | 0.012019 | 9.8343e-05 | -1.0625 | 0 | 0 | 0 | 0 | 0 | 0 | 0 | -1.85 | 0 | 0 | 0 | 0 | 0 | 0 | 0 | 0 | 0 | -49.6733 | 1.822 | 0 | 2.5695 | 0 | 2.2763 | 12.0812 | 1.2254 | 3.0551 | 0.11508 | 0.056743 | 0 | 0.45971 | 0.18742 | 3.782 | -19.3473 | 21.6102 | -52.8015 | 0 | 0.52614 | 0 | 1.6728 | 0.21912
2025_05_21 Hr 23 | 0 | 0 | 0 | 0.10473 | 0.099877 | 0.10021 | 0.10973 | 0.10395 | 0.10973 | 0 | 0 | 0.02402 | 0.27 | 0.020302 | 1.2159 | 1.2159 | 1.3595 | 0 | 0.0064686 | 0.0049984 | 0.013303 | 0.077119 | 0 | 0.20786 | 0 | 0 | 0 | 0.030765 | 0.017896 | 0.10014 | 0.25209 | 4.8597 | 2.0585 | 0 | 0.53929 | 0.81115 | 0 | 0 | 0 | 1.7272 | 0 | 0.055558 | 0 | 0.0040282 | 0 | -0.33627 | 0 | 0 | 0 | 0 | 0 | 0 | 0 | 0 | 1.9891 | 0.012019 | 9.8343e-05 | 0 | 0 | 0 | 0 | 0 | 0 | 0 | 0 | 0 | -1.575 | 0 | 0 | 0 | 0 | 0 | 0 | 0 | 0 | -80.8481 | 1.822 | 0 | 2.6345 | 0 | 2.1458 | 12.2659 | 1.2254 | 3.0551 | 0.11508 | 0.056743 | 0 | 0.45971 | 0.18742 | 3.782 | -47.3627 | 21.1957 | -82.5515 | 0 | 0.52614 | 0 | 1.6728 | 0.21683
2025_05_21 Hr 24 | 0 | 0 | 0 | 0.10473 | 0.099877 | 0.10021 | 0.10973 | 0.10395 | 0.10973 | 0 | 0 | 0.02402 | 0.21 | 0.019935 | 1.2159 | 1.2159 | 1.3595 | 0 | 0.0064686 | 0.0049984 | 0.013303 | 0.077119 | 0 | 0.73654 | 0 | 0 | 0 | 0.030765 | 0.017896 | 0.10014 | 0.25209 | 4.8597 | 2.0585 | 0 | 0.53929 | 0.81115 | 0 | 0 | 0 | 5.9051 | 0 | 0.055558 | 0 | 0.0050856 | 0 | -0.42509 | 0 | 0 | 0 | 0 | 0 | 0 | 0 | 0 | 2.3303 | 0.012019 | 9.8343e-05 | 0 | 0 | 0 | 0 | 0 | 0 | 0 | 0 | 0 | -1.575 | 0 | 0 | 0 | 0 | 0 | 0 | 0 | 0 | -52.57 | 1.822 | 0 | 2.6345 | 0 | 2.3764 | 12.2659 | 1.2254 | 3.0551 | 0.11508 | 0.056743 | 0 | 0.45971 | 0.18742 | 3.782 | -13.9583 | 21.7042 | -53.8335 | 0 | 0.52614 | 0 | 1.6728 | 0.2138
2025_05_22 Hr 01 | 0 | 0 | 0 | 0.091107 | 0.086885 | 0.087178 | 0.095456 | 0.090425 | 0.095456 | 0 | 0 | 0.02402 | 0.33 | 0.012905 | 1.2159 | 1.2159 | 1.1828 | 0 | 0.0064686 | 0.0049984 | 0.013303 | 0.077119 | 0 | -0.75877 | 0 | 0 | 0 | 0.030765 | 0.017896 | 0.10014 | 0.21991 | 4.2275 | 2.0585 | 0 | 0.53929 | 0.81115 | 0 | 0 | 0 | 2.7658 | 0 | 0.055558 | 0 | 0.002095 | 0 | -0.17388 | 0 | 0 | 0 | 0 | 0 | 0 | 0 | 0 | 2.4682 | 0.012019 | 9.8343e-05 | 0 | 0 | 0 | 0 | 0 | 0 | 0 | 0 | 0 | -1.575 | 0 | 0 | 0 | 0 | 0 | 0 | 0 | 0 | -40.72 | 1.822 | 0 | 2.2917 | 0 | 2.8378 | 11.0005 | 1.2254 | 3.0551 | 0.11508 | 0.056743 | 0 | 0.45971 | 0.18742 | 3.782 | -7.0465 | 22.4149 | -43.2276 | 0 | 0.52614 | 0 | 1.6728 | 0.21227
2025_05_22 Hr 02 | 0 | 0 | 0 | 0.091107 | 0.086885 | 0.087178 | 0.095456 | 0.090425 | 0.095456 | 0 | 0 | 0.02402 | 0.66 | 0.033567 | 1.2159 | 1.2159 | 1.1828 | 0 | 0.0064686 | 0.0049984 | 0.013303 | 0.077119 | 0 | -0.44396 | 0 | 0 | 0 | 0.030765 | 0.017896 | 0.10014 | 0.21991 | 4.2275 | 2.0585 | 0 | 0.53929 | 0.81115 | 0 | 0 | 0 | 4.3584 | 0 | 0.055558 | 0 | 0.0027246 | 0 | -0.22677 | 0 | 0 | 0 | 0 | 0 | 0 | 0 | 0 | 2.8747 | 0.012019 | 9.8343e-05 | 0 | 0 | 0 | 0 | 0 | 0 | 0 | 0 | 0 | -1.575 | 0 | 0 | 0 | 0 | 0 | 0 | 0 | 0 | -59.058 | 1.822 | 0 | 2.2917 | 0 | 2.7203 | 11.0005 | 1.2254 | 3.0551 | 0.11508 | 0.056743 | 0 | 0.45971 | 0.18742 | 3.782 | -22.8907 | 23.0542 | -61.3038 | 0 | 0.52614 | 0 | 1.6728 | 0.21189
2025_05_22 Hr 03 | 0 | 0 | 0 | 0.091107 | 0.086885 | 0.087178 | 0.095456 | 0.090425 | 0.095456 | 0 | 0 | 0.02402 | 1.08 | 0.054927 | 1.2159 | 1.2159 | 1.1828 | 0 | 0.0064686 | 0.0049984 | 0.013303 | 0.077119 | 0 | -0.44398 | 0 | 0 | 0 | 0.030765 | 0.017896 | 0.10014 | 0.21991 | 4.2275 | 2.0585 | 0 | 0.53929 | 0.81115 | 0 | 0 | 0 | 3.5753 | 0 | 0.055558 | 0 | 0.0027245 | 0 | -0.22676 | 0 | 0 | 0 | 0 | 0 | 0 | 0 | 0 | 2.8747 | 0.012019 | 9.8343e-05 | 0 | 0 | 0 | 0 | 0 | 0 | 0 | 0 | 0 | -1.575 | 0 | 0 | 0 | 0 | 0 | 0 | 0 | 0 | -62.3527 | 1.822 | 0 | 2.2917 | 0 | 2.8291 | 11.0005 | 1.2254 | 3.0551 | 0.11508 | 0.056743 | 0 | 0.45971 | 0.18742 | 3.782 | -26.4179 | 23.6048 | -64.5984 | 0 | 0.52614 | 0 | 1.6728 | 0.2123
2025_05_22 Hr 04 | 0 | 0 | 0 | 0.091107 | 0.086885 | 0.087178 | 0.095456 | 0.090425 | 0.095456 | 0 | 0 | 0.02402 | 1.44 | 0.094628 | 1.2159 | 1.2159 | 1.1828 | 0 | 0.0064686 | 0.0049984 | 0.013303 | 0.077119 | 0 | -0.046062 | 0 | 0 | 0 | 0.030765 | 0.017896 | 0.10014 | 0.21991 | 4.2275 | 2.0585 | 0 | 0.53929 | 0.81115 | 0 | 0 | 0 | 5.4683 | 0 | 0.055558 | 0 | 0.0035204 | 0 | -0.29361 | 0 | 0 | 0 | 0 | 0 | 0 | 0 | 0 | 3.4264 | 0.012019 | 9.8343e-05 | 0 | 0 | 0 | 0 | 0 | 0 | 0 | 0 | 0 | -1.575 | 0 | 0 | 0 | 0 | 0 | 0 | 0 | 0 | -83.6386 | 1.822 | 0 | 2.2917 | 0 | 2.6898 | 11.0005 | 1.2254 | 3.0551 | 0.11508 | 0.056743 | 0 | 0.45971 | 0.18742 | 3.782 | -44.668 | 24.4165 | -85.5533 | 0 | 0.52614 | 0 | 1.6728 | 0.21189
2025_05_22 Hr 05 | 0 | 0 | 0 | 0.091107 | 0.086885 | 0.087178 | 0.095456 | 0.090425 | 0.095456 | 0 | 0 | 0.02402 | 1.98 | 0.17192 | 1.2159 | 1.2159 | 1.1828 | 0 | 0.0064686 | 0.0049984 | 0.013303 | 0.077119 | 0 | 0.51954 | 0 | 0 | 0 | 0.030765 | 0.017896 | 0.10014 | 0.21991 | 4.2275 | 2.0585 | 0 | 0.53929 | 0.81115 | 0 | 0 | 0 | 5.2442 | 0 | 0.055558 | 0 | 0.0046516 | 0 | -0.38863 | 0 | 0 | 0 | 0 | 0 | 0 | 0 | 0 | 3.833 | 0.012019 | 9.8343e-05 | 0 | 0 | 0 | 0 | 0 | 0 | 0 | 0 | 0 | -1.575 | 0 | 0 | 0 | 0 | 0 | 0 | 0 | 0 | -117.3444 | 1.822 | 0 | 2.2917 | 0 | 2.7682 | 11.0005 | 1.2254 | 3.0551 | 0.11508 | 0.056743 | 0 | 0.45971 | 0.18742 | 3.782 | -77.024 | 25.5198 | -118.7885 | 0 | 0.52614 | 0 | 1.6728 | 0.21304
2025_05_22 Hr 06 | 0.02274 | 0 | 0 | 0.091107 | 0.086885 | 0.087178 | 0.095456 | 0.090425 | 0.095456 | 0 | 0 | 0.02402 | 2.31 | 0.19399 | 1.2159 | 1.2159 | 1.1828 | 0 | 0.0064686 | 0.0049984 | 0.013303 | 0.077119 | 0 | 0.44317 | 0 | 0 | 0 | 0.030765 | 0.017896 | 0.10014 | 0.21991 | 4.2275 | 2.0585 | 0 | 0.53929 | 0.81115 | 0 | 0 | 0 | 3.287 | 0 | 0.055558 | 0 | 0.0044988 | 0 | -0.3758 | 0 | 0 | 0 | 0 | 0 | 0 | 0 | 0 | 3.2885 | 0.012019 | 9.8343e-05 | 0 | 0 | 0 | 0 | 0 | 0 | 0 | 0 | 0 | -1.575 | 0 | 0 | 0 | 0 | 0 | 0 | 0 | 0 | -109.4437 | 1.822 | 0 | 2.2917 | 0 | 2.6289 | 11.0005 | 1.2254 | 3.0551 | 0.11508 | 0.056743 | -0.02274 | 0.45971 | 0.18742 | 3.782 | -71.4728 | 25.2138 | -110.9741 | 0 | 0.52614 | 0 | 1.6728 | 0.21596
2025_05_22 Hr 07 | 0.090669 | 0 | 0 | 0.091107 | 0.086885 | 0.087178 | 0.095456 | 0.090425 | 0.095456 | 0 | 0 | 0.02402 | 2.31 | 0.096781 | 1.2159 | 1.2159 | 1.1475 | 0 | 0.0064686 | 0.0049984 | 0.013303 | 0.077119 | 0 | 0 | 0 | 0 | 0 | 0.030765 | 0.017896 | 0.10014 | 0.21991 | 4.1586 | 2.0585 | 0 | 0.5281 | 0.81115 | 0 | 0 | 0 | 0.67374 | 0 | 0.055558 | 0 | 0.0022445 | 0 | -0.18643 | 0 | 0 | 0 | 0 | 0 | 0 | 0 | 0 | 2.8747 | 0.012019 | 9.8343e-05 | -1.0625 | 0 | 0 | 0 | 0 | 0 | 0 | 0 | -1.85 | 0 | 0 | 0 | 0 | 0 | 0 | 0 | 0 | 0 | -49.6516 | 1.822 | 0 | 2.2353 | 0 | 2.7986 | 10.8398 | 1.2254 | 3.0551 | 0.11508 | 0.056743 | -0.090669 | 0.45971 | 0.18742 | 3.782 | -16.3958 | 24.9319 | -52.8412 | 0 | 0.52614 | 0 | 1.6728 | 0.21854
2025_05_22 Hr 08 | 0.22645 | 7.7087e-06 | 0 | 0 | 0 | 0 | 0 | 0 | 0 | 0 | 0 | 0.02402 | 2.16 | 0.06907 | 1.2159 | 1.2159 | 1.1475 | 0 | 0.0064686 | 0.0049984 | 0.013303 | 0.077119 | 0 | 0 | 0 | 0 | 0 | 0.030765 | 0.017896 | 0.10014 | 0 | 4.1586 | 2.0585 | 0 | 0.5281 | 0.81115 | 0 | 0 | 0 | 0.11056 | -0.16609 | 0.055558 | 0 | 0.0037687 | 0 | -0.1418 | 0 | 0 | 0 | 0 | 0 | 0 | 0 | 0 | 2.5335 | 0.012019 | 9.8343e-05 | -1.0625 | 0 | 0 | 0 | 0 | 0 | 0 | 0 | -1.85 | 0 | 0 | 0 | 0 | 0 | 0 | 0 | 0 | 0 | -32.3361 | 1.822 | 0 | 2.0901 | 0 | 2.8204 | 9.9282 | 1.2254 | 3.0551 | 0.11508 | 0.056743 | -0.22645 | 0.45971 | 0.18742 | 3.782 | -1.1711 | 24.573 | -35.6168 | 0 | 0.52614 | 0 | 1.6728 | 0.22102
2025_05_22 Hr 09 | 0.38636 | 3.8267e-05 | 0 | 0 | 0 | 0 | 0 | 0 | 0 | 0 | 0 | 0.02402 | 2.1 | 0.046731 | 1.2159 | 1.2159 | 1.1475 | 0 | 0.0064686 | 0.0049984 | 0.013303 | 0.077119 | 0 | 0 | 0 | 0 | 0 | 0.030765 | 0.017896 | 0.039097 | 0 | 4.1586 | 2.0585 | 0 | 0.5281 | 0.81115 | 0 | 0 | 0 | 0.031865 | -0.044637 | 0.055558 | 0 | 0.0026227 | 0 | -0.098039 | 0 | 0 | 0 | 0 | 0 | 0 | 0 | 0 | 1.9165 | 0.012019 | 9.8343e-05 | -1.0625 | 0 | 0 | 0 | 0 | 0 | 0 | 0 | -1.85 | 0 | 0 | 0 | 0 | 0 | 0 | 0 | 0 | 0 | -21.7589 | 1.822 | 0 | 1.661 | 0 | 2.8683 | 9.4381 | 1.2254 | 3.0551 | 0.11508 | 0.056743 | -0.38636 | 0.45971 | 0.18742 | 3.782 | 8.3514 | 24.0819 | -25.1558 | 0 | 0.52614 | 0 | 1.6728 | 0.22146
2025_05_22 Hr 10 | 0.52222 | 0.00012504 | 0 | 0 | 0 | 0 | 0 | 0 | 0 | 0 | 0 | 0.02402 | 2.01 | 0.045462 | 1.2159 | 1.2159 | 1.1475 | 0 | 0.0064686 | 0.0049984 | 0.013303 | 0.077119 | 0 | 0 | 0 | 0 | 0 | 0.030765 | 0.017896 | 0.047488 | 0 | 4.1586 | 2.0585 | 0 | 0.5281 | 0.81115 | 0 | 0 | 0 | 0.023539 | -0.034527 | 0.055558 | 0 | 0.0026657 | 0 | -0.09968 | 0 | 0 | 0 | 0 | 0 | 0 | 0 | 0 | 1.51 | 0.012019 | 9.8343e-05 | -1.0625 | 0 | 0 | 0 | 0 | 0 | 0 | 0 | -1.85 | 0 | 0 | 0 | 0 | 0 | 0 | 0 | 0 | 0 | -21.1973 | 1.822 | 0 | 1.661 | 0 | 2.6289 | 9.4465 | 1.2254 | 3.0551 | 0.11508 | 0.056743 | -0.52222 | 0.45971 | 0.18742 | 3.782 | 8.1839 | 23.4801 | -24.7317 | 0 | 0.52614 | 0 | 1.6728 | 0.22093
2025_05_22 Hr 11 | 0.65771 | 0.00017584 | 0 | 0 | 0 | 0 | 0 | 0 | 0 | 0 | 0 | 0.02402 | 2.04 | 0.040581 | 1.2159 | 1.2159 | 1.1475 | 0 | 0.0064686 | 0.0049984 | 0.013303 | 0.077119 | 0 | 0 | 0 | 0 | 0 | 0.030765 | 0.017896 | 0.037413 | 0 | 4.1586 | 2.0585 | 0 | 0.5281 | 0.81115 | 0 | 0 | 0 | 0.083575 | 0 | 0.055558 | 0 | 0.0023445 | 0 | -0.087416 | 0 | 0 | 0 | 0 | 0 | 0 | 0 | 0 | 1.372 | 0.012019 | 9.8343e-05 | -1.0625 | 0 | 0 | 0 | 0 | 0 | 0 | 0 | -1.85 | 0 | 0 | 0 | 0 | 0 | 0 | 0 | 0 | 0 | -17.6674 | 1.822 | 0 | 1.661 | 0 | 2.3155 | 9.4364 | 1.2254 | 3.0551 | 0.11508 | 0.056743 | -0.65771 | 0.45971 | 0.18742 | 3.782 | 11.3844 | 23.1896 | -21.3251 | 0 | 0.52614 | 0 | 1.6728 | 0.22101
2025_05_22 Hr 12 | 0.65801 | 0.00021395 | 0 | 0 | 0 | 0 | 0 | 0 | 0 | 0 | 0 | 0.02402 | 2.04 | 0.042634 | 1.2159 | 1.2159 | 1.1475 | 0 | 0.0064686 | 0.0049984 | 0.013303 | 0.077119 | 0 | 0 | 0 | 0 | 0 | 0.030765 | 0.017896 | 0.039097 | 0 | 4.1586 | 2.0585 | 0 | 0.5281 | 0.81115 | 0 | 0 | 0 | 0.11225 | -0.021212 | 0.055558 | 0 | 0.0024631 | 0 | -0.091945 | 0 | 0 | 0 | 0 | 0 | 0 | 0 | 0 | 1.1615 | 0.012019 | 9.8343e-05 | -1.0625 | 0 | 0 | 0 | 0 | 0 | 0 | 0 | -1.85 | 0 | 0 | 0 | 0 | 0 | 0 | 0 | 0 | 0 | -18.5601 | 1.822 | 0 | 1.661 | 0 | 2.0979 | 9.4381 | 1.2254 | 3.0551 | 0.11508 | 0.056743 | -0.65801 | 0.45971 | 0.18742 | 3.782 | 10.0707 | 22.7642 | -22.2226 | 0 | 0.52614 | 0 | 1.6728 | 0.22143
2025_05_22 Hr 13 | 0.54489 | 0.00025508 | 0 | 0 | 0 | 0 | 0 | 0 | 0 | 0 | 0 | 0.02402 | 2.01 | 0.042366 | 1.2159 | 1.2159 | 1.1475 | 0 | 0.0064686 | 0.0049984 | 0.013303 | 0.077119 | 0 | 0 | 0 | 0 | 0 | 0.030765 | 0.017896 | 0.039097 | 0 | 4.1586 | 2.0585 | 0 | 0.5281 | 0.81115 | 0 | 0 | 0 | 0.00010447 | -0.38304 | 0.055558 | 0 | 0.0024842 | 0 | -0.09275 | 0 | 0 | 0 | 0 | 0 | 0 | 0 | 0 | 1.2994 | 0.012019 | 9.8343e-05 | -1.0625 | 0 | 0 | 0 | 0 | 0 | 0 | 0 | -1.85 | 0 | 0 | 0 | 0 | 0 | 0 | 0 | 0 | 0 | -19.1801 | 1.822 | 0 | 1.661 | 0 | 1.9847 | 9.4381 | 1.2254 | 3.0551 | 0.11508 | 0.056743 | -0.54489 | 0.45971 | 0.18742 | 3.782 | 8.9717 | 22.6468 | -22.7302 | 0 | 0.52614 | 0 | 1.6728 | 0.2226
2025_05_22 Hr 14 | 0.52222 | 0.00026433 | 0 | 0 | 0 | 0 | 0 | 0 | 0 | 0 | 0 | 0.02402 | 2.01 | 0.042438 | 1.2159 | 1.2159 | 1.1475 | 0 | 0.0064686 | 0.0049984 | 0.013303 | 0.077119 | 0 | 0 | 0 | 0 | 0 | 0.030765 | 0.017896 | 0.040782 | 0 | 4.1586 | 2.0585 | 0 | 0.5281 | 0.81115 | 0 | 0 | 0 | 0.00068041 | -0.093734 | 0.055558 | 0 | 0.0024884 | 0 | -0.092911 | 0 | 0 | 0 | 0 | 0 | 0 | 0 | 0 | 1.372 | 0.012019 | 9.8343e-05 | -1.0625 | 0 | 0 | 0 | 0 | 0 | 0 | 0 | -1.85 | 0 | 0 | 0 | 0 | 0 | 0 | 0 | 0 | 0 | -19.1955 | 1.822 | 0 | 1.661 | 0 | 1.6061 | 9.4398 | 1.2254 | 3.0551 | 0.11508 | 0.056743 | -0.52222 | 0.45971 | 0.18742 | 3.782 | 8.9414 | 22.3179 | -22.7232 | 0 | 0.52614 | 0 | 1.6728 | 0.22235
2025_05_22 Hr 15 | 0.52222 | 0.00035256 | 0 | 0 | 0 | 0 | 0 | 0 | 0 | 0 | 0 | 0.02402 | 1.86 | 0.052245 | 1.2159 | 1.2159 | 1.1475 | 0 | 0.0064686 | 0.0049984 | 0.013303 | 0.077119 | 0 | 0 | 0 | 0 | 0 | 0.030765 | 0.017896 | 0.094529 | 0 | 4.1586 | 2.0585 | 0 | 0.5281 | 0.81115 | 0 | 0 | 0 | 0.048152 | -0.17471 | 0.055558 | 0 | 0.0033105 | 0 | -0.1243 | 0 | 0 | 0 | 0 | 0 | 0 | 0 | 0 | 1.372 | 0.012019 | 9.8343e-05 | -1.0625 | 0 | 0 | 0 | 0 | 0 | 0 | 0 | -1.85 | 0 | 0 | 0 | 0 | 0 | 0 | 0 | 0 | 0 | -25.4018 | 1.822 | 0 | 1.661 | 0 | 1.5147 | 9.4935 | 1.2254 | 3.0551 | 0.11508 | 0.056743 | -0.52222 | 0.45971 | 0.18742 | 3.782 | 2.4925 | 22.0864 | -28.9608 | 0 | 0.52614 | 0 | 1.6728 | 0.22233
2025_05_22 Hr 16 | 0.31814 | 0.0011705 | 0 | 0 | 0 | 0 | 0 | 0 | 0 | 0 | 0 | 0.02402 | 1.32 | 0.1265 | 1.2159 | 1.2159 | 1.1475 | 0 | 0.0064686 | 0.0049984 | 0.013303 | 0.077119 | 0 | 0 | 0 | 0 | 0 | 0.030765 | 0.017896 | 0.098461 | 0.36955 | 4.1586 | 2.0585 | 0 | 0.5281 | 0.81115 | 0 | 0 | 0 | 0.0073187 | -1.6864 | 0.055558 | 0 | 0.011294 | 0 | -0.42914 | 0 | 0 | 0 | 0 | 0 | 0 | 0 | 0 | 1.372 | 0.012019 | 9.8343e-05 | -1.0625 | 0 | 0 | 0 | 0 | 0 | 0 | 0 | -1.85 | 0 | 0 | 0 | 0 | 0 | 0 | 0 | 0 | 0 | -28.2977 | 1.822 | 0 | 2.0439 | 0 | 1.3841 | 10.1002 | 1.2254 | 3.0551 | 0.11508 | 0.056743 | -0.31814 | 0.45971 | 0.18742 | 3.782 | -2.2494 | 21.287 | -31.9575 | 0 | 0.52614 | 0 | 1.6728 | 0.22252
2025_05_22 Hr 17 | 0.29569 | 0.00041294 | 0 | 0.091107 | 0.086885 | 0.087178 | 0.095456 | 0.090425 | 0.095456 | 0 | 0 | 0.02402 | 1.08 | 0.042172 | 1.2159 | 1.2159 | 1.1475 | 0 | 0.0064686 | 0.0049984 | 0.013303 | 0.077119 | 0 | 0 | 0 | 0 | 0 | 0.030765 | 0.017896 | 0.10014 | 0.21991 | 4.1586 | 2.0585 | 0 | 0.5281 | 0.81115 | 0 | 0 | 0 | 0 | -1.0628 | 0.055558 | 0 | 0.0020919 | 0 | -0.17362 | 0 | 0 | 0 | 0 | 0 | 0 | 0 | 0 | 2.2577 | 0.012019 | 9.8343e-05 | -1.0625 | 0 | 0 | 0 | 0 | 0 | 0 | 0 | -1.85 | 0 | 0 | 0 | 0 | 0 | 0 | 0 | 0 | 0 | -36.0048 | 1.822 | 0 | 2.2188 | 0 | 1.3449 | 10.8233 | 1.2254 | 3.0551 | 0.11508 | 0.056743 | -0.29569 | 0.45971 | 0.18742 | 3.782 | -7.84 | 21.7861 | -39.3866 | 0 | 0.52614 | 0 | 1.6728 | 0.22268
2025_05_22 Hr 18 | 0.27208 | 0.00033049 | 0 | 0.091107 | 0.086885 | 0.087178 | 0.095456 | 0.090425 | 0.095456 | 0 | 0 | 0.02402 | 0.93 | 0.038021 | 1.2159 | 1.2159 | 1.1475 | 0 | 0.0064686 | 0.0049984 | 0.013303 | 0.077119 | 0 | 0 | 0 | 0 | 0 | 0.030765 | 0.017896 | 0.10014 | 0.21991 | 4.1586 | 2.0585 | 0 | 0.5281 | 0.81115 | 0 | 0 | 0 | 0 | -0.93958 | 0.055558 | 0 | 0.0021901 | 0 | -0.18187 | 0 | 0 | 0 | 0 | 0 | 0 | 0 | 0 | 2.1197 | 0.012019 | 9.8343e-05 | -1.0625 | 0 | 0 | 0 | 0 | 0 | 0 | 0 | -1.85 | 0 | 0 | 0 | 0 | 0 | 0 | 0 | 0 | 0 | -37.055 | 1.822 | 0 | 2.2353 | 0 | 1.2448 | 10.8398 | 1.2254 | 3.0551 | 0.11508 | 0.056743 | -0.27208 | 0.45971 | 0.18742 | 3.782 | -9.1509 | 21.3703 | -40.4214 | 0 | 0.52614 | 0 | 1.6728 | 0.22282
2025_05_22 Hr 19 | 0.090742 | 0.00026277 | 0 | 0.091107 | 0.086885 | 0.087178 | 0.095456 | 0.090425 | 0.095456 | 0 | 0 | 0.02402 | 0.69 | 0.033181 | 1.2159 | 1.2159 | 1.1475 | 0 | 0.0064686 | 0.0049984 | 0.013303 | 0.077119 | 0 | 0 | 0 | 0 | 0 | 0.030765 | 0.017896 | 0.10014 | 0.21991 | 4.1586 | 2.0585 | 0 | 0.5281 | 0.81115 | 0 | 0 | 0 | 0 | -0.60477 | 0.055558 | 0 | 0.0025762 | 0 | -0.2143 | 0 | 0 | 0 | 0 | 0 | 0 | 0 | 0 | 1.9165 | 0.012019 | 9.8343e-05 | -1.0625 | 0 | 0 | 0 | 0 | 0 | 0 | 0 | -1.85 | 0 | 0 | 0 | 0 | 0 | 0 | 0 | 0 | 0 | -44.6556 | 1.822 | 0 | 2.2353 | 0 | 1.284 | 10.8398 | 1.2254 | 3.0551 | 0.11508 | 0.056743 | -0.090742 | 0.45971 | 0.18742 | 3.782 | -16.8583 | 20.7798 | -47.8731 | 0 | 0.52614 | 0 | 1.6728 | 0.22265
2025_05_22 Hr 20 | 0.045044 | 0.00012208 | 0 | 0.091107 | 0.086885 | 0.087178 | 0.095456 | 0.090425 | 0.095456 | 0 | 0 | 0.02402 | 0.87 | 0.040543 | 1.2159 | 1.2159 | 1.1475 | 0 | 0.0064686 | 0.0049984 | 0.013303 | 0.077119 | 0 | 0 | 0 | 0 | 0 | 0.030765 | 0.017896 | 0.10014 | 0.21991 | 4.1586 | 2.0585 | 0 | 0.5281 | 0.81115 | 0 | 0 | 0 | 0.0014575 | -0.28062 | 0.055558 | 0 | 0.0024965 | 0 | -0.2076 | 0 | 0 | 0 | 0 | 0 | 0 | 0 | 0 | 1.9891 | 0.012019 | 9.8343e-05 | -1.0625 | 0 | 0 | 0 | 0 | 0 | 0 | 0 | -1.85 | 0 | 0 | 0 | 0 | 0 | 0 | 0 | 0 | 0 | -46.1787 | 1.822 | 0 | 2.2353 | 0 | 1.593 | 10.8398 | 1.2254 | 3.0551 | 0.11508 | 0.056743 | -0.045044 | 0.45971 | 0.18742 | 3.782 | -17.4804 | 21.3028 | -49.3438 | 0 | 0.52614 | 0 | 1.6728 | 0.22249
2025_05_22 Hr 21 | 0 | 1.6575e-05 | 0 | 0.091107 | 0.086885 | 0.087178 | 0.095456 | 0.090425 | 0.095456 | 0 | 0 | 0.02402 | 1.02 | 0.043832 | 1.2159 | 1.2159 | 1.1475 | 0 | 0.0064686 | 0.0049984 | 0.013303 | 0.077119 | 0 | 0 | 0 | 0 | 0 | 0.030765 | 0.017896 | 0.10014 | 0.21991 | 4.1586 | 2.0585 | 0 | 0.5281 | 0.81115 | 0 | 0 | 0 | 0.0048907 | -0.28081 | 0.055558 | 0 | 0.0023021 | 0 | -0.19128 | 0 | 0 | 0 | 0 | 0 | 0 | 0 | 0 | 2.1197 | 0.012019 | 9.8343e-05 | -1.0625 | 0 | 0 | 0 | 0 | 0 | 0 | 0 | -1.85 | 0 | 0 | 0 | 0 | 0 | 0 | 0 | 0 | 0 | -40.437 | 1.822 | 0 | 2.2353 | 0 | 2.0065 | 10.8398 | 1.2254 | 3.0551 | 0.11508 | 0.056743 | 0 | 0.45971 | 0.18742 | 3.782 | -11.0223 | 21.9545 | -43.5407 | 0 | 0.52614 | 0 | 1.6728 | 0.22192
2025_05_22 Hr 22 | 0 | 0 | 0 | 0.091107 | 0.086885 | 0.087178 | 0.095456 | 0.090425 | 0.095456 | 0 | 0 | 0.02402 | 1.59 | 0.056856 | 1.2159 | 1.2159 | 1.1475 | 0 | 0.0064686 | 0.0049984 | 0.013303 | 0.077119 | 0 | 0 | 0 | 0 | 0 | 0.030765 | 0.017896 | 0.10014 | 0.21991 | 4.1586 | 2.0585 | 0 | 0.5281 | 0.81115 | 0 | 0 | 0 | 0 | -1.1118 | 0.055558 | 0 | 0.0019156 | 0 | -0.15881 | 0 | 0 | 0 | 0 | 0 | 0 | 0 | 0 | 2.1197 | 0.012019 | 9.8343e-05 | -1.0625 | 0 | 0 | 0 | 0 | 0 | 0 | 0 | -1.85 | 0 | 0 | 0 | 0 | 0 | 0 | 0 | 0 | 0 | -36.6592 | 1.822 | 0 | 2.1858 | 0 | 2.2763 | 10.7903 | 1.2254 | 3.0551 | 0.11508 | 0.056743 | 0 | 0.45971 | 0.18742 | 3.782 | -7.2458 | 22.8062 | -39.7305 | 0 | 0.52614 | 0 | 1.6728 | 0.22077
2025_05_22 Hr 23 | 0 | 0 | 0 | 0.091107 | 0.086885 | 0.087178 | 0.095456 | 0.090425 | 0.095456 | 0 | 0 | 0.02402 | 1.26 | 0.06838 | 1.2159 | 1.2159 | 1.1828 | 0 | 0.0064686 | 0.0049984 | 0.013303 | 0.077119 | 0 | -0.35258 | 0 | 0 | 0 | 0.030765 | 0.017896 | 0.10014 | 0.21991 | 4.2275 | 2.0585 | 0 | 0.53929 | 0.81115 | 0 | 0 | 0 | 0.6651 | 0 | 0.055558 | 0 | 0.0029073 | 0 | -0.24212 | 0 | 0 | 0 | 0 | 0 | 0 | 0 | 0 | 2.2577 | 0.012019 | 9.8343e-05 | 0 | 0 | 0 | 0 | 0 | 0 | 0 | 0 | 0 | -1.575 | 0 | 0 | 0 | 0 | 0 | 0 | 0 | 0 | -54.7923 | 1.822 | 0 | 2.2917 | 0 | 1.5147 | 11.0005 | 1.2254 | 3.0551 | 0.11508 | 0.056743 | 0 | 0.45971 | 0.18742 | 3.782 | -23.4238 | 21.8725 | -56.962 | 0 | 0.52614 | 0 | 1.6728 | 0.2181
2025_05_22 Hr 24 | 0 | 0 | 0 | 0.091107 | 0.086885 | 0.087178 | 0.095456 | 0.090425 | 0.095456 | 0 | 0 | 0.02402 | 1.05 | 0.086541 | 1.2159 | 1.2159 | 1.1828 | 0 | 0.0064686 | 0.0049984 | 0.013303 | 0.077119 | 0 | 0.40144 | 0 | 0 | 0 | 0.030765 | 0.017896 | 0.10014 | 0.21991 | 4.2275 | 2.0585 | 0 | 0.53929 | 0.81115 | 0 | 0 | 0 | 2.8156 | 0 | 0.055558 | 0 | 0.0044154 | 0 | -0.36879 | 0 | 0 | 0 | 0 | 0 | 0 | 0 | 0 | 2.5335 | 0.012019 | 9.8343e-05 | 0 | 0 | 0 | 0 | 0 | 0 | 0 | 0 | 0 | -1.575 | 0 | 0 | 0 | 0 | 0 | 0 | 0 | 0 | -41.7042 | 1.822 | 0 | 2.2917 | 0 | 1.5538 | 11.0005 | 1.2254 | 3.0551 | 0.11508 | 0.056743 | 0 | 0.45971 | 0.18742 | 3.782 | -7.4377 | 21.9927 | -43.2466 | 0 | 0.52614 | 0 | 1.6728 | 0.2151
2025_05_23 Hr 01 | 0 | 0 | 0 | 0.087452 | 0.0834 | 0.08368 | 0.091626 | 0.086797 | 0.091626 | 0 | 0 | 0.02402 | 0.84 | 0.035292 | 1.2159 | 1.2159 | 1.1354 | 0 | 0.0064686 | 0.0049984 | 0.013303 | 0.077119 | 0 | -0.68087 | 0 | 0 | 0 | 0.030765 | 0.017896 | 0.10014 | 0.21128 | 4.0579 | 2.0585 | 0 | 0.53929 | 0.81115 | 0 | 0 | 0 | 1.8911 | 0 | 0.055558 | 0 | 0.0022508 | 0 | -0.18696 | 0 | 0 | 0 | 0 | 0 | 0 | 0 | 0 | 3.2885 | 0.012019 | 9.8343e-05 | 0 | 0 | 0 | 0 | 0 | 0 | 0 | 0 | 0 | -1.575 | 0 | 0 | 0 | 0 | 0 | 0 | 0 | 0 | -42.9854 | 1.822 | 0 | 2.1998 | 0 | 1.3754 | 10.661 | 1.2254 | 3.0551 | 0.11508 | 0.056743 | 0 | 0.45971 | 0.18742 | 3.782 | -10.5724 | 22.3037 | -45.4282 | 0 | 0.52614 | 0 | 1.6728 | 0.21077
2025_05_23 Hr 02 | 0 | 0 | 0 | 0.087452 | 0.0834 | 0.08368 | 0.091626 | 0.086797 | 0.091626 | 0 | 0 | 0.02402 | 0.63 | 0.025049 | 1.2159 | 1.2159 | 1.1354 | 0 | 0.0064686 | 0.0049984 | 0.013303 | 0.077119 | 0 | -0.74123 | 0 | 0 | 0 | 0.030765 | 0.017896 | 0.10014 | 0.21128 | 4.0579 | 2.0585 | 0 | 0.53929 | 0.81115 | 0 | 0 | 0 | 2.7461 | 0 | 0.055558 | 0 | 0.00213 | 0 | -0.17682 | 0 | 0 | 0 | 0 | 0 | 0 | 0 | 0 | 2.9473 | 0.012019 | 9.8343e-05 | 0 | 0 | 0 | 0 | 0 | 0 | 0 | 0 | 0 | -1.575 | 0 | 0 | 0 | 0 | 0 | 0 | 0 | 0 | -41.127 | 1.822 | 0 | 2.1998 | 0 | 1.4363 | 10.661 | 1.2254 | 3.0551 | 0.11508 | 0.056743 | 0 | 0.45971 | 0.18742 | 3.782 | -8.4109 | 21.8021 | -43.6201 | 0 | 0.52614 | 0 | 1.6728 | 0.20974
2025_05_23 Hr 03 | 0 | 0 | 0 | 0.087452 | 0.0834 | 0.08368 | 0.091626 | 0.086797 | 0.091626 | 0 | 0 | 0.02402 | 0.42 | 0.018456 | 1.2159 | 1.2159 | 1.1354 | 0 | 0.0064686 | 0.0049984 | 0.013303 | 0.077119 | 0 | -0.62923 | 0 | 0 | 0 | 0.030765 | 0.017896 | 0.10014 | 0.21128 | 4.0579 | 2.0585 | 0 | 0.53929 | 0.81115 | 0 | 0 | 0 | 3.2382 | 0 | 0.055558 | 0 | 0.002354 | 0 | -0.19564 | 0 | 0 | 0 | 0 | 0 | 0 | 0 | 0 | 3.2159 | 0.012019 | 9.8343e-05 | 0 | 0 | 0 | 0 | 0 | 0 | 0 | 0 | 0 | -1.575 | 0 | 0 | 0 | 0 | 0 | 0 | 0 | 0 | -46.7157 | 1.822 | 0 | 2.1998 | 0 | 1.7976 | 10.661 | 1.2254 | 3.0551 | 0.11508 | 0.056743 | 0 | 0.45971 | 0.18742 | 3.782 | -13.0021 | 22.2143 | -49.1155 | 0 | 0.52614 | 0 | 1.6728 | 0.20865
2025_05_23 Hr 04 | 0 | 0 | 0 | 0.087452 | 0.0834 | 0.08368 | 0.091626 | 0.086797 | 0.091626 | 0 | 0 | 0.02402 | 0.27 | 0.011516 | 1.2159 | 1.2159 | 1.1354 | 0 | 0.0064686 | 0.0049984 | 0.013303 | 0.077119 | 0 | -0.66383 | 0 | 0 | 0 | 0.030765 | 0.017896 | 0.10014 | 0.21128 | 4.0579 | 2.0585 | 0 | 0.53929 | 0.81115 | 0 | 0 | 0 | 3.0548 | 0 | 0.055558 | 0 | 0.0022848 | 0 | -0.18983 | 0 | 0 | 0 | 0 | 0 | 0 | 0 | 0 | 3.4918 | 0.012019 | 9.8343e-05 | 0 | 0 | 0 | 0 | 0 | 0 | 0 | 0 | 0 | -1.575 | 0 | 0 | 0 | 0 | 0 | 0 | 0 | 0 | -45.928 | 1.822 | 0 | 2.1998 | 0 | 1.8759 | 10.661 | 1.2254 | 3.0551 | 0.11508 | 0.056743 | 0 | 0.45971 | 0.18742 | 3.782 | -12.2288 | 22.4121 | -48.3566 | 0 | 0.52614 | 0 | 1.6728 | 0.20919
2025_05_23 Hr 05 | 0 | 0 | 0 | 0.087452 | 0.0834 | 0.08368 | 0.091626 | 0.086797 | 0.091626 | 0 | 0 | 0.02402 | 0.48 | 0.034123 | 1.2159 | 1.2159 | 1.1354 | 0 | 0.0064686 | 0.0049984 | 0.013303 | 0.077119 | 0 | 0.097917 | 0 | 0 | 0 | 0.030765 | 0.017896 | 0.10014 | 0.21128 | 4.0579 | 2.0585 | 0 | 0.53929 | 0.81115 | 0 | 0 | 0 | 3.7944 | 0 | 0.055558 | 0 | 0.0038083 | 0 | -0.3178 | 0 | 0 | 0 | 0 | 0 | 0 | 0 | 0 | 3.9055 | 0.012019 | 9.8343e-05 | 0 | 0 | 0 | 0 | 0 | 0 | 0 | 0 | 0 | -1.575 | 0 | 0 | 0 | 0 | 0 | 0 | 0 | 0 | -85.3707 | 1.822 | 0 | 2.1998 | 0 | 2.0979 | 10.661 | 1.2254 | 3.0551 | 0.11508 | 0.056743 | 0 | 0.45971 | 0.18742 | 3.782 | -49.4291 | 23.2812 | -87.1656 | 0 | 0.52614 | 0 | 1.6728 | 0.2099
2025_05_23 Hr 06 | 0.02274 | 0 | 0 | 0.087452 | 0.0834 | 0.08368 | 0.091626 | 0.086797 | 0.091626 | 0 | 0 | 0.02402 | 0.15 | 0.0091751 | 1.2159 | 1.2159 | 1.1354 | 0 | 0.0064686 | 0.0049984 | 0.013303 | 0.077119 | 0 | -0.16783 | 0 | 0 | 0 | 0.030765 | 0.017896 | 0.10014 | 0.21128 | 4.0579 | 2.0585 | 0 | 0.53929 | 0.81115 | 0 | 0 | 0 | 0.89528 | 0 | 0.055558 | 0 | 0.0032768 | 0 | -0.27315 | 0 | 0 | 0 | 0 | 0 | 0 | 0 | 0 | 3.9055 | 0.012019 | 9.8343e-05 | 0 | 0 | 0 | 0 | 0 | 0 | 0 | 0 | 0 | -1.575 | 0 | 0 | 0 | 0 | 0 | 0 | 0 | 0 | -67.5296 | 1.822 | 0 | 2.1998 | 0 | 2.0848 | 10.661 | 1.2254 | 3.0551 | 0.11508 | 0.056743 | -0.02274 | 0.45971 | 0.18742 | 3.782 | -35.0741 | 22.938 | -69.5684 | 0 | 0.52614 | 0 | 1.6728 | 0.21194
2025_05_23 Hr 07 | 0.43155 | 0 | 0 | 0 | 0 | 0 | 0 | 0 | 0 | 0 | 0 | 0.02402 | 0.21 | 0.0060033 | 1.2159 | 1.2159 | 1.1016 | 0 | 0.0064686 | 0.0049984 | 0.013303 | 0.077119 | 0 | 0 | 0 | 0 | 0 | 0.030765 | 0.017896 | 0.10014 | 0 | 3.9917 | 2.0585 | 0 | 0.5281 | 0.81115 | 0 | 0 | 0 | 0.13788 | -0.25428 | 0.055558 | 0 | 0.0033692 | 0 | -0.12654 | 0 | 0 | 0 | 0 | 0 | 0 | 0 | 0 | 3.4264 | 0.012019 | 9.8343e-05 | -1.0625 | 0 | 0 | 0 | 0 | 0 | 0 | 0 | -1.85 | 0 | 0 | 0 | 0 | 0 | 0 | 0 | 0 | 0 | -27.0187 | 1.822 | 0 | 1.8241 | 0 | 1.6061 | 9.4493 | 1.2254 | 3.0551 | 0.11508 | 0.056743 | -0.43155 | 0.45971 | 0.18742 | 3.782 | 1.281 | 22.4373 | -30.4893 | 0 | 0.52614 | 0 | 1.6728 | 0.21477
2025_05_23 Hr 08 | 0.72949 | 5.8408e-06 | 0 | 0 | 0 | 0 | 0 | 0 | 0 | 0 | 0 | 0.02402 | 0.33 | 0.0085666 | 1.2159 | 1.2159 | 1.1016 | 0 | 0.0064686 | 0.0049984 | 0.013303 | 0.077119 | 0 | 0 | 0 | 0 | 0 | 0.030765 | 0.017896 | 0.095114 | 0 | 3.9917 | 2.0585 | 0 | 0.5281 | 0.81115 | 0 | 0 | 0 | 0 | -0.68686 | 0.055558 | 0 | 0.0044502 | 0 | -0.11472 | 0 | 0 | 0 | 0 | 0 | 0 | 0 | 0 | 3.2159 | 0.012019 | 9.8343e-05 | -1.0625 | 0 | 0 | 0 | 0 | 0 | 0 | 0 | -1.85 | 0 | 0 | 0 | 0 | 0 | 0 | 0 | 0 | 0 | -19.6135 | 1.822 | 0 | 0 | 0 | 0.88355 | 7.6202 | 1.2254 | 3.0551 | 0.11508 | 0.056743 | -0.72949 | 0.45971 | 0.18742 | 3.782 | 5.4906 | 21.9275 | -23.3702 | 0 | 0.52614 | 0 | 1.6728 | 0.21744
2025_05_23 Hr 09 | 0.77941 | 3.064e-05 | 0 | 0 | 0 | 0 | 0 | 0 | 0 | 0 | 0 | 0.02402 | 0.48 | 0.0078214 | 0.62291 | 0.62292 | 0.70973 | 0 | 0.0064686 | 0.0049984 | 0.013303 | 0.077119 | 0 | 0 | 0 | 0 | 0 | 0.030765 | 0.017896 | 0.037413 | 0 | 3.3144 | 2.0585 | 0 | 0.42117 | 0.81115 | 0 | 0 | 0 | 1.0162 | -0.38996 | 0.055558 | 0 | 0.0027934 | 0 | -0.071226 | 0 | 0 | 0 | 0 | 0 | 0 | 0 | 0 | 3.078 | 0.012019 | 9.8343e-05 | -1.0625 | 0 | 0 | 0 | 0 | 0 | 0 | 0 | -1.85 | 0 | 0 | 0 | 0 | 0 | 0 | 0 | 0 | 0 | -9.0477 | 1.822 | 0 | 0 | 0 | 0.57017 | 5.3073 | 1.2254 | 3.0551 | 0.11508 | 0.056743 | -0.77941 | 0.45971 | 0.18742 | 3.782 | 14.6918 | 21.5691 | -12.8108 | 0 | 0.52614 | 0 | 1.6728 | 0.21804
2025_05_23 Hr 10 | 0.81159 | 9.0135e-05 | 0 | 0 | 0 | 0 | 0 | 0 | 0 | 0 | 0 | 0.02402 | 0.57 | 0.0090561 | 0.44665 | 0.44665 | 0.77268 | 0 | 0.0064686 | 0.0049984 | 0.013303 | 0.077119 | 0 | 0 | 0 | 0 | 0 | 0.030765 | 0.017896 | 0.037413 | 0 | 3.038 | 2.0585 | 0 | 0.37754 | 0.81115 | 0 | 0 | 0 | 0.13806 | -0.092789 | 0.055558 | 0 | 0.0027236 | 0 | -0.069395 | 0 | 0 | 0 | 0 | 0 | 0 | 0 | 0 | 3.4264 | 0.012019 | 9.8343e-05 | -1.0625 | 0 | 0 | 0 | 0 | 0 | 0 | 0 | -1.85 | 0 | 0 | 0 | 0 | 0 | 0 | 0 | 0 | 0 | -7.2711 | 1.822 | 0 | 0 | 0 | 0.67028 | 4.7414 | 1.2254 | 3.0551 | 0.11508 | 0.056743 | -0.81159 | 0.45971 | 0.18742 | 3.782 | 15.8203 | 22.0982 | -11.0646 | 0 | 0.52614 | 0 | 1.6728 | 0.2188
2025_05_23 Hr 11 | 0.79415 | 0.00015349 | 0 | 0 | 0 | 0 | 0 | 0 | 0 | 0 | 0 | 0.02402 | 0.63 | 0.010745 | 0.60223 | 0.60223 | 0.70973 | 0 | 0.0064686 | 0.0049984 | 0.013303 | 0.077119 | 0 | 0 | 0 | 0 | 0 | 0.030765 | 0.017896 | 0.037413 | 0 | 2.9882 | 2.0585 | 0 | 0.36967 | 0.81115 | 0 | 0 | 0 | 0.6563 | 0 | 0.055558 | 0 | 0.0029237 | 0 | -0.074646 | 0 | 0 | 0 | 0 | 0 | 0 | 0 | 0 | 2.8747 | 0.012019 | 9.8343e-05 | -1.0625 | 0 | 0 | 0 | 0 | 0 | 0 | 0 | -1.85 | 0 | 0 | 0 | 0 | 0 | 0 | 0 | 0 | 0 | -7.693 | 1.822 | 0 | 0 | 0 | 0.83132 | 4.9398 | 1.2254 | 3.0551 | 0.11508 | 0.056743 | -0.79415 | 0.45971 | 0.18742 | 3.782 | 15.8651 | 21.7433 | -11.4743 | 0 | 0.52614 | 0 | 1.6728 | 0.21815
2025_05_23 Hr 12 | 0.81464 | 0.00021883 | 0 | 0 | 0 | 0 | 0 | 0 | 0 | 0 | 0 | 0.02402 | 1.41 | 0.027584 | 0.85186 | 0.85192 | 1.0665 | 0 | 0.0064686 | 0.0049984 | 0.013303 | 0.077119 | 0 | 0 | 0 | 0 | 0 | 0.030765 | 0.017896 | 0.039097 | 0 | 3.6122 | 2.0585 | 0 | 0.46818 | 0.81115 | 0 | 0 | 0 | 1.4144 | 0 | 0.055558 | 0 | 0.0033537 | 0 | -0.085936 | 0 | 0 | 0 | 0 | 0 | 0 | 0 | 0 | 2.6715 | 0.012019 | 9.8343e-05 | -1.0625 | 0 | 0 | 0 | 0 | 0 | 0 | 0 | -1.85 | 0 | 0 | 0 | 0 | 0 | 0 | 0 | 0 | 0 | -13.035 | 1.822 | 0 | 0 | 0 | 1.1752 | 6.4216 | 1.2254 | 3.0551 | 0.11508 | 0.056743 | -0.81464 | 0.45971 | 0.18742 | 3.782 | 13.7871 | 22.7992 | -16.848 | 0 | 0.52614 | 0 | 1.6728 | 0.2175
2025_05_23 Hr 13 | 0.80701 | 0.00026689 | 0 | 0 | 0 | 0 | 0 | 0 | 0 | 0 | 0 | 0.02402 | 1.83 | 0.038911 | 1.1015 | 1.1016 | 1.1016 | 0 | 0.0064686 | 0.0049984 | 0.013303 | 0.077119 | 0 | 0 | 0 | 0 | 0 | 0.030765 | 0.017896 | 0.039097 | 0 | 3.9917 | 2.0585 | 0 | 0.5281 | 0.81115 | 0 | 0 | 0 | 0.25318 | -0.007594 | 0.055558 | 0 | 0.0036451 | 0 | -0.093583 | 0 | 0 | 0 | 0 | 0 | 0 | 0 | 0 | 2.6715 | 0.012019 | 9.8343e-05 | -1.0625 | 0 | 0 | 0 | 0 | 0 | 0 | 0 | -1.85 | 0 | 0 | 0 | 0 | 0 | 0 | 0 | 0 | 0 | -15.1804 | 1.822 | 0 | 0 | 0 | 1.3449 | 7.3355 | 1.2254 | 3.0551 | 0.11508 | 0.056743 | -0.80701 | 0.45971 | 0.18742 | 3.782 | 12.04 | 23.4524 | -18.9934 | 0 | 0.52614 | 0 | 1.6728 | 0.21728
2025_05_23 Hr 14 | 0.7478 | 0.0002685 | 0 | 0 | 0 | 0 | 0 | 0 | 0 | 0 | 0 | 0.02402 | 1.98 | 0.042033 | 1.2159 | 1.2159 | 1.1016 | 0 | 0.0064686 | 0.0049984 | 0.013303 | 0.077119 | 0 | 0 | 0 | 0 | 0 | 0.030765 | 0.017896 | 0.040782 | 0 | 3.9917 | 2.0585 | 0 | 0.5281 | 0.81115 | 0 | 0 | 0 | 0 | -0.2609 | 0.055558 | 0 | 0.0036392 | 0 | -0.093429 | 0 | 0 | 0 | 0 | 0 | 0 | 0 | 0 | 2.4682 | 0.012019 | 9.8343e-05 | -1.0625 | 0 | 0 | 0 | 0 | 0 | 0 | 0 | -1.85 | 0 | 0 | 0 | 0 | 0 | 0 | 0 | 0 | 0 | -14.7136 | 1.822 | 0 | 0 | 0 | 1.6365 | 7.5659 | 1.2254 | 3.0551 | 0.11508 | 0.056743 | -0.7478 | 0.45971 | 0.18742 | 3.782 | 12.4722 | 23.6346 | -18.4674 | 0 | 0.52614 | 0 | 1.6728 | 0.21725
2025_05_23 Hr 15 | 0.79786 | 0.00025714 | 0 | 0 | 0 | 0 | 0 | 0 | 0 | 0 | 0 | 0.02402 | 1.98 | 0.040254 | 1.2159 | 1.2159 | 1.1016 | 0 | 0.0064686 | 0.0049984 | 0.013303 | 0.077119 | 0 | 0 | 0 | 0 | 0 | 0.030765 | 0.017896 | 0.037413 | 0 | 3.9917 | 2.0585 | 0 | 0.5281 | 0.81115 | 0 | 0 | 0 | 0 | -0.24821 | 0.055558 | 0 | 0.0034852 | 0 | -0.089387 | 0 | 0 | 0 | 0 | 0 | 0 | 0 | 0 | 2.6715 | 0.012019 | 9.8343e-05 | -1.0625 | 0 | 0 | 0 | 0 | 0 | 0 | 0 | -1.85 | 0 | 0 | 0 | 0 | 0 | 0 | 0 | 0 | 0 | -13.9211 | 1.822 | 0 | 0 | 0 | 1.6975 | 7.5625 | 1.2254 | 3.0551 | 0.11508 | 0.056743 | -0.79786 | 0.45971 | 0.18742 | 3.782 | 13.5408 | 23.9473 | -17.7208 | 0 | 0.52614 | 0 | 1.6728 | 0.21752
2025_05_23 Hr 16 | 0.78507 | 0.0009681 | 0 | 0 | 0 | 0 | 0 | 0 | 0 | 0 | 0 | 0.02402 | 2.04 | 0.15775 | 1.2159 | 1.2159 | 1.0911 | 0 | 0.0064686 | 0.0049984 | 0.013303 | 0.077119 | 0 | 0 | 0 | 0 | 0 | 0.030765 | 0.017896 | 0.079238 | 0 | 3.9917 | 2.0585 | 0 | 0.5281 | 0.81115 | 0 | 0 | 0 | 0.13478 | -0.55874 | 0.055558 | 0 | 0.0091135 | 0 | -0.34587 | 0 | 0 | 0 | 0 | 0 | 0 | 0 | 0 | 2.6715 | 0.012019 | 9.8343e-05 | -1.0625 | 0 | 0 | 0 | 0 | 0 | 0 | 0 | -1.85 | 0 | 0 | 0 | 0 | 0 | 0 | 0 | 0 | 0 | -19.0882 | 1.822 | 0 | 3.0211 | 0 | 1.8063 | 9.5098 | 1.2254 | 3.0551 | 0.11508 | 0.056743 | -0.78507 | 0.45971 | 0.18742 | 3.782 | 10.1752 | 24.221 | -23.1316 | 0 | 0.52614 | 0 | 1.6728 | 0.21693
2025_05_23 Hr 17 | 0.75863 | 0.00039796 | 0 | 0.087452 | 0.0834 | 0.08368 | 0.091626 | 0.086797 | 0.091626 | 0 | 0 | 0.02402 | 2.19 | 0.078365 | 1.2159 | 1.2159 | 1.1016 | 0 | 0.0064686 | 0.0049984 | 0.013303 | 0.077119 | 0 | 0 | 0 | 0 | 0 | 0.030765 | 0.017896 | 0.10014 | 0.36091 | 3.9917 | 2.0585 | 0 | 0.5281 | 0.81115 | 0 | 0 | 0 | 0.087743 | -0.11426 | 0.055558 | 0 | 0.001917 | 0 | -0.15892 | 0 | 0 | 0 | 0 | 0 | 0 | 0 | 0 | 2.6715 | 0.012019 | 9.8343e-05 | -1.0625 | 0 | 0 | 0 | 0 | 0 | 0 | 0 | -1.85 | 0 | 0 | 0 | 0 | 0 | 0 | 0 | 0 | 0 | -30.6823 | 1.822 | 0 | 2.0063 | 0 | 1.7149 | 10.3674 | 1.2254 | 3.0551 | 0.11508 | 0.056743 | -0.75863 | 0.45971 | 0.18742 | 3.782 | 0.0017657 | 24.1733 | -34.5124 | 0 | 0.52614 | 0 | 1.6728 | 0.21701
2025_05_23 Hr 18 | 0.81697 | 0.00034044 | 0 | 0.087452 | 0.0834 | 0.08368 | 0.091626 | 0.086797 | 0.091626 | 0 | 0 | 0.02402 | 2.19 | 0.087696 | 1.2159 | 1.2159 | 1.1016 | 0 | 0.0064686 | 0.0049984 | 0.013303 | 0.077119 | 0 | 0 | 0 | 0 | 0 | 0.030765 | 0.017896 | 0.10014 | 0.21128 | 3.9917 | 2.0585 | 0 | 0.5281 | 0.81115 | 0 | 0 | 0 | 0.036743 | -0.057373 | 0.055558 | 0 | 0.0021452 | 0 | -0.1781 | 0 | 0 | 0 | 0 | 0 | 0 | 0 | 0 | 2.6715 | 0.012019 | 9.8343e-05 | -1.0625 | 0 | 0 | 0 | 0 | 0 | 0 | 0 | -1.85 | 0 | 0 | 0 | 0 | 0 | 0 | 0 | 0 | 0 | -36.9121 | 1.822 | 0 | 2.1456 | 0 | 1.828 | 10.5067 | 1.2254 | 3.0551 | 0.11508 | 0.056743 | -0.81697 | 0.45971 | 0.18742 | 3.782 | -5.979 | 24.3545 | -40.8196 | 0 | 0.52614 | 0 | 1.6728 | 0.2175
2025_05_23 Hr 19 | 0.63512 | 0.00021624 | 0 | 0.087452 | 0.0834 | 0.08368 | 0.091626 | 0.086797 | 0.091626 | 0 | 0 | 0.02402 | 1.56 | 0.061554 | 1.2159 | 1.2159 | 1.1016 | 0 | 0.0064686 | 0.0049984 | 0.013303 | 0.077119 | 0 | 0 | 0 | 0 | 0 | 0.030765 | 0.017896 | 0.10014 | 0.21128 | 3.9917 | 2.0585 | 0 | 0.5281 | 0.81115 | 0 | 0 | 0 | 0.09558 | -0.008404 | 0.055558 | 0 | 0.0021138 | 0 | -0.17546 | 0 | 0 | 0 | 0 | 0 | 0 | 0 | 0 | 2.6715 | 0.012019 | 9.8343e-05 | -1.0625 | 0 | 0 | 0 | 0 | 0 | 0 | 0 | -1.85 | 0 | 0 | 0 | 0 | 0 | 0 | 0 | 0 | 0 | -36.186 | 1.822 | 0 | 2.1456 | 0 | 2.1675 | 10.5067 | 1.2254 | 3.0551 | 0.11508 | 0.056743 | -0.63512 | 0.45971 | 0.18742 | 3.782 | -5.4603 | 23.8548 | -39.9091 | 0 | 0.52614 | 0 | 1.6728 | 0.21644
2025_05_23 Hr 20 | 0.090742 | 7.1069e-05 | 0 | 0.087452 | 0.0834 | 0.08368 | 0.091626 | 0.086797 | 0.091626 | 0 | 0 | 0.02402 | 1.26 | 0.044574 | 1.2159 | 1.2159 | 1.1016 | 0 | 0.0064686 | 0.0049984 | 0.013303 | 0.077119 | 0 | 0 | 0 | 0 | 0 | 0.030765 | 0.017896 | 0.10014 | 0.21128 | 3.9917 | 2.0585 | 0 | 0.5281 | 0.81115 | 0 | 0 | 0 | 0 | -0.53058 | 0.055558 | 0 | 0.0018952 | 0 | -0.15709 | 0 | 0 | 0 | 0 | 0 | 0 | 0 | 0 | 2.7368 | 0.012019 | 9.8343e-05 | -1.0625 | 0 | 0 | 0 | 0 | 0 | 0 | 0 | -1.85 | 0 | 0 | 0 | 0 | 0 | 0 | 0 | 0 | 0 | -33.7637 | 1.822 | 0 | 2.1456 | 0 | 2.3373 | 10.5067 | 1.2254 | 3.0551 | 0.11508 | 0.056743 | -0.090742 | 0.45971 | 0.18742 | 3.782 | -3.7197 | 23.2282 | -36.924 | 0 | 0.52614 | 0 | 1.6728 | 0.21621
2025_05_23 Hr 21 | 0.02274 | 9.5758e-06 | 0 | 0.087452 | 0.0834 | 0.08368 | 0.091626 | 0.086797 | 0.091626 | 0 | 0 | 0.02402 | 1.11 | 0.041336 | 1.2159 | 1.2159 | 1.1016 | 0 | 0.0064686 | 0.0049984 | 0.013303 | 0.077119 | 0 | 0 | 0 | 0 | 0 | 0.030765 | 0.017896 | 0.10014 | 0.21128 | 3.9917 | 2.0585 | 0 | 0.5281 | 0.81115 | 0 | 0 | 0 | 0.3091 | 0 | 0.055558 | 0 | 0.001995 | 0 | -0.16548 | 0 | 0 | 0 | 0 | 0 | 0 | 0 | 0 | 3.078 | 0.012019 | 9.8343e-05 | -1.0625 | 0 | 0 | 0 | 0 | 0 | 0 | 0 | -1.85 | 0 | 0 | 0 | 0 | 0 | 0 | 0 | 0 | 0 | -33.4628 | 1.822 | 0 | 2.1298 | 0 | 1.9543 | 10.4909 | 1.2254 | 3.0551 | 0.11508 | 0.056743 | -0.02274 | 0.45971 | 0.18742 | 3.782 | -2.7991 | 22.9645 | -36.5635 | 0 | 0.52614 | 0 | 1.6728 | 0.21562
2025_05_23 Hr 22 | 0 | 0 | 0 | 0.087452 | 0.0834 | 0.08368 | 0.091626 | 0.086797 | 0.091626 | 0 | 0 | 0.02402 | 1.02 | 0.035036 | 1.2159 | 1.2159 | 1.1016 | 0 | 0.0064686 | 0.0049984 | 0.013303 | 0.077119 | 0 | 0 | 0 | 0 | 0 | 0.030765 | 0.017896 | 0.10014 | 0.21128 | 3.9917 | 2.0585 | 0 | 0.5281 | 0.81115 | 0 | 0 | 0 | 0.27156 | -0.080169 | 0.055558 | 0 | 0.0018401 | 0 | -0.15247 | 0 | 0 | 0 | 0 | 0 | 0 | 0 | 0 | 3.833 | 0.012019 | 9.8343e-05 | -1.0625 | 0 | 0 | 0 | 0 | 0 | 0 | 0 | -1.85 | 0 | 0 | 0 | 0 | 0 | 0 | 0 | 0 | 0 | -34.2716 | 1.822 | 0 | 2.0981 | 0 | 2.1066 | 10.4593 | 1.2254 | 3.0551 | 0.11508 | 0.056743 | 0 | 0.45971 | 0.18742 | 3.782 | -2.9339 | 23.752 | -37.3365 | 0 | 0.52614 | 0 | 1.6728 | 0.21488
2025_05_23 Hr 23 | 0 | 0 | 0 | 0.087452 | 0.0834 | 0.08368 | 0.091626 | 0.086797 | 0.091626 | 0 | 0 | 0.02402 | 1.35 | 0.092771 | 1.2159 | 1.2159 | 1.1354 | 0 | 0.0064686 | 0.0049984 | 0.013303 | 0.077119 | 0 | 0.034438 | 0 | 0 | 0 | 0.030765 | 0.017896 | 0.10014 | 0.21128 | 4.0579 | 2.0585 | 0 | 0.53929 | 0.81115 | 0 | 0 | 0 | 1.0026 | 0 | 0.055558 | 0 | 0.0036814 | 0 | -0.30714 | 0 | 0 | 0 | 0 | 0 | 0 | 0 | 0 | 4.1088 | 0.012019 | 9.8343e-05 | 0 | 0 | 0 | 0 | 0 | 0 | 0 | 0 | 0 | -1.575 | 0 | 0 | 0 | 0 | 0 | 0 | 0 | 0 | -74.057 | 1.822 | 0 | 2.1998 | 0 | 1.8846 | 10.661 | 1.2254 | 3.0551 | 0.11508 | 0.056743 | 0 | 0.45971 | 0.18742 | 3.782 | -40.0377 | 24.2035 | -75.9047 | 0 | 0.52614 | 0 | 1.6728 | 0.21355
2025_05_23 Hr 24 | 0 | 0 | 0 | 0.087452 | 0.0834 | 0.08368 | 0.091626 | 0.086797 | 0.091626 | 0 | 0 | 0.02402 | 1.17 | 0.08515 | 1.2159 | 1.2159 | 1.1354 | 0 | 0.0064686 | 0.0049984 | 0.013303 | 0.077119 | 0 | 0.14315 | 0 | 0 | 0 | 0.030765 | 0.017896 | 0.10014 | 0.21128 | 4.0579 | 2.0585 | 0 | 0.53929 | 0.81115 | 0 | 0 | 0 | 2.122 | 0 | 0.055558 | 0 | 0.0038988 | 0 | -0.3254 | 0 | 0 | 0 | 0 | 0 | 0 | 0 | 0 | 4.3121 | 0.012019 | 9.8343e-05 | 0 | 0 | 0 | 0 | 0 | 0 | 0 | 0 | 0 | -1.575 | 0 | 0 | 0 | 0 | 0 | 0 | 0 | 0 | -36.5442 | 1.822 | 0 | 2.1998 | 0 | 1.8367 | 10.661 | 1.2254 | 3.0551 | 0.11508 | 0.056743 | 0 | 0.45971 | 0.18742 | 3.782 | -1.3495 | 24.169 | -38.3014 | 0 | 0.52614 | 0 | 1.6728 | 0.21129
2025_05_24 Hr 01 | 0 | 0 | 0 | 0.091439 | 0.087202 | 0.087496 | 0.095804 | 0.090754 | 0.095804 | 0 | 0 | 0.02402 | 0.6 | 0.029183 | 1.2159 | 1.2159 | 1.1871 | 0 | 0.0064686 | 0.0049984 | 0.013303 | 0.077119 | 0 | -0.50342 | 0 | 0 | 0 | 0.030765 | 0.017896 | 0.10014 | 0.2207 | 4.2429 | 2.0585 | 0 | 0.53929 | 0.81115 | 0 | 0 | 0 | 0.274 | -0.21248 | 0.055558 | 0 | 0.0026057 | 0 | -0.21678 | 0 | 0 | 0 | 0 | 0 | 0 | 0 | 0 | 4.3121 | 0.012019 | 9.8343e-05 | 0 | 0 | 0 | 0 | 0 | 0 | 0 | 0 | 0 | -1.575 | 0 | 0 | 0 | 0 | 0 | 0 | 0 | 0 | -44.9466 | 1.822 | 0 | 2.3001 | 0 | 1.7236 | 11.0313 | 1.2254 | 3.0551 | 0.11508 | 0.056743 | 0 | 0.45971 | 0.18742 | 3.782 | -12.7238 | 23.4251 | -47.2418 | 0 | 0.52614 | 0 | 1.6728 | 0.20658
2025_05_24 Hr 02 | 0 | 0 | 0 | 0 | 0 | 0 | 0 | 0 | 0 | 0 | 0 | 0.02402 | 0.51 | 0.016502 | 1.2159 | 1.2159 | 1.1871 | 0 | 0.0064686 | 0.0049984 | 0.013303 | 0.077119 | 0 | -0.93954 | 0 | 0 | 0 | 0.030765 | 0.017896 | 0.10014 | 0 | 4.2429 | 2.0585 | 0 | 0.53929 | 0.81115 | 0 | 0 | 0 | 0.47311 | -0.23408 | 0.055558 | 0 | 0.0055469 | 0 | -0.14351 | 0 | 0 | 0 | 0 | 0 | 0 | 0 | 0 | 4.1088 | 0.012019 | 9.8343e-05 | 0 | 0 | 0 | 0 | 0 | 0 | 0 | 0 | 0 | -1.575 | 0 | 0 | 0 | 0 | 0 | 0 | 0 | 0 | -20.7164 | 1.822 | 0 | 0 | 0 | 1.667 | 7.962 | 1.2254 | 3.0551 | 0.11508 | 0.056743 | 0 | 0.45971 | 0.18742 | 3.782 | 7.8878 | 23.0612 | -23.3745 | 0 | 0.52614 | 0 | 1.6728 | 0.20517
2025_05_24 Hr 03 | 0 | 0 | 0 | 0 | 0 | 0 | 0 | 0 | 0 | 0 | 0 | 0.02402 | 0.27 | 0.0091062 | 1.2159 | 1.2159 | 1.1871 | 0 | 0.0064686 | 0.0049984 | 0.013303 | 0.077119 | 0 | -0.90285 | 0 | 0 | 0 | 0.030765 | 0.017896 | 0.10014 | 0 | 4.2429 | 2.0585 | 0 | 0.53929 | 0.81115 | 0 | 0 | 0 | 0.82458 | 0 | 0.055558 | 0 | 0.0057817 | 0 | -0.14967 | 0 | 0 | 0 | 0 | 0 | 0 | 0 | 0 | 3.9055 | 0.012019 | 9.8343e-05 | 0 | 0 | 0 | 0 | 0 | 0 | 0 | 0 | 0 | -1.575 | 0 | 0 | 0 | 0 | 0 | 0 | 0 | 0 | -21.5757 | 1.822 | 0 | 0 | 0 | 1.5451 | 7.962 | 1.2254 | 3.0551 | 0.11508 | 0.056743 | 0 | 0.45971 | 0.18742 | 3.782 | 7.0711 | 22.4877 | -24.2033 | 0 | 0.52614 | 0 | 1.6728 | 0.20419
2025_05_24 Hr 04 | 0 | 0 | 0 | 0 | 0 | 0 | 0 | 0 | 0 | 0 | 0 | 0.02402 | 0.54 | 0.01686 | 1.2159 | 1.2159 | 1.1871 | 0 | 0.0064686 | 0.0049984 | 0.013303 | 0.077119 | 0 | -0.96994 | 0 | 0 | 0 | 0.030765 | 0.017896 | 0.10014 | 0 | 4.2429 | 2.0585 | 0 | 0.53929 | 0.81115 | 0 | 0 | 0 | 0.86708 | 0 | 0.055558 | 0 | 0.0053524 | 0 | -0.1384 | 0 | 0 | 0 | 0 | 0 | 0 | 0 | 0 | 3.6297 | 0.012019 | 9.8343e-05 | 0 | 0 | 0 | 0 | 0 | 0 | 0 | 0 | 0 | -1.575 | 0 | 0 | 0 | 0 | 0 | 0 | 0 | 0 | -19.1723 | 1.822 | 0 | 0 | 0 | 1.4058 | 7.962 | 1.2254 | 3.0551 | 0.11508 | 0.056743 | 0 | 0.45971 | 0.18742 | 3.782 | 9.3241 | 22.3506 | -21.8556 | 0 | 0.52614 | 0 | 1.6728 | 0.20443
2025_05_24 Hr 05 | 0 | 0 | 0 | 0 | 0 | 0 | 0 | 0 | 0 | 0 | 0 | 0.02402 | 0.54 | 0.014025 | 1.2159 | 1.2159 | 1.1871 | 0 | 0.0064686 | 0.0049984 | 0.013303 | 0.077119 | 0 | -1.1106 | 0 | 0 | 0 | 0.030765 | 0.017896 | 0.090103 | 0 | 0 | 2.0585 | 0 | 0 | 0.81115 | 0 | 0 | 0 | 0.79004 | 0 | 0.055558 | 0 | 0.052316 | 0 | -0.11478 | 0 | 0 | 0 | 0 | 0 | 0 | 0 | 0 | 3.6297 | 0.012019 | 9.8343e-05 | 0 | 0 | 0 | 0 | 0 | 0 | 0 | 0 | 0 | -1.575 | 0 | 0 | 0 | 0 | 0 | 0 | 0 | 0 | -9.4265 | 1.822 | 0 | 0 | 0 | 1.4668 | 3.7091 | 1.2254 | 3.0551 | 0.11508 | 0.056743 | 0 | 0.45971 | 0.18742 | 3.782 | 14.1414 | 21.8692 | -12.2269 | 0 | 0.52614 | 0 | 1.6728 | 0.20424
2025_05_24 Hr 06 | 0 | 0 | 0 | 0 | 0 | 0 | 0 | 0 | 0 | 0 | 0 | 0.02402 | 0.48 | 0.013112 | 1.2159 | 1.2159 | 1.1871 | 0 | 0.0064686 | 0.0049984 | 0.013303 | 0.077119 | 0 | -1.0746 | 0 | 0 | 0 | 0.030765 | 0.017896 | 0.090092 | 0 | 0 | 2.0585 | 0 | 0 | 0.81115 | 0 | 0 | 0 | 0.20111 | -0.077171 | 0.055558 | 0 | 0.055022 | 0 | -0.12082 | 0 | 0 | 0 | 0 | 0 | 0 | 0 | 0 | 3.4918 | 0.012019 | 9.8343e-05 | 0 | 0 | 0 | 0 | 0 | 0 | 0 | 0 | 0 | -1.575 | 0 | 0 | 0 | 0 | 0 | 0 | 0 | 0 | -10.2271 | 1.822 | 0 | 0 | 0 | 1.6539 | 3.7091 | 1.2254 | 3.0551 | 0.11508 | 0.056743 | 0 | 0.45971 | 0.18742 | 3.782 | 12.6942 | 21.8587 | -12.9975 | 0 | 0.52614 | 0 | 1.6728 | 0.20541
2025_05_24 Hr 07 | 0.24934 | 0 | 0 | 0 | 0 | 0 | 0 | 0 | 0 | 0 | 0 | 0.02402 | 0.21 | 0.0022821 | 0.62811 | 0.62811 | 0.84447 | 0 | 0.0064686 | 0.0049984 | 0.013303 | 0.077119 | 0 | 0 | 0 | 0 | 0 | 0.030765 | 0.017896 | 0.053094 | 0 | 0 | 2.0585 | 0 | 0 | 0.81115 | 0 | 0 | 0 | 0.06241 | -0.78758 | 0.055558 | 0 | 0.021889 | 0 | -0.046802 | 0 | 0 | 0 | 0 | 0 | 0 | 0 | 0 | 3.2159 | 0.012019 | 9.8343e-05 | -1.0625 | 0 | 0 | 0 | 0 | 0 | 0 | 0 | -1.85 | 0 | 0 | 0 | 0 | 0 | 0 | 0 | 0 | 0 | -2.639 | 1.822 | 0 | 0 | 0 | 1.5538 | 2.1538 | 1.2254 | 3.0551 | 0.11508 | 0.056743 | -0.24934 | 0.45971 | 0.18742 | 3.782 | 17.0334 | 21.4524 | -5.8476 | 0 | 0.52614 | 0 | 1.6728 | 0.20666
2025_05_24 Hr 08 | 0.47703 | 1.4992e-06 | 0 | 0 | 0 | 0 | 0 | 0 | 0 | 0 | 0 | 0.02402 | 0.27 | 0.0017991 | 0.43218 | 0.43218 | 0.74205 | 0 | 0.0064686 | 0.0049984 | 0.013303 | 0.077119 | 0 | 0 | 0 | 0 | 0 | 0.030765 | 0.017896 | 0.037413 | 0 | 0 | 2.0585 | 0 | 0 | 0.81115 | 0 | 0 | 0 | 0.0096252 | -0.11594 | 0.055558 | 0 | 0.013422 | 0 | -0.027885 | 0 | 0 | 0 | 0 | 0 | 0 | 0 | 0 | 2.7368 | 0.012019 | 9.8343e-05 | -1.0625 | 0 | 0 | 0 | 0 | 0 | 0 | 0 | -1.85 | 0 | 0 | 0 | 0 | 0 | 0 | 0 | 0 | 0 | -0.5925 | 1.822 | 0 | 0 | 0 | 1.8541 | 1.6438 | 1.2254 | 3.0551 | 0.11508 | 0.056743 | -0.47703 | 0.45971 | 0.18742 | 3.782 | 19.0901 | 21.5625 | -4.0099 | 0 | 0.52614 | 0 | 1.6728 | 0.20832
2025_05_24 Hr 09 | 0.49933 | 1.4426e-05 | 0 | 0 | 0 | 0 | 0 | 0 | 0 | 0 | 0 | 0.02402 | 0.54 | 0.0041076 | 0.43218 | 0.43218 | 0.74205 | 0 | 0.0064686 | 0.0049984 | 0.013303 | 0.077119 | 0 | 0 | 0 | 0 | 0 | 0.030765 | 0.017896 | 0.037413 | 0 | 0 | 2.0585 | 0 | 0 | 0.81115 | 0 | 0 | 0 | 0.039695 | 0 | 0.055558 | 0 | 0.015322 | 0 | -0.03213 | 0 | 0 | 0 | 0 | 0 | 0 | 0 | 0 | 2.7368 | 0.012019 | 9.8343e-05 | -1.0625 | 0 | 0 | 0 | 0 | 0 | 0 | 0 | -1.85 | 0 | 0 | 0 | 0 | 0 | 0 | 0 | 0 | 0 | -1.1699 | 1.822 | 0 | 0 | 0 | 1.593 | 1.6438 | 1.2254 | 3.0551 | 0.11508 | 0.056743 | -0.49933 | 0.45971 | 0.18742 | 3.782 | 18.6667 | 21.5971 | -4.6139 | 0 | 0.52614 | 0 | 1.6728 | 0.20944
2025_05_24 Hr 10 | 0.47718 | 3.908e-05 | 0 | 0 | 0 | 0 | 0 | 0 | 0 | 0 | 0 | 0.02402 | 0.96 | 0.0065572 | 0.43218 | 0.43218 | 0.74205 | 0 | 0.0064686 | 0.0049984 | 0.013303 | 0.077119 | 0 | 0 | 0 | 0 | 0 | 0.030765 | 0.017896 | 0.037413 | 0 | 0 | 2.0585 | 0 | 0 | 0.81115 | 0 | 0 | 0 | 0.0033045 | -0.043427 | 0.055558 | 0 | 0.013758 | 0 | -0.028637 | 0 | 0 | 0 | 0 | 0 | 0 | 0 | 0 | 2.5335 | 0.012019 | 9.8343e-05 | -1.0625 | 0 | 0 | 0 | 0 | 0 | 0 | 0 | -1.85 | 0 | 0 | 0 | 0 | 0 | 0 | 0 | 0 | 0 | -0.68314 | 1.822 | 0 | 0 | 0 | 1.6539 | 1.6438 | 1.2254 | 3.0551 | 0.11508 | 0.056743 | -0.47718 | 0.45971 | 0.18742 | 3.782 | 19.3588 | 21.8566 | -4.1015 | 0 | 0.52614 | 0 | 1.6728 | 0.21094
2025_05_24 Hr 11 | 0.4771 | 7.4762e-05 | 0 | 0 | 0 | 0 | 0 | 0 | 0 | 0 | 0 | 0.02402 | 1.05 | 0.0083782 | 0.43218 | 0.43218 | 0.74205 | 0 | 0.0064686 | 0.0049984 | 0.013303 | 0.077119 | 0 | 0 | 0 | 0 | 0 | 0.030765 | 0.017896 | 0.037413 | 0 | 0 | 2.0585 | 0 | 0 | 0.81115 | 0 | 0 | 0 | 0 | -0.062887 | 0.055558 | 0 | 0.016072 | 0 | -0.033807 | 0 | 0 | 0 | 0 | 0 | 0 | 0 | 0 | 2.7368 | 0.012019 | 9.8343e-05 | -1.0625 | 0 | 0 | 0 | 0 | 0 | 0 | 0 | -1.85 | 0 | 0 | 0 | 0 | 0 | 0 | 0 | 0 | 0 | -1.2628 | 1.822 | 0 | 0 | 0 | 1.7453 | 1.6438 | 1.2254 | 3.0551 | 0.11508 | 0.056743 | -0.4771 | 0.45971 | 0.18742 | 3.782 | 19.1379 | 22.2432 | -4.6862 | 0 | 0.52614 | 0 | 1.6728 | 0.2111
2025_05_24 Hr 12 | 0.56726 | 9.4587e-05 | 0 | 0 | 0 | 0 | 0 | 0 | 0 | 0 | 0 | 0.02402 | 1.11 | 0.0090357 | 0.43218 | 0.43218 | 0.74205 | 0 | 0.0064686 | 0.0049984 | 0.013303 | 0.077119 | 0 | 0 | 0 | 0 | 0 | 0.030765 | 0.017896 | 0.037413 | 0 | 0 | 2.0585 | 0 | 0 | 0.81115 | 0 | 0 | 0 | 0 | -0.15617 | 0.055558 | 0 | 0.016397 | 0 | -0.034531 | 0 | 0 | 0 | 0 | 0 | 0 | 0 | 0 | 2.7368 | 0.012019 | 9.8343e-05 | -1.0625 | 0 | 0 | 0 | 0 | 0 | 0 | 0 | -1.85 | 0 | 0 | 0 | 0 | 0 | 0 | 0 | 0 | 0 | -1.3257 | 1.822 | 0 | 0 | 0 | 1.815 | 1.6438 | 1.2254 | 3.0551 | 0.11508 | 0.056743 | -0.56726 | 0.45971 | 0.18742 | 3.782 | 19.1119 | 22.4642 | -4.84 | 0 | 0.52614 | 0 | 1.6728 | 0.21156
2025_05_24 Hr 13 | 0.49941 | 8.91e-05 | 0 | 0 | 0 | 0 | 0 | 0 | 0 | 0 | 0 | 0.02402 | 0.99 | 0.00693 | 0.43218 | 0.43218 | 0.74205 | 0 | 0.0064686 | 0.0049984 | 0.013303 | 0.077119 | 0 | 0 | 0 | 0 | 0 | 0.030765 | 0.017896 | 0.037413 | 0 | 0 | 2.0585 | 0 | 0 | 0.81115 | 0 | 0 | 0 | 0 | -0.081888 | 0.055558 | 0 | 0.0141 | 0 | -0.0294 | 0 | 0 | 0 | 0 | 0 | 0 | 0 | 0 | 2.9473 | 0.012019 | 9.8343e-05 | -1.0625 | 0 | 0 | 0 | 0 | 0 | 0 | 0 | -1.85 | 0 | 0 | 0 | 0 | 0 | 0 | 0 | 0 | 0 | -1.2531 | 1.822 | 0 | 0 | 0 | 1.7062 | 1.6438 | 1.2254 | 3.0551 | 0.11508 | 0.056743 | -0.49941 | 0.45971 | 0.18742 | 3.782 | 19.2427 | 22.3752 | -4.6944 | 0 | 0.52614 | 0 | 1.6728 | 0.21083
2025_05_24 Hr 14 | 0.61296 | 9.2412e-05 | 0 | 0 | 0 | 0 | 0 | 0 | 0 | 0 | 0 | 0.02402 | 0.78 | 0.0056487 | 0.43218 | 0.43218 | 0.74205 | 0 | 0.0064686 | 0.0049984 | 0.013303 | 0.077119 | 0 | 0 | 0 | 0 | 0 | 0.030765 | 0.017896 | 0.037413 | 0 | 0 | 2.0585 | 0 | 0 | 0.81115 | 0 | 0 | 0 | 0.048692 | -0.0011638 | 0.055558 | 0 | 0.014587 | 0 | -0.030489 | 0 | 0 | 0 | 0 | 0 | 0 | 0 | 0 | 2.6715 | 0.012019 | 9.8343e-05 | -1.0625 | 0 | 0 | 0 | 0 | 0 | 0 | 0 | -1.85 | 0 | 0 | 0 | 0 | 0 | 0 | 0 | 0 | 0 | -1.1582 | 1.822 | 0 | 0 | 0 | 1.593 | 1.6438 | 1.2254 | 3.0551 | 0.11508 | 0.056743 | -0.61296 | 0.45971 | 0.18742 | 3.782 | 18.8646 | 21.8874 | -4.7141 | 0 | 0.52614 | 0 | 1.6728 | 0.20982
2025_05_24 Hr 15 | 0.52222 | 9.7224e-05 | 0 | 0 | 0 | 0 | 0 | 0 | 0 | 0 | 0 | 0.02402 | 0.78 | 0.0059957 | 0.43218 | 0.43218 | 0.74205 | 0 | 0.0064686 | 0.0049984 | 0.013303 | 0.077119 | 0 | 0 | 0 | 0 | 0 | 0.030765 | 0.017896 | 0.037413 | 0 | 0 | 2.0585 | 0 | 0 | 0.81115 | 0 | 0 | 0 | 0.025067 | -0.0046326 | 0.055558 | 0 | 0.015483 | 0 | -0.032491 | 0 | 0 | 0 | 0 | 0 | 0 | 0 | 0 | 2.5335 | 0.012019 | 9.8343e-05 | -1.0625 | 0 | 0 | 0 | 0 | 0 | 0 | 0 | -1.85 | 0 | 0 | 0 | 0 | 0 | 0 | 0 | 0 | 0 | -1.1696 | 1.822 | 0 | 0 | 0 | 1.7845 | 1.6438 | 1.2254 | 3.0551 | 0.11508 | 0.056743 | -0.52222 | 0.45971 | 0.18742 | 3.782 | 18.8773 | 21.8499 | -4.6368 | 0 | 0.52614 | 0 | 1.6728 | 0.20908
2025_05_24 Hr 16 | 0.61282 | 0.000135 | 0 | 0 | 0 | 0 | 0 | 0 | 0 | 0 | 0 | 0.02402 | 0.81 | 0.0090717 | 0.43625 | 0.43625 | 0.74205 | 0 | 0.0064686 | 0.0049984 | 0.013303 | 0.077119 | 0 | 0 | 0 | 0 | 0 | 0.030765 | 0.017896 | 0.037413 | 0 | 0 | 2.0585 | 0 | 0 | 0.81115 | 0 | 0 | 0 | 0.038424 | -0.0067108 | 0.055558 | 0 | 0.022559 | 0 | -0.048299 | 0 | 0 | 0 | 0 | 0 | 0 | 0 | 0 | 2.7368 | 0.012019 | 9.8343e-05 | -1.0625 | 0 | 0 | 0 | 0 | 0 | 0 | 0 | -1.85 | 0 | 0 | 0 | 0 | 0 | 0 | 0 | 0 | 0 | -2.2879 | 1.822 | 0 | 0 | 0 | 1.754 | 1.652 | 1.2254 | 3.0551 | 0.11508 | 0.056743 | -0.61282 | 0.45971 | 0.18742 | 3.782 | 17.9689 | 22.1467 | -5.8615 | 0 | 0.52614 | 0 | 1.6728 | 0.20944
2025_05_24 Hr 17 | 0.43148 | 0.00021002 | 0 | 0 | 0 | 0 | 0 | 0 | 0 | 0 | 0 | 0.02402 | 0.72 | 0.013919 | 0.60223 | 0.60224 | 0.842 | 0 | 0.0064686 | 0.0049984 | 0.013303 | 0.077119 | 0 | 0 | 0 | 0 | 0 | 0.030765 | 0.017896 | 0.039097 | 0 | 0 | 2.0585 | 0 | 0 | 0.81115 | 0 | 0 | 0 | 0.36761 | -0.026703 | 0.055558 | 0 | 0.038939 | 0 | -0.084891 | 0 | 0 | 0 | 0 | 0 | 0 | 0 | 0 | 2.6715 | 0.012019 | 9.8343e-05 | -1.0625 | 0 | 0 | 0 | 0 | 0 | 0 | 0 | -1.85 | 0 | 0 | 0 | 0 | 0 | 0 | 0 | 0 | 0 | -5.6819 | 1.822 | 0 | 0 | 0 | 1.7845 | 2.0856 | 1.2254 | 3.0551 | 0.11508 | 0.056743 | -0.43148 | 0.45971 | 0.18742 | 3.782 | 15.1612 | 21.8455 | -9.1107 | 0 | 0.52614 | 0 | 1.6728 | 0.20949
2025_05_24 Hr 18 | 0.49933 | 0.00018303 | 0 | 0 | 0 | 0 | 0 | 0 | 0 | 0 | 0 | 0.02402 | 0.54 | 0.011581 | 0.85186 | 0.85194 | 0.84694 | 0 | 0.0064686 | 0.0049984 | 0.013303 | 0.077119 | 0 | 0 | 0 | 0 | 0 | 0.030765 | 0.017896 | 0.048288 | 0 | 0 | 2.0585 | 0 | 0 | 0.81115 | 0 | 0 | 0 | 0.021664 | -0.4215 | 0.055558 | 0 | 0.0432 | 0 | -0.094412 | 0 | 0 | 0 | 0 | 0 | 0 | 0 | 0 | 2.7368 | 0.012019 | 9.8343e-05 | -1.0625 | 0 | 0 | 0 | 0 | 0 | 0 | 0 | -1.85 | 0 | 0 | 0 | 0 | 0 | 0 | 0 | 0 | 0 | -7.5919 | 1.822 | 0 | 0 | 0 | 2.1284 | 2.599 | 1.2254 | 3.0551 | 0.11508 | 0.056743 | -0.49933 | 0.45971 | 0.18742 | 3.782 | 13.2414 | 22.1404 | -11.0982 | 0 | 0.52614 | 0 | 1.6728 | 0.20971
2025_05_24 Hr 19 | 0.45429 | 0.00013476 | 0 | 0 | 0 | 0 | 0 | 0 | 0 | 0 | 0 | 0.02402 | 0.18 | 0.0044523 | 1.1015 | 1.1016 | 1.0859 | 0 | 0.0064686 | 0.0049984 | 0.013303 | 0.077119 | 0 | 0 | 0 | 0 | 0 | 0.030765 | 0.017896 | 0.063958 | 0 | 0 | 2.0585 | 0 | 0 | 0.81115 | 0 | 0 | 0 | 0.29022 | -0.11431 | 0.055558 | 0 | 0.049823 | 0 | -0.10921 | 0 | 0 | 0 | 0 | 0 | 0 | 0 | 0 | 2.7368 | 0.012019 | 9.8343e-05 | -1.0625 | 0 | 0 | 0 | 0 | 0 | 0 | 0 | -1.85 | 0 | 0 | 0 | 0 | 0 | 0 | 0 | 0 | 0 | -12.3571 | 1.822 | 0 | 0 | 0 | 1.6061 | 3.353 | 1.2254 | 3.0551 | 0.11508 | 0.056743 | -0.45429 | 0.45971 | 0.18742 | 3.782 | 8.9024 | 21.2066 | -15.8331 | 0 | 0.52614 | 0 | 1.6728 | 0.21047
2025_05_24 Hr 20 | 0.090742 | 3.5533e-05 | 0 | 0 | 0 | 0 | 0 | 0 | 0 | 0 | 0 | 0.02402 | 0.09 | 0.0021396 | 1.2159 | 1.2159 | 1.1517 | 0 | 0.0064686 | 0.0049984 | 0.013303 | 0.077119 | 0 | 0 | 0 | 0 | 0 | 0.030765 | 0.017896 | 0.053504 | 0 | 0 | 2.0585 | 0 | 0 | 0.81115 | 0 | 0 | 0 | 0 | -0.34638 | 0.055558 | 0 | 0.047887 | 0 | -0.10488 | 0 | 0 | 0 | 0 | 0 | 0 | 0 | 0 | 2.9473 | 0.012019 | 9.8343e-05 | -1.0625 | 0 | 0 | 0 | 0 | 0 | 0 | 0 | -1.85 | 0 | 0 | 0 | 0 | 0 | 0 | 0 | 0 | 0 | -12.1182 | 1.822 | 0 | 0 | 0 | 1.6452 | 3.637 | 1.2254 | 3.0551 | 0.11508 | 0.056743 | -0.090742 | 0.45971 | 0.18742 | 3.782 | 9.0639 | 20.9995 | -15.2263 | 0 | 0.52614 | 0 | 1.6728 | 0.20965
2025_05_24 Hr 21 | 0 | 4.8415e-06 | 0 | 0 | 0 | 0 | 0 | 0 | 0 | 0 | 0 | 0.02402 | 0.03 | 0.0012911 | 1.2142 | 1.2142 | 1.1407 | 0 | 0.0064686 | 0.0049984 | 0.013303 | 0.077119 | 0 | 0 | 0 | 0 | 0 | 0.030765 | 0.017896 | 0.092845 | 0 | 0 | 2.0585 | 0 | 0 | 0.81115 | 0 | 0 | 0 | 0 | -0.48263 | 0.055558 | 0 | 0.086686 | 0 | -0.19156 | 0 | 0 | 0 | 0 | 0 | 0 | 0 | 0 | 2.9473 | 0.012019 | 9.8343e-05 | -1.0625 | 0 | 0 | 0 | 0 | 0 | 0 | 0 | -1.85 | 0 | 0 | 0 | 0 | 0 | 0 | 0 | 0 | 0 | -11.7068 | 1.822 | 0 | 0 | 0 | 1.2143 | 3.6619 | 1.2254 | 3.0551 | 0.11508 | 0.056743 | 0 | 0.45971 | 0.18742 | 3.782 | 8.7859 | 20.4174 | -14.8108 | 0 | 0.52614 | 0 | 1.6728 | 0.20998
2025_05_24 Hr 22 | 0 | 0 | 0 | 0 | 0 | 0 | 0 | 0 | 0 | 0 | 0 | 0.02402 | 0.24 | 0.0055205 | 1.2159 | 1.2159 | 1.1517 | 0 | 0.0064686 | 0.0049984 | 0.013303 | 0.077119 | 0 | 0 | 0 | 0 | 0 | 0.030765 | 0.017896 | 0.063547 | 0 | 0 | 2.0585 | 0 | 0 | 0.81115 | 0 | 0 | 0 | 0.068033 | -0.1463 | 0.055558 | 0 | 0.046333 | 0 | -0.10141 | 0 | 0 | 0 | 0 | 0 | 0 | 0 | 0 | 2.9473 | 0.012019 | 9.8343e-05 | -1.0625 | 0 | 0 | 0 | 0 | 0 | 0 | 0 | -1.85 | 0 | 0 | 0 | 0 | 0 | 0 | 0 | 0 | 0 | -12.6705 | 1.822 | 0 | 0 | 0 | 1.0011 | 3.6471 | 1.2254 | 3.0551 | 0.11508 | 0.056743 | 0 | 0.45971 | 0.18742 | 3.782 | 8.303 | 20.4186 | -15.6845 | 0 | 0.52614 | 0 | 1.6728 | 0.21025
2025_05_24 Hr 23 | 0 | 0 | 0 | 0 | 0 | 0 | 0 | 0 | 0 | 0 | 0 | 0.02402 | 0.96 | 0.046048 | 1.2159 | 1.2159 | 1.1871 | 0 | 0.0064686 | 0.0049984 | 0.013303 | 0.077119 | 0 | -0.52144 | 0 | 0 | 0 | 0.030765 | 0.017896 | 0.094529 | 0 | 0 | 2.0585 | 0 | 0 | 0.81115 | 0 | 0 | 0 | 0.21983 | -0.36569 | 0.055558 | 0 | 0.096618 | 0 | -0.21375 | 0 | 0 | 0 | 0 | 0 | 0 | 0 | 0 | 2.7368 | 0.012019 | 9.8343e-05 | 0 | 0 | 0 | 0 | 0 | 0 | 0 | 0 | 0 | -1.575 | 0 | 0 | 0 | 0 | 0 | 0 | 0 | 0 | -29.7693 | 1.822 | 0 | 0 | 0 | 1.0011 | 3.7135 | 1.2254 | 3.0551 | 0.11508 | 0.056743 | 0 | 0.45971 | 0.18742 | 3.782 | -7.5452 | 20.9667 | -32.0795 | 0 | 0.52614 | 0 | 1.6728 | 0.20835
2025_05_24 Hr 24 | 0 | 0 | 0 | 0 | 0 | 0 | 0 | 0 | 0 | 0 | 0 | 0.02402 | 1.44 | 0.022569 | 0.62811 | 0.62811 | 0.76353 | 0 | 0.0064686 | 0.0049984 | 0.013303 | 0.077119 | 0 | -1.3864 | 0 | 0 | 0 | 0.030765 | 0.017896 | 0.037413 | 0 | 0 | 2.0585 | 0 | 0 | 0.81115 | 0 | 0 | 0 | 0.10899 | -0.59092 | 0.055558 | 0 | 0.03157 | 0 | -0.068429 | 0 | 0 | 0 | 0 | 0 | 0 | 0 | 0 | 2.9473 | 0.012019 | 9.8343e-05 | 0 | 0 | 0 | 0 | 0 | 0 | 0 | 0 | 0 | -1.575 | 0 | 0 | 0 | 0 | 0 | 0 | 0 | 0 | -2.2508 | 1.822 | 0 | 0 | 0 | 1.1142 | 2.0572 | 1.2254 | 3.0551 | 0.11508 | 0.056743 | 0 | 0.45971 | 0.18742 | 3.782 | 18.0397 | 21.7451 | -5.2806 | 0 | 0.52614 | 0 | 1.6728 | 0.20655
2025_05_25 Hr 01 | 0 | 0 | 0 | 0 | 0 | 0 | 0 | 0 | 0 | 0 | 0 | 0.02402 | 1.56 | 0.024872 | 0.43218 | 0.43218 | 0.76353 | 0 | 0.0064686 | 0.0049984 | 0.013303 | 0.077119 | 0 | -1.3792 | 0 | 0 | 0 | 0.030765 | 0.017896 | 0.037413 | 0 | 0 | 2.0585 | 0 | 0 | 0.81115 | 0 | 0 | 0 | 0.25399 | -0.08208 | 0.055558 | 0 | 0.032115 | 0 | -0.069647 | 0 | 0 | 0 | 0 | 0 | 0 | 0 | 0 | 3.078 | 0.012019 | 9.8343e-05 | 0 | 0 | 0 | 0 | 0 | 0 | 0 | 0 | 0 | -1.575 | 0 | 0 | 0 | 0 | 0 | 0 | 0 | 0 | -2.3614 | 1.822 | 0 | 0 | 0 | 1.1621 | 1.6653 | 1.2254 | 3.0551 | 0.11508 | 0.056743 | 0 | 0.45971 | 0.18742 | 3.782 | 18.4947 | 22.0428 | -5.3852 | 0 | 0.52614 | 0 | 1.6728 | 0.20338
2025_05_25 Hr 02 | 0 | 0 | 0 | 0 | 0 | 0 | 0 | 0 | 0 | 0 | 0 | 0.02402 | 1.53 | 0.023066 | 0.43391 | 0.43392 | 0.76353 | 0 | 0.0064686 | 0.0049984 | 0.013303 | 0.077119 | 0 | -1.4024 | 0 | 0 | 0 | 0.030765 | 0.017896 | 0.037413 | 0 | 0 | 2.0585 | 0 | 0 | 0.81115 | 0 | 0 | 0 | 0.5864 | 0 | 0.055558 | 0 | 0.030367 | 0 | -0.065741 | 0 | 0 | 0 | 0 | 0 | 0 | 0 | 0 | 2.9473 | 0.012019 | 9.8343e-05 | 0 | 0 | 0 | 0 | 0 | 0 | 0 | 0 | 0 | -1.575 | 0 | 0 | 0 | 0 | 0 | 0 | 0 | 0 | -1.8048 | 1.822 | 0 | 0 | 0 | 1.1534 | 1.6688 | 1.2254 | 3.0551 | 0.11508 | 0.056743 | 0 | 0.45971 | 0.18742 | 3.782 | 19.2778 | 21.8707 | -4.848 | 0 | 0.52614 | 0 | 1.6728 | 0.20248
2025_05_25 Hr 03 | 0 | 0 | 0 | 0 | 0 | 0 | 0 | 0 | 0 | 0 | 0 | 0.02402 | 1.14 | 0.01633 | 0.43218 | 0.43218 | 0.76353 | 0 | 0.0064686 | 0.0049984 | 0.013303 | 0.077119 | 0 | -1.4226 | 0 | 0 | 0 | 0.030765 | 0.017896 | 0.037413 | 0 | 0 | 2.0585 | 0 | 0 | 0.81115 | 0 | 0 | 0 | 0.24773 | 0 | 0.055558 | 0 | 0.028853 | 0 | -0.06236 | 0 | 0 | 0 | 0 | 0 | 0 | 0 | 0 | 3.2885 | 0.012019 | 9.8343e-05 | 0 | 0 | 0 | 0 | 0 | 0 | 0 | 0 | 0 | -1.575 | 0 | 0 | 0 | 0 | 0 | 0 | 0 | 0 | -1.347 | 1.822 | 0 | 0 | 0 | 1.5843 | 1.6653 | 1.2254 | 3.0551 | 0.11508 | 0.056743 | 0 | 0.45971 | 0.18742 | 3.782 | 19.7522 | 22.2462 | -4.4069 | 0 | 0.52614 | 0 | 1.6728 | 0.20259
2025_05_25 Hr 04 | 0 | 0 | 0 | 0 | 0 | 0 | 0 | 0 | 0 | 0 | 0 | 0.02402 | 0.78 | 0.011324 | 0.43218 | 0.43218 | 0.76353 | 0 | 0.0064686 | 0.0049984 | 0.013303 | 0.077119 | 0 | -1.4174 | 0 | 0 | 0 | 0.030765 | 0.017896 | 0.037413 | 0 | 0 | 2.0585 | 0 | 0 | 0.81115 | 0 | 0 | 0 | 0.3294 | 0 | 0.055558 | 0 | 0.029243 | 0 | -0.063231 | 0 | 0 | 0 | 0 | 0 | 0 | 0 | 0 | 2.9473 | 0.012019 | 9.8343e-05 | 0 | 0 | 0 | 0 | 0 | 0 | 0 | 0 | 0 | -1.575 | 0 | 0 | 0 | 0 | 0 | 0 | 0 | 0 | -1.3957 | 1.822 | 0 | 0 | 0 | 1.4537 | 1.6653 | 1.2254 | 3.0551 | 0.11508 | 0.056743 | 0 | 0.45971 | 0.18742 | 3.782 | 18.9528 | 21.4093 | -4.4513 | 0 | 0.52614 | 0 | 1.6728 | 0.20254
2025_05_25 Hr 05 | 0 | 0 | 0 | 0 | 0 | 0 | 0 | 0 | 0 | 0 | 0 | 0.02402 | 0.54 | 0.0092096 | 0.56739 | 0.56739 | 0.76353 | 0 | 0.0064686 | 0.0049984 | 0.013303 | 0.077119 | 0 | -1.3494 | 0 | 0 | 0 | 0.030765 | 0.017896 | 0.037413 | 0 | 0 | 2.0585 | 0 | 0 | 0.81115 | 0 | 0 | 0 | 0.039007 | -0.31575 | 0.055558 | 0 | 0.034353 | 0 | -0.074646 | 0 | 0 | 0 | 0 | 0 | 0 | 0 | 0 | 2.7368 | 0.012019 | 9.8343e-05 | 0 | 0 | 0 | 0 | 0 | 0 | 0 | 0 | 0 | -1.575 | 0 | 0 | 0 | 0 | 0 | 0 | 0 | 0 | -1.3573 | 1.822 | 0 | 0 | 0 | 1.4537 | 1.9357 | 1.2254 | 3.0551 | 0.11508 | 0.056743 | 0 | 0.45971 | 0.18742 | 3.782 | 18.2602 | 20.9576 | -4.3564 | 0 | 0.52614 | 0 | 1.6728 | 0.20346
2025_05_25 Hr 06 | 0.02274 | 0 | 0 | 0 | 0 | 0 | 0 | 0 | 0 | 0 | 0 | 0.02402 | 0.45 | 0.0092673 | 0.81703 | 0.81706 | 1.0813 | 0 | 0.0064686 | 0.0049984 | 0.013303 | 0.077119 | 0 | -1.2546 | 0 | 0 | 0 | 0.030765 | 0.017896 | 0.037413 | 0 | 0 | 2.0585 | 0 | 0 | 0.81115 | 0 | 0 | 0 | 0 | -1.4111 | 0.055558 | 0 | 0.041482 | 0 | -0.090573 | 0 | 0 | 0 | 0 | 0 | 0 | 0 | 0 | 2.5335 | 0.012019 | 9.8343e-05 | 0 | 0 | 0 | 0 | 0 | 0 | 0 | 0 | 0 | -1.575 | 0 | 0 | 0 | 0 | 0 | 0 | 0 | 0 | -3.7125 | 1.822 | 0 | 0 | 0 | 1.2535 | 2.7528 | 1.2254 | 3.0551 | 0.11508 | 0.056743 | -0.02274 | 0.45971 | 0.18742 | 3.782 | 15.1727 | 20.4865 | -6.6554 | 0 | 0.52614 | 0 | 1.6728 | 0.20303
2025_05_25 Hr 07 | 0.090669 | 0 | 0 | 0 | 0 | 0 | 0 | 0 | 0 | 0 | 0 | 0.02402 | 0.33 | 0.0042173 | 0.56739 | 0.56741 | 0.84447 | 0 | 0.0064686 | 0.0049984 | 0.013303 | 0.077119 | 0 | -1.4639 | 0 | 0 | 0 | 0.030765 | 0.017896 | 0.047488 | 0 | 0 | 2.0585 | 0 | 0 | 0.81115 | 0 | 0 | 0 | 0.052091 | -0.6925 | 0.055558 | 0 | 0.025742 | 0 | -0.055409 | 0 | 0 | 0 | 0 | 0 | 0 | 0 | 0 | 2.7368 | 0.012019 | 9.8343e-05 | 0 | 0 | 0 | 0 | 0 | 0 | 0 | 0 | 0 | -1.575 | 0 | 0 | 0 | 0 | 0 | 0 | 0 | 0 | -3.2316 | 1.822 | 0 | 0 | 0 | 1.0228 | 2.0268 | 1.2254 | 3.0551 | 0.11508 | 0.056743 | -0.090669 | 0.45971 | 0.18742 | 3.782 | 15.3722 | 20.4025 | -6.4166 | 0 | 0.52614 | 0 | 1.6728 | 0.20352
2025_05_25 Hr 08 | 0.36362 | 3.9056e-06 | 0 | 0 | 0 | 0 | 0 | 0 | 0 | 0 | 0 | 0.02402 | 0.18 | 0.0021871 | 0.43738 | 0.43738 | 0.75303 | 0 | 0.0064686 | 0.0049984 | 0.013303 | 0.077119 | 0 | -1.4808 | 0 | 0 | 0 | 0.030765 | 0.017896 | 0.037413 | 0 | 0 | 2.0585 | 0 | 0 | 0.81115 | 0 | 0 | 0 | 0.051042 | -0.22377 | 0.055558 | 0 | 0.024475 | 0 | -0.052578 | 0 | 0 | 0 | 0 | 0 | 0 | 0 | 0 | 2.6715 | 0.012019 | 9.8343e-05 | 0 | 0 | 0 | 0 | 0 | 0 | 0 | 0 | 0 | -1.575 | 0 | 0 | 0 | 0 | 0 | 0 | 0 | 0 | -3.1699 | 1.822 | 0 | 0 | 0 | 0.80085 | 1.6652 | 1.2254 | 3.0551 | 0.11508 | 0.056743 | -0.36362 | 0.45971 | 0.18742 | 3.782 | 15.0885 | 20.2379 | -6.6419 | 0 | 0.52614 | 0 | 1.6728 | 0.20539
2025_05_25 Hr 09 | 0.52222 | 3.2918e-05 | 0 | 0 | 0 | 0 | 0 | 0 | 0 | 0 | 0 | 0.02402 | 0.18 | 0.0031782 | 0.56739 | 0.56742 | 0.764 | 0 | 0.0064686 | 0.0049984 | 0.013303 | 0.077119 | 0 | -1.3333 | 0 | 0 | 0 | 0.030765 | 0.017896 | 0.037413 | 0 | 0 | 2.0585 | 0 | 0 | 0.81115 | 0 | 0 | 0 | 0.012412 | -0.21947 | 0.055558 | 0 | 0.035566 | 0 | -0.077356 | 0 | 0 | 0 | 0 | 0 | 0 | 0 | 0 | 2.4682 | 0.012019 | 9.8343e-05 | 0 | 0 | 0 | 0 | 0 | 0 | 0 | 0 | 0 | -1.575 | 0 | 0 | 0 | 0 | 0 | 0 | 0 | 0 | -6.4029 | 1.822 | 0 | 0 | 0 | 0.45266 | 1.9362 | 1.2254 | 3.0551 | 0.11508 | 0.056743 | -0.52222 | 0.45971 | 0.18742 | 3.782 | 11.6662 | 19.8478 | -9.9108 | 0 | 0.52614 | 0 | 1.6728 | 0.20714
2025_05_25 Hr 10 | 0.54503 | 9.6963e-05 | 0 | 0 | 0 | 0 | 0 | 0 | 0 | 0 | 0 | 0.02402 | 0.36 | 0.0063508 | 0.81703 | 0.81706 | 0.75303 | 0 | 0.0064686 | 0.0049984 | 0.013303 | 0.077119 | 0 | -1.3337 | 0 | 0 | 0 | 0.030765 | 0.017896 | 0.037413 | 0 | 0 | 2.0585 | 0 | 0 | 0.81115 | 0 | 0 | 0 | 0.0043837 | -0.22988 | 0.055558 | 0 | 0.035534 | 0 | -0.077285 | 0 | 0 | 0 | 0 | 0 | 0 | 0 | 0 | 2.1197 | 0.012019 | 9.8343e-05 | 0 | 0 | 0 | 0 | 0 | 0 | 0 | 0 | 0 | -1.575 | 0 | 0 | 0 | 0 | 0 | 0 | 0 | 0 | -6.2821 | 1.822 | 0 | 0 | 0 | 0.47007 | 2.4245 | 1.2254 | 3.0551 | 0.11508 | 0.056743 | -0.54503 | 0.45971 | 0.18742 | 3.782 | 12.1098 | 19.7238 | -9.8131 | 0 | 0.52614 | 0 | 1.6728 | 0.20813
2025_05_25 Hr 11 | 0.59015 | 0.00017126 | 0 | 0 | 0 | 0 | 0 | 0 | 0 | 0 | 0 | 0.02402 | 0.6 | 0.011884 | 1.0667 | 1.0667 | 1.0237 | 0 | 0.0064686 | 0.0049984 | 0.013303 | 0.077119 | 0 | -1.2757 | 0 | 0 | 0 | 0.030765 | 0.017896 | 0.037413 | 0 | 0 | 2.0585 | 0 | 0 | 0.81115 | 0 | 0 | 0 | 0.08176 | -0.27957 | 0.055558 | 0 | 0.039896 | 0 | -0.087029 | 0 | 0 | 0 | 0 | 0 | 0 | 0 | 0 | 2.1197 | 0.012019 | 9.8343e-05 | 0 | 0 | 0 | 0 | 0 | 0 | 0 | 0 | 0 | -1.575 | 0 | 0 | 0 | 0 | 0 | 0 | 0 | 0 | -9.176 | 1.822 | 0 | 0 | 0 | 0.66157 | 3.1945 | 1.2254 | 3.0551 | 0.11508 | 0.056743 | -0.59015 | 0.45971 | 0.18742 | 3.782 | 10.4992 | 20.2065 | -12.7039 | 0 | 0.52614 | 0 | 1.6728 | 0.20855
2025_05_25 Hr 12 | 0.65801 | 0.00023784 | 0 | 0 | 0 | 0 | 0 | 0 | 0 | 0 | 0 | 0.02402 | 0.66 | 0.014406 | 1.1887 | 1.1887 | 0.98349 | 0 | 0.0064686 | 0.0049984 | 0.013303 | 0.077119 | 0 | -1.2216 | 0 | 0 | 0 | 0.030765 | 0.017896 | 0.056257 | 0 | 9.4672 | 2.0585 | 0 | 0.44178 | 0.81115 | 0 | 0 | 0 | 0.036171 | -0.77775 | 0.055558 | 0 | 0.0037418 | 0 | -0.096123 | 0 | 0 | 0 | 0 | 0 | 0 | 0 | 0 | 1.7785 | 0.012019 | 9.8343e-05 | 0 | 0 | 0 | 0 | 0 | 0 | 0 | 0 | 0 | -1.575 | 0 | 0 | 0 | 0 | 0 | 0 | 0 | 0 | -13.7317 | 1.822 | 0 | 0 | 0 | 0.77039 | 7.0192 | 1.2254 | 3.0551 | 0.11508 | 0.056743 | -0.65801 | 0.45971 | 0.18742 | 3.782 | 9.5422 | 20.547 | -17.2825 | 0 | 0.52614 | 0 | 1.6728 | 0.20922
2025_05_25 Hr 13 | 0.59015 | 0.00027253 | 0 | 0 | 0 | 0 | 0 | 0 | 0 | 0 | 0 | 0.02402 | 0.57 | 0.012408 | 1.1899 | 1.1899 | 1.0176 | 0 | 0.0064686 | 0.0049984 | 0.013303 | 0.077119 | 0 | -1.2232 | 0 | 0 | 0 | 0.030765 | 0.017896 | 0.040782 | 0 | 3.7769 | 2.0585 | 0 | 0.46819 | 0.81115 | 0 | 0 | 0 | 0.55845 | -0.051894 | 0.055558 | 0 | 0.0037318 | 0 | -0.095859 | 0 | 0 | 0 | 0 | 0 | 0 | 0 | 0 | 1.7132 | 0.012019 | 9.8343e-05 | 0 | 0 | 0 | 0 | 0 | 0 | 0 | 0 | 0 | -1.575 | 0 | 0 | 0 | 0 | 0 | 0 | 0 | 0 | -15.7815 | 1.822 | 0 | 0 | 0 | 0.63111 | 7.2151 | 1.2254 | 3.0551 | 0.11508 | 0.056743 | -0.59015 | 0.45971 | 0.18742 | 3.782 | 8.665 | 20.2089 | -19.2657 | 0 | 0.52614 | 0 | 1.6728 | 0.20918
2025_05_25 Hr 14 | 0.59 | 0.00030032 | 0 | 0 | 0 | 0 | 0 | 0 | 0 | 0 | 0 | 0.02402 | 0.33 | 0.0076794 | 1.2142 | 1.2142 | 1.1298 | 0 | 0.0064686 | 0.0049984 | 0.013303 | 0.077119 | 0 | -1.1829 | 0 | 0 | 0 | 0.030765 | 0.017896 | 0.047488 | 0 | 4.1651 | 2.0585 | 0 | 0.52679 | 0.81115 | 0 | 0 | 0 | 0.36055 | 0 | 0.055558 | 0 | 0.0039893 | 0 | -0.10262 | 0 | 0 | 0 | 0 | 0 | 0 | 0 | 0 | 1.51 | 0.012019 | 9.8343e-05 | 0 | 0 | 0 | 0 | 0 | 0 | 0 | 0 | 0 | -1.575 | 0 | 0 | 0 | 0 | 0 | 0 | 0 | 0 | -17.2176 | 1.822 | 0 | 0 | 0 | 0.43089 | 7.7707 | 1.2254 | 3.0551 | 0.11508 | 0.056743 | -0.59 | 0.45971 | 0.18742 | 3.782 | 7.0813 | 19.6181 | -20.6681 | 0 | 0.52614 | 0 | 1.6728 | 0.20809
2025_05_25 Hr 15 | 0.5451 | 0.00027669 | 0 | 0 | 0 | 0 | 0 | 0 | 0 | 0 | 0 | 0.02402 | 0.21 | 0.0043454 | 1.2159 | 1.2159 | 1.1407 | 0 | 0.0064686 | 0.0049984 | 0.013303 | 0.077119 | 0 | -1.252 | 0 | 0 | 0 | 0.030765 | 0.017896 | 0.037413 | 0 | 4.1738 | 2.0585 | 0 | 0.5281 | 0.81115 | 0 | 0 | 0 | 0.13354 | -0.0029312 | 0.055558 | 0 | 0.0035473 | 0 | -0.091017 | 0 | 0 | 0 | 0 | 0 | 0 | 0 | 0 | 1.372 | 0.012019 | 9.8343e-05 | 0 | 0 | 0 | 0 | 0 | 0 | 0 | 0 | 0 | -1.575 | 0 | 0 | 0 | 0 | 0 | 0 | 0 | 0 | -14.6282 | 1.822 | 0 | 0 | 0 | 0.7138 | 7.7837 | 1.2254 | 3.0551 | 0.11508 | 0.056743 | -0.5451 | 0.45971 | 0.18742 | 3.782 | 9.4191 | 19.5961 | -18.0914 | 0 | 0.52614 | 0 | 1.6728 | 0.20803
2025_05_25 Hr 16 | 0.45444 | 0.0003115 | 0 | 0 | 0 | 0 | 0 | 0 | 0 | 0 | 0 | 0.02402 | 0.27 | 0.0064929 | 1.2159 | 1.2159 | 1.1188 | 0 | 0.0064686 | 0.0049984 | 0.013303 | 0.077119 | 0 | -1.1621 | 0 | 0 | 0 | 0.030765 | 0.017896 | 0.057941 | 0 | 4.1738 | 2.0585 | 0 | 0.5281 | 0.81115 | 0 | 0 | 0 | 0.17049 | 0 | 0.055558 | 0 | 0.0041225 | 0 | -0.10611 | 0 | 0 | 0 | 0 | 0 | 0 | 0 | 0 | 1.2994 | 0.012019 | 9.8343e-05 | 0 | 0 | 0 | 0 | 0 | 0 | 0 | 0 | 0 | -1.575 | 0 | 0 | 0 | 0 | 0 | 0 | 0 | 0 | -16.5281 | 1.822 | 0 | 0 | 0 | 0.75298 | 7.7823 | 1.2254 | 3.0551 | 0.11508 | 0.056743 | -0.45444 | 0.45971 | 0.18742 | 3.782 | 7.6606 | 19.5336 | -19.8258 | 0 | 0.52614 | 0 | 1.6728 | 0.20738
2025_05_25 Hr 17 | 0.59008 | 0.00030852 | 0 | 0 | 0 | 0 | 0 | 0 | 0 | 0 | 0 | 0.02402 | 0.24 | 0.0063811 | 1.2159 | 1.2159 | 1.0859 | 0 | 0.0064686 | 0.0049984 | 0.013303 | 0.077119 | 0 | -1.0941 | 0 | 0 | 0 | 0.030765 | 0.017896 | 0.065653 | 0 | 4.1738 | 2.0585 | 0 | 0.5281 | 0.81115 | 0 | 0 | 0 | 0.072366 | -0.22861 | 0.055558 | 0 | 0.0045579 | 0 | -0.11755 | 0 | 0 | 0 | 0 | 0 | 0 | 0 | 0 | 1.0236 | 0.012019 | 9.8343e-05 | 0 | 0 | 0 | 0 | 0 | 0 | 0 | 0 | 0 | -1.575 | 0 | 0 | 0 | 0 | 0 | 0 | 0 | 0 | -16.7653 | 1.822 | 0 | 0 | 0 | 0.68334 | 7.7571 | 1.2254 | 3.0551 | 0.11508 | 0.056743 | -0.59008 | 0.45971 | 0.18742 | 3.782 | 6.753 | 19.2941 | -20.142 | 0 | 0.52614 | 0 | 1.6728 | 0.20792
2025_05_25 Hr 18 | 0.76873 | 0.00025986 | 0 | 0 | 0 | 0 | 0 | 0 | 0 | 0 | 0 | 0.02402 | 0.33 | 0.0096141 | 1.2159 | 1.2159 | 1.1188 | 0 | 0.0064686 | 0.0049984 | 0.013303 | 0.077119 | 0 | -1.0259 | 0 | 0 | 0 | 0.030765 | 0.017896 | 0.072132 | 0 | 4.1738 | 2.0585 | 0 | 0.5281 | 0.81115 | 0 | 0 | 0 | 0.77542 | 0 | 0.055558 | 0 | 0.0034336 | 0 | -0.129 | 0 | 0 | 0 | 0 | 0 | 0 | 0 | 0 | 0.95824 | 0.012019 | 9.8343e-05 | 0 | 0 | 0 | 0 | 0 | 0 | 0 | 0 | 0 | -1.575 | 0 | 0 | 0 | 0 | 0 | 0 | 0 | 0 | -21.0927 | 1.822 | 0 | 2.9278 | 0 | 0.25244 | 9.6061 | 1.2254 | 3.0551 | 0.11508 | 0.056743 | -0.76873 | 0.45971 | 0.18742 | 3.782 | 4.86 | 19.0698 | -24.5913 | 0 | 0.52614 | 0 | 1.6728 | 0.20803
2025_05_25 Hr 19 | 0.49941 | 0.00015769 | 0 | 0 | 0 | 0 | 0 | 0 | 0 | 0 | 0 | 0.02402 | 0.36 | 0.010359 | 1.2159 | 1.2159 | 1.1517 | 0 | 0.0064686 | 0.0049984 | 0.013303 | 0.077119 | 0 | -1.0355 | 0 | 0 | 0 | 0.030765 | 0.017896 | 0.07926 | 0 | 4.1738 | 2.0585 | 0 | 0.5281 | 0.81115 | 0 | 0 | 0 | 0.762 | 0 | 0.055558 | 0 | 0.0033912 | 0 | -0.12738 | 0 | 0 | 0 | 0 | 0 | 0 | 0 | 0 | 0.82031 | 0.012019 | 9.8343e-05 | 0 | 0 | 0 | 0 | 0 | 0 | 0 | 0 | 0 | -1.575 | 0 | 0 | 0 | 0 | 0 | 0 | 0 | 0 | -21.7233 | 1.822 | 0 | 1.8576 | 0 | 0.40043 | 9.6942 | 1.2254 | 3.0551 | 0.11508 | 0.056743 | -0.49941 | 0.45971 | 0.18742 | 3.782 | 4.3375 | 18.8419 | -24.9606 | 0 | 0.52614 | 0 | 1.6728 | 0.20874
2025_05_25 Hr 20 | 0.090742 | 7.524e-05 | 0 | 0 | 0 | 0 | 0 | 0 | 0 | 0 | 0 | 0.02402 | 0.66 | 0.023408 | 1.2159 | 1.2159 | 1.1517 | 0 | 0.0064686 | 0.0049984 | 0.013303 | 0.077119 | 0 | -0.85625 | 0 | 0 | 0 | 0.030765 | 0.017896 | 0.10014 | 0 | 4.1738 | 2.0585 | 0 | 0.5281 | 0.81115 | 0 | 0 | 0 | 0.17094 | -0.015631 | 0.055558 | 0 | 0.00418 | 0 | -0.1575 | 0 | 0 | 0 | 0 | 0 | 0 | 0 | 0 | 0.75498 | 0.012019 | 9.8343e-05 | 0 | 0 | 0 | 0 | 0 | 0 | 0 | 0 | 0 | -1.575 | 0 | 0 | 0 | 0 | 0 | 0 | 0 | 0 | -30.4351 | 1.822 | 0 | 2.197 | 0 | 0.75298 | 10.0544 | 1.2254 | 3.0551 | 0.11508 | 0.056743 | -0.090742 | 0.45971 | 0.18742 | 3.782 | -3.8722 | 19.0326 | -33.1146 | 0 | 0.52614 | 0 | 1.6728 | 0.20787
2025_05_25 Hr 21 | 0 | 1.458e-05 | 0 | 0 | 0 | 0 | 0 | 0 | 0 | 0 | 0 | 0.02402 | 1.35 | 0.068039 | 1.2142 | 1.2142 | 1.1407 | 0 | 0.0064686 | 0.0049984 | 0.013303 | 0.077119 | 0 | -0.45626 | 0 | 0 | 0 | 0.030765 | 0.017896 | 0.098461 | 0 | 4.1651 | 2.0585 | 0 | 0.52679 | 0.81115 | 0 | 0 | 0 | 0.25137 | -0.0047714 | 0.055558 | 0 | 0.0059399 | 0 | -0.2247 | 0 | 0 | 0 | 0 | 0 | 0 | 0 | 0 | 1.2994 | 0.012019 | 9.8343e-05 | 0 | 0 | 0 | 0 | 0 | 0 | 0 | 0 | 0 | -1.575 | 0 | 0 | 0 | 0 | 0 | 0 | 0 | 0 | -22.1675 | 1.822 | 0 | 2.1938 | 0 | 0.59193 | 10.0265 | 1.2254 | 3.0551 | 0.11508 | 0.056743 | 0 | 0.45971 | 0.18742 | 3.782 | 5.9086 | 20.059 | -24.4235 | 0 | 0.52614 | 0 | 1.6728 | 0.20835
2025_05_25 Hr 22 | 0 | 0 | 0 | 0 | 0 | 0 | 0 | 0 | 0 | 0 | 0 | 0.02402 | 1.23 | 0.034976 | 1.2159 | 1.2159 | 1.1517 | 0 | 0.0064686 | 0.0049984 | 0.013303 | 0.077119 | 0 | -1.0446 | 0 | 0 | 0 | 0.030765 | 0.017896 | 0.10014 | 0 | 4.1738 | 2.0585 | 0 | 0.5281 | 0.81115 | 0 | 0 | 0 | 0.432 | -0.016775 | 0.055558 | 0 | 0.0033513 | 0 | -0.12586 | 0 | 0 | 0 | 0 | 0 | 0 | 0 | 0 | 1.7785 | 0.012019 | 9.8343e-05 | 0 | 0 | 0 | 0 | 0 | 0 | 0 | 0 | 0 | -1.575 | 0 | 0 | 0 | 0 | 0 | 0 | 0 | 0 | -24.4904 | 1.822 | 0 | 1.8592 | 0 | 0.5397 | 9.7166 | 1.2254 | 3.0551 | 0.11508 | 0.056743 | 0 | 0.45971 | 0.18742 | 3.782 | 3.2284 | 20.3325 | -27.2359 | 0 | 0.52614 | 0 | 1.6728 | 0.20668
2025_05_25 Hr 23 | 0 | 0 | 0 | 0 | 0 | 0 | 0 | 0 | 0 | 0 | 0 | 0.02402 | 1.14 | 0.036621 | 1.2142 | 1.2142 | 1.1758 | 0 | 0.0064686 | 0.0049984 | 0.013303 | 0.077119 | 0 | -0.94578 | 0 | 0 | 0 | 0.030765 | 0.017896 | 0.084866 | 0 | 4.2342 | 2.0585 | 0 | 0.53795 | 0.81115 | 0 | 0 | 0 | 0.20483 | -0.34296 | 0.055558 | 0 | 0.005507 | 0 | -0.14246 | 0 | 0 | 0 | 0 | 0 | 0 | 0 | 0 | 1.372 | 0.012019 | 9.8343e-05 | 0 | 0 | 0 | 0 | 0 | 0 | 0 | 0 | 0 | -1.575 | 0 | 0 | 0 | 0 | 0 | 0 | 0 | 0 | -19.758 | 1.822 | 0 | 0 | 0 | 0.30902 | 7.9233 | 1.2254 | 3.0551 | 0.11508 | 0.056743 | 0 | 0.45971 | 0.18742 | 3.782 | 4.9802 | 19.6163 | -22.4213 | 0 | 0.52614 | 0 | 1.6728 | 0.20626
2025_05_25 Hr 24 | 0 | 0 | 0 | 0 | 0 | 0 | 0 | 0 | 0 | 0 | 0 | 0.02402 | 1.32 | 0.031065 | 1.2159 | 1.2159 | 1.1871 | 0 | 0.0064686 | 0.0049984 | 0.013303 | 0.077119 | 0 | -1.1759 | 0 | 0 | 0 | 0.030765 | 0.017896 | 0.053094 | 0 | 4.2429 | 2.0585 | 0 | 0.53929 | 0.81115 | 0 | 0 | 0 | 0 | -4.8118 | 0.055558 | 0 | 0.0040344 | 0 | -0.1038 | 0 | 0 | 0 | 0 | 0 | 0 | 0 | 0 | 1.0236 | 0.012019 | 9.8343e-05 | 0 | 0 | 0 | 0 | 0 | 0 | 0 | 0 | 0 | -1.575 | 0 | 0 | 0 | 0 | 0 | 0 | 0 | 0 | -8.5582 | 1.822 | 0 | 0 | 0 | 0.38302 | 7.915 | 1.2254 | 3.0551 | 0.11508 | 0.056743 | 0 | 0.45971 | 0.18742 | 3.782 | 11.2064 | 19.5161 | -11.4129 | 0 | 0.52614 | 0 | 1.6728 | 0.20474
2025_05_26 Hr 01 | 0 | 0 | 0 | 0 | 0 | 0 | 0 | 0 | 0 | 0 | 0 | 0.02402 | 1.62 | 0.028671 | 1.0651 | 1.0651 | 0.86943 | 0 | 0.0064686 | 0.0049984 | 0.013303 | 0.077119 | 0 | -1.3322 | 0 | 0 | 0 | 0.030765 | 0.017896 | 0.037413 | 0 | 3.7168 | 2.0585 | 0 | 0.4584 | 0.81115 | 0 | 0 | 0 | 0.12523 | -1.0019 | 0.055558 | 0 | 0.003034 | 0 | -0.077542 | 0 | 0 | 0 | 0 | 0 | 0 | 0 | 0 | 1.7132 | 0.012019 | 9.8343e-05 | 0 | 0 | 0 | 0 | 0 | 0 | 0 | 0 | 0 | -1.575 | 0 | 0 | 0 | 0 | 0 | 0 | 0 | 0 | -6.9602 | 1.822 | 0 | 0 | 0 | 0.60064 | 6.7538 | 1.2254 | 3.0551 | 0.11508 | 0.056743 | 0 | 0.45971 | 0.18742 | 3.782 | 16.5735 | 20.6412 | -9.9449 | 0 | 0.52614 | 0 | 1.6728 | 0.20588
2025_05_26 Hr 02 | 0 | 0 | 0 | 0 | 0 | 0 | 0 | 0 | 0 | 0 | 0 | 0.02402 | 2.04 | 0.049114 | 1.1015 | 1.1015 | 1.1493 | 0 | 0.0064686 | 0.0049984 | 0.013303 | 0.077119 | 0 | -1.1614 | 0 | 0 | 0 | 0.030765 | 0.017896 | 0.074044 | 0 | 3.8449 | 2.0585 | 0 | 0.4781 | 0.81115 | 0 | 0 | 0 | 0.17385 | -0.70666 | 0.055558 | 0 | 0.0041272 | 0 | -0.10624 | 0 | 0 | 0 | 0 | 0 | 0 | 0 | 0 | 1.51 | 0.012019 | 9.8343e-05 | 0 | 0 | 0 | 0 | 0 | 0 | 0 | 0 | 0 | -1.575 | 0 | 0 | 0 | 0 | 0 | 0 | 0 | 0 | -15.3434 | 1.822 | 0 | 0 | 0 | 0.78344 | 7.2713 | 1.2254 | 3.0551 | 0.11508 | 0.056743 | 0 | 0.45971 | 0.18742 | 3.782 | 9.6327 | 21.0803 | -18.186 | 0 | 0.52614 | 0 | 1.6728 | 0.20522
2025_05_26 Hr 03 | 0 | 0 | 0 | 0 | 0 | 0 | 0 | 0 | 0 | 0 | 0 | 0.02402 | 2.31 | 0.061805 | 1.2159 | 1.2159 | 1.1871 | 0 | 0.0064686 | 0.0049984 | 0.013303 | 0.077119 | 0 | -1.0896 | 0 | 0 | 0 | 0.030765 | 0.017896 | 0.10014 | 0 | 4.2429 | 2.0585 | 0 | 0.53929 | 0.81115 | 0 | 0 | 0 | 1.5899 | 0 | 0.055558 | 0 | 0.0045867 | 0 | -0.1183 | 0 | 0 | 0 | 0 | 0 | 0 | 0 | 0 | 1.372 | 0.012019 | 9.8343e-05 | 0 | 0 | 0 | 0 | 0 | 0 | 0 | 0 | 0 | -1.575 | 0 | 0 | 0 | 0 | 0 | 0 | 0 | 0 | -21.359 | 1.822 | 0 | 0 | 0 | 0.60064 | 7.962 | 1.2254 | 3.0551 | 0.11508 | 0.056743 | 0 | 0.45971 | 0.18742 | 3.782 | 6.5127 | 21.1026 | -24.1419 | 0 | 0.52614 | 0 | 1.6728 | 0.20444
2025_05_26 Hr 04 | 0 | 0 | 0 | 0 | 0 | 0 | 0 | 0 | 0 | 0 | 0 | 0.02402 | 2.16 | 0.065989 | 1.2159 | 1.2159 | 1.1871 | 0 | 0.0064686 | 0.0049984 | 0.013303 | 0.077119 | 0 | -0.98794 | 0 | 0 | 0 | 0.030765 | 0.017896 | 0.10014 | 0 | 4.2429 | 2.0585 | 0 | 0.53929 | 0.81115 | 0 | 0 | 0 | 2.1794 | 0 | 0.055558 | 0 | 0.0052372 | 0 | -0.13538 | 0 | 0 | 0 | 0 | 0 | 0 | 0 | 0 | 1.7785 | 0.012019 | 9.8343e-05 | 0 | 0 | 0 | 0 | 0 | 0 | 0 | 0 | 0 | -1.575 | 0 | 0 | 0 | 0 | 0 | 0 | 0 | 0 | -27.2114 | 1.822 | 0 | 0 | 0 | 0.66157 | 7.962 | 1.2254 | 3.0551 | 0.11508 | 0.056743 | 0 | 0.45971 | 0.18742 | 3.782 | 1.6561 | 21.4244 | -29.9097 | 0 | 0.52614 | 0 | 1.6728 | 0.20455
2025_05_26 Hr 05 | 0 | 0 | 0 | 0 | 0 | 0 | 0 | 0 | 0 | 0 | 0 | 0.02402 | 1.77 | 0.049336 | 1.2159 | 1.2159 | 1.1871 | 0 | 0.0064686 | 0.0049984 | 0.013303 | 0.077119 | 0 | -1.0596 | 0 | 0 | 0 | 0.030765 | 0.017896 | 0.10014 | 0 | 4.2429 | 2.0585 | 0 | 0.53929 | 0.81115 | 0 | 0 | 0 | 1.1821 | 0 | 0.055558 | 0 | 0.0047783 | 0 | -0.12333 | 0 | 0 | 0 | 0 | 0 | 0 | 0 | 0 | 1.9891 | 0.012019 | 9.8343e-05 | 0 | 0 | 0 | 0 | 0 | 0 | 0 | 0 | 0 | -1.575 | 0 | 0 | 0 | 0 | 0 | 0 | 0 | 0 | -23.2941 | 1.822 | 0 | 0 | 0 | 0.87484 | 7.962 | 1.2254 | 3.0551 | 0.11508 | 0.056743 | 0 | 0.45971 | 0.18742 | 3.782 | 4.5344 | 21.4423 | -26.052 | 0 | 0.52614 | 0 | 1.6728 | 0.20531
2025_05_26 Hr 06 | 0 | 0 | 0 | 0 | 0 | 0 | 0 | 0 | 0 | 0 | 0 | 0.02402 | 0.72 | 0.027019 | 1.2159 | 1.2159 | 1.1871 | 0 | 0.0064686 | 0.0049984 | 0.013303 | 0.077119 | 0 | -0.80106 | 0 | 0 | 0 | 0.030765 | 0.017896 | 0.10014 | 0 | 4.2429 | 2.0585 | 0 | 0.53929 | 0.81115 | 0 | 0 | 0 | 1.6113 | 0 | 0.055558 | 0 | 0.0064332 | 0 | -0.16677 | 0 | 0 | 0 | 0 | 0 | 0 | 0 | 0 | 1.9891 | 0.012019 | 9.8343e-05 | 0 | 0 | 0 | 0 | 0 | 0 | 0 | 0 | 0 | -1.575 | 0 | 0 | 0 | 0 | 0 | 0 | 0 | 0 | -34.2036 | 1.822 | 0 | 0 | 0 | 0.67028 | 7.962 | 1.2254 | 3.0551 | 0.11508 | 0.056743 | 0 | 0.45971 | 0.18742 | 3.782 | -7.0071 | 20.166 | -36.7465 | 0 | 0.52614 | 0 | 1.6728 | 0.20591
2025_05_26 Hr 07 | 0.067711 | 0 | 0 | 0 | 0 | 0 | 0 | 0 | 0 | 0 | 0 | 0.02402 | 0.36 | 0.0055974 | 0.43625 | 0.43625 | 0.74205 | 0 | 0.0064686 | 0.0049984 | 0.013303 | 0.077119 | 0 | 0 | 0 | 0 | 0 | 0.030765 | 0.017896 | 0.037413 | 0 | 3.1244 | 2.0585 | 0 | 0.36967 | 0.81115 | 0 | 0 | 0 | 1.6575 | 0 | 0.055558 | 0 | 0.0026654 | 0 | -0.067867 | 0 | 0 | 0 | 0 | 0 | 0 | 0 | 0 | 1.7132 | 0.012019 | 9.8343e-05 | -1.0625 | 0 | 0 | 0 | 0 | 0 | 0 | 0 | -1.85 | 0 | 0 | 0 | 0 | 0 | 0 | 0 | 0 | 0 | -10.8668 | 1.822 | 0 | 0 | 0 | 0.59193 | 4.7764 | 1.2254 | 3.0551 | 0.11508 | 0.056743 | -0.067711 | 0.45971 | 0.18742 | 3.782 | 11.8488 | 19.3298 | -13.9149 | 0 | 0.52614 | 0 | 1.6728 | 0.20726
2025_05_26 Hr 08 | 0.34081 | 4.3935e-06 | 0 | 0 | 0 | 0 | 0 | 0 | 0 | 0 | 0 | 0.02402 | 0.48 | 0.0093728 | 0.60223 | 0.60223 | 0.98104 | 0 | 0.0064686 | 0.0049984 | 0.013303 | 0.077119 | 0 | 0 | 0 | 0 | 0 | 0.030765 | 0.017896 | 0.037413 | 0 | 3.7515 | 2.0585 | 0 | 0.46435 | 0.81115 | 0 | 0 | 0 | 2.8351 | 0 | 0.055558 | 0 | 0.0033474 | 0 | -0.08577 | 0 | 0 | 0 | 0 | 0 | 0 | 0 | 0 | 1.7132 | 0.012019 | 9.8343e-05 | -1.0625 | 0 | 0 | 0 | 0 | 0 | 0 | 0 | -1.85 | 0 | 0 | 0 | 0 | 0 | 0 | 0 | 0 | 0 | -16.2521 | 1.822 | 0 | 0 | 0 | 0.48312 | 5.9744 | 1.2254 | 3.0551 | 0.11508 | 0.056743 | -0.34081 | 0.45971 | 0.18742 | 3.782 | 8.9323 | 19.714 | -19.5912 | 0 | 0.52614 | 0 | 1.6728 | 0.20867
2025_05_26 Hr 09 | 0.56741 | 3.2343e-05 | 0 | 0 | 0 | 0 | 0 | 0 | 0 | 0 | 0 | 0.02402 | 0.75 | 0.012791 | 0.85186 | 0.85186 | 0.74205 | 0 | 0.0064686 | 0.0049984 | 0.013303 | 0.077119 | 0 | 0 | 0 | 0 | 0 | 0.030765 | 0.017896 | 0.037413 | 0 | 3.1244 | 2.0585 | 0 | 0.36967 | 0.81115 | 0 | 0 | 0 | 0.60615 | 0 | 0.055558 | 0 | 0.0029237 | 0 | -0.074646 | 0 | 0 | 0 | 0 | 0 | 0 | 0 | 0 | 1.5753 | 0.012019 | 9.8343e-05 | -1.0625 | 0 | 0 | 0 | 0 | 0 | 0 | 0 | -1.85 | 0 | 0 | 0 | 0 | 0 | 0 | 0 | 0 | 0 | -9.3297 | 1.822 | 0 | 0 | 0 | 0.30032 | 5.6076 | 1.2254 | 3.0551 | 0.11508 | 0.056743 | -0.56741 | 0.45971 | 0.18742 | 3.782 | 13.1292 | 19.7997 | -12.8843 | 0 | 0.52614 | 0 | 1.6728 | 0.20976
2025_05_26 Hr 10 | 0.77861 | 0.0001215 | 0 | 0 | 0 | 0 | 0 | 0 | 0 | 0 | 0 | 0.02402 | 1.05 | 0.022297 | 1.1015 | 1.1015 | 1.1151 | 0 | 0.0064686 | 0.0049984 | 0.013303 | 0.077119 | 0 | 0 | 0 | 0 | 0 | 0.030765 | 0.017896 | 0.047488 | 0 | 3.7769 | 2.0585 | 0 | 0.46819 | 0.81115 | 0 | 0 | 0 | 1.0287 | -0.029835 | 0.055558 | 0 | 0.0036404 | 0 | -0.093461 | 0 | 0 | 0 | 0 | 0 | 0 | 0 | 0 | 1.372 | 0.012019 | 9.8343e-05 | -1.0625 | 0 | 0 | 0 | 0 | 0 | 0 | 0 | -1.85 | 0 | 0 | 0 | 0 | 0 | 0 | 0 | 0 | 0 | -16.6911 | 1.822 | 0 | 0 | 0 | 0.57017 | 7.1425 | 1.2254 | 3.0551 | 0.11508 | 0.056743 | -0.77861 | 0.45971 | 0.18742 | 3.782 | 8.1526 | 20.4869 | -20.4757 | 0 | 0.52614 | 0 | 1.6728 | 0.21107
2025_05_26 Hr 11 | 0.69854 | 0.00019705 | 0 | 0 | 0 | 0 | 0 | 0 | 0 | 0 | 0 | 0.02402 | 1.23 | 0.026046 | 1.2159 | 1.2159 | 1.1517 | 0 | 0.0064686 | 0.0049984 | 0.013303 | 0.077119 | 0 | 0 | 0 | 0 | 0 | 0.030765 | 0.017896 | 0.037413 | 0 | 4.1738 | 2.0585 | 0 | 0.5281 | 0.81115 | 0 | 0 | 0 | 0 | -0.13053 | 0.055558 | 0 | 0.0036301 | 0 | -0.093191 | 0 | 0 | 0 | 0 | 0 | 0 | 0 | 0 | 1.2994 | 0.012019 | 9.8343e-05 | -1.0625 | 0 | 0 | 0 | 0 | 0 | 0 | 0 | -1.85 | 0 | 0 | 0 | 0 | 0 | 0 | 0 | 0 | 0 | -15.8741 | 1.822 | 0 | 0 | 0 | 0.5223 | 7.7947 | 1.2254 | 3.0551 | 0.11508 | 0.056743 | -0.69854 | 0.45971 | 0.18742 | 3.782 | 8.6169 | 20.5311 | -19.5784 | 0 | 0.52614 | 0 | 1.6728 | 0.21207
2025_05_26 Hr 12 | 0.72492 | 0.00030392 | 0 | 0 | 0 | 0 | 0 | 0 | 0 | 0 | 0 | 0.02402 | 1.05 | 0.027237 | 1.2159 | 1.2159 | 1.1517 | 0 | 0.0064686 | 0.0049984 | 0.013303 | 0.077119 | 0 | 0 | 0 | 0 | 0 | 0.030765 | 0.017896 | 0.094529 | 0 | 4.1738 | 2.0585 | 0 | 0.5281 | 0.81115 | 0 | 0 | 0 | 0.0014337 | -0.0974 | 0.055558 | 0 | 0.0044469 | 0 | -0.11463 | 0 | 0 | 0 | 0 | 0 | 0 | 0 | 0 | 1.51 | 0.012019 | 9.8343e-05 | -1.0625 | 0 | 0 | 0 | 0 | 0 | 0 | 0 | -1.85 | 0 | 0 | 0 | 0 | 0 | 0 | 0 | 0 | 0 | -18.7113 | 1.822 | 0 | 0 | 0 | 0.59193 | 7.8518 | 1.2254 | 3.0551 | 0.11508 | 0.056743 | -0.72492 | 0.45971 | 0.18742 | 3.782 | 5.9515 | 20.659 | -22.4633 | 0 | 0.52614 | 0 | 1.6728 | 0.21215
2025_05_26 Hr 13 | 0.65801 | 0.00032943 | 0 | 0 | 0 | 0 | 0 | 0 | 0 | 0 | 0 | 0.02402 | 0.96 | 0.024384 | 1.2159 | 1.2159 | 1.1517 | 0 | 0.0064686 | 0.0049984 | 0.013303 | 0.077119 | 0 | 0 | 0 | 0 | 0 | 0.030765 | 0.017896 | 0.079844 | 0 | 4.1738 | 2.0585 | 0 | 0.5281 | 0.81115 | 0 | 0 | 0 | 0 | -0.39478 | 0.055558 | 0 | 0.0043543 | 0 | -0.1122 | 0 | 0 | 0 | 0 | 0 | 0 | 0 | 0 | 1.7785 | 0.012019 | 9.8343e-05 | -1.0625 | 0 | 0 | 0 | 0 | 0 | 0 | 0 | -1.85 | 0 | 0 | 0 | 0 | 0 | 0 | 0 | 0 | 0 | -17.8897 | 1.822 | 0 | 0 | 0 | 0.74427 | 7.8371 | 1.2254 | 3.0551 | 0.11508 | 0.056743 | -0.65801 | 0.45971 | 0.18742 | 3.782 | 6.7911 | 20.9211 | -21.5724 | 0 | 0.52614 | 0 | 1.6728 | 0.21302
2025_05_26 Hr 14 | 0.65801 | 0.0003227 | 0 | 0 | 0 | 0 | 0 | 0 | 0 | 0 | 0 | 0.02402 | 0.84 | 0.020594 | 1.2159 | 1.2159 | 1.1517 | 0 | 0.0064686 | 0.0049984 | 0.013303 | 0.077119 | 0 | 0 | 0 | 0 | 0 | 0.030765 | 0.017896 | 0.066905 | 0 | 4.1738 | 2.0585 | 0 | 0.5281 | 0.81115 | 0 | 0 | 0 | 0 | -0.5573 | 0.055558 | 0 | 0.0042028 | 0 | -0.10822 | 0 | 0 | 0 | 0 | 0 | 0 | 0 | 0 | 1.7785 | 0.012019 | 9.8343e-05 | -1.0625 | 0 | 0 | 0 | 0 | 0 | 0 | 0 | -1.85 | 0 | 0 | 0 | 0 | 0 | 0 | 0 | 0 | 0 | -16.0304 | 1.822 | 0 | 0 | 0 | 0.74427 | 7.8242 | 1.2254 | 3.0551 | 0.11508 | 0.056743 | -0.65801 | 0.45971 | 0.18742 | 3.782 | 8.355 | 20.7972 | -19.7091 | 0 | 0.52614 | 0 | 1.6728 | 0.21294
2025_05_26 Hr 15 | 0.76103 | 0.00022577 | 0 | 0 | 0 | 0 | 0 | 0 | 0 | 0 | 0 | 0.02402 | 1.14 | 0.019674 | 0.85186 | 0.85187 | 0.74205 | 0 | 0.0064686 | 0.0049984 | 0.013303 | 0.077119 | 0 | 0 | 0 | 0 | 0 | 0.030765 | 0.017896 | 0.037413 | 0 | 3.2199 | 2.0585 | 0 | 0.3841 | 0.81115 | 0 | 0 | 0 | 0.87301 | 0 | 0.055558 | 0 | 0.0029585 | 0 | -0.07556 | 0 | 0 | 0 | 0 | 0 | 0 | 0 | 0 | 1.7132 | 0.012019 | 9.8343e-05 | -1.0625 | 0 | 0 | 0 | 0 | 0 | 0 | 0 | -1.85 | 0 | 0 | 0 | 0 | 0 | 0 | 0 | 0 | 0 | -8.8148 | 1.822 | 0 | 0 | 0 | 0.531 | 5.7031 | 1.2254 | 3.0551 | 0.11508 | 0.056743 | -0.76103 | 0.45971 | 0.18742 | 3.782 | 14.7888 | 20.7766 | -12.5639 | 0 | 0.52614 | 0 | 1.6728 | 0.21288
2025_05_26 Hr 16 | 0.76495 | 0.00078351 | 0 | 0 | 0 | 0 | 0 | 0 | 0 | 0 | 0 | 0.02402 | 1.77 | 0.11265 | 1.1015 | 1.1015 | 1.0152 | 0 | 0.0064686 | 0.0049984 | 0.013303 | 0.077119 | 0 | 0 | 0 | 0 | 0 | 0.030765 | 0.017896 | 0.07926 | 0 | 3.718 | 2.0585 | 0 | 0.45929 | 0.81115 | 0 | 0 | 0 | 3.6011 | -0.11053 | 0.055558 | 0 | 0.01091 | 0 | -0.2843 | 0 | 0 | 0 | 0 | 0 | 0 | 0 | 0 | 1.5753 | 0.012019 | 9.8343e-05 | -1.0625 | 0 | 0 | 0 | 0 | 0 | 0 | 0 | -1.85 | 0 | 0 | 0 | 0 | 0 | 0 | 0 | 0 | 0 | -12.4443 | 1.822 | 0 | 0 | 0 | 0.47007 | 7.0154 | 1.2254 | 3.0551 | 0.11508 | 0.056743 | -0.76495 | 0.45971 | 0.18742 | 3.782 | 15.4801 | 21.3802 | -16.406 | 0 | 0.52614 | 0 | 1.6728 | 0.2127
2025_05_26 Hr 17 | 0.66861 | 0.00020964 | 0 | 0 | 0 | 0 | 0 | 0 | 0 | 0 | 0 | 0.02402 | 2.31 | 0.044443 | 1.1379 | 1.1379 | 0.87616 | 0 | 0.0064686 | 0.0049984 | 0.013303 | 0.077119 | 0 | 0 | 0 | 0 | 0 | 0.030765 | 0.017896 | 0.042456 | 0 | 3.783 | 2.0585 | 0 | 0.46911 | 0.81115 | 0 | 0 | 0 | 0.70196 | -0.1316 | 0.055558 | 0 | 0.0032982 | 0 | -0.084478 | 0 | 0 | 0 | 0 | 0 | 0 | 0 | 0 | 1.5753 | 0.012019 | 9.8343e-05 | -1.0625 | 0 | 0 | 0 | 0 | 0 | 0 | 0 | -1.85 | 0 | 0 | 0 | 0 | 0 | 0 | 0 | 0 | 0 | -9.7092 | 1.822 | 0 | 0 | 0 | 0.76168 | 6.9774 | 1.2254 | 3.0551 | 0.11508 | 0.056743 | -0.66861 | 0.45971 | 0.18742 | 3.782 | 16.2303 | 22.0574 | -13.3748 | 0 | 0.52614 | 0 | 1.6728 | 0.21359
2025_05_26 Hr 18 | 0.72644 | 0.00020156 | 0 | 0 | 0 | 0 | 0 | 0 | 0 | 0 | 0 | 0.02402 | 2.55 | 0.05989 | 1.2159 | 1.2159 | 1.0176 | 0 | 0.0064686 | 0.0049984 | 0.013303 | 0.077119 | 0 | 0 | 0 | 0 | 0 | 0.030765 | 0.017896 | 0.053515 | 0 | 4.1738 | 2.0585 | 0 | 0.5281 | 0.81115 | 0 | 0 | 0 | 0.0034975 | -0.50792 | 0.055558 | 0 | 0.0040262 | 0 | -0.10359 | 0 | 0 | 0 | 0 | 0 | 0 | 0 | 0 | 1.9891 | 0.012019 | 9.8343e-05 | -1.0625 | 0 | 0 | 0 | 0 | 0 | 0 | 0 | -1.85 | 0 | 0 | 0 | 0 | 0 | 0 | 0 | 0 | 0 | -12.116 | 1.822 | 0 | 0 | 0 | 0.87484 | 7.6767 | 1.2254 | 3.0551 | 0.11508 | 0.056743 | -0.72644 | 0.45971 | 0.18742 | 3.782 | 14.2711 | 22.9573 | -15.8585 | 0 | 0.52614 | 0 | 1.6728 | 0.2143
2025_05_26 Hr 19 | 0.49941 | 0.00014939 | 0 | 0 | 0 | 0 | 0 | 0 | 0 | 0 | 0 | 0.02402 | 2.46 | 0.066862 | 1.2159 | 1.2159 | 1.1517 | 0 | 0.0064686 | 0.0049984 | 0.013303 | 0.077119 | 0 | 0 | 0 | 0 | 0 | 0.030765 | 0.017896 | 0.084876 | 0 | 4.1738 | 2.0585 | 0 | 0.5281 | 0.81115 | 0 | 0 | 0 | 0 | -0.52274 | 0.055558 | 0 | 0.0032033 | 0 | -0.12021 | 0 | 0 | 0 | 0 | 0 | 0 | 0 | 0 | 2.1197 | 0.012019 | 9.8343e-05 | -1.0625 | 0 | 0 | 0 | 0 | 0 | 0 | 0 | -1.85 | 0 | 0 | 0 | 0 | 0 | 0 | 0 | 0 | 0 | -16.4263 | 1.822 | 0 | 2.8019 | 0 | 0.89225 | 9.5258 | 1.2254 | 3.0551 | 0.11508 | 0.056743 | -0.49941 | 0.45971 | 0.18742 | 3.782 | 11.8402 | 22.7955 | -19.9584 | 0 | 0.52614 | 0 | 1.6728 | 0.21454
2025_05_26 Hr 20 | 0.090742 | 5.3661e-05 | 0 | 0 | 0 | 0 | 0 | 0 | 0 | 0 | 0 | 0.02402 | 2.43 | 0.062412 | 1.2159 | 1.2159 | 1.1517 | 0 | 0.0064686 | 0.0049984 | 0.013303 | 0.077119 | 0 | 0 | 0 | 0 | 0 | 0.030765 | 0.017896 | 0.089303 | 0 | 4.1738 | 2.0585 | 0 | 0.5281 | 0.81115 | 0 | 0 | 0 | 0 | -0.48999 | 0.055558 | 0 | 0.003027 | 0 | -0.11348 | 0 | 0 | 0 | 0 | 0 | 0 | 0 | 0 | 2.3303 | 0.012019 | 9.8343e-05 | -1.0625 | 0 | 0 | 0 | 0 | 0 | 0 | 0 | -1.85 | 0 | 0 | 0 | 0 | 0 | 0 | 0 | 0 | 0 | -17.6525 | 1.822 | 0 | 1.6836 | 0 | 0.68334 | 9.5302 | 1.2254 | 3.0551 | 0.11508 | 0.056743 | -0.090742 | 0.45971 | 0.18742 | 3.782 | 10.6247 | 22.3537 | -20.7692 | 0 | 0.52614 | 0 | 1.6728 | 0.21435
2025_05_26 Hr 21 | 0.045117 | 1.0016e-05 | 0 | 0 | 0 | 0 | 0 | 0 | 0 | 0 | 0 | 0.02402 | 2.46 | 0.069688 | 1.2159 | 1.2159 | 1.1517 | 0 | 0.0064686 | 0.0049984 | 0.013303 | 0.077119 | 0 | 0 | 0 | 0 | 0 | 0.030765 | 0.017896 | 0.095124 | 0 | 4.1738 | 2.0585 | 0 | 0.5281 | 0.81115 | 0 | 0 | 0 | 0 | -0.58506 | 0.055558 | 0 | 0.0033387 | 0 | -0.12538 | 0 | 0 | 0 | 0 | 0 | 0 | 0 | 0 | 2.6715 | 0.012019 | 9.8343e-05 | -1.0625 | 0 | 0 | 0 | 0 | 0 | 0 | 0 | -1.85 | 0 | 0 | 0 | 0 | 0 | 0 | 0 | 0 | 0 | -18.2273 | 1.822 | 0 | 1.7167 | 0 | 0.40913 | 9.5692 | 1.2254 | 3.0551 | 0.11508 | 0.056743 | -0.045117 | 0.45971 | 0.18742 | 3.782 | 10.0861 | 22.4123 | -21.3103 | 0 | 0.52614 | 0 | 1.6728 | 0.21433
2025_05_26 Hr 22 | 0 | 0 | 0 | 0 | 0 | 0 | 0 | 0 | 0 | 0 | 0 | 0.02402 | 2.43 | 0.059869 | 1.2159 | 1.2159 | 1.1517 | 0 | 0.0064686 | 0.0049984 | 0.013303 | 0.077119 | 0 | 0 | 0 | 0 | 0 | 0.030765 | 0.017896 | 0.088419 | 0 | 4.1738 | 2.0585 | 0 | 0.5281 | 0.81115 | 0 | 0 | 0 | 0.3132 | 0 | 0.055558 | 0 | 0.0029037 | 0 | -0.10877 | 0 | 0 | 0 | 0 | 0 | 0 | 0 | 0 | 2.5335 | 0.012019 | 9.8343e-05 | -1.0625 | 0 | 0 | 0 | 0 | 0 | 0 | 0 | -1.85 | 0 | 0 | 0 | 0 | 0 | 0 | 0 | 0 | 0 | -18.8259 | 1.822 | 0 | 1.6671 | 0 | 0.15234 | 9.5128 | 1.2254 | 3.0551 | 0.11508 | 0.056743 | 0 | 0.45971 | 0.18742 | 3.782 | 9.9101 | 21.9313 | -21.8472 | 0 | 0.52614 | 0 | 1.6728 | 0.21302
2025_05_26 Hr 23 | 0 | 0 | 0 | 0 | 0 | 0 | 0 | 0 | 0 | 0 | 0 | 0.02402 | 2.43 | 0.12916 | 1.2159 | 1.2159 | 1.1871 | 0 | 0.0064686 | 0.0049984 | 0.013303 | 0.077119 | 0 | -0.3825 | 0 | 0 | 0 | 0.030765 | 0.017896 | 0.10014 | 0 | 4.2429 | 2.0585 | 0 | 0.53929 | 0.81115 | 0 | 0 | 0 | 1.4634 | 0 | 0.055558 | 0 | 0.0062645 | 0 | -0.23709 | 0 | 0 | 0 | 0 | 0 | 0 | 0 | 0 | 2.6715 | 0.012019 | 9.8343e-05 | 0 | 0 | 0 | 0 | 0 | 0 | 0 | 0 | 0 | -1.575 | 0 | 0 | 0 | 0 | 0 | 0 | 0 | 0 | -48.2209 | 1.822 | 0 | 2.2166 | 0 | 0.33079 | 10.1786 | 1.2254 | 3.0551 | 0.11508 | 0.056743 | 0 | 0.45971 | 0.18742 | 3.782 | -16.4485 | 22.3249 | -50.4155 | 0 | 0.52614 | 0 | 1.6728 | 0.20981
2025_05_26 Hr 24 | 0 | 0 | 0 | 0 | 0 | 0 | 0 | 0 | 0 | 0 | 0 | 0.02402 | 2.07 | 0.14733 | 1.2159 | 1.2159 | 1.1871 | 0 | 0.0064686 | 0.0049984 | 0.013303 | 0.077119 | 0 | 0.10025 | 0 | 0 | 0 | 0.030765 | 0.017896 | 0.10014 | 0 | 4.2429 | 2.0585 | 0 | 0.53929 | 0.81115 | 0 | 0 | 0 | 5.2994 | 0 | 0.055558 | 0 | 0.0083886 | 0 | -0.31819 | 0 | 0 | 0 | 0 | 0 | 0 | 0 | 0 | 3.2159 | 0.012019 | 9.8343e-05 | 0 | 0 | 0 | 0 | 0 | 0 | 0 | 0 | 0 | -1.575 | 0 | 0 | 0 | 0 | 0 | 0 | 0 | 0 | -34.9814 | 1.822 | 0 | 2.3001 | 0 | 0.83132 | 10.2622 | 1.2254 | 3.0551 | 0.11508 | 0.056743 | 0 | 0.45971 | 0.18742 | 3.782 | 1.8135 | 23.0262 | -36.7743 | 0 | 0.52614 | 0 | 1.6728 | 0.20794
2025_05_27 Hr 01 | 0 | 0 | 0 | 0 | 0 | 0 | 0 | 0 | 0 | 0 | 0 | 0.02402 | 1.59 | 0.054673 | 1.2159 | 1.2159 | 1.1354 | 0 | 0.0064686 | 0.0049984 | 0.013303 | 0.077119 | 0 | -0.88521 | 0 | 0 | 0 | 0.030765 | 0.017896 | 0.10014 | 0 | 4.0579 | 2.0585 | 0 | 0.53929 | 0.81115 | 0 | 0 | 0 | 3.1952 | 0 | 0.055558 | 0 | 0.0040526 | 0 | -0.15264 | 0 | 0 | 0 | 0 | 0 | 0 | 0 | 0 | 3.2885 | 0.012019 | 9.8343e-05 | 0 | 0 | 0 | 0 | 0 | 0 | 0 | 0 | 0 | -1.575 | 0 | 0 | 0 | 0 | 0 | 0 | 0 | 0 | -34.796 | 1.822 | 0 | 2.1998 | 0 | 2.1893 | 9.9251 | 1.2254 | 3.0551 | 0.11508 | 0.056743 | 0 | 0.45971 | 0.18742 | 3.782 | -0.39989 | 23.8885 | -37.4088 | 0 | 0.52614 | 0 | 1.6728 | 0.21237
2025_05_27 Hr 02 | 0 | 0 | 0 | 0 | 0 | 0 | 0 | 0 | 0 | 0 | 0 | 0.02402 | 1.26 | 0.033932 | 1.2159 | 1.2159 | 1.1354 | 0 | 0.0064686 | 0.0049984 | 0.013303 | 0.077119 | 0 | -1.0849 | 0 | 0 | 0 | 0.030765 | 0.017896 | 0.10014 | 0 | 4.0579 | 2.0585 | 0 | 0.53929 | 0.81115 | 0 | 0 | 0 | 2.0032 | 0 | 0.055558 | 0 | 0.0046165 | 0 | -0.11908 | 0 | 0 | 0 | 0 | 0 | 0 | 0 | 0 | 3.2885 | 0.012019 | 9.8343e-05 | 0 | 0 | 0 | 0 | 0 | 0 | 0 | 0 | 0 | -1.575 | 0 | 0 | 0 | 0 | 0 | 0 | 0 | 0 | -22.1496 | 1.822 | 0 | 0 | 0 | 2.2459 | 7.7253 | 1.2254 | 3.0551 | 0.11508 | 0.056743 | 0 | 0.45971 | 0.18742 | 3.782 | 8.3936 | 23.5936 | -24.9286 | 0 | 0.52614 | 0 | 1.6728 | 0.21158
2025_05_27 Hr 03 | 0 | 0 | 0 | 0 | 0 | 0 | 0 | 0 | 0 | 0 | 0 | 0.02402 | 1.26 | 0.031151 | 1.2159 | 1.2159 | 1.1354 | 0 | 0.0064686 | 0.0049984 | 0.013303 | 0.077119 | 0 | -1.144 | 0 | 0 | 0 | 0.030765 | 0.017896 | 0.086345 | 0 | 4.0579 | 2.0585 | 0 | 0.53929 | 0.81115 | 0 | 0 | 0 | 2.2747 | 0 | 0.055558 | 0 | 0.0042383 | 0 | -0.10916 | 0 | 0 | 0 | 0 | 0 | 0 | 0 | 0 | 3.4918 | 0.012019 | 9.8343e-05 | 0 | 0 | 0 | 0 | 0 | 0 | 0 | 0 | 0 | -1.575 | 0 | 0 | 0 | 0 | 0 | 0 | 0 | 0 | -19.3959 | 1.822 | 0 | 0 | 0 | 1.5234 | 7.7115 | 1.2254 | 3.0551 | 0.11508 | 0.056743 | 0 | 0.45971 | 0.18742 | 3.782 | 10.8337 | 23.0716 | -22.2241 | 0 | 0.52614 | 0 | 1.6728 | 0.21163
2025_05_27 Hr 04 | 0 | 0 | 0 | 0 | 0 | 0 | 0 | 0 | 0 | 0 | 0 | 0.02402 | 1.53 | 0.035689 | 1.2159 | 1.2159 | 1.1354 | 0 | 0.0064686 | 0.0049984 | 0.013303 | 0.077119 | 0 | -1.1814 | 0 | 0 | 0 | 0.030765 | 0.017896 | 0.053094 | 0 | 4.0579 | 2.0585 | 0 | 0.53929 | 0.81115 | 0 | 0 | 0 | 0.69134 | 0 | 0.055558 | 0 | 0.0039988 | 0 | -0.10287 | 0 | 0 | 0 | 0 | 0 | 0 | 0 | 0 | 3.695 | 0.012019 | 9.8343e-05 | 0 | 0 | 0 | 0 | 0 | 0 | 0 | 0 | 0 | -1.575 | 0 | 0 | 0 | 0 | 0 | 0 | 0 | 0 | -16.898 | 1.822 | 0 | 0 | 0 | 1.284 | 7.6783 | 1.2254 | 3.0551 | 0.11508 | 0.056743 | 0 | 0.45971 | 0.18742 | 3.782 | 11.923 | 23.3106 | -19.7573 | 0 | 0.52614 | 0 | 1.6728 | 0.21221
2025_05_27 Hr 05 | 0 | 0 | 0 | 0 | 0 | 0 | 0 | 0 | 0 | 0 | 0 | 0.02402 | 1.71 | 0.04941 | 1.2159 | 1.2159 | 1.1354 | 0 | 0.0064686 | 0.0049984 | 0.013303 | 0.077119 | 0 | -1.0323 | 0 | 0 | 0 | 0.030765 | 0.017896 | 0.094529 | 0 | 4.0579 | 2.0585 | 0 | 0.53929 | 0.81115 | 0 | 0 | 0 | 2.429 | 0 | 0.055558 | 0 | 0.0049533 | 0 | -0.12793 | 0 | 0 | 0 | 0 | 0 | 0 | 0 | 0 | 3.2885 | 0.012019 | 9.8343e-05 | 0 | 0 | 0 | 0 | 0 | 0 | 0 | 0 | 0 | -1.575 | 0 | 0 | 0 | 0 | 0 | 0 | 0 | 0 | -25.5553 | 1.822 | 0 | 0 | 0 | 1.5364 | 7.7197 | 1.2254 | 3.0551 | 0.11508 | 0.056743 | 0 | 0.45971 | 0.18742 | 3.782 | 5.2096 | 23.3514 | -28.2905 | 0 | 0.52614 | 0 | 1.6728 | 0.21329
2025_05_27 Hr 06 | 0.045262 | 0 | 0 | 0 | 0 | 0 | 0 | 0 | 0 | 0 | 0 | 0.02402 | 1.68 | 0.034753 | 1.2159 | 1.2159 | 1.1354 | 0 | 0.0064686 | 0.0049984 | 0.013303 | 0.077119 | 0 | -1.2521 | 0 | 0 | 0 | 0.030765 | 0.017896 | 0.042456 | 0 | 4.0579 | 2.0585 | 0 | 0.53929 | 0.81115 | 0 | 0 | 0 | 0 | -3.0767 | 0.055558 | 0 | 0.0035463 | 0 | -0.09099 | 0 | 0 | 0 | 0 | 0 | 0 | 0 | 0 | 2.4682 | 0.012019 | 9.8343e-05 | 0 | 0 | 0 | 0 | 0 | 0 | 0 | 0 | 0 | -1.575 | 0 | 0 | 0 | 0 | 0 | 0 | 0 | 0 | -10.5207 | 1.822 | 0 | 0 | 0 | 1.7236 | 7.6676 | 1.2254 | 3.0551 | 0.11508 | 0.056743 | -0.045262 | 0.45971 | 0.18742 | 3.782 | 13.8274 | 22.7206 | -13.4841 | 0 | 0.52614 | 0 | 1.6728 | 0.21514
2025_05_27 Hr 07 | 0.49628 | 0 | 0 | 0 | 0 | 0 | 0 | 0 | 0 | 0 | 0 | 0.02402 | 2.04 | 0.017864 | 0.43218 | 0.43218 | 0.70973 | 0 | 0.0064686 | 0.0049984 | 0.013303 | 0.077119 | 0 | 0 | 0 | 0 | 0 | 0.030765 | 0.017896 | 0.037413 | 0 | 2.9882 | 2.0585 | 0 | 0.36967 | 0.81115 | 0 | 0 | 0 | 0.11526 | -0.0030137 | 0.055558 | 0 | 0.0015012 | 0 | -0.037307 | 0 | 0 | 0 | 0 | 0 | 0 | 0 | 0 | 1.9891 | 0.012019 | 9.8343e-05 | -1.0625 | 0 | 0 | 0 | 0 | 0 | 0 | 0 | -1.85 | 0 | 0 | 0 | 0 | 0 | 0 | 0 | 0 | 0 | -4.3194 | 1.822 | 0 | 0 | 0 | 1.9281 | 4.5996 | 1.2254 | 3.0551 | 0.11508 | 0.056743 | -0.49628 | 0.45971 | 0.18742 | 3.782 | 20.021 | 23.0746 | -7.7655 | 0 | 0.52614 | 0 | 1.6728 | 0.2191
2025_05_27 Hr 08 | 0.75536 | 3.3324e-06 | 0 | 0 | 0 | 0 | 0 | 0 | 0 | 0 | 0 | 0.02402 | 1.86 | 0.020298 | 0.43218 | 0.43218 | 0.70973 | 0 | 0.0064686 | 0.0049984 | 0.013303 | 0.077119 | 0 | 0 | 0 | 0 | 0 | 0.030765 | 0.017896 | 0.037413 | 0 | 2.9882 | 2.0585 | 0 | 0.36967 | 0.81115 | 0 | 0 | 0 | 0.041911 | -0.048707 | 0.055558 | 0 | 0.0018708 | 0 | -0.047009 | 0 | 0 | 0 | 0 | 0 | 0 | 0 | 0 | 1.7785 | 0.012019 | 9.8343e-05 | -1.0625 | 0 | 0 | 0 | 0 | 0 | 0 | 0 | -1.85 | 0 | 0 | 0 | 0 | 0 | 0 | 0 | 0 | 0 | -5.1925 | 1.822 | 0 | 0 | 0 | 1.7845 | 4.5996 | 1.2254 | 3.0551 | 0.11508 | 0.056743 | -0.75536 | 0.45971 | 0.18742 | 3.782 | 18.4888 | 22.8033 | -8.9073 | 0 | 0.52614 | 0 | 1.6728 | 0.22046
2025_05_27 Hr 09 | 0.82728 | 1.5651e-05 | 0 | 0 | 0 | 0 | 0 | 0 | 0 | 0 | 0 | 0.02402 | 1.71 | 0.01365 | 0.43218 | 0.43218 | 0.70973 | 0 | 0.0064686 | 0.0049984 | 0.013303 | 0.077119 | 0 | 0 | 0 | 0 | 0 | 0.030765 | 0.017896 | 0.037413 | 0 | 2.9882 | 2.0585 | 0 | 0.36967 | 0.81115 | 0 | 0 | 0 | 0 | -0.067873 | 0.055558 | 0 | 0.0013684 | 0 | -0.033821 | 0 | 0 | 0 | 0 | 0 | 0 | 0 | 0 | 1.2994 | 0.012019 | 9.8343e-05 | -1.0625 | 0 | 0 | 0 | 0 | 0 | 0 | 0 | -1.85 | 0 | 0 | 0 | 0 | 0 | 0 | 0 | 0 | 0 | -2.8879 | 1.822 | 0 | 0 | 0 | 1.6844 | 4.5996 | 1.2254 | 3.0551 | 0.11508 | 0.056743 | -0.82728 | 0.45971 | 0.18742 | 3.782 | 20.0106 | 22.1404 | -6.6615 | 0 | 0.52614 | 0 | 1.6728 | 0.22151
2025_05_27 Hr 10 | 0.81159 | 5.2518e-05 | 0 | 0 | 0 | 0 | 0 | 0 | 0 | 0 | 0 | 0.02402 | 1.77 | 0.01662 | 0.43218 | 0.43218 | 0.70973 | 0 | 0.0064686 | 0.0049984 | 0.013303 | 0.077119 | 0 | 0 | 0 | 0 | 0 | 0.030765 | 0.017896 | 0.037413 | 0 | 2.9882 | 2.0585 | 0 | 0.36967 | 0.81115 | 0 | 0 | 0 | 0.073641 | 0 | 0.055558 | 0 | 0.0016097 | 0 | -0.040156 | 0 | 0 | 0 | 0 | 0 | 0 | 0 | 0 | 0.82031 | 0.012019 | 9.8343e-05 | -1.0625 | 0 | 0 | 0 | 0 | 0 | 0 | 0 | -1.85 | 0 | 0 | 0 | 0 | 0 | 0 | 0 | 0 | 0 | -3.7085 | 1.822 | 0 | 0 | 0 | 1.6539 | 4.5996 | 1.2254 | 3.0551 | 0.11508 | 0.056743 | -0.81159 | 0.45971 | 0.18742 | 3.782 | 18.8794 | 21.6788 | -7.4727 | 0 | 0.52614 | 0 | 1.6728 | 0.22222
2025_05_27 Hr 11 | 0.80709 | 9.6261e-05 | 0 | 0 | 0 | 0 | 0 | 0 | 0 | 0 | 0 | 0.02402 | 1.53 | 0.016248 | 0.43218 | 0.43218 | 0.70973 | 0 | 0.0064686 | 0.0049984 | 0.013303 | 0.077119 | 0 | 0 | 0 | 0 | 0 | 0.030765 | 0.017896 | 0.037413 | 0 | 2.9882 | 2.0585 | 0 | 0.36967 | 0.81115 | 0 | 0 | 0 | 0.024255 | -0.01458 | 0.055558 | 0 | 0.0018205 | 0 | -0.045689 | 0 | 0 | 0 | 0 | 0 | 0 | 0 | 0 | 0.75498 | 0.012019 | 9.8343e-05 | -1.0625 | 0 | 0 | 0 | 0 | 0 | 0 | 0 | -1.85 | 0 | 0 | 0 | 0 | 0 | 0 | 0 | 0 | 0 | -4.3854 | 1.822 | 0 | 0 | 0 | 2.2285 | 4.5996 | 1.2254 | 3.0551 | 0.11508 | 0.056743 | -0.80709 | 0.45971 | 0.18742 | 3.782 | 18.4024 | 21.9438 | -8.1507 | 0 | 0.52614 | 0 | 1.6728 | 0.22279
2025_05_27 Hr 12 | 0.80302 | 0.0001721 | 0 | 0 | 0 | 0 | 0 | 0 | 0 | 0 | 0 | 0.02402 | 1.29 | 0.019053 | 0.43391 | 0.43391 | 0.72023 | 0 | 0.0064686 | 0.0049984 | 0.013303 | 0.077119 | 0 | 0 | 0 | 0 | 0 | 0.030765 | 0.017896 | 0.037413 | 0 | 2.9965 | 2.0585 | 0 | 0.37098 | 0.81115 | 0 | 0 | 0 | 0 | -0.23109 | 0.055558 | 0 | 0.002532 | 0 | -0.064365 | 0 | 0 | 0 | 0 | 0 | 0 | 0 | 0 | 1.1615 | 0.012019 | 9.8343e-05 | -1.0625 | 0 | 0 | 0 | 0 | 0 | 0 | 0 | -1.85 | 0 | 0 | 0 | 0 | 0 | 0 | 0 | 0 | 0 | -6.8698 | 1.822 | 0 | 0 | 0 | 2.7899 | 4.6219 | 1.2254 | 3.0551 | 0.11508 | 0.056743 | -0.80302 | 0.45971 | 0.18742 | 3.782 | 16.4137 | 22.6725 | -10.6497 | 0 | 0.52614 | 0 | 1.6728 | 0.22345
2025_05_27 Hr 13 | 0.80048 | 0.00019668 | 0 | 0 | 0 | 0 | 0 | 0 | 0 | 0 | 0 | 0.02402 | 0.99 | 0.014847 | 0.43681 | 0.43681 | 0.72023 | 0 | 0.0064686 | 0.0049984 | 0.013303 | 0.077119 | 0 | 0 | 0 | 0 | 0 | 0.030765 | 0.017896 | 0.037413 | 0 | 3.0048 | 2.0585 | 0 | 0.3723 | 0.81115 | 0 | 0 | 0 | 0.13719 | -0.023268 | 0.055558 | 0 | 0.002571 | 0 | -0.065388 | 0 | 0 | 0 | 0 | 0 | 0 | 0 | 0 | 1.51 | 0.012019 | 9.8343e-05 | -1.0625 | 0 | 0 | 0 | 0 | 0 | 0 | 0 | -1.85 | 0 | 0 | 0 | 0 | 0 | 0 | 0 | 0 | 0 | -7.8106 | 1.822 | 0 | 0 | 0 | 3.1512 | 4.636 | 1.2254 | 3.0551 | 0.11508 | 0.056743 | -0.80048 | 0.45971 | 0.18742 | 3.782 | 16.2384 | 23.0774 | -11.589 | 0 | 0.52614 | 0 | 1.6728 | 0.22401
2025_05_27 Hr 14 | 0.7478 | 0.00022859 | 0 | 0 | 0 | 0 | 0 | 0 | 0 | 0 | 0 | 0.02402 | 0.99 | 0.016884 | 0.60223 | 0.60223 | 0.70973 | 0 | 0.0064686 | 0.0049984 | 0.013303 | 0.077119 | 0 | 0 | 0 | 0 | 0 | 0.030765 | 0.017896 | 0.037413 | 0 | 2.9882 | 2.0585 | 0 | 0.36967 | 0.81115 | 0 | 0 | 0 | 0 | -0.56585 | 0.055558 | 0 | 0.0029237 | 0 | -0.074646 | 0 | 0 | 0 | 0 | 0 | 0 | 0 | 0 | 0.82031 | 0.012019 | 9.8343e-05 | -1.0625 | 0 | 0 | 0 | 0 | 0 | 0 | 0 | -1.85 | 0 | 0 | 0 | 0 | 0 | 0 | 0 | 0 | 0 | -6.3728 | 1.822 | 0 | 0 | 0 | 3.3993 | 4.9398 | 1.2254 | 3.0551 | 0.11508 | 0.056743 | -0.7478 | 0.45971 | 0.18742 | 3.782 | 16.8496 | 22.5834 | -10.1078 | 0 | 0.52614 | 0 | 1.6728 | 0.22483
2025_05_27 Hr 15 | 0.7016 | 0.00022859 | 0 | 0 | 0 | 0 | 0 | 0 | 0 | 0 | 0 | 0.02402 | 0.93 | 0.015861 | 0.85186 | 0.85186 | 0.70973 | 0 | 0.0064686 | 0.0049984 | 0.013303 | 0.077119 | 0 | 0 | 0 | 0 | 0 | 0.030765 | 0.017896 | 0.037413 | 0 | 2.9882 | 2.0585 | 0 | 0.36967 | 0.81115 | 0 | 0 | 0 | 0 | -0.58559 | 0.055558 | 0 | 0.0029237 | 0 | -0.074646 | 0 | 0 | 0 | 0 | 0 | 0 | 0 | 0 | 0.95824 | 0.012019 | 9.8343e-05 | -1.0625 | 0 | 0 | 0 | 0 | 0 | 0 | 0 | -1.85 | 0 | 0 | 0 | 0 | 0 | 0 | 0 | 0 | 0 | -7.2668 | 1.822 | 0 | 0 | 0 | 3.1904 | 5.439 | 1.2254 | 3.0551 | 0.11508 | 0.056743 | -0.7016 | 0.45971 | 0.18742 | 3.782 | 16.3031 | 22.4052 | -10.9555 | 0 | 0.52614 | 0 | 1.6728 | 0.22485
2025_05_27 Hr 16 | 0.61282 | 0.00066509 | 0 | 0 | 0 | 0 | 0 | 0 | 0 | 0 | 0 | 0.02402 | 0.9 | 0.047086 | 1.1015 | 1.1015 | 0.97094 | 0 | 0.0064686 | 0.0049984 | 0.013303 | 0.077119 | 0 | 0 | 0 | 0 | 0 | 0.030765 | 0.017896 | 0.07926 | 0 | 3.5558 | 2.0585 | 0 | 0.45928 | 0.81115 | 0 | 0 | 0 | 0 | -2.9631 | 0.055558 | 0 | 0.0089688 | 0 | -0.23333 | 0 | 0 | 0 | 0 | 0 | 0 | 0 | 0 | 0.61705 | 0.012019 | 9.8343e-05 | -1.0625 | 0 | 0 | 0 | 0 | 0 | 0 | 0 | -1.85 | 0 | 0 | 0 | 0 | 0 | 0 | 0 | 0 | 0 | -8.7505 | 1.822 | 0 | 0 | 0 | 2.9684 | 6.809 | 1.2254 | 3.0551 | 0.11508 | 0.056743 | -0.61282 | 0.45971 | 0.18742 | 3.782 | 13.1825 | 21.8457 | -12.5091 | 0 | 0.52614 | 0 | 1.6728 | 0.22602
2025_05_27 Hr 17 | 0.56741 | 0.00031723 | 0 | 0 | 0 | 0 | 0 | 0 | 0 | 0 | 0 | 0.02402 | 0.78 | 0.022477 | 1.2159 | 1.2159 | 1.1016 | 0 | 0.0064686 | 0.0049984 | 0.013303 | 0.077119 | 0 | 0 | 0 | 0 | 0 | 0.030765 | 0.017896 | 0.084054 | 0 | 3.9917 | 2.0585 | 0 | 0.5281 | 0.81115 | 0 | 0 | 0 | 0 | -0.69087 | 0.055558 | 0 | 0.0033962 | 0 | -0.12757 | 0 | 0 | 0 | 0 | 0 | 0 | 0 | 0 | 0.54445 | 0.012019 | 9.8343e-05 | -1.0625 | 0 | 0 | 0 | 0 | 0 | 0 | 0 | -1.85 | 0 | 0 | 0 | 0 | 0 | 0 | 0 | 0 | 0 | -19.9483 | 1.822 | 0 | 2.8848 | 0 | 2.9988 | 9.3888 | 1.2254 | 3.0551 | 0.11508 | 0.056743 | -0.56741 | 0.45971 | 0.18742 | 3.782 | 6.8243 | 21.6821 | -23.5558 | 0 | 0.52614 | 0 | 1.6728 | 0.22608
2025_05_27 Hr 18 | 0.59022 | 0.00024518 | 0 | 0 | 0 | 0 | 0 | 0 | 0 | 0 | 0 | 0.02402 | 0.69 | 0.019458 | 1.2159 | 1.2159 | 1.1016 | 0 | 0.0064686 | 0.0049984 | 0.013303 | 0.077119 | 0 | 0 | 0 | 0 | 0 | 0.030765 | 0.017896 | 0.074423 | 0 | 3.9917 | 2.0585 | 0 | 0.5281 | 0.81115 | 0 | 0 | 0 | 0.026515 | -0.1821 | 0.055558 | 0 | 0.0033235 | 0 | -0.1248 | 0 | 0 | 0 | 0 | 0 | 0 | 0 | 0 | 0.13793 | 0.012019 | 9.8343e-05 | -1.0625 | 0 | 0 | 0 | 0 | 0 | 0 | 0 | -1.85 | 0 | 0 | 0 | 0 | 0 | 0 | 0 | 0 | 0 | -18.6744 | 1.822 | 0 | 1.7337 | 0 | 2.9597 | 9.3333 | 1.2254 | 3.0551 | 0.11508 | 0.056743 | -0.59022 | 0.45971 | 0.18742 | 3.782 | 8.0428 | 21.1671 | -22.3019 | 0 | 0.52614 | 0 | 1.6728 | 0.227
2025_05_27 Hr 19 | 0.59022 | 0.00014013 | 0 | 0 | 0 | 0 | 0 | 0 | 0 | 0 | 0 | 0.02402 | 0.45 | 0.013437 | 1.2159 | 1.2159 | 1.1016 | 0 | 0.0064686 | 0.0049984 | 0.013303 | 0.077119 | 0 | 0 | 0 | 0 | 0 | 0.030765 | 0.017896 | 0.098461 | 0 | 3.9917 | 2.0585 | 0 | 0.5281 | 0.81115 | 0 | 0 | 0 | 0 | -0.98364 | 0.055558 | 0 | 0.0035193 | 0 | -0.13227 | 0 | 0 | 0 | 0 | 0 | 0 | 0 | 0 | 1.5753 | 0.012019 | 9.8343e-05 | -1.0625 | 0 | 0 | 0 | 0 | 0 | 0 | 0 | -1.85 | 0 | 0 | 0 | 0 | 0 | 0 | 0 | 0 | 0 | -20.4772 | 1.822 | 0 | 1.9476 | 0 | 3.1816 | 9.5712 | 1.2254 | 3.0551 | 0.11508 | 0.056743 | -0.59022 | 0.45971 | 0.18742 | 3.782 | 7.0551 | 22.5797 | -24.1121 | 0 | 0.52614 | 0 | 1.6728 | 0.22643
2025_05_27 Hr 20 | 0.13586 | 6.5203e-05 | 0 | 0 | 0 | 0 | 0 | 0 | 0 | 0 | 0 | 0.02402 | 0.3 | 0.0095088 | 1.2159 | 1.2159 | 1.1016 | 0 | 0.0064686 | 0.0049984 | 0.013303 | 0.077119 | 0 | 0 | 0 | 0 | 0 | 0.030765 | 0.017896 | 0.10014 | 0 | 3.9917 | 2.0585 | 0 | 0.5281 | 0.81115 | 0 | 0 | 0 | 0 | -1.6019 | 0.055558 | 0 | 0.0037356 | 0 | -0.14053 | 0 | 0 | 0 | 0 | 0 | 0 | 0 | 0 | 2.2577 | 0.012019 | 9.8343e-05 | -1.0625 | 0 | 0 | 0 | 0 | 0 | 0 | 0 | -1.85 | 0 | 0 | 0 | 0 | 0 | 0 | 0 | 0 | 0 | -24.5521 | 1.822 | 0 | 2.0553 | 0 | 2.9988 | 9.6805 | 1.2254 | 3.0551 | 0.11508 | 0.056743 | -0.13586 | 0.45971 | 0.18742 | 3.782 | 2.8084 | 22.4707 | -27.741 | 0 | 0.52614 | 0 | 1.6728 | 0.22623
2025_05_27 Hr 21 | 0 | 9.3301e-06 | 0 | 0 | 0 | 0 | 0 | 0 | 0 | 0 | 0 | 0.02402 | 0.21 | 0.0058054 | 1.2159 | 1.2159 | 1.1016 | 0 | 0.0064686 | 0.0049984 | 0.013303 | 0.077119 | 0 | 0 | 0 | 0 | 0 | 0.030765 | 0.017896 | 0.087824 | 0 | 3.9917 | 2.0585 | 0 | 0.5281 | 0.81115 | 0 | 0 | 0 | 0.16248 | -0.11837 | 0.055558 | 0 | 0.0032581 | 0 | -0.1223 | 0 | 0 | 0 | 0 | 0 | 0 | 0 | 0 | 0.54445 | 0.012019 | 9.8343e-05 | -1.0625 | 0 | 0 | 0 | 0 | 0 | 0 | 0 | -1.85 | 0 | 0 | 0 | 0 | 0 | 0 | 0 | 0 | 0 | -20.7198 | 1.822 | 0 | 1.6863 | 0 | 2.4678 | 9.2992 | 1.2254 | 3.0551 | 0.11508 | 0.056743 | 0 | 0.45971 | 0.18742 | 3.782 | 5.5844 | 19.9957 | -23.7546 | 0 | 0.52614 | 0 | 1.6728 | 0.22504
2025_05_27 Hr 22 | 0 | 0 | 0 | 0 | 0 | 0 | 0 | 0 | 0 | 0 | 0 | 0.02402 | 0.27 | 0.0057266 | 1.2159 | 1.2159 | 1.0701 | 0 | 0.0064686 | 0.0049984 | 0.013303 | 0.077119 | 0 | 0 | 0 | 0 | 0 | 0.030765 | 0.017896 | 0.037413 | 0 | 3.9917 | 2.0585 | 0 | 0.5281 | 0.81115 | 0 | 0 | 0 | 0 | -0.3225 | 0.055558 | 0 | 0.0024997 | 0 | -0.093343 | 0 | 0 | 0 | 0 | 0 | 0 | 0 | 0 | 0.41378 | 0.012019 | 9.8343e-05 | -1.0625 | 0 | 0 | 0 | 0 | 0 | 0 | 0 | -1.85 | 0 | 0 | 0 | 0 | 0 | 0 | 0 | 0 | 0 | -17.1931 | 1.822 | 0 | 1.5944 | 0 | 3.1512 | 9.1255 | 1.2254 | 3.0551 | 0.11508 | 0.056743 | 0 | 0.45971 | 0.18742 | 3.782 | 9.2109 | 20.6069 | -20.1989 | 0 | 0.52614 | 0 | 1.6728 | 0.22369
2025_05_27 Hr 23 | 0 | 0 | 0 | 0.087452 | 0.0834 | 0.08368 | 0.091626 | 0.086797 | 0.091626 | 0 | 0 | 0.02402 | 0.27 | 0.012806 | 1.2159 | 1.2159 | 1.1354 | 0 | 0.0064686 | 0.0049984 | 0.013303 | 0.077119 | 0 | -0.53583 | 0 | 0 | 0 | 0.030765 | 0.017896 | 0.094508 | 0.36091 | 4.0579 | 2.0585 | 0 | 0.53929 | 0.81115 | 0 | 0 | 0 | 0.43368 | 0 | 0.055558 | 0 | 0.0025408 | 0 | -0.21133 | 0 | 0 | 0 | 0 | 0 | 0 | 0 | 0 | 0.41378 | 0.012019 | 9.8343e-05 | 0 | 0 | 0 | 0 | 0 | 0 | 0 | 0 | 0 | -1.575 | 0 | 0 | 0 | 0 | 0 | 0 | 0 | 0 | -43.9472 | 1.822 | 0 | 2.1199 | 0 | 2.7769 | 10.5754 | 1.2254 | 3.0551 | 0.11508 | 0.056743 | 0 | 0.45971 | 0.18742 | 3.782 | -15.0131 | 20.2471 | -46.2693 | 0 | 0.52614 | 0 | 1.6728 | 0.21989
2025_05_27 Hr 24 | 0 | 0 | 0 | 0.087452 | 0.0834 | 0.08368 | 0.091626 | 0.086797 | 0.091626 | 0 | 0 | 0.02402 | 0.24 | 0.030093 | 1.2159 | 1.2159 | 1.1354 | 0 | 0.0064686 | 0.0049984 | 0.013303 | 0.077119 | 0 | 1.5523 | 0 | 0 | 0 | 0.030765 | 0.017896 | 0.10014 | 0.21128 | 4.0579 | 2.0585 | 0 | 0.53929 | 0.81115 | 0 | 0 | 0 | 4.5939 | 0 | 0.055558 | 0 | 0.0067171 | 0 | -0.56214 | 0 | 0 | 0 | 0 | 0 | 0 | 0 | 0 | 0.82031 | 0.012019 | 9.8343e-05 | 0 | 0 | 0 | 0 | 0 | 0 | 0 | 0 | 0 | -1.575 | 0 | 0 | 0 | 0 | 0 | 0 | 0 | 0 | -69.2137 | 1.822 | 0 | 2.1998 | 0 | 2.7682 | 10.661 | 1.2254 | 3.0551 | 0.11508 | 0.056743 | 0 | 0.45971 | 0.18742 | 3.782 | -33.9147 | 20.6289 | -69.7985 | 0 | 0.52614 | 0 | 1.6728 | 0.2166
2025_05_28 Hr 01 | 0 | 0 | 0 | 0.085126 | 0.081181 | 0.081455 | 0.089189 | 0.084488 | 0.089189 | 0 | 0 | 0.02402 | 0.27 | 0.013103 | 1.2159 | 1.2159 | 1.1053 | 0 | 0.0064686 | 0.0049984 | 0.013303 | 0.077119 | 0 | -0.50637 | 0 | 0 | 0 | 0.030765 | 0.017896 | 0.10014 | 0.20578 | 3.95 | 2.0585 | 0 | 0.53929 | 0.81115 | 0 | 0 | 0 | 2.736 | 0 | 0.055558 | 0 | 0.0025998 | 0 | -0.21628 | 0 | 0 | 0 | 0 | 0 | 0 | 0 | 0 | 0.61705 | 0.012019 | 9.8343e-05 | 0 | 0 | 0 | 0 | 0 | 0 | 0 | 0 | 0 | -1.575 | 0 | 0 | 0 | 0 | 0 | 0 | 0 | 0 | -51.743 | 1.822 | 0 | 2.1413 | 0 | 2.6681 | 10.4449 | 1.2254 | 3.0551 | 0.11508 | 0.056743 | 0 | 0.45971 | 0.18742 | 3.782 | -20.5225 | 20.3373 | -54.0407 | 0 | 0.52614 | 0 | 1.6728 | 0.2154
2025_05_28 Hr 02 | 0 | 0 | 0 | 0.085126 | 0.081181 | 0.081455 | 0.089189 | 0.084488 | 0.089189 | 0 | 0 | 0.02402 | 0.3 | 0.014305 | 1.2159 | 1.2159 | 1.1053 | 0 | 0.0064686 | 0.0049984 | 0.013303 | 0.077119 | 0 | -0.52906 | 0 | 0 | 0 | 0.030765 | 0.017896 | 0.10014 | 0.20578 | 3.95 | 2.0585 | 0 | 0.53929 | 0.81115 | 0 | 0 | 0 | 3.1043 | 0 | 0.055558 | 0 | 0.0025544 | 0 | -0.21247 | 0 | 0 | 0 | 0 | 0 | 0 | 0 | 0 | 0.20326 | 0.012019 | 9.8343e-05 | 0 | 0 | 0 | 0 | 0 | 0 | 0 | 0 | 0 | -1.575 | 0 | 0 | 0 | 0 | 0 | 0 | 0 | 0 | -50.4563 | 1.822 | 0 | 2.1413 | 0 | 2.4678 | 10.4449 | 1.2254 | 3.0551 | 0.11508 | 0.056743 | 0 | 0.45971 | 0.18742 | 3.782 | -19.4705 | 19.7531 | -52.7728 | 0 | 0.52614 | 0 | 1.6728 | 0.21394
2025_05_28 Hr 03 | 0 | 0 | 0 | 0.085126 | 0.081181 | 0.081455 | 0.089189 | 0.084488 | 0.089189 | 0 | 0 | 0.02402 | 0.48 | 0.022895 | 1.2159 | 1.2159 | 1.1053 | 0 | 0.0064686 | 0.0049984 | 0.013303 | 0.077119 | 0 | -0.5286 | 0 | 0 | 0 | 0.030765 | 0.017896 | 0.10014 | 0.20578 | 3.95 | 2.0585 | 0 | 0.53929 | 0.81115 | 0 | 0 | 0 | 4.0693 | 0 | 0.055558 | 0 | 0.0025553 | 0 | -0.21254 | 0 | 0 | 0 | 0 | 0 | 0 | 0 | 0 | 0.13793 | 0.012019 | 9.8343e-05 | 0 | 0 | 0 | 0 | 0 | 0 | 0 | 0 | 0 | -1.575 | 0 | 0 | 0 | 0 | 0 | 0 | 0 | 0 | -50.8848 | 1.822 | 0 | 2.1413 | 0 | 1.9847 | 10.4449 | 1.2254 | 3.0551 | 0.11508 | 0.056743 | 0 | 0.45971 | 0.18742 | 3.782 | -19.2939 | 19.3927 | -53.2009 | 0 | 0.52614 | 0 | 1.6728 | 0.21345
2025_05_28 Hr 04 | 0 | 0 | 0 | 0.085126 | 0.081181 | 0.081455 | 0.089189 | 0.084488 | 0.089189 | 0 | 0 | 0.02402 | 0.33 | 0.014838 | 1.2159 | 1.2159 | 1.1053 | 0 | 0.0064686 | 0.0049984 | 0.013303 | 0.077119 | 0 | -0.60187 | 0 | 0 | 0 | 0.030765 | 0.017896 | 0.10014 | 0.20578 | 3.95 | 2.0585 | 0 | 0.53929 | 0.81115 | 0 | 0 | 0 | 3.6849 | 0 | 0.055558 | 0 | 0.0024088 | 0 | -0.20024 | 0 | 0 | 0 | 0 | 0 | 0 | 0 | 0 | 0.20326 | 0.012019 | 9.8343e-05 | 0 | 0 | 0 | 0 | 0 | 0 | 0 | 0 | 0 | -1.575 | 0 | 0 | 0 | 0 | 0 | 0 | 0 | 0 | -47.9784 | 1.822 | 0 | 2.1413 | 0 | 1.8541 | 10.4449 | 1.2254 | 3.0551 | 0.11508 | 0.056743 | 0 | 0.45971 | 0.18742 | 3.782 | -17.0559 | 19.1698 | -50.3555 | 0 | 0.52614 | 0 | 1.6728 | 0.21383
2025_05_28 Hr 05 | 0 | 0 | 0 | 0.085126 | 0.081181 | 0.081455 | 0.089189 | 0.084488 | 0.089189 | 0 | 0 | 0.02402 | 0.27 | 0.015178 | 1.2159 | 1.2159 | 1.1053 | 0 | 0.0064686 | 0.0049984 | 0.013303 | 0.077119 | 0 | -0.30052 | 0 | 0 | 0 | 0.030765 | 0.017896 | 0.10014 | 0.20578 | 3.95 | 2.0585 | 0 | 0.53929 | 0.81115 | 0 | 0 | 0 | 5.0611 | 0 | 0.055558 | 0 | 0.0030115 | 0 | -0.25086 | 0 | 0 | 0 | 0 | 0 | 0 | 0 | 0 | 0.54445 | 0.012019 | 9.8343e-05 | 0 | 0 | 0 | 0 | 0 | 0 | 0 | 0 | 0 | -1.575 | 0 | 0 | 0 | 0 | 0 | 0 | 0 | 0 | -62.5179 | 1.822 | 0 | 2.1413 | 0 | 1.7758 | 10.4449 | 1.2254 | 3.0551 | 0.11508 | 0.056743 | 0 | 0.45971 | 0.18742 | 3.782 | -29.7655 | 19.3728 | -64.6443 | 0 | 0.52614 | 0 | 1.6728 | 0.21364
2025_05_28 Hr 06 | 0.02274 | 0 | 0 | 0.085126 | 0.081181 | 0.081455 | 0.089189 | 0.084488 | 0.089189 | 0 | 0 | 0.02402 | 0.21 | 0.010603 | 1.2159 | 1.2159 | 1.1053 | 0 | 0.0064686 | 0.0049984 | 0.013303 | 0.077119 | 0 | -0.45377 | 0 | 0 | 0 | 0.030765 | 0.017896 | 0.10014 | 0.20578 | 3.95 | 2.0585 | 0 | 0.53929 | 0.81115 | 0 | 0 | 0 | 3.1475 | 0 | 0.055558 | 0 | 0.002705 | 0 | -0.22512 | 0 | 0 | 0 | 0 | 0 | 0 | 0 | 0 | 0.82031 | 0.012019 | 9.8343e-05 | 0 | 0 | 0 | 0 | 0 | 0 | 0 | 0 | 0 | -1.575 | 0 | 0 | 0 | 0 | 0 | 0 | 0 | 0 | -55.5861 | 1.822 | 0 | 2.1413 | 0 | 1.8846 | 10.4449 | 1.2254 | 3.0551 | 0.11508 | 0.056743 | -0.02274 | 0.45971 | 0.18742 | 3.782 | -24.552 | 19.7183 | -57.8627 | 0 | 0.52614 | 0 | 1.6728 | 0.21627
2025_05_28 Hr 07 | 0.318 | 0 | 0 | 0 | 0 | 0 | 0 | 0 | 0 | 0 | 0 | 0.02402 | 0.24 | 0.0052814 | 1.2159 | 1.2159 | 1.0723 | 0 | 0.0064686 | 0.0049984 | 0.013303 | 0.077119 | 0 | 0 | 0 | 0 | 0 | 0.030765 | 0.017896 | 0.037413 | 0 | 3.8856 | 2.0585 | 0 | 0.5281 | 0.81115 | 0 | 0 | 0 | 0.31195 | 0 | 0.055558 | 0 | 0.0037724 | 0 | -0.096926 | 0 | 0 | 0 | 0 | 0 | 0 | 0 | 0 | 0.95824 | 0.012019 | 9.8343e-05 | -1.0625 | 0 | 0 | 0 | 0 | 0 | 0 | 0 | -1.85 | 0 | 0 | 0 | 0 | 0 | 0 | 0 | 0 | 0 | -19.4903 | 1.822 | 0 | 0 | 0 | 2.1762 | 7.4271 | 1.2254 | 3.0551 | 0.11508 | 0.056743 | -0.318 | 0.45971 | 0.18742 | 3.782 | 5.3813 | 20.46 | -22.8178 | 0 | 0.52614 | 0 | 1.6728 | 0.21974
2025_05_28 Hr 08 | 0.68394 | 0 | 0 | 0 | 0 | 0 | 0 | 0 | 0 | 0 | 0 | 0.02402 | 0.15 | 0.0026258 | 1.0547 | 1.0547 | 0.81572 | 0 | 0.0064686 | 0.0049984 | 0.013303 | 0.077119 | 0 | 0 | 0 | 0 | 0 | 0.030765 | 0.017896 | 0.037413 | 0 | 3.3971 | 2.0585 | 0 | 0.44889 | 0.81115 | 0 | 0 | 0 | 0.32275 | -0.94444 | 0.055558 | 0 | 0.0030009 | 0 | -0.076674 | 0 | 0 | 0 | 0 | 0 | 0 | 0 | 0 | 0.75498 | 0.012019 | 9.8343e-05 | -1.0625 | 0 | 0 | 0 | 0 | 0 | 0 | 0 | -1.85 | 0 | 0 | 0 | 0 | 0 | 0 | 0 | 0 | 0 | -10.1228 | 1.822 | 0 | 0 | 0 | 1.976 | 6.3596 | 1.2254 | 3.0551 | 0.11508 | 0.056743 | -0.68394 | 0.45971 | 0.18742 | 3.782 | 12.1941 | 20.2521 | -13.7959 | 0 | 0.52614 | 0 | 1.6728 | 0.22121
2025_05_28 Hr 09 | 0.79779 | 1.8357e-06 | 0 | 0 | 0 | 0 | 0 | 0 | 0 | 0 | 0 | 0.02402 | 0.24 | 0.0045689 | 1.1015 | 1.1015 | 1.0382 | 0 | 0.0064686 | 0.0049984 | 0.013303 | 0.077119 | 0 | 0 | 0 | 0 | 0 | 0.030765 | 0.017896 | 0.037413 | 0 | 3.5161 | 2.0585 | 0 | 0.46818 | 0.81115 | 0 | 0 | 0 | 0.62167 | -0.015396 | 0.055558 | 0 | 0.0032635 | 0 | -0.083566 | 0 | 0 | 0 | 0 | 0 | 0 | 0 | 0 | 0.34119 | 0.012019 | 9.8343e-05 | -1.0625 | 0 | 0 | 0 | 0 | 0 | 0 | 0 | -1.85 | 0 | 0 | 0 | 0 | 0 | 0 | 0 | 0 | 0 | -13.9938 | 1.822 | 0 | 0 | 0 | 1.5364 | 6.7948 | 1.2254 | 3.0551 | 0.11508 | 0.056743 | -0.79779 | 0.45971 | 0.18742 | 3.782 | 9.2378 | 19.6244 | -17.7877 | 0 | 0.52614 | 0 | 1.6728 | 0.22185
2025_05_28 Hr 10 | 0.81159 | 8.8719e-06 | 0 | 0 | 0 | 0 | 0 | 0 | 0 | 0 | 0 | 0.02402 | 0.21 | 0.0048303 | 1.2159 | 1.2159 | 1.0723 | 0 | 0.0064686 | 0.0049984 | 0.013303 | 0.077119 | 0 | 0 | 0 | 0 | 0 | 0.030765 | 0.017896 | 0.047488 | 0 | 3.8856 | 2.0585 | 0 | 0.5281 | 0.81115 | 0 | 0 | 0 | 0.11777 | -0.0048184 | 0.055558 | 0 | 0.0039431 | 0 | -0.10141 | 0 | 0 | 0 | 0 | 0 | 0 | 0 | 0 | 0.34119 | 0.012019 | 9.8343e-05 | -1.0625 | 0 | 0 | 0 | 0 | 0 | 0 | 0 | -1.85 | 0 | 0 | 0 | 0 | 0 | 0 | 0 | 0 | 0 | -18.1004 | 1.822 | 0 | 0 | 0 | 1.2056 | 7.4372 | 1.2254 | 3.0551 | 0.11508 | 0.056743 | -0.81159 | 0.45971 | 0.18742 | 3.782 | 4.9622 | 19.3379 | -21.9259 | 0 | 0.52614 | 0 | 1.6728 | 0.22215
2025_05_28 Hr 11 | 0.80709 | 3.6718e-05 | 0 | 0 | 0 | 0 | 0 | 0 | 0 | 0 | 0 | 0.02402 | 0.24 | 0.0055951 | 1.2159 | 1.2159 | 1.0723 | 0 | 0.0064686 | 0.0049984 | 0.013303 | 0.077119 | 0 | 0 | 0 | 0 | 0 | 0.030765 | 0.017896 | 0.040782 | 0 | 3.8856 | 2.0585 | 0 | 0.5281 | 0.81115 | 0 | 0 | 0 | 0 | -0.58931 | 0.055558 | 0 | 0.0039965 | 0 | -0.10281 | 0 | 0 | 0 | 0 | 0 | 0 | 0 | 0 | 0.54445 | 0.012019 | 9.8343e-05 | -1.0625 | 0 | 0 | 0 | 0 | 0 | 0 | 0 | -1.85 | 0 | 0 | 0 | 0 | 0 | 0 | 0 | 0 | 0 | -18.026 | 1.822 | 0 | 0 | 0 | 1.4145 | 7.4305 | 1.2254 | 3.0551 | 0.11508 | 0.056743 | -0.80709 | 0.45971 | 0.18742 | 3.782 | 4.7707 | 19.778 | -21.8484 | 0 | 0.52614 | 0 | 1.6728 | 0.22372
2025_05_28 Hr 12 | 0.80302 | 4.3435e-05 | 0 | 0 | 0 | 0 | 0 | 0 | 0 | 0 | 0 | 0.02402 | 0.21 | 0.0051596 | 1.2159 | 1.2159 | 1.0723 | 0 | 0.0064686 | 0.0049984 | 0.013303 | 0.077119 | 0 | 0 | 0 | 0 | 0 | 0.030765 | 0.017896 | 0.055005 | 0 | 3.8856 | 2.0585 | 0 | 0.5281 | 0.81115 | 0 | 0 | 0 | 0 | -0.63201 | 0.055558 | 0 | 0.0042119 | 0 | -0.10846 | 0 | 0 | 0 | 0 | 0 | 0 | 0 | 0 | 0.82031 | 0.012019 | 9.8343e-05 | -1.0625 | 0 | 0 | 0 | 0 | 0 | 0 | 0 | -1.85 | 0 | 0 | 0 | 0 | 0 | 0 | 0 | 0 | 0 | -18.6953 | 1.822 | 0 | 0 | 0 | 1.1752 | 7.4447 | 1.2254 | 3.0551 | 0.11508 | 0.056743 | -0.80302 | 0.45971 | 0.18742 | 3.782 | 4.0736 | 19.7802 | -22.5193 | 0 | 0.52614 | 0 | 1.6728 | 0.22402
2025_05_28 Hr 13 | 0.77955 | 5.7747e-05 | 0 | 0 | 0 | 0 | 0 | 0 | 0 | 0 | 0 | 0.02402 | 0.18 | 0.0042832 | 1.2159 | 1.2159 | 1.0723 | 0 | 0.0064686 | 0.0049984 | 0.013303 | 0.077119 | 0 | 0 | 0 | 0 | 0 | 0.030765 | 0.017896 | 0.054183 | 0 | 3.8856 | 2.0585 | 0 | 0.5281 | 0.81115 | 0 | 0 | 0 | 0 | -0.54956 | 0.055558 | 0 | 0.0040792 | 0 | -0.10498 | 0 | 0 | 0 | 0 | 0 | 0 | 0 | 0 | 0.82031 | 0.012019 | 9.8343e-05 | -1.0625 | 0 | 0 | 0 | 0 | 0 | 0 | 0 | -1.85 | 0 | 0 | 0 | 0 | 0 | 0 | 0 | 0 | 0 | -18.1799 | 1.822 | 0 | 0 | 0 | 1.0228 | 7.4439 | 1.2254 | 3.0551 | 0.11508 | 0.056743 | -0.77955 | 0.45971 | 0.18742 | 3.782 | 4.4913 | 19.574 | -21.977 | 0 | 0.52614 | 0 | 1.6728 | 0.2244
2025_05_28 Hr 14 | 0.81036 | 5.27e-05 | 0 | 0 | 0 | 0 | 0 | 0 | 0 | 0 | 0 | 0.02402 | 0.18 | 0.0041275 | 1.2159 | 1.2159 | 1.0723 | 0 | 0.0064686 | 0.0049984 | 0.013303 | 0.077119 | 0 | 0 | 0 | 0 | 0 | 0.030765 | 0.017896 | 0.056246 | 0 | 3.8856 | 2.0585 | 0 | 0.5281 | 0.81115 | 0 | 0 | 0 | 0 | -0.60053 | 0.055558 | 0 | 0.003931 | 0 | -0.10109 | 0 | 0 | 0 | 0 | 0 | 0 | 0 | 0 | 0.82031 | 0.012019 | 9.8343e-05 | -1.0625 | 0 | 0 | 0 | 0 | 0 | 0 | 0 | -1.85 | 0 | 0 | 0 | 0 | 0 | 0 | 0 | 0 | 0 | -16.7239 | 1.822 | 0 | 0 | 0 | 1.0533 | 7.4459 | 1.2254 | 3.0551 | 0.11508 | 0.056743 | -0.81036 | 0.45971 | 0.18742 | 3.782 | 5.9342 | 19.6366 | -20.5478 | 0 | 0.52614 | 0 | 1.6728 | 0.22595
2025_05_28 Hr 15 | 0.81384 | 0.00010078 | 0 | 0 | 0 | 0 | 0 | 0 | 0 | 0 | 0 | 0.02402 | 0.18 | 0.0041497 | 1.2159 | 1.2159 | 1.0723 | 0 | 0.0064686 | 0.0049984 | 0.013303 | 0.077119 | 0 | 0 | 0 | 0 | 0 | 0.030765 | 0.017896 | 0.042456 | 0 | 3.8856 | 2.0585 | 0 | 0.5281 | 0.81115 | 0 | 0 | 0 | 0 | -0.96176 | 0.055558 | 0 | 0.0039521 | 0 | -0.10164 | 0 | 0 | 0 | 0 | 0 | 0 | 0 | 0 | 0.75498 | 0.012019 | 9.8343e-05 | -1.0625 | 0 | 0 | 0 | 0 | 0 | 0 | 0 | -1.85 | 0 | 0 | 0 | 0 | 0 | 0 | 0 | 0 | 0 | -16.2853 | 1.822 | 0 | 0 | 0 | 1.3362 | 7.4321 | 1.2254 | 3.0551 | 0.11508 | 0.056743 | -0.81384 | 0.45971 | 0.18742 | 3.782 | 6.2154 | 19.8584 | -20.1133 | 0 | 0.52614 | 0 | 1.6728 | 0.22655
2025_05_28 Hr 16 | 0.70189 | 0.00026088 | 0 | 0 | 0 | 0 | 0 | 0 | 0 | 0 | 0 | 0.02402 | 0.18 | 0.012225 | 1.2107 | 1.2107 | 1.0417 | 0 | 0.0064686 | 0.0049984 | 0.013303 | 0.077119 | 0 | 0 | 0 | 0 | 0 | 0.030765 | 0.017896 | 0.07926 | 0 | 3.8775 | 2.0585 | 0 | 0.52679 | 0.81115 | 0 | 0 | 0 | 0.001762 | -2.7352 | 0.055558 | 0 | 0.011643 | 0 | -0.30354 | 0 | 0 | 0 | 0 | 0 | 0 | 0 | 0 | 0.54445 | 0.012019 | 9.8343e-05 | -1.0625 | 0 | 0 | 0 | 0 | 0 | 0 | 0 | -1.85 | 0 | 0 | 0 | 0 | 0 | 0 | 0 | 0 | 0 | -14.1897 | 1.822 | 0 | 0 | 0 | 1.1316 | 7.4198 | 1.2254 | 3.0551 | 0.11508 | 0.056743 | -0.70189 | 0.45971 | 0.18742 | 3.782 | 5.9178 | 19.339 | -18.1076 | 0 | 0.52614 | 0 | 1.6728 | 0.22729
2025_05_28 Hr 17 | 0.70763 | 0.00016074 | 0 | 0 | 0 | 0 | 0 | 0 | 0 | 0 | 0 | 0.02402 | 0.21 | 0.0045267 | 1.1986 | 1.1986 | 0.97464 | 0 | 0.0064686 | 0.0049984 | 0.013303 | 0.077119 | 0 | 0 | 0 | 0 | 0 | 0.030765 | 0.017896 | 0.052693 | 0 | 3.8775 | 2.0585 | 0 | 0.52679 | 0.81115 | 0 | 0 | 0 | 0.001118 | -0.42278 | 0.055558 | 0 | 0.0036953 | 0 | -0.094901 | 0 | 0 | 0 | 0 | 0 | 0 | 0 | 0 | 0.75498 | 0.012019 | 9.8343e-05 | -1.0625 | 0 | 0 | 0 | 0 | 0 | 0 | 0 | -1.85 | 0 | 0 | 0 | 0 | 0 | 0 | 0 | 0 | 0 | -13.0766 | 1.822 | 0 | 0 | 0 | 0.95319 | 7.302 | 1.2254 | 3.0551 | 0.11508 | 0.056743 | -0.70763 | 0.45971 | 0.18742 | 3.782 | 9.4888 | 19.4001 | -16.7916 | 0 | 0.52614 | 0 | 1.6728 | 0.22838
2025_05_28 Hr 18 | 0.54481 | 0.00012583 | 0 | 0.085126 | 0.081181 | 0.081455 | 0.089189 | 0.084488 | 0.089189 | 0 | 0 | 0.02402 | 0.24 | 0.008991 | 1.2159 | 1.2159 | 1.0723 | 0 | 0.0064686 | 0.0049984 | 0.013303 | 0.077119 | 0 | 0 | 0 | 0 | 0 | 0.030765 | 0.017896 | 0.094508 | 0.35542 | 3.8856 | 2.0585 | 0 | 0.5281 | 0.81115 | 0 | 0 | 0 | 0 | -0.64974 | 0.055558 | 0 | 0.0020069 | 0 | -0.16648 | 0 | 0 | 0 | 0 | 0 | 0 | 0 | 0 | 1.9165 | 0.012019 | 9.8343e-05 | -1.0625 | 0 | 0 | 0 | 0 | 0 | 0 | 0 | -1.85 | 0 | 0 | 0 | 0 | 0 | 0 | 0 | 0 | 0 | -28.8711 | 1.822 | 0 | 3.0981 | 0 | 0.75298 | 10.2012 | 1.2254 | 3.0551 | 0.11508 | 0.056743 | -0.54481 | 0.45971 | 0.18742 | 3.782 | -2.7091 | 20.2343 | -32.4949 | 0 | 0.52614 | 0 | 1.6728 | 0.22841
2025_05_28 Hr 19 | 0.40881 | 0.00016928 | 0 | 0.085126 | 0.081181 | 0.081455 | 0.089189 | 0.084488 | 0.089189 | 0 | 0 | 0.02402 | 0.21 | 0.0087086 | 1.2159 | 1.2159 | 1.0723 | 0 | 0.0064686 | 0.0049984 | 0.013303 | 0.077119 | 0 | 0 | 0 | 0 | 0 | 0.030765 | 0.017896 | 0.10014 | 0.20578 | 3.8856 | 2.0585 | 0 | 0.5281 | 0.81115 | 0 | 0 | 0 | 0 | -0.78265 | 0.055558 | 0 | 0.0022216 | 0 | -0.18451 | 0 | 0 | 0 | 0 | 0 | 0 | 0 | 0 | 1.5753 | 0.012019 | 9.8343e-05 | -1.0625 | 0 | 0 | 0 | 0 | 0 | 0 | 0 | -1.85 | 0 | 0 | 0 | 0 | 0 | 0 | 0 | 0 | 0 | -32.8937 | 1.822 | 0 | 2.0885 | 0 | 0.67028 | 10.2948 | 1.2254 | 3.0551 | 0.11508 | 0.056743 | -0.40881 | 0.45971 | 0.18742 | 3.782 | -7.2438 | 19.6436 | -36.3996 | 0 | 0.52614 | 0 | 1.6728 | 0.22784
2025_05_28 Hr 20 | 0.067857 | 6.8949e-05 | 0 | 0.085126 | 0.081181 | 0.081455 | 0.089189 | 0.084488 | 0.089189 | 0 | 0 | 0.02402 | 0.24 | 0.011569 | 1.2159 | 1.2159 | 1.0723 | 0 | 0.0064686 | 0.0049984 | 0.013303 | 0.077119 | 0 | 0 | 0 | 0 | 0 | 0.030765 | 0.017896 | 0.10014 | 0.20578 | 3.8856 | 2.0585 | 0 | 0.5281 | 0.81115 | 0 | 0 | 0 | 0 | -1.8104 | 0.055558 | 0 | 0.0025824 | 0 | -0.21482 | 0 | 0 | 0 | 0 | 0 | 0 | 0 | 0 | 1.372 | 0.012019 | 9.8343e-05 | -1.0625 | 0 | 0 | 0 | 0 | 0 | 0 | 0 | -1.85 | 0 | 0 | 0 | 0 | 0 | 0 | 0 | 0 | 0 | -40.0959 | 1.822 | 0 | 2.0885 | 0 | 0.78344 | 10.2948 | 1.2254 | 3.0551 | 0.11508 | 0.056743 | -0.067857 | 0.45971 | 0.18742 | 3.782 | -15.5624 | 19.2444 | -43.2911 | 0 | 0.52614 | 0 | 1.6728 | 0.22686
2025_05_28 Hr 21 | 0 | 1.9263e-05 | 0 | 0.085126 | 0.081181 | 0.081455 | 0.089189 | 0.084488 | 0.089189 | 0 | 0 | 0.02402 | 0.3 | 0.011986 | 1.2159 | 1.2159 | 1.0723 | 0 | 0.0064686 | 0.0049984 | 0.013303 | 0.077119 | 0 | 0 | 0 | 0 | 0 | 0.030765 | 0.017896 | 0.10014 | 0.20578 | 3.8856 | 2.0585 | 0 | 0.5281 | 0.81115 | 0 | 0 | 0 | 0 | -1.3817 | 0.055558 | 0 | 0.0021403 | 0 | -0.17768 | 0 | 0 | 0 | 0 | 0 | 0 | 0 | 0 | 0.82031 | 0.012019 | 9.8343e-05 | -1.0625 | 0 | 0 | 0 | 0 | 0 | 0 | 0 | -1.85 | 0 | 0 | 0 | 0 | 0 | 0 | 0 | 0 | 0 | -31.4137 | 1.822 | 0 | 2.0885 | 0 | 0.57017 | 10.2948 | 1.2254 | 3.0551 | 0.11508 | 0.056743 | 0 | 0.45971 | 0.18742 | 3.782 | -7.1202 | 18.4706 | -34.5038 | 0 | 0.52614 | 0 | 1.6728 | 0.22553
2025_05_28 Hr 22 | 0 | 0 | 0 | 0.085126 | 0.081181 | 0.081455 | 0.089189 | 0.084488 | 0.089189 | 0 | 0 | 0.02402 | 0.27 | 0.0093689 | 1.2159 | 1.2159 | 1.0723 | 0 | 0.0064686 | 0.0049984 | 0.013303 | 0.077119 | 0 | 0 | 0 | 0 | 0 | 0.030765 | 0.017896 | 0.10014 | 0.20578 | 3.8856 | 2.0585 | 0 | 0.5281 | 0.81115 | 0 | 0 | 0 | 0 | -0.71564 | 0.055558 | 0 | 0.0018589 | 0 | -0.15405 | 0 | 0 | 0 | 0 | 0 | 0 | 0 | 0 | 0.61705 | 0.012019 | 9.8343e-05 | -1.0625 | 0 | 0 | 0 | 0 | 0 | 0 | 0 | -1.85 | 0 | 0 | 0 | 0 | 0 | 0 | 0 | 0 | 0 | -30.64 | 1.822 | 0 | 2.0885 | 0 | 0.56147 | 10.2948 | 1.2254 | 3.0551 | 0.11508 | 0.056743 | 0 | 0.45971 | 0.18742 | 3.782 | -5.9029 | 18.2245 | -33.7065 | 0 | 0.52614 | 0 | 1.6728 | 0.22405
2025_05_28 Hr 23 | 0 | 0 | 0 | 0.085126 | 0.081181 | 0.081455 | 0.089189 | 0.084488 | 0.089189 | 0 | 0 | 0.02402 | 0.27 | 0.020079 | 1.2159 | 1.2159 | 1.1053 | 0 | 0.0064686 | 0.0049984 | 0.013303 | 0.077119 | 0 | 0.18571 | 0 | 0 | 0 | 0.030765 | 0.017896 | 0.10014 | 0.20578 | 3.95 | 2.0585 | 0 | 0.53929 | 0.81115 | 0 | 0 | 0 | 0.14046 | -0.033882 | 0.055558 | 0 | 0.0039839 | 0 | -0.33255 | 0 | 0 | 0 | 0 | 0 | 0 | 0 | 0 | 0.41378 | 0.012019 | 9.8343e-05 | 0 | 0 | 0 | 0 | 0 | 0 | 0 | 0 | 0 | -1.575 | 0 | 0 | 0 | 0 | 0 | 0 | 0 | 0 | -74.4274 | 1.822 | 0 | 2.1413 | 0 | 0.5223 | 10.4449 | 1.2254 | 3.0551 | 0.11508 | 0.056743 | 0 | 0.45971 | 0.18742 | 3.782 | -47.5973 | 18.0005 | -76.1493 | 0 | 0.52614 | 0 | 1.6728 | 0.22066
2025_05_28 Hr 24 | 0 | 0 | 0 | 0.085126 | 0.081181 | 0.081455 | 0.089189 | 0.084488 | 0.089189 | 0 | 0 | 0.02402 | 0.33 | 0.033366 | 1.2159 | 1.2159 | 1.1053 | 0 | 0.0064686 | 0.0049984 | 0.013303 | 0.077119 | 0 | 0.90206 | 0 | 0 | 0 | 0.030765 | 0.017896 | 0.10014 | 0.20578 | 3.95 | 2.0585 | 0 | 0.53929 | 0.81115 | 0 | 0 | 0 | 2.5087 | 0 | 0.055558 | 0 | 0.0054166 | 0 | -0.4529 | 0 | 0 | 0 | 0 | 0 | 0 | 0 | 0 | 0.61705 | 0.012019 | 9.8343e-05 | 0 | 0 | 0 | 0 | 0 | 0 | 0 | 0 | 0 | -1.575 | 0 | 0 | 0 | 0 | 0 | 0 | 0 | 0 | -52.9144 | 1.822 | 0 | 2.1413 | 0 | 0.42219 | 10.4449 | 1.2254 | 3.0551 | 0.11508 | 0.056743 | 0 | 0.45971 | 0.18742 | 3.782 | -22.9122 | 18.1745 | -54.0402 | 0 | 0.52614 | 0 | 1.6728 | 0.21813
2025_05_29 Hr 01 | 0 | 0 | 0 | 0.08712 | 0.083083 | 0.083362 | 0.091278 | 0.086467 | 0.091278 | 0 | 0 | 0.02402 | 0.33 | 0.021062 | 1.2159 | 1.2159 | 1.1311 | 0 | 0.0064686 | 0.0049984 | 0.013303 | 0.077119 | 0 | -0.096666 | 0 | 0 | 0 | 0.030765 | 0.017896 | 0.10014 | 0.21049 | 4.0425 | 2.0585 | 0 | 0.53929 | 0.81115 | 0 | 0 | 0 | 3.2358 | 0 | 0.055558 | 0 | 0.0034192 | 0 | -0.28511 | 0 | 0 | 0 | 0 | 0 | 0 | 0 | 0 | 0.54445 | 0.012019 | 9.8343e-05 | 0 | 0 | 0 | 0 | 0 | 0 | 0 | 0 | 0 | -1.575 | 0 | 0 | 0 | 0 | 0 | 0 | 0 | 0 | -70.91 | 1.822 | 0 | 2.1914 | 0 | 0.27856 | 10.6301 | 1.2254 | 3.0551 | 0.11508 | 0.056743 | 0 | 0.45971 | 0.18742 | 3.782 | -41.0557 | 17.9451 | -72.8668 | 0 | 0.52614 | 0 | 1.6728 | 0.21733
2025_05_29 Hr 02 | 0 | 0 | 0 | 0.08712 | 0.083083 | 0.083362 | 0.091278 | 0.086467 | 0.091278 | 0 | 0 | 0.02402 | 0.27 | 0.015854 | 1.2159 | 1.2159 | 1.1311 | 0 | 0.0064686 | 0.0049984 | 0.013303 | 0.077119 | 0 | -0.23342 | 0 | 0 | 0 | 0.030765 | 0.017896 | 0.10014 | 0.21049 | 4.0425 | 2.0585 | 0 | 0.53929 | 0.81115 | 0 | 0 | 0 | 4.5922 | 0 | 0.055558 | 0 | 0.0031457 | 0 | -0.26214 | 0 | 0 | 0 | 0 | 0 | 0 | 0 | 0 | 0.95824 | 0.012019 | 9.8343e-05 | 0 | 0 | 0 | 0 | 0 | 0 | 0 | 0 | 0 | -1.575 | 0 | 0 | 0 | 0 | 0 | 0 | 0 | 0 | -66.3465 | 1.822 | 0 | 2.1914 | 0 | 0.23068 | 10.6301 | 1.2254 | 3.0551 | 0.11508 | 0.056743 | 0 | 0.45971 | 0.18742 | 3.782 | -34.9503 | 18.2444 | -68.417 | 0 | 0.52614 | 0 | 1.6728 | 0.21586
2025_05_29 Hr 03 | 0 | 0 | 0 | 0.08712 | 0.083083 | 0.083362 | 0.091278 | 0.086467 | 0.091278 | 0 | 0 | 0.02402 | 0.51 | 0.030272 | 1.2159 | 1.2159 | 1.1311 | 0 | 0.0064686 | 0.0049984 | 0.013303 | 0.077119 | 0 | -0.21635 | 0 | 0 | 0 | 0.030765 | 0.017896 | 0.10014 | 0.21049 | 4.0425 | 2.0585 | 0 | 0.53929 | 0.81115 | 0 | 0 | 0 | 5.3649 | 0 | 0.055558 | 0 | 0.0031798 | 0 | -0.265 | 0 | 0 | 0 | 0 | 0 | 0 | 0 | 0 | 1.5753 | 0.012019 | 9.8343e-05 | 0 | 0 | 0 | 0 | 0 | 0 | 0 | 0 | 0 | -1.575 | 0 | 0 | 0 | 0 | 0 | 0 | 0 | 0 | -69.4263 | 1.822 | 0 | 2.1914 | 0 | 0.40913 | 10.6301 | 1.2254 | 3.0551 | 0.11508 | 0.056743 | 0 | 0.45971 | 0.18742 | 3.782 | -36.1945 | 19.2931 | -71.4827 | 0 | 0.52614 | 0 | 1.6728 | 0.21467
2025_05_29 Hr 04 | 0 | 0 | 0 | 0.08712 | 0.083083 | 0.083362 | 0.091278 | 0.086467 | 0.091278 | 0 | 0 | 0.02402 | 1.17 | 0.071339 | 1.2159 | 1.2159 | 1.1311 | 0 | 0.0064686 | 0.0049984 | 0.013303 | 0.077119 | 0 | -0.17302 | 0 | 0 | 0 | 0.030765 | 0.017896 | 0.10014 | 0.21049 | 4.0425 | 2.0585 | 0 | 0.53929 | 0.81115 | 0 | 0 | 0 | 5.4027 | 0 | 0.055558 | 0 | 0.0032665 | 0 | -0.27228 | 0 | 0 | 0 | 0 | 0 | 0 | 0 | 0 | 2.6715 | 0.012019 | 9.8343e-05 | 0 | 0 | 0 | 0 | 0 | 0 | 0 | 0 | 0 | -1.575 | 0 | 0 | 0 | 0 | 0 | 0 | 0 | 0 | -74.6617 | 1.822 | 0 | 2.1914 | 0 | 0.39172 | 10.6301 | 1.2254 | 3.0551 | 0.11508 | 0.056743 | 0 | 0.45971 | 0.18742 | 3.782 | -39.576 | 21.0732 | -76.682 | 0 | 0.52614 | 0 | 1.6728 | 0.215
2025_05_29 Hr 05 | 0 | 0 | 0 | 0.08712 | 0.083083 | 0.083362 | 0.091278 | 0.086467 | 0.091278 | 0 | 0 | 0.02402 | 1.68 | 0.11205 | 1.2159 | 1.2159 | 1.1311 | 0 | 0.0064686 | 0.0049984 | 0.013303 | 0.077119 | 0 | -0.019749 | 0 | 0 | 0 | 0.030765 | 0.017896 | 0.10014 | 0.21049 | 4.0425 | 2.0585 | 0 | 0.53929 | 0.81115 | 0 | 0 | 0 | 4.2943 | 0 | 0.055558 | 0 | 0.003573 | 0 | -0.29803 | 0 | 0 | 0 | 0 | 0 | 0 | 0 | 0 | 2.4682 | 0.012019 | 9.8343e-05 | 0 | 0 | 0 | 0 | 0 | 0 | 0 | 0 | 0 | -1.575 | 0 | 0 | 0 | 0 | 0 | 0 | 0 | 0 | -83.7073 | 1.822 | 0 | 2.1914 | 0 | 0.48312 | 10.6301 | 1.2254 | 3.0551 | 0.11508 | 0.056743 | 0 | 0.45971 | 0.18742 | 3.782 | -49.1625 | 21.5132 | -85.6001 | 0 | 0.52614 | 0 | 1.6728 | 0.21614
2025_05_29 Hr 06 | 0.045262 | 0 | 0 | 0.08712 | 0.083083 | 0.083362 | 0.091278 | 0.086467 | 0.091278 | 0 | 0 | 0.02402 | 2.19 | 0.19682 | 1.2159 | 1.2159 | 1.1311 | 0 | 0.0064686 | 0.0049984 | 0.013303 | 0.077119 | 0 | 0.60108 | 0 | 0 | 0 | 0.030765 | 0.017896 | 0.10014 | 0.21049 | 4.0425 | 2.0585 | 0 | 0.53929 | 0.81115 | 0 | 0 | 0 | 3.8193 | 0 | 0.055558 | 0 | 0.0048147 | 0 | -0.40233 | 0 | 0 | 0 | 0 | 0 | 0 | 0 | 0 | 2.4682 | 0.012019 | 9.8343e-05 | 0 | 0 | 0 | 0 | 0 | 0 | 0 | 0 | 0 | -1.575 | 0 | 0 | 0 | 0 | 0 | 0 | 0 | 0 | -115.9222 | 1.822 | 0 | 2.1914 | 0 | 0.40913 | 10.6301 | 1.2254 | 3.0551 | 0.11508 | 0.056743 | -0.045262 | 0.45971 | 0.18742 | 3.782 | -80.813 | 22.0814 | -117.3437 | 0 | 0.52614 | 0 | 1.6728 | 0.21825
2025_05_29 Hr 07 | 0.40881 | 0 | 0 | 0.08712 | 0.083083 | 0.083362 | 0.091278 | 0.086467 | 0.091278 | 0 | 0 | 0.02402 | 1.65 | 0.068952 | 1.2159 | 1.2159 | 1.0974 | 0 | 0.0064686 | 0.0049984 | 0.013303 | 0.077119 | 0 | 0 | 0 | 0 | 0 | 0.030765 | 0.017896 | 0.10014 | 0.21049 | 3.9766 | 2.0585 | 0 | 0.5281 | 0.81115 | 0 | 0 | 0 | 1.7116 | 0 | 0.055558 | 0 | 0.0022387 | 0 | -0.18595 | 0 | 0 | 0 | 0 | 0 | 0 | 0 | 0 | 2.7368 | 0.012019 | 9.8343e-05 | -1.0625 | 0 | 0 | 0 | 0 | 0 | 0 | 0 | -1.85 | 0 | 0 | 0 | 0 | 0 | 0 | 0 | 0 | 0 | -50.0999 | 1.822 | 0 | 2.1374 | 0 | 0.47007 | 10.4764 | 1.2254 | 3.0551 | 0.11508 | 0.056743 | -0.40881 | 0.45971 | 0.18742 | 3.782 | -19.3202 | 22.0989 | -53.6072 | 0 | 0.52614 | 0 | 1.6728 | 0.22177
2025_05_29 Hr 08 | 0.6992 | 1.0281e-05 | 0 | 0 | 0 | 0 | 0 | 0 | 0 | 0 | 0 | 0.02402 | 0.54 | 0.015701 | 1.2159 | 1.2159 | 1.0974 | 0 | 0.0064686 | 0.0049984 | 0.013303 | 0.077119 | 0 | 0 | 0 | 0 | 0 | 0.030765 | 0.017896 | 0.098461 | 0.21049 | 3.9766 | 2.0585 | 0 | 0.5281 | 0.81115 | 0 | 0 | 0 | 0.0012837 | -0.67548 | 0.055558 | 0 | 0.0034269 | 0 | -0.12874 | 0 | 0 | 0 | 0 | 0 | 0 | 0 | 0 | 1.7785 | 0.012019 | 9.8343e-05 | -1.0625 | 0 | 0 | 0 | 0 | 0 | 0 | 0 | -1.85 | 0 | 0 | 0 | 0 | 0 | 0 | 0 | 0 | 0 | -27.9338 | 1.822 | 0 | 1.8629 | 0 | 1.2622 | 9.6776 | 1.2254 | 3.0551 | 0.11508 | 0.056743 | -0.6992 | 0.45971 | 0.18742 | 3.782 | -1.6087 | 21.0621 | -31.6742 | 0 | 0.52614 | 0 | 1.6728 | 0.22393
2025_05_29 Hr 09 | 0.82728 | 4.0985e-05 | 0 | 0 | 0 | 0 | 0 | 0 | 0 | 0 | 0 | 0.02402 | 0.45 | 0.013501 | 1.2159 | 1.2159 | 1.0974 | 0 | 0.0064686 | 0.0049984 | 0.013303 | 0.077119 | 0 | 0 | 0 | 0 | 0 | 0.030765 | 0.017896 | 0.10014 | 0.21049 | 3.9766 | 2.0585 | 0 | 0.5281 | 0.81115 | 0 | 0 | 0 | 0 | -0.81119 | 0.055558 | 0 | 0.003536 | 0 | -0.13291 | 0 | 0 | 0 | 0 | 0 | 0 | 0 | 0 | 1.9165 | 0.012019 | 9.8343e-05 | -1.0625 | 0 | 0 | 0 | 0 | 0 | 0 | 0 | -1.85 | 0 | 0 | 0 | 0 | 0 | 0 | 0 | 0 | 0 | -28.9451 | 1.822 | 0 | 1.9575 | 0 | 0.69204 | 9.7739 | 1.2254 | 3.0551 | 0.11508 | 0.056743 | -0.82728 | 0.45971 | 0.18742 | 3.782 | -3.1878 | 20.6673 | -32.8178 | 0 | 0.52614 | 0 | 1.6728 | 0.22545
2025_05_29 Hr 10 | 0.81159 | 9.5489e-05 | 0 | 0 | 0 | 0 | 0 | 0 | 0 | 0 | 0 | 0.02402 | 0.3 | 0.0093813 | 1.2159 | 1.2159 | 1.0974 | 0 | 0.0064686 | 0.0049984 | 0.013303 | 0.077119 | 0 | 0 | 0 | 0 | 0 | 0.030765 | 0.017896 | 0.10014 | 0.21049 | 3.9766 | 2.0585 | 0 | 0.5281 | 0.81115 | 0 | 0 | 0 | 0.070833 | -0.5352 | 0.055558 | 0 | 0.0036855 | 0 | -0.13862 | 0 | 0 | 0 | 0 | 0 | 0 | 0 | 0 | 1.7785 | 0.012019 | 9.8343e-05 | -1.0625 | 0 | 0 | 0 | 0 | 0 | 0 | 0 | -1.85 | 0 | 0 | 0 | 0 | 0 | 0 | 0 | 0 | 0 | -27.933 | 1.822 | 0 | 1.9529 | 0 | 0.42219 | 9.7693 | 1.2254 | 3.0551 | 0.11508 | 0.056743 | -0.81159 | 0.45971 | 0.18742 | 3.782 | -2.4014 | 20.0894 | -31.7958 | 0 | 0.52614 | 0 | 1.6728 | 0.22506
2025_05_29 Hr 11 | 0.80709 | 0.00018573 | 0 | 0 | 0 | 0 | 0 | 0 | 0 | 0 | 0 | 0.02402 | 0.18 | 0.0056221 | 1.2159 | 1.2159 | 1.0974 | 0 | 0.0064686 | 0.0049984 | 0.013303 | 0.077119 | 0 | 0 | 0 | 0 | 0 | 0.030765 | 0.017896 | 0.10014 | 0.21049 | 3.9766 | 2.0585 | 0 | 0.5281 | 0.81115 | 0 | 0 | 0 | 0 | -0.65051 | 0.055558 | 0 | 0.0036812 | 0 | -0.13845 | 0 | 0 | 0 | 0 | 0 | 0 | 0 | 0 | 2.9473 | 0.012019 | 9.8343e-05 | -1.0625 | 0 | 0 | 0 | 0 | 0 | 0 | 0 | -1.85 | 0 | 0 | 0 | 0 | 0 | 0 | 0 | 0 | 0 | -29.107 | 1.822 | 0 | 2.1374 | 0 | 0.47007 | 9.9538 | 1.2254 | 3.0551 | 0.11508 | 0.056743 | -0.80709 | 0.45971 | 0.18742 | 3.782 | -2.4822 | 21.1795 | -32.965 | 0 | 0.52614 | 0 | 1.6728 | 0.22667
2025_05_29 Hr 12 | 0.81806 | 0.00015869 | 0 | 0 | 0 | 0 | 0 | 0 | 0 | 0 | 0 | 0.02402 | 0.15 | 0.0043055 | 1.2159 | 1.2159 | 1.0974 | 0 | 0.0064686 | 0.0049984 | 0.013303 | 0.077119 | 0 | 0 | 0 | 0 | 0 | 0.030765 | 0.017896 | 0.10014 | 0.21049 | 3.9766 | 2.0585 | 0 | 0.5281 | 0.81115 | 0 | 0 | 0 | 0.15288 | -0.19207 | 0.055558 | 0 | 0.0033829 | 0 | -0.12706 | 0 | 0 | 0 | 0 | 0 | 0 | 0 | 0 | 2.9473 | 0.012019 | 9.8343e-05 | -1.0625 | 0 | 0 | 0 | 0 | 0 | 0 | 0 | -1.85 | 0 | 0 | 0 | 0 | 0 | 0 | 0 | 0 | 0 | -26.7363 | 1.822 | 0 | 1.6656 | 0 | 0.66157 | 9.482 | 1.2254 | 3.0551 | 0.11508 | 0.056743 | -0.81806 | 0.45971 | 0.18742 | 3.782 | 0.20132 | 21.3524 | -30.5939 | 0 | 0.52614 | 0 | 1.6728 | 0.22843
2025_05_29 Hr 13 | 0.80048 | 7.6473e-05 | 0 | 0 | 0 | 0 | 0 | 0 | 0 | 0 | 0 | 0.02402 | 0.12 | 0.0031722 | 1.2159 | 1.2159 | 1.0974 | 0 | 0.0064686 | 0.0049984 | 0.013303 | 0.077119 | 0 | 0 | 0 | 0 | 0 | 0.030765 | 0.017896 | 0.095124 | 0.21049 | 3.9766 | 2.0585 | 0 | 0.5281 | 0.81115 | 0 | 0 | 0 | 0.42978 | 0 | 0.055558 | 0 | 0.0031156 | 0 | -0.11686 | 0 | 0 | 0 | 0 | 0 | 0 | 0 | 0 | 1.372 | 0.012019 | 9.8343e-05 | -1.0625 | 0 | 0 | 0 | 0 | 0 | 0 | 0 | -1.85 | 0 | 0 | 0 | 0 | 0 | 0 | 0 | 0 | 0 | -25.0453 | 1.822 | 0 | 1.6199 | 0 | 0.72251 | 9.4313 | 1.2254 | 3.0551 | 0.11508 | 0.056743 | -0.80048 | 0.45971 | 0.18742 | 3.782 | 0.77621 | 19.7903 | -28.8751 | 0 | 0.52614 | 0 | 1.6728 | 0.22949
2025_05_29 Hr 14 | 0.81036 | 0.00022428 | 0 | 0 | 0 | 0 | 0 | 0 | 0 | 0 | 0 | 0.02402 | 0.12 | 0.0034386 | 1.2159 | 1.2159 | 1.0974 | 0 | 0.0064686 | 0.0049984 | 0.013303 | 0.077119 | 0 | 0 | 0 | 0 | 0 | 0.030765 | 0.017896 | 0.10014 | 0.21049 | 3.9766 | 2.0585 | 0 | 0.5281 | 0.81115 | 0 | 0 | 0 | 0.28547 | 0 | 0.055558 | 0 | 0.0033772 | 0 | -0.12685 | 0 | 0 | 0 | 0 | 0 | 0 | 0 | 0 | 1.372 | 0.012019 | 9.8343e-05 | -1.0625 | 0 | 0 | 0 | 0 | 0 | 0 | 0 | -1.85 | 0 | 0 | 0 | 0 | 0 | 0 | 0 | 0 | 0 | -27.4314 | 1.822 | 0 | 1.7714 | 0 | 0.97495 | 9.5878 | 1.2254 | 3.0551 | 0.11508 | 0.056743 | -0.81036 | 0.45971 | 0.18742 | 3.782 | -1.3538 | 20.054 | -31.2811 | 0 | 0.52614 | 0 | 1.6728 | 0.23046
2025_05_29 Hr 15 | 0.79786 | 7.3643e-05 | 0 | 0 | 0 | 0 | 0 | 0 | 0 | 0 | 0 | 0.02402 | 0.09 | 0.0026779 | 1.2159 | 1.2159 | 1.0974 | 0 | 0.0064686 | 0.0049984 | 0.013303 | 0.077119 | 0 | 0 | 0 | 0 | 0 | 0.030765 | 0.017896 | 0.10014 | 0.21049 | 3.9766 | 2.0585 | 0 | 0.5281 | 0.81115 | 0 | 0 | 0 | 0.2376 | -0.03624 | 0.055558 | 0 | 0.0035068 | 0 | -0.1318 | 0 | 0 | 0 | 0 | 0 | 0 | 0 | 0 | 1.1615 | 0.012019 | 9.8343e-05 | -1.0625 | 0 | 0 | 0 | 0 | 0 | 0 | 0 | -1.85 | 0 | 0 | 0 | 0 | 0 | 0 | 0 | 0 | 0 | -27.9053 | 1.822 | 0 | 1.9544 | 0 | 1.1055 | 9.7708 | 1.2254 | 3.0551 | 0.11508 | 0.056743 | -0.79786 | 0.45971 | 0.18742 | 3.782 | -1.8447 | 19.9307 | -31.7475 | 0 | 0.52614 | 0 | 1.6728 | 0.23049
2025_05_29 Hr 16 | 0.78507 | 4.5172e-05 | 0 | 0.08712 | 0.083083 | 0.083362 | 0.091278 | 0.086467 | 0.091278 | 0 | 0 | 0.02402 | 0 | 0 | 1.2159 | 1.2159 | 1.0974 | 0 | 0.0064686 | 0.0049984 | 0.013303 | 0.077119 | 0 | 0 | 0 | 0 | 0 | 0.030765 | 0.017896 | 0.10014 | 0.21049 | 3.9766 | 2.0585 | 0 | 0.5281 | 0.81115 | 0 | 0 | 0 | 0.16747 | -1.047 | 0.055558 | 0 | 0.0057912 | 0 | -0.48436 | 0 | 0 | 0 | 0 | 0 | 0 | 0 | 0 | 1.1615 | 0.012019 | 9.8343e-05 | -1.0625 | 0 | 0 | 0 | 0 | 0 | 0 | 0 | -1.85 | 0 | 0 | 0 | 0 | 0 | 0 | 0 | 0 | 0 | -33.342 | 1.822 | 0 | 2.0744 | 0 | 1.3231 | 10.4134 | 1.2254 | 3.0551 | 0.11508 | 0.056743 | -0.78507 | 0.45971 | 0.18742 | 3.782 | -7.9468 | 20.0432 | -37.5239 | 0 | 0.52614 | 0 | 1.6728 | 0.23087
2025_05_29 Hr 17 | 0.71969 | 6.8932e-05 | 0 | 0.08712 | 0.083083 | 0.083362 | 0.091278 | 0.086467 | 0.091278 | 0 | 0 | 0.02402 | 0 | 0 | 1.2159 | 1.2159 | 1.0974 | 0 | 0.0064686 | 0.0049984 | 0.013303 | 0.077119 | 0 | 0 | 0 | 0 | 0 | 0.030765 | 0.017896 | 0.10014 | 0.21049 | 3.9766 | 2.0585 | 0 | 0.5281 | 0.81115 | 0 | 0 | 0 | 0.11943 | -0.18072 | 0.055558 | 0 | 0.001998 | 0 | -0.16573 | 0 | 0 | 0 | 0 | 0 | 0 | 0 | 0 | 1.2994 | 0.012019 | 9.8343e-05 | -1.0625 | 0 | 0 | 0 | 0 | 0 | 0 | 0 | -1.85 | 0 | 0 | 0 | 0 | 0 | 0 | 0 | 0 | 0 | -32.6221 | 1.822 | 0 | 2.0902 | 0 | 1.3231 | 10.4292 | 1.2254 | 3.0551 | 0.11508 | 0.056743 | -0.71969 | 0.45971 | 0.18742 | 3.782 | -5.9352 | 20.1169 | -36.4201 | 0 | 0.52614 | 0 | 1.6728 | 0.23206
2025_05_29 Hr 18 | 0.78602 | 8.3825e-05 | 0 | 0.08712 | 0.083083 | 0.083362 | 0.091278 | 0.086467 | 0.091278 | 0 | 0 | 0.02402 | 0 | 0 | 1.2159 | 1.2159 | 1.0974 | 0 | 0.0064686 | 0.0049984 | 0.013303 | 0.077119 | 0 | 0 | 0 | 0 | 0 | 0.030765 | 0.017896 | 0.10014 | 0.21049 | 3.9766 | 2.0585 | 0 | 0.5281 | 0.81115 | 0 | 0 | 0 | 0.012283 | -0.29376 | 0.055558 | 0 | 0.0022903 | 0 | -0.19028 | 0 | 0 | 0 | 0 | 0 | 0 | 0 | 0 | 0.75498 | 0.012019 | 9.8343e-05 | -1.0625 | 0 | 0 | 0 | 0 | 0 | 0 | 0 | -1.85 | 0 | 0 | 0 | 0 | 0 | 0 | 0 | 0 | 0 | -36.5558 | 1.822 | 0 | 2.1374 | 0 | 1.2927 | 10.4764 | 1.2254 | 3.0551 | 0.11508 | 0.056743 | -0.78602 | 0.45971 | 0.18742 | 3.782 | -10.6419 | 19.6078 | -40.4447 | 0 | 0.52614 | 0 | 1.6728 | 0.23152
2025_05_29 Hr 19 | 0.52229 | 0.00012553 | 0 | 0.08712 | 0.083083 | 0.083362 | 0.091278 | 0.086467 | 0.091278 | 0 | 0 | 0.02402 | 0.15 | 0.0069741 | 1.2159 | 1.2159 | 1.0974 | 0 | 0.0064686 | 0.0049984 | 0.013303 | 0.077119 | 0 | 0 | 0 | 0 | 0 | 0.030765 | 0.017896 | 0.10014 | 0.21049 | 3.9766 | 2.0585 | 0 | 0.5281 | 0.81115 | 0 | 0 | 0 | 0 | -0.41093 | 0.055558 | 0 | 0.0024908 | 0 | -0.20712 | 0 | 0 | 0 | 0 | 0 | 0 | 0 | 0 | 0.54445 | 0.012019 | 9.8343e-05 | -1.0625 | 0 | 0 | 0 | 0 | 0 | 0 | 0 | -1.85 | 0 | 0 | 0 | 0 | 0 | 0 | 0 | 0 | 0 | -40.1883 | 1.822 | 0 | 2.1374 | 0 | 1.1926 | 10.4764 | 1.2254 | 3.0551 | 0.11508 | 0.056743 | -0.52229 | 0.45971 | 0.18742 | 3.782 | -14.5758 | 19.189 | -43.8302 | 0 | 0.52614 | 0 | 1.6728 | 0.23
2025_05_29 Hr 20 | 0.11341 | 3.1095e-05 | 0 | 0.08712 | 0.083083 | 0.083362 | 0.091278 | 0.086467 | 0.091278 | 0 | 0 | 0.02402 | 0.36 | 0.01583 | 1.2159 | 1.2159 | 1.0974 | 0 | 0.0064686 | 0.0049984 | 0.013303 | 0.077119 | 0 | 0 | 0 | 0 | 0 | 0.030765 | 0.017896 | 0.10014 | 0.21049 | 3.9766 | 2.0585 | 0 | 0.5281 | 0.81115 | 0 | 0 | 0 | 0 | -1.2352 | 0.055558 | 0 | 0.0023557 | 0 | -0.19578 | 0 | 0 | 0 | 0 | 0 | 0 | 0 | 0 | 0.54445 | 0.012019 | 9.8343e-05 | -1.0625 | 0 | 0 | 0 | 0 | 0 | 0 | 0 | -1.85 | 0 | 0 | 0 | 0 | 0 | 0 | 0 | 0 | 0 | -38.8677 | 1.822 | 0 | 2.1374 | 0 | 1.2143 | 10.4764 | 1.2254 | 3.0551 | 0.11508 | 0.056743 | -0.11341 | 0.45971 | 0.18742 | 3.782 | -13.8309 | 19.0172 | -42.0894 | 0 | 0.52614 | 0 | 1.6728 | 0.2266
2025_05_29 Hr 21 | 0.02274 | 7.9262e-06 | 0 | 0.08712 | 0.083083 | 0.083362 | 0.091278 | 0.086467 | 0.091278 | 0 | 0 | 0.02402 | 0.42 | 0.017261 | 1.2159 | 1.2159 | 1.0974 | 0 | 0.0064686 | 0.0049984 | 0.013303 | 0.077119 | 0 | 0 | 0 | 0 | 0 | 0.030765 | 0.017896 | 0.10014 | 0.21049 | 3.9766 | 2.0585 | 0 | 0.5281 | 0.81115 | 0 | 0 | 0 | 0 | -0.92394 | 0.055558 | 0 | 0.0022017 | 0 | -0.18284 | 0 | 0 | 0 | 0 | 0 | 0 | 0 | 0 | 0.61705 | 0.012019 | 9.8343e-05 | -1.0625 | 0 | 0 | 0 | 0 | 0 | 0 | 0 | -1.85 | 0 | 0 | 0 | 0 | 0 | 0 | 0 | 0 | 0 | -35.3858 | 1.822 | 0 | 2.1374 | 0 | 1.1839 | 10.4764 | 1.2254 | 3.0551 | 0.11508 | 0.056743 | -0.02274 | 0.45971 | 0.18742 | 3.782 | -9.9216 | 19.0298 | -38.5039 | 0 | 0.52614 | 0 | 1.6728 | 0.22634
2025_05_29 Hr 22 | 0 | 0 | 0 | 0.08712 | 0.083083 | 0.083362 | 0.091278 | 0.086467 | 0.091278 | 0 | 0 | 0.02402 | 0.3 | 0.010212 | 1.2159 | 1.2159 | 1.0974 | 0 | 0.0064686 | 0.0049984 | 0.013303 | 0.077119 | 0 | 0 | 0 | 0 | 0 | 0.030765 | 0.017896 | 0.10014 | 0.21049 | 3.9766 | 2.0585 | 0 | 0.5281 | 0.81115 | 0 | 0 | 0 | 0 | -0.49678 | 0.055558 | 0 | 0.0018235 | 0 | -0.15108 | 0 | 0 | 0 | 0 | 0 | 0 | 0 | 0 | 0.75498 | 0.012019 | 9.8343e-05 | -1.0625 | 0 | 0 | 0 | 0 | 0 | 0 | 0 | -1.85 | 0 | 0 | 0 | 0 | 0 | 0 | 0 | 0 | 0 | -33.7969 | 1.822 | 0 | 2.0902 | 0 | 1.3057 | 10.4292 | 1.2254 | 3.0551 | 0.11508 | 0.056743 | 0 | 0.45971 | 0.18742 | 3.782 | -7.7898 | 19.1383 | -36.8605 | 0 | 0.52614 | 0 | 1.6728 | 0.22488
2025_05_29 Hr 23 | 0 | 0 | 0 | 0.08712 | 0.083083 | 0.083362 | 0.091278 | 0.086467 | 0.091278 | 0 | 0 | 0.02402 | 0.27 | 0.017904 | 1.2159 | 1.2159 | 1.1311 | 0 | 0.0064686 | 0.0049984 | 0.013303 | 0.077119 | 0 | -0.030041 | 0 | 0 | 0 | 0.030765 | 0.017896 | 0.10014 | 0.21049 | 4.0425 | 2.0585 | 0 | 0.53929 | 0.81115 | 0 | 0 | 0 | 1.3418 | 0 | 0.055558 | 0 | 0.0035524 | 0 | -0.2963 | 0 | 0 | 0 | 0 | 0 | 0 | 0 | 0 | 0.95824 | 0.012019 | 9.8343e-05 | 0 | 0 | 0 | 0 | 0 | 0 | 0 | 0 | 0 | -1.575 | 0 | 0 | 0 | 0 | 0 | 0 | 0 | 0 | -70.4815 | 1.822 | 0 | 2.1914 | 0 | 1.3754 | 10.6301 | 1.2254 | 3.0551 | 0.11508 | 0.056743 | 0 | 0.45971 | 0.18742 | 3.782 | -41.0143 | 19.3966 | -72.3829 | 0 | 0.52614 | 0 | 1.6728 | 0.22139
2025_05_29 Hr 24 | 0 | 0 | 0 | 0.08712 | 0.083083 | 0.083362 | 0.091278 | 0.086467 | 0.091278 | 0 | 0 | 0.02402 | 0.54 | 0.059204 | 1.2159 | 1.2159 | 1.1311 | 0 | 0.0064686 | 0.0049984 | 0.013303 | 0.077119 | 0 | 1.1305 | 0 | 0 | 0 | 0.030765 | 0.017896 | 0.10014 | 0.21049 | 4.0425 | 2.0585 | 0 | 0.53929 | 0.81115 | 0 | 0 | 0 | 2.8406 | 0 | 0.055558 | 0 | 0.0058734 | 0 | -0.49127 | 0 | 0 | 0 | 0 | 0 | 0 | 0 | 0 | 1.2994 | 0.012019 | 9.8343e-05 | 0 | 0 | 0 | 0 | 0 | 0 | 0 | 0 | 0 | -1.575 | 0 | 0 | 0 | 0 | 0 | 0 | 0 | 0 | -64.9296 | 1.822 | 0 | 2.1914 | 0 | 1.7236 | 10.6301 | 1.2254 | 3.0551 | 0.11508 | 0.056743 | 0 | 0.45971 | 0.18742 | 3.782 | -31.9998 | 20.3948 | -65.8654 | 0 | 0.52614 | 0 | 1.6728 | 0.2189
2025_05_30 Hr 01 | 0 | 0 | 0 | 0.076487 | 0.072943 | 0.073188 | 0.080138 | 0.075914 | 0.080138 | 0 | 0 | 0.02402 | 1.05 | 0.054878 | 1.2159 | 1.2159 | 0.99324 | 0 | 0.0064686 | 0.0049984 | 0.013303 | 0.077119 | 0 | -0.40631 | 0 | 0 | 0 | 0.030765 | 0.017896 | 0.10014 | 0.18538 | 3.5491 | 2.0585 | 0 | 0.53929 | 0.81115 | 0 | 0 | 0 | 1.5395 | 0 | 0.055558 | 0 | 0.0027999 | 0 | -0.23309 | 0 | 0 | 0 | 0 | 0 | 0 | 0 | 0 | 1.2994 | 0.012019 | 9.8343e-05 | 0 | 0 | 0 | 0 | 0 | 0 | 0 | 0 | 0 | -1.575 | 0 | 0 | 0 | 0 | 0 | 0 | 0 | 0 | -59.0725 | 1.822 | 0 | 1.924 | 0 | 1.6148 | 9.6424 | 1.2254 | 3.0551 | 0.11508 | 0.056743 | 0 | 0.45971 | 0.18742 | 3.782 | -29.3151 | 20.7897 | -61.2869 | 0 | 0.52614 | 0 | 1.6728 | 0.21694
2025_05_30 Hr 02 | 0 | 0 | 0 | 0.076487 | 0.072943 | 0.073188 | 0.080138 | 0.075914 | 0.080138 | 0 | 0 | 0.02402 | 1.92 | 0.054923 | 1.2159 | 1.2159 | 0.99324 | 0 | 0.0064686 | 0.0049984 | 0.013303 | 0.077119 | 0 | -1.04 | 0 | 0 | 0 | 0.030765 | 0.017896 | 0.10014 | 0.18538 | 3.5491 | 2.0585 | 0 | 0.53929 | 0.81115 | 0 | 0 | 0 | 1.9486 | 0 | 0.055558 | 0 | 0.0015325 | 0 | -0.12663 | 0 | 0 | 0 | 0 | 0 | 0 | 0 | 0 | 1.372 | 0.012019 | 9.8343e-05 | 0 | 0 | 0 | 0 | 0 | 0 | 0 | 0 | 0 | -1.575 | 0 | 0 | 0 | 0 | 0 | 0 | 0 | 0 | -27.6903 | 1.822 | 0 | 1.924 | 0 | 0.75298 | 9.6424 | 1.2254 | 3.0551 | 0.11508 | 0.056743 | 0 | 0.45971 | 0.18742 | 3.782 | 2.0288 | 20.8697 | -30.432 | 0 | 0.52614 | 0 | 1.6728 | 0.2161
2025_05_30 Hr 03 | 0 | 0 | 0 | 0.076487 | 0.072943 | 0.073188 | 0.080138 | 0.075914 | 0.080138 | 0 | 0 | 0.02402 | 2.04 | 0.075454 | 1.2159 | 1.2159 | 0.99324 | 0 | 0.0064686 | 0.0049984 | 0.013303 | 0.077119 | 0 | -0.81552 | 0 | 0 | 0 | 0.030765 | 0.017896 | 0.10014 | 0.18538 | 3.5491 | 2.0585 | 0 | 0.53929 | 0.81115 | 0 | 0 | 0 | 4.374 | 0 | 0.055558 | 0 | 0.0019815 | 0 | -0.16434 | 0 | 0 | 0 | 0 | 0 | 0 | 0 | 0 | 1.5753 | 0.012019 | 9.8343e-05 | 0 | 0 | 0 | 0 | 0 | 0 | 0 | 0 | 0 | -1.575 | 0 | 0 | 0 | 0 | 0 | 0 | 0 | 0 | -41.1932 | 1.822 | 0 | 1.924 | 0 | 0.73121 | 9.6424 | 1.2254 | 3.0551 | 0.11508 | 0.056743 | 0 | 0.45971 | 0.18742 | 3.782 | -8.5408 | 21.1908 | -43.748 | 0 | 0.52614 | 0 | 1.6728 | 0.21513
2025_05_30 Hr 04 | 0 | 0 | 0 | 0.076487 | 0.072943 | 0.073188 | 0.080138 | 0.075914 | 0.080138 | 0 | 0 | 0.02402 | 2.07 | 0.15214 | 1.2159 | 1.2159 | 0.99324 | 0 | 0.0064686 | 0.0049984 | 0.013303 | 0.077119 | 0 | 0.16244 | 0 | 0 | 0 | 0.030765 | 0.017896 | 0.10014 | 0.18538 | 3.5491 | 2.0585 | 0 | 0.53929 | 0.81115 | 0 | 0 | 0 | 7.3808 | 0 | 0.055558 | 0 | 0.0039374 | 0 | -0.32864 | 0 | 0 | 0 | 0 | 0 | 0 | 0 | 0 | 1.7785 | 0.012019 | 9.8343e-05 | 0 | 0 | 0 | 0 | 0 | 0 | 0 | 0 | 0 | -1.575 | 0 | 0 | 0 | 0 | 0 | 0 | 0 | 0 | -97.573 | 1.822 | 0 | 1.924 | 0 | 1.6061 | 9.6424 | 1.2254 | 3.0551 | 0.11508 | 0.056743 | 0 | 0.45971 | 0.18742 | 3.782 | -59.9153 | 22.3757 | -99.3142 | 0 | 0.52614 | 0 | 1.6728 | 0.21523
2025_05_30 Hr 05 | 0 | 0 | 0 | 0.076487 | 0.072943 | 0.073188 | 0.080138 | 0.075914 | 0.080138 | 0 | 0 | 0.02402 | 1.8 | 0.11735 | 1.2159 | 1.2159 | 0.99324 | 0 | 0.0064686 | 0.0049984 | 0.013303 | 0.077119 | 0 | -0.059978 | 0 | 0 | 0 | 0.030765 | 0.017896 | 0.10014 | 0.18538 | 3.5491 | 2.0585 | 0 | 0.53929 | 0.81115 | 0 | 0 | 0 | 4.6982 | 0 | 0.055558 | 0 | 0.0034925 | 0 | -0.29127 | 0 | 0 | 0 | 0 | 0 | 0 | 0 | 0 | 1.7785 | 0.012019 | 9.8343e-05 | 0 | 0 | 0 | 0 | 0 | 0 | 0 | 0 | 0 | -1.575 | 0 | 0 | 0 | 0 | 0 | 0 | 0 | 0 | -84.0962 | 1.822 | 0 | 1.924 | 0 | 2.0152 | 9.6424 | 1.2254 | 3.0551 | 0.11508 | 0.056743 | 0 | 0.45971 | 0.18742 | 3.782 | -49.2007 | 22.4811 | -86.0225 | 0 | 0.52614 | 0 | 1.6728 | 0.21634
2025_05_30 Hr 06 | 0.045262 | 0 | 0 | 0.076487 | 0.072943 | 0.073188 | 0.080138 | 0.075914 | 0.080138 | 0 | 0 | 0.02402 | 1.14 | 0.043792 | 1.2159 | 1.2159 | 0.99324 | 0 | 0.0064686 | 0.0049984 | 0.013303 | 0.077119 | 0 | -0.77731 | 0 | 0 | 0 | 0.030765 | 0.017896 | 0.10014 | 0.18538 | 3.5491 | 2.0585 | 0 | 0.53929 | 0.81115 | 0 | 0 | 0 | 2.2087 | 0 | 0.055558 | 0 | 0.0020579 | 0 | -0.17076 | 0 | 0 | 0 | 0 | 0 | 0 | 0 | 0 | 1.9891 | 0.012019 | 9.8343e-05 | 0 | 0 | 0 | 0 | 0 | 0 | 0 | 0 | 0 | -1.575 | 0 | 0 | 0 | 0 | 0 | 0 | 0 | 0 | -40.8131 | 1.822 | 0 | 1.924 | 0 | 2.1153 | 9.6424 | 1.2254 | 3.0551 | 0.11508 | 0.056743 | -0.045262 | 0.45971 | 0.18742 | 3.782 | -9.4256 | 22.1046 | -43.3815 | 0 | 0.52614 | 0 | 1.6728 | 0.2175
2025_05_30 Hr 07 | 0.13579 | 0 | 0 | 0 | 0 | 0 | 0 | 0 | 0 | 0 | 0 | 0.02402 | 0.9 | 0.019042 | 1.2159 | 1.2159 | 0.9636 | 0 | 0.0064686 | 0.0049984 | 0.013303 | 0.077119 | 0 | 0 | 0 | 0 | 0 | 0.030765 | 0.017896 | 0.037413 | 0 | 3.4912 | 2.0585 | 0 | 0.5281 | 0.81115 | 0 | 0 | 0 | 0.83524 | 0 | 0.055558 | 0 | 0.0024936 | 0 | -0.093111 | 0 | 0 | 0 | 0 | 0 | 0 | 0 | 0 | 2.2577 | 0.012019 | 9.8343e-05 | -1.0625 | 0 | 0 | 0 | 0 | 0 | 0 | 0 | -1.85 | 0 | 0 | 0 | 0 | 0 | 0 | 0 | 0 | 0 | -21.694 | 1.822 | 0 | 1.3945 | 0 | 2.2067 | 8.3185 | 1.2254 | 3.0551 | 0.11508 | 0.056743 | -0.13579 | 0.45971 | 0.18742 | 3.782 | 6.6013 | 22.2829 | -24.8354 | 0 | 0.52614 | 0 | 1.6728 | 0.22116
2025_05_30 Hr 08 | 0.34081 | 6.3461e-06 | 0 | 0 | 0 | 0 | 0 | 0 | 0 | 0 | 0 | 0.02402 | 0.33 | 0.0068582 | 1.2142 | 1.2142 | 0.9636 | 0 | 0.0064686 | 0.0049984 | 0.013303 | 0.077119 | 0 | 0 | 0 | 0 | 0 | 0.030765 | 0.017896 | 0.042456 | 0 | 3.4912 | 2.0585 | 0 | 0.5281 | 0.81115 | 0 | 0 | 0 | 0.15696 | -0.057047 | 0.055558 | 0 | 0.0024494 | 0 | -0.091421 | 0 | 0 | 0 | 0 | 0 | 0 | 0 | 0 | 1.372 | 0.012019 | 9.8343e-05 | -1.0625 | 0 | 0 | 0 | 0 | 0 | 0 | 0 | -1.85 | 0 | 0 | 0 | 0 | 0 | 0 | 0 | 0 | 0 | -18.6683 | 1.822 | 0 | 1.3945 | 0 | 2.2067 | 8.3201 | 1.2254 | 3.0551 | 0.11508 | 0.056743 | -0.34081 | 0.45971 | 0.18742 | 3.782 | 7.4288 | 21.0218 | -22.0131 | 0 | 0.52614 | 0 | 1.6728 | 0.22289
2025_05_30 Hr 09 | 0.45422 | 4.9042e-05 | 0 | 0 | 0 | 0 | 0 | 0 | 0 | 0 | 0 | 0.02402 | 0.48 | 0.012849 | 1.2159 | 1.2159 | 0.9636 | 0 | 0.0064686 | 0.0049984 | 0.013303 | 0.077119 | 0 | 0 | 0 | 0 | 0 | 0.030765 | 0.017896 | 0.094508 | 0 | 3.4912 | 2.0585 | 0 | 0.5281 | 0.81115 | 0 | 0 | 0 | 0 | -0.52286 | 0.055558 | 0 | 0.0031548 | 0 | -0.11836 | 0 | 0 | 0 | 0 | 0 | 0 | 0 | 0 | 1.372 | 0.012019 | 9.8343e-05 | -1.0625 | 0 | 0 | 0 | 0 | 0 | 0 | 0 | -1.85 | 0 | 0 | 0 | 0 | 0 | 0 | 0 | 0 | 0 | -24.952 | 1.822 | 0 | 1.7962 | 0 | 1.7366 | 8.7774 | 1.2254 | 3.0551 | 0.11508 | 0.056743 | -0.45422 | 0.45971 | 0.18742 | 3.782 | 0.64031 | 20.8228 | -28.437 | 0 | 0.52614 | 0 | 1.6728 | 0.22452
2025_05_30 Hr 10 | 0.47718 | 0.00010535 | 0 | 0 | 0 | 0 | 0 | 0 | 0 | 0 | 0 | 0.02402 | 0.69 | 0.019165 | 1.2159 | 1.2159 | 0.9636 | 0 | 0.0064686 | 0.0049984 | 0.013303 | 0.077119 | 0 | 0 | 0 | 0 | 0 | 0.030765 | 0.017896 | 0.10014 | 0 | 3.4912 | 2.0585 | 0 | 0.5281 | 0.81115 | 0 | 0 | 0 | 0.0090495 | -0.62019 | 0.055558 | 0 | 0.0032735 | 0 | -0.12289 | 0 | 0 | 0 | 0 | 0 | 0 | 0 | 0 | 1.2994 | 0.012019 | 9.8343e-05 | -1.0625 | 0 | 0 | 0 | 0 | 0 | 0 | 0 | -1.85 | 0 | 0 | 0 | 0 | 0 | 0 | 0 | 0 | 0 | -25.1649 | 1.822 | 0 | 1.7547 | 0 | 1.4929 | 8.7415 | 1.2254 | 3.0551 | 0.11508 | 0.056743 | -0.47718 | 0.45971 | 0.18742 | 3.782 | 0.19918 | 20.7463 | -28.6775 | 0 | 0.52614 | 0 | 1.6728 | 0.22503
2025_05_30 Hr 11 | 0.36355 | 6.9706e-05 | 0 | 0 | 0 | 0 | 0 | 0 | 0 | 0 | 0 | 0.02402 | 0.78 | 0.020137 | 1.2159 | 1.2159 | 0.9636 | 0 | 0.0064686 | 0.0049984 | 0.013303 | 0.077119 | 0 | 0 | 0 | 0 | 0 | 0.030765 | 0.017896 | 0.10014 | 0 | 3.4912 | 2.0585 | 0 | 0.5281 | 0.81115 | 0 | 0 | 0 | 0 | -0.70868 | 0.055558 | 0 | 0.0030427 | 0 | -0.11408 | 0 | 0 | 0 | 0 | 0 | 0 | 0 | 0 | 0.82031 | 0.012019 | 9.8343e-05 | -1.0625 | 0 | 0 | 0 | 0 | 0 | 0 | 0 | -1.85 | 0 | 0 | 0 | 0 | 0 | 0 | 0 | 0 | 0 | -22.3706 | 1.822 | 0 | 1.7159 | 0 | 1.3144 | 8.7027 | 1.2254 | 3.0551 | 0.11508 | 0.056743 | -0.36355 | 0.45971 | 0.18742 | 3.782 | 2.3006 | 20.0674 | -25.7607 | 0 | 0.52614 | 0 | 1.6728 | 0.2263
2025_05_30 Hr 12 | 0.34081 | 6.8478e-05 | 0 | 0 | 0 | 0 | 0 | 0 | 0 | 0 | 0 | 0.02402 | 0.84 | 0.023091 | 1.2159 | 1.2159 | 0.9636 | 0 | 0.0064686 | 0.0049984 | 0.013303 | 0.077119 | 0 | 0 | 0 | 0 | 0 | 0.030765 | 0.017896 | 0.10014 | 0 | 3.4912 | 2.0585 | 0 | 0.5281 | 0.81115 | 0 | 0 | 0 | 0 | -1.3435 | 0.055558 | 0 | 0.0032398 | 0 | -0.1216 | 0 | 0 | 0 | 0 | 0 | 0 | 0 | 0 | 0.61705 | 0.012019 | 9.8343e-05 | -1.0625 | 0 | 0 | 0 | 0 | 0 | 0 | 0 | -1.85 | 0 | 0 | 0 | 0 | 0 | 0 | 0 | 0 | 0 | -22.988 | 1.822 | 0 | 1.8627 | 0 | 1.1229 | 8.8495 | 1.2254 | 3.0551 | 0.11508 | 0.056743 | -0.34081 | 0.45971 | 0.18742 | 3.782 | 0.85662 | 19.7135 | -26.3629 | 0 | 0.52614 | 0 | 1.6728 | 0.22698
2025_05_30 Hr 13 | 0.72056 | 8.5562e-05 | 0 | 0 | 0 | 0 | 0 | 0 | 0 | 0 | 0 | 0.02402 | 0.84 | 0.022473 | 1.2159 | 1.2159 | 0.9636 | 0 | 0.0064686 | 0.0049984 | 0.013303 | 0.077119 | 0 | 0 | 0 | 0 | 0 | 0.030765 | 0.017896 | 0.095114 | 0 | 3.4912 | 2.0585 | 0 | 0.5281 | 0.81115 | 0 | 0 | 0 | 0 | -0.62704 | 0.055558 | 0 | 0.0031531 | 0 | -0.11829 | 0 | 0 | 0 | 0 | 0 | 0 | 0 | 0 | 0.54445 | 0.012019 | 9.8343e-05 | -1.0625 | 0 | 0 | 0 | 0 | 0 | 0 | 0 | -1.85 | 0 | 0 | 0 | 0 | 0 | 0 | 0 | 0 | 0 | -21.5366 | 1.822 | 0 | 1.6342 | 0 | 0.60064 | 8.616 | 1.2254 | 3.0551 | 0.11508 | 0.056743 | -0.72056 | 0.45971 | 0.18742 | 3.782 | 2.1996 | 19.4986 | -25.2879 | 0 | 0.52614 | 0 | 1.6728 | 0.22787
2025_05_30 Hr 14 | 0.7478 | 0.00011939 | 0 | 0 | 0 | 0 | 0 | 0 | 0 | 0 | 0 | 0.02402 | 0.96 | 0.027429 | 1.2159 | 1.2159 | 0.9636 | 0 | 0.0064686 | 0.0049984 | 0.013303 | 0.077119 | 0 | 0 | 0 | 0 | 0 | 0.030765 | 0.017896 | 0.10014 | 0.33501 | 3.4912 | 2.0585 | 0 | 0.5281 | 0.81115 | 0 | 0 | 0 | 0 | -0.33797 | 0.055558 | 0 | 0.0033674 | 0 | -0.12648 | 0 | 0 | 0 | 0 | 0 | 0 | 0 | 0 | 0.75498 | 0.012019 | 9.8343e-05 | -1.0625 | 0 | 0 | 0 | 0 | 0 | 0 | 0 | -1.85 | 0 | 0 | 0 | 0 | 0 | 0 | 0 | 0 | 0 | -23.1893 | 1.822 | 0 | 1.8351 | 0 | 0.33079 | 9.0072 | 1.2254 | 3.0551 | 0.11508 | 0.056743 | -0.7478 | 0.45971 | 0.18742 | 3.782 | 1.2857 | 19.5925 | -26.9761 | 0 | 0.52614 | 0 | 1.6728 | 0.2289
2025_05_30 Hr 15 | 0.77926 | 0.00024995 | 0 | 0 | 0 | 0 | 0 | 0 | 0 | 0 | 0 | 0.02402 | 0.78 | 0.022548 | 1.2159 | 1.2159 | 0.9636 | 0 | 0.0064686 | 0.0049984 | 0.013303 | 0.077119 | 0 | 0 | 0 | 0 | 0 | 0.030765 | 0.017896 | 0.10014 | 0.18538 | 3.4912 | 2.0585 | 0 | 0.5281 | 0.81115 | 0 | 0 | 0 | 0 | -0.33994 | 0.055558 | 0 | 0.003407 | 0 | -0.12798 | 0 | 0 | 0 | 0 | 0 | 0 | 0 | 0 | 0.61705 | 0.012019 | 9.8343e-05 | -1.0625 | 0 | 0 | 0 | 0 | 0 | 0 | 0 | -1.85 | 0 | 0 | 0 | 0 | 0 | 0 | 0 | 0 | 0 | -22.5057 | 1.822 | 0 | 1.8766 | 0 | 0.35255 | 9.0487 | 1.2254 | 3.0551 | 0.11508 | 0.056743 | -0.77926 | 0.45971 | 0.18742 | 3.782 | 1.7068 | 19.3235 | -26.3254 | 0 | 0.52614 | 0 | 1.6728 | 0.2293
2025_05_30 Hr 16 | 0.70189 | 0.00092895 | 0 | 0.076487 | 0.072943 | 0.073188 | 0.080138 | 0.075914 | 0.080138 | 0 | 0 | 0.02402 | 0.96 | 0.10016 | 1.2159 | 1.2159 | 0.9636 | 0 | 0.0064686 | 0.0049984 | 0.013303 | 0.077119 | 0 | 0 | 0 | 0 | 0 | 0.030765 | 0.017896 | 0.098461 | 0.18538 | 3.4912 | 2.0585 | 0 | 0.5281 | 0.81115 | 0 | 0 | 0 | 0.031619 | -1.0957 | 0.055558 | 0 | 0.0055893 | 0 | -0.4674 | 0 | 0 | 0 | 0 | 0 | 0 | 0 | 0 | 0.41378 | 0.012019 | 9.8343e-05 | -1.0625 | 0 | 0 | 0 | 0 | 0 | 0 | 0 | -1.85 | 0 | 0 | 0 | 0 | 0 | 0 | 0 | 0 | 0 | -28.6083 | 1.822 | 0 | 1.8627 | 0 | 0.33079 | 9.492 | 1.2254 | 3.0551 | 0.11508 | 0.056743 | -0.70189 | 0.45971 | 0.18742 | 3.782 | -4.9817 | 19.2806 | -32.6901 | 0 | 0.52614 | 0 | 1.6728 | 0.23047
2025_05_30 Hr 17 | 0.4771 | 0.00024278 | 0 | 0.076487 | 0.072943 | 0.073188 | 0.080138 | 0.075914 | 0.080138 | 0 | 0 | 0.02402 | 0.78 | 0.034153 | 1.2159 | 1.2159 | 0.9636 | 0 | 0.0064686 | 0.0049984 | 0.013303 | 0.077119 | 0 | 0 | 0 | 0 | 0 | 0.030765 | 0.017896 | 0.10014 | 0.18538 | 3.4912 | 2.0585 | 0 | 0.5281 | 0.81115 | 0 | 0 | 0 | 0 | -0.32837 | 0.055558 | 0 | 0.0023457 | 0 | -0.19494 | 0 | 0 | 0 | 0 | 0 | 0 | 0 | 0 | 0.54445 | 0.012019 | 9.8343e-05 | -1.0625 | 0 | 0 | 0 | 0 | 0 | 0 | 0 | -1.85 | 0 | 0 | 0 | 0 | 0 | 0 | 0 | 0 | 0 | -32.3181 | 1.822 | 0 | 1.8766 | 0 | 0.29161 | 9.5075 | 1.2254 | 3.0551 | 0.11508 | 0.056743 | -0.4771 | 0.45971 | 0.18742 | 3.782 | -7.8229 | 18.9006 | -35.9027 | 0 | 0.52614 | 0 | 1.6728 | 0.23052
2025_05_30 Hr 18 | 0.11334 | 0.00035976 | 0 | 0.076487 | 0.072943 | 0.073188 | 0.080138 | 0.075914 | 0.080138 | 0 | 0 | 0.02402 | 0.54 | 0.022851 | 1.2159 | 1.2159 | 0.9636 | 0 | 0.0064686 | 0.0049984 | 0.013303 | 0.077119 | 0 | 0 | 0 | 0 | 0 | 0.030765 | 0.017896 | 0.10014 | 0.18538 | 3.4912 | 2.0585 | 0 | 0.5281 | 0.81115 | 0 | 0 | 0 | 0.05171 | -0.064993 | 0.055558 | 0 | 0.0022669 | 0 | -0.18832 | 0 | 0 | 0 | 0 | 0 | 0 | 0 | 0 | 0.61705 | 0.012019 | 9.8343e-05 | -1.0625 | 0 | 0 | 0 | 0 | 0 | 0 | 0 | -1.85 | 0 | 0 | 0 | 0 | 0 | 0 | 0 | 0 | 0 | -31.1316 | 1.822 | 0 | 1.8766 | 0 | 0.26115 | 9.5075 | 1.2254 | 3.0551 | 0.11508 | 0.056743 | -0.11334 | 0.45971 | 0.18742 | 3.782 | -6.5228 | 18.3287 | -34.3457 | 0 | 0.52614 | 0 | 1.6728 | 0.23139
2025_05_30 Hr 19 | 0.067929 | 9.3039e-05 | 0 | 0.076487 | 0.072943 | 0.073188 | 0.080138 | 0.075914 | 0.080138 | 0 | 0 | 0.02402 | 0.36 | 0.015788 | 1.2159 | 1.2159 | 0.9636 | 0 | 0.0064686 | 0.0049984 | 0.013303 | 0.077119 | 0 | 0 | 0 | 0 | 0 | 0.030765 | 0.017896 | 0.10014 | 0.18538 | 3.4912 | 2.0585 | 0 | 0.5281 | 0.81115 | 0 | 0 | 0 | 0.0030098 | -0.29521 | 0.055558 | 0 | 0.0023495 | 0 | -0.19525 | 0 | 0 | 0 | 0 | 0 | 0 | 0 | 0 | 1.1615 | 0.012019 | 9.8343e-05 | -1.0625 | 0 | 0 | 0 | 0 | 0 | 0 | 0 | -1.85 | 0 | 0 | 0 | 0 | 0 | 0 | 0 | 0 | 0 | -33.4816 | 1.822 | 0 | 1.8766 | 0 | 0.36125 | 9.5075 | 1.2254 | 3.0551 | 0.11508 | 0.056743 | -0.067929 | 0.45971 | 0.18742 | 3.782 | -8.7026 | 18.7394 | -36.6573 | 0 | 0.52614 | 0 | 1.6728 | 0.23028
2025_05_30 Hr 20 | 0.045044 | 3.4741e-05 | 0 | 0.076487 | 0.072943 | 0.073188 | 0.080138 | 0.075914 | 0.080138 | 0 | 0 | 0.02402 | 0.57 | 0.025146 | 1.2159 | 1.2159 | 0.9636 | 0 | 0.0064686 | 0.0049984 | 0.013303 | 0.077119 | 0 | 0 | 0 | 0 | 0 | 0.030765 | 0.017896 | 0.10014 | 0.18538 | 3.4912 | 2.0585 | 0 | 0.5281 | 0.81115 | 0 | 0 | 0 | 0 | -0.91683 | 0.055558 | 0 | 0.0023633 | 0 | -0.19642 | 0 | 0 | 0 | 0 | 0 | 0 | 0 | 0 | 1.5753 | 0.012019 | 9.8343e-05 | -1.0625 | 0 | 0 | 0 | 0 | 0 | 0 | 0 | -1.85 | 0 | 0 | 0 | 0 | 0 | 0 | 0 | 0 | 0 | -36.06 | 1.822 | 0 | 1.8766 | 0 | 0.40913 | 9.5075 | 1.2254 | 3.0551 | 0.11508 | 0.056743 | -0.045044 | 0.45971 | 0.18742 | 3.782 | -11.2284 | 19.3949 | -39.2139 | 0 | 0.52614 | 0 | 1.6728 | 0.22767
2025_05_30 Hr 21 | 0 | 1.8998e-05 | 0 | 0.076487 | 0.072943 | 0.073188 | 0.080138 | 0.075914 | 0.080138 | 0 | 0 | 0.02402 | 0.69 | 0.032627 | 1.2159 | 1.2159 | 0.9636 | 0 | 0.0064686 | 0.0049984 | 0.013303 | 0.077119 | 0 | 0 | 0 | 0 | 0 | 0.030765 | 0.017896 | 0.10014 | 0.18538 | 3.4912 | 2.0585 | 0 | 0.5281 | 0.81115 | 0 | 0 | 0 | 0.00089203 | -0.8556 | 0.055558 | 0 | 0.0025331 | 0 | -0.21068 | 0 | 0 | 0 | 0 | 0 | 0 | 0 | 0 | 2.6715 | 0.012019 | 9.8343e-05 | -1.0625 | 0 | 0 | 0 | 0 | 0 | 0 | 0 | -1.85 | 0 | 0 | 0 | 0 | 0 | 0 | 0 | 0 | 0 | -40.2591 | 1.822 | 0 | 1.8766 | 0 | 0.49183 | 9.5075 | 1.2254 | 3.0551 | 0.11508 | 0.056743 | 0 | 0.45971 | 0.18742 | 3.782 | -14.0749 | 20.6546 | -43.3822 | 0 | 0.52614 | 0 | 1.6728 | 0.2261
2025_05_30 Hr 22 | 0 | 0 | 0 | 0.076487 | 0.072943 | 0.073188 | 0.080138 | 0.075914 | 0.080138 | 0 | 0 | 0.02402 | 0.87 | 0.024795 | 1.2159 | 1.2159 | 0.9636 | 0 | 0.0064686 | 0.0049984 | 0.013303 | 0.077119 | 0 | 0 | 0 | 0 | 0 | 0.030765 | 0.017896 | 0.095114 | 0.18538 | 3.4912 | 2.0585 | 0 | 0.5281 | 0.81115 | 0 | 0 | 0 | 0.1026 | -0.28166 | 0.055558 | 0 | 0.0015268 | 0 | -0.12615 | 0 | 0 | 0 | 0 | 0 | 0 | 0 | 0 | 2.3303 | 0.012019 | 9.8343e-05 | -1.0625 | 0 | 0 | 0 | 0 | 0 | 0 | 0 | -1.85 | 0 | 0 | 0 | 0 | 0 | 0 | 0 | 0 | 0 | -26.8967 | 1.822 | 0 | 1.8351 | 0 | 0.67028 | 9.461 | 1.2254 | 3.0551 | 0.11508 | 0.056743 | 0 | 0.45971 | 0.18742 | 3.782 | 0.0098315 | 20.6632 | -29.9353 | 0 | 0.52614 | 0 | 1.6728 | 0.22535
2025_05_30 Hr 23 | 0 | 0 | 0 | 0.076487 | 0.072943 | 0.073188 | 0.080138 | 0.075914 | 0.080138 | 0 | 0 | 0.02402 | 1.89 | 0.15322 | 1.2159 | 1.2159 | 0.99324 | 0 | 0.0064686 | 0.0049984 | 0.013303 | 0.077119 | 0 | 0.36529 | 0 | 0 | 0 | 0.030765 | 0.017896 | 0.10014 | 0.18538 | 3.5491 | 2.0585 | 0 | 0.53929 | 0.81115 | 0 | 0 | 0 | 0.19437 | -0.47976 | 0.055558 | 0 | 0.0043431 | 0 | -0.36272 | 0 | 0 | 0 | 0 | 0 | 0 | 0 | 0 | 1.51 | 0.012019 | 9.8343e-05 | 0 | 0 | 0 | 0 | 0 | 0 | 0 | 0 | 0 | -1.575 | 0 | 0 | 0 | 0 | 0 | 0 | 0 | 0 | -88.3538 | 1.822 | 0 | 1.924 | 0 | 0.99236 | 9.6424 | 1.2254 | 3.0551 | 0.11508 | 0.056743 | 0 | 0.45971 | 0.18742 | 3.782 | -59.2475 | 21.3217 | -89.9262 | 0 | 0.52614 | 0 | 1.6728 | 0.2224
2025_05_30 Hr 24 | 0 | 0 | 0 | 0.076487 | 0.072943 | 0.073188 | 0.080138 | 0.075914 | 0.080138 | 0 | 0 | 0.02402 | 2.46 | 0.26128 | 1.2159 | 1.2159 | 0.99324 | 0 | 0.0064686 | 0.0049984 | 0.013303 | 0.077119 | 0 | 1.0387 | 0 | 0 | 0 | 0.030765 | 0.017896 | 0.10014 | 0.18538 | 3.5491 | 2.0585 | 0 | 0.53929 | 0.81115 | 0 | 0 | 0 | 1.5712 | -0.14471 | 0.055558 | 0 | 0.0056899 | 0 | -0.47585 | 0 | 0 | 0 | 0 | 0 | 0 | 0 | 0 | 1.372 | 0.012019 | 9.8343e-05 | 0 | 0 | 0 | 0 | 0 | 0 | 0 | 0 | 0 | -1.575 | 0 | 0 | 0 | 0 | 0 | 0 | 0 | 0 | -61.2804 | 1.822 | 0 | 1.924 | 0 | 0.91402 | 9.6424 | 1.2254 | 3.0551 | 0.11508 | 0.056743 | 0 | 0.45971 | 0.18742 | 3.782 | -29.4426 | 21.7809 | -62.2925 | 0 | 0.52614 | 0 | 1.6728 | 0.21989
2025_05_31 Hr 01 | 0 | 0 | 0 | 0.068512 | 0.065338 | 0.065558 | 0.071783 | 0.067999 | 0.071783 | 0 | 0 | 0.02402 | 2.4 | 0.15377 | 1.2159 | 1.2159 | 0.88983 | 0 | 0.0064686 | 0.0049984 | 0.013303 | 0.077119 | 0 | -0.090041 | 0 | 0 | 0 | 0.030765 | 0.017896 | 0.10014 | 0.16654 | 3.179 | 2.0585 | 0 | 0.53929 | 0.81115 | 0 | 0 | 0 | 2.1325 | 0 | 0.055558 | 0 | 0.0034324 | 0 | -0.28622 | 0 | 0 | 0 | 0 | 0 | 0 | 0 | 0 | 1.7785 | 0.012019 | 9.8343e-05 | 0 | 0 | 0 | 0 | 0 | 0 | 0 | 0 | 0 | -1.575 | 0 | 0 | 0 | 0 | 0 | 0 | 0 | 0 | -78.7618 | 1.822 | 0 | 1.7234 | 0 | 0.83132 | 8.9017 | 1.2254 | 3.0551 | 0.11508 | 0.056743 | 0 | 0.45971 | 0.18742 | 3.782 | -47.7404 | 21.9385 | -80.7131 | 0 | 0.52614 | 0 | 1.6728 | 0.22112
2025_05_31 Hr 02 | 0 | 0 | 0 | 0.068512 | 0.065338 | 0.065558 | 0.071783 | 0.067999 | 0.071783 | 0 | 0 | 0.02402 | 2.46 | 0.15183 | 1.2159 | 1.2159 | 0.88983 | 0 | 0.0064686 | 0.0049984 | 0.013303 | 0.077119 | 0 | -0.15302 | 0 | 0 | 0 | 0.030765 | 0.017896 | 0.10014 | 0.16654 | 3.179 | 2.0585 | 0 | 0.53929 | 0.81115 | 0 | 0 | 0 | 2.9887 | 0 | 0.055558 | 0 | 0.0033065 | 0 | -0.27564 | 0 | 0 | 0 | 0 | 0 | 0 | 0 | 0 | 2.3303 | 0.012019 | 9.8343e-05 | 0 | 0 | 0 | 0 | 0 | 0 | 0 | 0 | 0 | -1.575 | 0 | 0 | 0 | 0 | 0 | 0 | 0 | 0 | -78.8112 | 1.822 | 0 | 1.7234 | 0 | 1.2448 | 8.9017 | 1.2254 | 3.0551 | 0.11508 | 0.056743 | 0 | 0.45971 | 0.18742 | 3.782 | -45.9641 | 22.9604 | -80.8148 | 0 | 0.52614 | 0 | 1.6728 | 0.21977
2025_05_31 Hr 03 | 0 | 0 | 0 | 0.068512 | 0.065338 | 0.065558 | 0.071783 | 0.067999 | 0.071783 | 0 | 0 | 0.02402 | 2.64 | 0.20043 | 1.2159 | 1.2159 | 0.88983 | 0 | 0.0064686 | 0.0049984 | 0.013303 | 0.077119 | 0 | 0.22738 | 0 | 0 | 0 | 0.030765 | 0.017896 | 0.10014 | 0.16654 | 3.179 | 2.0585 | 0 | 0.53929 | 0.81115 | 0 | 0 | 0 | 4.3809 | 0 | 0.055558 | 0 | 0.0040673 | 0 | -0.33955 | 0 | 0 | 0 | 0 | 0 | 0 | 0 | 0 | 3.078 | 0.012019 | 9.8343e-05 | 0 | 0 | 0 | 0 | 0 | 0 | 0 | 0 | 0 | -1.575 | 0 | 0 | 0 | 0 | 0 | 0 | 0 | 0 | -103.3179 | 1.822 | 0 | 1.7234 | 0 | 1.6452 | 8.9017 | 1.2254 | 3.0551 | 0.11508 | 0.056743 | 0 | 0.45971 | 0.18742 | 3.782 | -67.3869 | 24.3356 | -105.0051 | 0 | 0.52614 | 0 | 1.6728 | 0.21818
2025_05_31 Hr 04 | 0 | 0 | 0 | 0.068512 | 0.065338 | 0.065558 | 0.071783 | 0.067999 | 0.071783 | 0 | 0 | 0.02402 | 2.67 | 0.174 | 1.2159 | 1.2159 | 0.88983 | 0 | 0.0064686 | 0.0049984 | 0.013303 | 0.077119 | 0 | -0.060624 | 0 | 0 | 0 | 0.030765 | 0.017896 | 0.10014 | 0.16654 | 3.179 | 2.0585 | 0 | 0.53929 | 0.81115 | 0 | 0 | 0 | 2.6971 | 0 | 0.055558 | 0 | 0.0034913 | 0 | -0.29117 | 0 | 0 | 0 | 0 | 0 | 0 | 0 | 0 | 3.9055 | 0.012019 | 9.8343e-05 | 0 | 0 | 0 | 0 | 0 | 0 | 0 | 0 | 0 | -1.575 | 0 | 0 | 0 | 0 | 0 | 0 | 0 | 0 | -86.1744 | 1.822 | 0 | 1.7234 | 0 | 1.6975 | 8.9017 | 1.2254 | 3.0551 | 0.11508 | 0.056743 | 0 | 0.45971 | 0.18742 | 3.782 | -51.2838 | 25.2186 | -88.1012 | 0 | 0.52614 | 0 | 1.6728 | 0.21786
2025_05_31 Hr 05 | 0 | 0 | 0 | 0.068512 | 0.065338 | 0.065558 | 0.071783 | 0.067999 | 0.071783 | 0 | 0 | 0.02402 | 2.58 | 0.16486 | 1.2159 | 1.2159 | 0.88983 | 0 | 0.0064686 | 0.0049984 | 0.013303 | 0.077119 | 0 | -0.094666 | 0 | 0 | 0 | 0.030765 | 0.017896 | 0.10014 | 0.16654 | 3.179 | 2.0585 | 0 | 0.53929 | 0.81115 | 0 | 0 | 0 | 4.0689 | 0 | 0.055558 | 0 | 0.0034232 | 0 | -0.28545 | 0 | 0 | 0 | 0 | 0 | 0 | 0 | 0 | 3.6297 | 0.012019 | 9.8343e-05 | 0 | 0 | 0 | 0 | 0 | 0 | 0 | 0 | 0 | -1.575 | 0 | 0 | 0 | 0 | 0 | 0 | 0 | 0 | -83.4293 | 1.822 | 0 | 1.7234 | 0 | 1.1534 | 8.9017 | 1.2254 | 3.0551 | 0.11508 | 0.056743 | 0 | 0.45971 | 0.18742 | 3.782 | -48.1144 | 24.2995 | -85.3844 | 0 | 0.52614 | 0 | 1.6728 | 0.21783
2025_05_31 Hr 06 | 0.02274 | 0 | 0 | 0.068512 | 0.065338 | 0.065558 | 0.071783 | 0.067999 | 0.071783 | 0 | 0 | 0.02402 | 2.67 | 0.14978 | 1.2159 | 1.2159 | 0.88983 | 0 | 0.0064686 | 0.0049984 | 0.013303 | 0.077119 | 0 | -0.30367 | 0 | 0 | 0 | 0.030765 | 0.017896 | 0.10014 | 0.16654 | 3.179 | 2.0585 | 0 | 0.53929 | 0.81115 | 0 | 0 | 0 | 2.937 | 0 | 0.055558 | 0 | 0.0030052 | 0 | -0.25033 | 0 | 0 | 0 | 0 | 0 | 0 | 0 | 0 | 3.078 | 0.012019 | 9.8343e-05 | 0 | 0 | 0 | 0 | 0 | 0 | 0 | 0 | 0 | -1.575 | 0 | 0 | 0 | 0 | 0 | 0 | 0 | 0 | -69.4114 | 1.822 | 0 | 1.7234 | 0 | 1.2317 | 8.9017 | 1.2254 | 3.0551 | 0.11508 | 0.056743 | -0.02274 | 0.45971 | 0.18742 | 3.782 | -35.8002 | 23.9242 | -71.5631 | 0 | 0.52614 | 0 | 1.6728 | 0.21824
2025_05_31 Hr 07 | 0.2266 | 0 | 0 | 0 | 0 | 0 | 0 | 0 | 0 | 0 | 0 | 0.02402 | 2.7 | 0.078812 | 1.2055 | 1.2055 | 0.81395 | 0 | 0.0064686 | 0.0049984 | 0.013303 | 0.077119 | 0 | 0 | 0 | 0 | 0 | 0.030765 | 0.017896 | 0.074412 | 0.16654 | 3.0882 | 2.0585 | 0 | 0.52024 | 0.81115 | 0 | 0 | 0 | 1.1874 | 0 | 0.055558 | 0 | 0.0034402 | 0 | -0.12925 | 0 | 0 | 0 | 0 | 0 | 0 | 0 | 0 | 3.078 | 0.012019 | 9.8343e-05 | -1.0625 | 0 | 0 | 0 | 0 | 0 | 0 | 0 | -1.85 | 0 | 0 | 0 | 0 | 0 | 0 | 0 | 0 | 0 | -27.1197 | 1.822 | 0 | 1.4998 | 0 | 1.1752 | 8.0539 | 1.2254 | 3.0551 | 0.11508 | 0.056743 | -0.2266 | 0.45971 | 0.18742 | 3.782 | 2.8661 | 24.0129 | -30.3881 | 0 | 0.52614 | 0 | 1.6728 | 0.21971
2025_05_31 Hr 08 | 0.38651 | 9.5968e-06 | 0 | 0 | 0 | 0 | 0 | 0 | 0 | 0 | 0 | 0.02402 | 2.34 | 0.066538 | 1.2159 | 1.2159 | 0.86327 | 0 | 0.0064686 | 0.0049984 | 0.013303 | 0.077119 | 0 | 0 | 0 | 0 | 0 | 0.030765 | 0.017896 | 0.079639 | 0.16654 | 3.1272 | 2.0585 | 0 | 0.5281 | 0.81115 | 0 | 0 | 0 | 0.24905 | 0 | 0.055558 | 0 | 0.0033513 | 0 | -0.12586 | 0 | 0 | 0 | 0 | 0 | 0 | 0 | 0 | 2.6715 | 0.012019 | 9.8343e-05 | -1.0625 | 0 | 0 | 0 | 0 | 0 | 0 | 0 | -1.85 | 0 | 0 | 0 | 0 | 0 | 0 | 0 | 0 | 0 | -29.8764 | 1.822 | 0 | 1.6077 | 0 | 0.91402 | 8.2762 | 1.2254 | 3.0551 | 0.11508 | 0.056743 | -0.38651 | 0.45971 | 0.18742 | 3.782 | -1.6328 | 23.1432 | -33.3013 | 0 | 0.52614 | 0 | 1.6728 | 0.2221
2025_05_31 Hr 09 | 0.49933 | 3.7003e-05 | 0 | 0 | 0 | 0 | 0 | 0 | 0 | 0 | 0 | 0.02402 | 1.95 | 0.054752 | 1.2159 | 1.2159 | 0.86327 | 0 | 0.0064686 | 0.0049984 | 0.013303 | 0.077119 | 0 | 0 | 0 | 0 | 0 | 0.030765 | 0.017896 | 0.10014 | 0.16654 | 3.1272 | 2.0585 | 0 | 0.5281 | 0.81115 | 0 | 0 | 0 | 0 | -0.30907 | 0.055558 | 0 | 0.0033092 | 0 | -0.12425 | 0 | 0 | 0 | 0 | 0 | 0 | 0 | 0 | 1.9891 | 0.012019 | 9.8343e-05 | -1.0625 | 0 | 0 | 0 | 0 | 0 | 0 | 0 | -1.85 | 0 | 0 | 0 | 0 | 0 | 0 | 0 | 0 | 0 | -28.4154 | 1.822 | 0 | 1.6809 | 0 | 0.6137 | 8.3699 | 1.2254 | 3.0551 | 0.11508 | 0.056743 | -0.49933 | 0.45971 | 0.18742 | 3.782 | -2.0168 | 21.8739 | -31.9515 | 0 | 0.52614 | 0 | 1.6728 | 0.22452
2025_05_31 Hr 10 | 0.56741 | 0.00010816 | 0 | 0 | 0 | 0 | 0 | 0 | 0 | 0 | 0 | 0.02402 | 1.68 | 0.049371 | 1.2159 | 1.2159 | 0.86327 | 0 | 0.0064686 | 0.0049984 | 0.013303 | 0.077119 | 0 | 0 | 0 | 0 | 0 | 0.030765 | 0.017896 | 0.10014 | 0.16654 | 3.1272 | 2.0585 | 0 | 0.5281 | 0.81115 | 0 | 0 | 0 | 0 | -0.76214 | 0.055558 | 0 | 0.0034635 | 0 | -0.13014 | 0 | 0 | 0 | 0 | 0 | 0 | 0 | 0 | 1.9165 | 0.012019 | 9.8343e-05 | -1.0625 | 0 | 0 | 0 | 0 | 0 | 0 | 0 | -1.85 | 0 | 0 | 0 | 0 | 0 | 0 | 0 | 0 | 0 | -28.1626 | 1.822 | 0 | 1.6809 | 0 | 0.5223 | 8.3699 | 1.2254 | 3.0551 | 0.11508 | 0.056743 | -0.56741 | 0.45971 | 0.18742 | 3.782 | -2.6603 | 21.5047 | -31.7727 | 0 | 0.52614 | 0 | 1.6728 | 0.22647
2025_05_31 Hr 11 | 0.67813 | 0.00026908 | 0 | 0 | 0 | 0 | 0 | 0 | 0 | 0 | 0 | 0.02402 | 1.65 | 0.052221 | 1.2159 | 1.2159 | 0.86327 | 0 | 0.0064686 | 0.0049984 | 0.013303 | 0.077119 | 0 | 0 | 0 | 0 | 0 | 0.030765 | 0.017896 | 0.10014 | 0.16654 | 3.1272 | 2.0585 | 0 | 0.5281 | 0.81115 | 0 | 0 | 0 | 0.012613 | -0.61251 | 0.055558 | 0 | 0.0037301 | 0 | -0.14032 | 0 | 0 | 0 | 0 | 0 | 0 | 0 | 0 | 1.9165 | 0.012019 | 9.8343e-05 | -1.0625 | 0 | 0 | 0 | 0 | 0 | 0 | 0 | -1.85 | 0 | 0 | 0 | 0 | 0 | 0 | 0 | 0 | 0 | -30.3237 | 1.822 | 0 | 1.6809 | 0 | 0.36996 | 8.3699 | 1.2254 | 3.0551 | 0.11508 | 0.056743 | -0.67813 | 0.45971 | 0.18742 | 3.782 | -4.8469 | 21.4378 | -34.0546 | 0 | 0.52614 | 0 | 1.6728 | 0.2282
2025_05_31 Hr 12 | 0.68089 | 0.00035791 | 0 | 0.068512 | 0.065338 | 0.065558 | 0.071783 | 0.067999 | 0.071783 | 0 | 0 | 0.02402 | 1.68 | 0.056516 | 1.2159 | 1.2159 | 0.86327 | 0 | 0.0064686 | 0.0049984 | 0.013303 | 0.077119 | 0 | 0 | 0 | 0 | 0 | 0.030765 | 0.017896 | 0.090092 | 0.16654 | 3.1272 | 2.0585 | 0 | 0.5281 | 0.81115 | 0 | 0 | 0 | 0.21331 | -0.20347 | 0.055558 | 0 | 0.0018022 | 0 | -0.14928 | 0 | 0 | 0 | 0 | 0 | 0 | 0 | 0 | 1.7785 | 0.012019 | 9.8343e-05 | -1.0625 | 0 | 0 | 0 | 0 | 0 | 0 | 0 | -1.85 | 0 | 0 | 0 | 0 | 0 | 0 | 0 | 0 | 0 | -31.8656 | 1.822 | 0 | 1.6437 | 0 | 0.36996 | 8.7336 | 1.2254 | 3.0551 | 0.11508 | 0.056743 | -0.68089 | 0.45971 | 0.18742 | 3.782 | -5.5266 | 21.3383 | -35.6083 | 0 | 0.52614 | 0 | 1.6728 | 0.22946
2025_05_31 Hr 13 | 0.80048 | 0.00032706 | 0 | 0.068512 | 0.065338 | 0.065558 | 0.071783 | 0.067999 | 0.071783 | 0 | 0 | 0.02402 | 1.47 | 0.049202 | 1.2159 | 1.2159 | 0.86327 | 0 | 0.0064686 | 0.0049984 | 0.013303 | 0.077119 | 0 | 0 | 0 | 0 | 0 | 0.030765 | 0.017896 | 0.095114 | 0.16654 | 3.1272 | 2.0585 | 0 | 0.5281 | 0.81115 | 0 | 0 | 0 | 0.2119 | -0.16434 | 0.055558 | 0 | 0.0017931 | 0 | -0.14852 | 0 | 0 | 0 | 0 | 0 | 0 | 0 | 0 | 1.7132 | 0.012019 | 9.8343e-05 | -1.0625 | 0 | 0 | 0 | 0 | 0 | 0 | 0 | -1.85 | 0 | 0 | 0 | 0 | 0 | 0 | 0 | 0 | 0 | -31.7831 | 1.822 | 0 | 1.6685 | 0 | 0.51359 | 8.7634 | 1.2254 | 3.0551 | 0.11508 | 0.056743 | -0.80048 | 0.45971 | 0.18742 | 3.782 | -5.5139 | 21.3197 | -35.6446 | 0 | 0.52614 | 0 | 1.6728 | 0.23034
2025_05_31 Hr 14 | 0.72644 | 0.00024014 | 0 | 0.068512 | 0.065338 | 0.065558 | 0.071783 | 0.067999 | 0.071783 | 0 | 0 | 0.02402 | 1.23 | 0.041394 | 1.2159 | 1.2159 | 0.86327 | 0 | 0.0064686 | 0.0049984 | 0.013303 | 0.077119 | 0 | 0 | 0 | 0 | 0 | 0.030765 | 0.017896 | 0.10014 | 0.16654 | 3.1272 | 2.0585 | 0 | 0.5281 | 0.81115 | 0 | 0 | 0 | 0.061912 | -0.22169 | 0.055558 | 0 | 0.0018029 | 0 | -0.14934 | 0 | 0 | 0 | 0 | 0 | 0 | 0 | 0 | 1.7785 | 0.012019 | 9.8343e-05 | -1.0625 | 0 | 0 | 0 | 0 | 0 | 0 | 0 | -1.85 | 0 | 0 | 0 | 0 | 0 | 0 | 0 | 0 | 0 | -30.2818 | 1.822 | 0 | 1.6809 | 0 | 0.65287 | 8.7808 | 1.2254 | 3.0551 | 0.11508 | 0.056743 | -0.72644 | 0.45971 | 0.18742 | 3.782 | -4.2461 | 21.2029 | -34.0701 | 0 | 0.52614 | 0 | 1.6728 | 0.23087
2025_05_31 Hr 15 | 0.7016 | 0.00031868 | 0 | 0.068512 | 0.065338 | 0.065558 | 0.071783 | 0.067999 | 0.071783 | 0 | 0 | 0.02402 | 1.17 | 0.040845 | 1.2159 | 1.2159 | 0.86327 | 0 | 0.0064686 | 0.0049984 | 0.013303 | 0.077119 | 0 | 0 | 0 | 0 | 0 | 0.030765 | 0.017896 | 0.10014 | 0.16654 | 3.1272 | 2.0585 | 0 | 0.5281 | 0.81115 | 0 | 0 | 0 | 0.030356 | -0.16198 | 0.055558 | 0 | 0.0018702 | 0 | -0.155 | 0 | 0 | 0 | 0 | 0 | 0 | 0 | 0 | 1.9891 | 0.012019 | 9.8343e-05 | -1.0625 | 0 | 0 | 0 | 0 | 0 | 0 | 0 | -1.85 | 0 | 0 | 0 | 0 | 0 | 0 | 0 | 0 | 0 | -30.0878 | 1.822 | 0 | 1.6809 | 0 | 0.58323 | 8.7808 | 1.2254 | 3.0551 | 0.11508 | 0.056743 | -0.7016 | 0.45971 | 0.18742 | 3.782 | -3.948 | 21.2597 | -33.8569 | 0 | 0.52614 | 0 | 1.6728 | 0.2321
2025_05_31 Hr 16 | 0.74947 | 0.00037798 | 0 | 0.068512 | 0.065338 | 0.065558 | 0.071783 | 0.067999 | 0.071783 | 0 | 0 | 0.02402 | 0.93 | 0.032118 | 1.2159 | 1.2159 | 0.86327 | 0 | 0.0064686 | 0.0049984 | 0.013303 | 0.077119 | 0 | 0 | 0 | 0 | 0 | 0.030765 | 0.017896 | 0.10014 | 0.16654 | 3.1272 | 2.0585 | 0 | 0.5281 | 0.81115 | 0 | 0 | 0 | 0.071446 | -0.069943 | 0.055558 | 0 | 0.0018501 | 0 | -0.15331 | 0 | 0 | 0 | 0 | 0 | 0 | 0 | 0 | 2.2577 | 0.012019 | 9.8343e-05 | -1.0625 | 0 | 0 | 0 | 0 | 0 | 0 | 0 | -1.85 | 0 | 0 | 0 | 0 | 0 | 0 | 0 | 0 | 0 | -27.1823 | 1.822 | 0 | 1.6809 | 0 | 0.45266 | 8.7808 | 1.2254 | 3.0551 | 0.11508 | 0.056743 | -0.74947 | 0.45971 | 0.18742 | 3.782 | -1.0177 | 21.1975 | -30.9976 | 0 | 0.52614 | 0 | 1.6728 | 0.23271
2025_05_31 Hr 17 | 0.69491 | 0.00010451 | 0 | 0.068512 | 0.065338 | 0.065558 | 0.071783 | 0.067999 | 0.071783 | 0 | 0 | 0.02402 | 0.72 | 0.026304 | 1.2159 | 1.2159 | 0.86327 | 0 | 0.0064686 | 0.0049984 | 0.013303 | 0.077119 | 0 | 0 | 0 | 0 | 0 | 0.030765 | 0.017896 | 0.10014 | 0.16654 | 3.1272 | 2.0585 | 0 | 0.5281 | 0.81115 | 0 | 0 | 0 | 0.11871 | -0.022074 | 0.055558 | 0 | 0.0019571 | 0 | -0.1623 | 0 | 0 | 0 | 0 | 0 | 0 | 0 | 0 | 2.4682 | 0.012019 | 9.8343e-05 | -1.0625 | 0 | 0 | 0 | 0 | 0 | 0 | 0 | -1.85 | 0 | 0 | 0 | 0 | 0 | 0 | 0 | 0 | 0 | -26.5625 | 1.822 | 0 | 1.6809 | 0 | 0.39172 | 8.7808 | 1.2254 | 3.0551 | 0.11508 | 0.056743 | -0.69491 | 0.45971 | 0.18742 | 3.782 | -0.37787 | 21.0769 | -30.3322 | 0 | 0.52614 | 0 | 1.6728 | 0.23313
2025_05_31 Hr 18 | 0.80258 | 0.0002578 | 0 | 0.068512 | 0.065338 | 0.065558 | 0.071783 | 0.067999 | 0.071783 | 0 | 0 | 0.02402 | 0.48 | 0.01878 | 1.2159 | 1.2159 | 0.86327 | 0 | 0.0064686 | 0.0049984 | 0.013303 | 0.077119 | 0 | 0 | 0 | 0 | 0 | 0.030765 | 0.017896 | 0.10014 | 0.16654 | 3.1272 | 2.0585 | 0 | 0.5281 | 0.81115 | 0 | 0 | 0 | 0.10833 | -0.022844 | 0.055558 | 0 | 0.002096 | 0 | -0.17396 | 0 | 0 | 0 | 0 | 0 | 0 | 0 | 0 | 2.4682 | 0.012019 | 9.8343e-05 | -1.0625 | 0 | 0 | 0 | 0 | 0 | 0 | 0 | -1.85 | 0 | 0 | 0 | 0 | 0 | 0 | 0 | 0 | 0 | -27.5103 | 1.822 | 0 | 1.6809 | 0 | 0.36125 | 8.7808 | 1.2254 | 3.0551 | 0.11508 | 0.056743 | -0.80258 | 0.45971 | 0.18742 | 3.782 | -1.6259 | 20.9071 | -31.3994 | 0 | 0.52614 | 0 | 1.6728 | 0.2335
2025_05_31 Hr 19 | 0.65336 | 0.00018634 | 0 | 0.068512 | 0.065338 | 0.065558 | 0.071783 | 0.067999 | 0.071783 | 0 | 0 | 0.02402 | 0.18 | 0.0065631 | 1.2159 | 1.2159 | 0.86327 | 0 | 0.0064686 | 0.0049984 | 0.013303 | 0.077119 | 0 | 0 | 0 | 0 | 0 | 0.030765 | 0.017896 | 0.10014 | 0.16654 | 3.1272 | 2.0585 | 0 | 0.5281 | 0.81115 | 0 | 0 | 0 | 0.15344 | -0.074676 | 0.055558 | 0 | 0.0019533 | 0 | -0.16198 | 0 | 0 | 0 | 0 | 0 | 0 | 0 | 0 | 1.9891 | 0.012019 | 9.8343e-05 | -1.0625 | 0 | 0 | 0 | 0 | 0 | 0 | 0 | -1.85 | 0 | 0 | 0 | 0 | 0 | 0 | 0 | 0 | 0 | -25.0119 | 1.822 | 0 | 1.6809 | 0 | 0.30902 | 8.7808 | 1.2254 | 3.0551 | 0.11508 | 0.056743 | -0.65336 | 0.45971 | 0.18742 | 3.782 | 0.032894 | 19.9131 | -28.7398 | 0 | 0.52614 | 0 | 1.6728 | 0.23233
2025_05_31 Hr 20 | 0.090742 | 4.796e-05 | 0 | 0.068512 | 0.065338 | 0.065558 | 0.071783 | 0.067999 | 0.071783 | 0 | 0 | 0.02402 | 0.15 | 0.0052662 | 1.2159 | 1.2159 | 0.86327 | 0 | 0.0064686 | 0.0049984 | 0.013303 | 0.077119 | 0 | 0 | 0 | 0 | 0 | 0.030765 | 0.017896 | 0.10014 | 0.16654 | 3.1272 | 2.0585 | 0 | 0.5281 | 0.81115 | 0 | 0 | 0 | 0.31837 | -0.11461 | 0.055558 | 0 | 0.0018808 | 0 | -0.15589 | 0 | 0 | 0 | 0 | 0 | 0 | 0 | 0 | 2.8747 | 0.012019 | 9.8343e-05 | -1.0625 | 0 | 0 | 0 | 0 | 0 | 0 | 0 | -1.85 | 0 | 0 | 0 | 0 | 0 | 0 | 0 | 0 | 0 | -26.3923 | 1.822 | 0 | 1.6809 | 0 | 0.35255 | 8.7808 | 1.2254 | 3.0551 | 0.11508 | 0.056743 | -0.090742 | 0.45971 | 0.18742 | 3.782 | -0.31916 | 20.2477 | -29.5514 | 0 | 0.52614 | 0 | 1.6728 | 0.23181
2025_05_31 Hr 21 | 0.02274 | 4.1472e-05 | 0 | 0.068512 | 0.065338 | 0.065558 | 0.071783 | 0.067999 | 0.071783 | 0 | 0 | 0.02402 | 0.09 | 0.0064511 | 1.2159 | 1.2159 | 0.86327 | 0 | 0.0064686 | 0.0049984 | 0.013303 | 0.077119 | 0 | 0 | 0 | 0 | 0 | 0.030765 | 0.017896 | 0.098461 | 0.16654 | 3.1272 | 2.0585 | 0 | 0.5281 | 0.81115 | 0 | 0 | 0 | 0.59265 | -0.62358 | 0.055558 | 0 | 0.00384 | 0 | -0.32046 | 0 | 0 | 0 | 0 | 0 | 0 | 0 | 0 | 2.4682 | 0.012019 | 9.8343e-05 | -1.0625 | 0 | 0 | 0 | 0 | 0 | 0 | 0 | -1.85 | 0 | 0 | 0 | 0 | 0 | 0 | 0 | 0 | 0 | -31.3242 | 1.822 | 0 | 1.6685 | 0 | 0.5397 | 8.7668 | 1.2254 | 3.0551 | 0.11508 | 0.056743 | -0.02274 | 0.45971 | 0.18742 | 3.782 | -5.9449 | 19.8992 | -34.5799 | 0 | 0.52614 | 0 | 1.6728 | 0.2295
2025_05_31 Hr 22 | 0 | 6.6344e-07 | 0 | 0.068512 | 0.065338 | 0.065558 | 0.071783 | 0.067999 | 0.071783 | 0 | 0 | 0.02402 | 0.03 | 0.0012384 | 1.2159 | 1.2159 | 0.86327 | 0 | 0.0064686 | 0.0049984 | 0.013303 | 0.077119 | 0 | 0 | 0 | 0 | 0 | 0.030765 | 0.017896 | 0.10014 | 0.16654 | 3.1272 | 2.0585 | 0 | 0.5281 | 0.81115 | 0 | 0 | 0 | 0 | -1.0747 | 0.055558 | 0 | 0.0022115 | 0 | -0.18366 | 0 | 0 | 0 | 0 | 0 | 0 | 0 | 0 | 1.9891 | 0.012019 | 9.8343e-05 | -1.0625 | 0 | 0 | 0 | 0 | 0 | 0 | 0 | -1.85 | 0 | 0 | 0 | 0 | 0 | 0 | 0 | 0 | 0 | -36.8452 | 1.822 | 0 | 1.6809 | 0 | 0.84438 | 8.7808 | 1.2254 | 3.0551 | 0.11508 | 0.056743 | 0 | 0.45971 | 0.18742 | 3.782 | -12.5997 | 19.6355 | -39.9414 | 0 | 0.52614 | 0 | 1.6728 | 0.2283
2025_05_31 Hr 23 | 0 | 0 | 0 | 0.068512 | 0.065338 | 0.065558 | 0.071783 | 0.067999 | 0.071783 | 0 | 0 | 0.02402 | 0.03 | 0.0023909 | 1.2159 | 1.2159 | 0.88983 | 0 | 0.0064686 | 0.0049984 | 0.013303 | 0.077119 | 0 | 0.32846 | 0 | 0 | 0 | 0.030765 | 0.017896 | 0.10014 | 0.16654 | 3.179 | 2.0585 | 0 | 0.53929 | 0.81115 | 0 | 0 | 0 | 0.19667 | -1.2668 | 0.055558 | 0 | 0.0042694 | 0 | -0.35653 | 0 | 0 | 0 | 0 | 0 | 0 | 0 | 0 | 1.7132 | 0.012019 | 9.8343e-05 | 0 | 0 | 0 | 0 | 0 | 0 | 0 | 0 | 0 | -1.575 | 0 | 0 | 0 | 0 | 0 | 0 | 0 | 0 | -79.9375 | 1.822 | 0 | 1.7234 | 0 | 0.59193 | 8.9017 | 1.2254 | 3.0551 | 0.11508 | 0.056743 | 0 | 0.45971 | 0.18742 | 3.782 | -54.5921 | 19.1168 | -81.5406 | 0 | 0.52614 | 0 | 1.6728 | 0.22556
2025_05_31 Hr 24 | 0 | 0 | 0 | 0.068512 | 0.065338 | 0.065558 | 0.071783 | 0.067999 | 0.071783 | 0 | 0 | 0.02402 | 0.03 | 0.0016511 | 1.2159 | 1.2159 | 0.88983 | 0 | 0.0064686 | 0.0049984 | 0.013303 | 0.077119 | 0 | -0.33204 | 0 | 0 | 0 | 0.030765 | 0.017896 | 0.10014 | 0.16654 | 3.179 | 2.0585 | 0 | 0.53929 | 0.81115 | 0 | 0 | 0 | 0.31068 | -0.11581 | 0.055558 | 0 | 0.0029484 | 0 | -0.24557 | 0 | 0 | 0 | 0 | 0 | 0 | 0 | 0 | 1.9891 | 0.012019 | 9.8343e-05 | 0 | 0 | 0 | 0 | 0 | 0 | 0 | 0 | 0 | -1.575 | 0 | 0 | 0 | 0 | 0 | 0 | 0 | 0 | -54.4742 | 1.822 | 0 | 1.7234 | 0 | 0.78344 | 8.9017 | 1.2254 | 3.0551 | 0.11508 | 0.056743 | 0 | 0.45971 | 0.18742 | 3.782 | -27.9497 | 19.5806 | -56.6268 | 0 | 0.52614 | 0 | 1.6728 | 0.22268
2025_06_01 Hr 01 | 0 | 0 | 0 | 0 | 0 | 0 | 0 | 0 | 0 | 0 | 0 | 0.024893 | 0.06 | 0.0017582 | 1.3432 | 1.3432 | 2.0982 | 0 | 0.0052034 | 0.003872 | 0.023281 | 0.085287 | 0 | -1.0213 | 0 | 0 | 0 | 0.011212 | 0.015969 | 0.35788 | 0 | 2.1046 | 2.1271 | 0 | 0.32228 | 0.83819 | 0 | 0 | 0 | 0.36665 | -0.3469 | 0.048579 | 0 | 0.0034537 | 0 | -0.12977 | 0 | 0 | 0 | 0 | 0 | 0 | 0 | 0 | 2.3956 | 0.043723 | 0.00013688 | 0 | 0 | 0 | 0 | 0 | 0 | 0 | 0 | 0 | 0 | 0 | 0 | 0 | 0 | 0 | 0 | 0 | 0 | -20.0006 | 1.8827 | 0 | 0.99149 | 0 | 0.81391 | 8.2386 | 1.2663 | 3.1569 | 0.15353 | 0.055921 | 0 | 0.63797 | 0.20824 | 3.7009 | 7.4078 | 20.3012 | -21.1517 | 0 | 0.48567 | 0 | 1.7286 | 0.20336
2025_06_01 Hr 02 | 0 | 0 | 0 | 0 | 0 | 0 | 0 | 0 | 0 | 0 | 0 | 0.024893 | 0.21 | 0.0077928 | 1.398 | 1.398 | 2.4972 | 0 | 0.0052034 | 0.003872 | 0.023281 | 0.085287 | 0 | -0.81227 | 0 | 0 | 0 | 0.011212 | 0.015969 | 0.5271 | 0 | 2.1467 | 2.1271 | 0 | 0.33018 | 0.83819 | 0 | 0 | 0 | 1.2676 | 0 | 0.048579 | 0 | 0.0043735 | 0 | -0.16489 | 0 | 0 | 0 | 0 | 0 | 0 | 0 | 0 | 3.3538 | 0.043723 | 0.00013688 | 0 | 0 | 0 | 0 | 0 | 0 | 0 | 0 | 0 | 0 | 0 | 0 | 0 | 0 | 0 | 0 | 0 | 0 | -27.4049 | 1.8827 | 0 | 1.0846 | 0 | 0.85308 | 9.0515 | 1.2663 | 3.1569 | 0.15353 | 0.055921 | 0 | 0.63797 | 0.20824 | 3.7009 | 3.397 | 21.4599 | -28.382 | 0 | 0.48567 | 0 | 1.7286 | 0.20077
2025_06_01 Hr 03 | 0 | 0 | 0 | 0 | 0 | 0 | 0 | 0 | 0 | 0 | 0 | 0.024893 | 0.27 | 0.0073838 | 1.3997 | 1.3997 | 2.8433 | 0 | 0.0052034 | 0.003872 | 0.023281 | 0.085287 | 0 | -1.0737 | 0 | 0 | 0 | 0.011212 | 0.015969 | 0.75184 | 0 | 2.1467 | 2.1271 | 0 | 0.33018 | 0.83819 | 0 | 0 | 0 | 0.19625 | -0.012365 | 0.048579 | 0 | 0.0032231 | 0 | -0.12096 | 0 | 0 | 0 | 0 | 0 | 0 | 0 | 0 | 4.6533 | 0.043723 | 0.00013688 | 0 | 0 | 0 | 0 | 0 | 0 | 0 | 0 | 0 | 0 | 0 | 0 | 0 | 0 | 0 | 0 | 0 | 0 | -29.024 | 1.8827 | 0 | 1.0613 | 0 | 1.1447 | 9.6026 | 1.2663 | 3.1569 | 0.15353 | 0.055921 | 0 | 0.63797 | 0.20824 | 3.7009 | 2.6759 | 23.1082 | -30.2187 | 0 | 0.48567 | 0 | 1.7286 | 0.19839
2025_06_01 Hr 04 | 0 | 0 | 0 | 0 | 0 | 0 | 0 | 0 | 0 | 0 | 0 | 0.024893 | 0.39 | 0.010076 | 1.3997 | 1.3997 | 2.8433 | 0 | 0.0052034 | 0.003872 | 0.023281 | 0.085287 | 0 | -1.1142 | 0 | 0 | 0 | 0.011212 | 0.015969 | 0.79787 | 0 | 2.1467 | 2.1271 | 0 | 0.33018 | 0.83819 | 0 | 0 | 0 | 0.18868 | 0 | 0.048579 | 0 | 0.003045 | 0 | -0.11417 | 0 | 0 | 0 | 0 | 0 | 0 | 0 | 0 | 4.7259 | 0.043723 | 0.00013688 | 0 | 0 | 0 | 0 | 0 | 0 | 0 | 0 | 0 | 0 | 0 | 0 | 0 | 0 | 0 | 0 | 0 | 0 | -27.2882 | 1.8827 | 0 | 1.0708 | 0 | 1.223 | 9.6581 | 1.2663 | 3.1569 | 0.15353 | 0.055921 | 0 | 0.63797 | 0.20824 | 3.7009 | 4.7106 | 23.3803 | -28.5165 | 0 | 0.48567 | 0 | 1.7286 | 0.19692
2025_06_01 Hr 05 | 0 | 0 | 0 | 0 | 0 | 0 | 0 | 0 | 0 | 0 | 0 | 0.024893 | 0.36 | 0.009408 | 1.3997 | 1.3997 | 2.8433 | 0 | 0.0052034 | 0.003872 | 0.023281 | 0.085287 | 0 | -1.1062 | 0 | 0 | 0 | 0.011212 | 0.015969 | 0.78783 | 0 | 2.1467 | 2.1271 | 0 | 0.33018 | 0.83819 | 0 | 0 | 0 | 0.060573 | -0.090086 | 0.048579 | 0 | 0.00308 | 0 | -0.1155 | 0 | 0 | 0 | 0 | 0 | 0 | 0 | 0 | 5.4808 | 0.043723 | 0.00013688 | 0 | 0 | 0 | 0 | 0 | 0 | 0 | 0 | 0 | 0 | 0 | 0 | 0 | 0 | 0 | 0 | 0 | 0 | -27.3965 | 1.8827 | 0 | 0.97773 | 0 | 1.3754 | 9.555 | 1.2663 | 3.1569 | 0.15353 | 0.055921 | 0 | 0.63797 | 0.20824 | 3.7009 | 5.1633 | 24.2561 | -28.6183 | 0 | 0.48567 | 0 | 1.7286 | 0.19603
2025_06_01 Hr 06 | 0.044971 | 0 | 0 | 0 | 0 | 0 | 0 | 0 | 0 | 0 | 0 | 0.024893 | 0.45 | 0.01364 | 1.3997 | 1.3997 | 2.8433 | 0 | 0.0052034 | 0.003872 | 0.023281 | 0.085287 | 0 | -0.99432 | 0 | 0 | 0 | 0.011212 | 0.015969 | 0.79787 | 0 | 2.1467 | 2.1271 | 0 | 0.33018 | 0.83819 | 0 | 0 | 0 | 0.18338 | -0.13119 | 0.048579 | 0 | 0.0035725 | 0 | -0.13431 | 0 | 0 | 0 | 0 | 0 | 0 | 0 | 0 | 4.5879 | 0.043723 | 0.00013688 | 0 | 0 | 0 | 0 | 0 | 0 | 0 | 0 | 0 | 0 | 0 | 0 | 0 | 0 | 0 | 0 | 0 | 0 | -32.5871 | 1.8827 | 0 | 1.0846 | 0 | 1.1839 | 9.6719 | 1.2663 | 3.1569 | 0.15353 | 0.055921 | -0.044971 | 0.63797 | 0.20824 | 3.7009 | -0.72545 | 23.3112 | -33.7607 | 0 | 0.48567 | 0 | 1.7286 | 0.19632
2025_06_01 Hr 07 | 0.24934 | 0 | 0 | 0 | 0 | 0 | 0 | 0 | 0 | 0 | 0 | 0.024893 | 0.42 | 0.0083002 | 0.96287 | 0.96287 | 2.0135 | 0 | 0.0052034 | 0.003872 | 0.023281 | 0.085287 | 0 | -1.2769 | 0 | 0 | 0 | 0.011212 | 0.015969 | 0.42393 | 0 | 1.7531 | 2.1271 | 0 | 0.25745 | 0.83819 | 0 | 0 | 0 | 2.7814 | -0.10964 | 0.048579 | 0 | 0.0023291 | 0 | -0.08683 | 0 | 0 | 0 | 0 | 0 | 0 | 0 | 0 | 4.0435 | 0.043723 | 0.00013688 | 0 | 0 | 0 | 0 | 0 | 0 | 0 | 0 | 0 | 0 | 0 | 0 | 0 | 0 | 0 | 0 | 0 | 0 | -19.5764 | 1.8827 | 0 | 0.84338 | 0 | 1.2622 | 6.9596 | 1.2663 | 3.1569 | 0.15353 | 0.055921 | -0.24934 | 0.63797 | 0.20824 | 3.7009 | 11.3887 | 22.9468 | -21.1895 | 0 | 0.48567 | 0 | 1.7286 | 0.20172
2025_06_01 Hr 08 | 0.5892 | 9.1513e-06 | 0 | 0 | 0 | 0 | 0 | 0 | 0 | 0 | 0 | 0.024893 | 0.18 | 0.003203 | 1.0357 | 1.0357 | 2.4005 | 0 | 0.0052034 | 0.003872 | 0.023281 | 0.085287 | 0 | -1.3296 | 0 | 0 | 0 | 0.011212 | 0.015969 | 0.29873 | 0 | 1.9869 | 2.1271 | 0 | 0.30049 | 0.83819 | 0 | 0 | 0 | 1.8454 | 0 | 0.048579 | 0 | 0.0020972 | 0 | -0.077974 | 0 | 0 | 0 | 0 | 0 | 0 | 0 | 0 | 3.833 | 0.043723 | 0.00013688 | 0 | 0 | 0 | 0 | 0 | 0 | 0 | 0 | 0 | 0 | 0 | 0 | 0 | 0 | 0 | 0 | 0 | 0 | -21.9898 | 1.8827 | 0 | 0.7937 | 0 | 1.1839 | 7.5512 | 1.2663 | 3.1569 | 0.15353 | 0.055921 | -0.5892 | 0.63797 | 0.20824 | 3.7009 | 8.2097 | 22.7996 | -23.9866 | 0 | 0.48567 | 0 | 1.7286 | 0.20564
2025_06_01 Hr 09 | 0.61173 | 4.8407e-05 | 0 | 0 | 0 | 0 | 0 | 0 | 0 | 0 | 0 | 0.024893 | 0.15 | 0.0031817 | 1.2853 | 1.2854 | 2.7246 | 0 | 0.0052034 | 0.003872 | 0.023281 | 0.085287 | 0 | -1.2381 | 0 | 0 | 0 | 0.011212 | 0.015969 | 0.29873 | 0 | 2.1027 | 2.1271 | 0 | 0.32182 | 0.83819 | 0 | 0 | 0 | 1.0267 | 0 | 0.048579 | 0 | 0.0024999 | 0 | -0.093351 | 0 | 0 | 0 | 0 | 0 | 0 | 0 | 0 | 4.0435 | 0.043723 | 0.00013688 | 0 | 0 | 0 | 0 | 0 | 0 | 0 | 0 | 0 | 0 | 0 | 0 | 0 | 0 | 0 | 0 | 0 | 0 | -27.3002 | 1.8827 | 0 | 0.7937 | 0 | 0.67028 | 8.4904 | 1.2663 | 3.1569 | 0.15353 | 0.055921 | -0.61173 | 0.63797 | 0.20824 | 3.7009 | 2.7918 | 22.5181 | -29.2434 | 0 | 0.48567 | 0 | 1.7286 | 0.21335
2025_06_01 Hr 10 | 0.71475 | 0.00010309 | 0 | 0 | 0 | 0 | 0 | 0 | 0 | 0 | 0 | 0.024893 | 0.18 | 0.0038359 | 1.398 | 1.398 | 2.7422 | 0 | 0.0052034 | 0.003872 | 0.023281 | 0.085287 | 0 | -1.2354 | 0 | 0 | 0 | 0.011212 | 0.015969 | 0.31549 | 0 | 2.1027 | 2.1271 | 0 | 0.32182 | 0.83819 | 0 | 0 | 0 | 0.80265 | 0 | 0.048579 | 0 | 0.0025116 | 0 | -0.093798 | 0 | 0 | 0 | 0 | 0 | 0 | 0 | 0 | 4.1741 | 0.043723 | 0.00013688 | 0 | 0 | 0 | 0 | 0 | 0 | 0 | 0 | 0 | 0 | 0 | 0 | 0 | 0 | 0 | 0 | 0 | 0 | -27.7943 | 1.8827 | 0 | 0.83196 | 0 | 0.36125 | 8.7883 | 1.2663 | 3.1569 | 0.15353 | 0.055921 | -0.71475 | 0.63797 | 0.20824 | 3.7009 | 2.2324 | 22.4797 | -29.8383 | 0 | 0.48567 | 0 | 1.7286 | 0.21959
2025_06_01 Hr 11 | 0.80592 | 0.00022079 | 0 | 0 | 0 | 0 | 0 | 0 | 0 | 0 | 0 | 0.024893 | 0.24 | 0.0059301 | 1.3997 | 1.3997 | 2.7422 | 0 | 0.0052034 | 0.003872 | 0.023281 | 0.085287 | 0 | -1.1444 | 0 | 0 | 0 | 0.011212 | 0.015969 | 0.42935 | 0.34247 | 2.1027 | 2.1271 | 0 | 0.32182 | 0.83819 | 0 | 0 | 0 | 0.85918 | 0 | 0.048579 | 0 | 0.0029121 | 0 | -0.10909 | 0 | 0 | 0 | 0 | 0 | 0 | 0 | 0 | 4.6533 | 0.043723 | 0.00013688 | 0 | 0 | 0 | 0 | 0 | 0 | 0 | 0 | 0 | 0 | 0 | 0 | 0 | 0 | 0 | 0 | 0 | 0 | -32.2431 | 1.8827 | 0 | 0.8568 | 0 | 0.26985 | 9.1233 | 1.2663 | 3.1569 | 0.15353 | 0.055921 | -0.80592 | 0.63797 | 0.20824 | 3.7009 | -1.2935 | 23.0265 | -34.3025 | 0 | 0.48567 | 0 | 1.7286 | 0.22521
2025_06_01 Hr 12 | 0.78645 | 0.00029338 | 0 | 0 | 0 | 0 | 0 | 0 | 0 | 0 | 0 | 0.024893 | 0.27 | 0.0070012 | 1.3997 | 1.3997 | 2.7422 | 0 | 0.0052034 | 0.003872 | 0.023281 | 0.085287 | 0 | -1.1117 | 0 | 0 | 0 | 0.011212 | 0.015969 | 0.6705 | 0.19284 | 2.1027 | 2.1271 | 0 | 0.32182 | 0.83819 | 0 | 0 | 0 | 0.86714 | 0 | 0.048579 | 0 | 0.0030561 | 0 | -0.11459 | 0 | 0 | 0 | 0 | 0 | 0 | 0 | 0 | 4.1741 | 0.043723 | 0.00013688 | 0 | 0 | 0 | 0 | 0 | 0 | 0 | 0 | 0 | 0 | 0 | 0 | 0 | 0 | 0 | 0 | 0 | 0 | -33.0464 | 1.8827 | 0 | 0.95417 | 0 | 0.13057 | 9.4619 | 1.2663 | 3.1569 | 0.15353 | 0.055921 | -0.78645 | 0.63797 | 0.20824 | 3.7009 | -2.3073 | 22.4228 | -35.0591 | 0 | 0.48567 | 0 | 1.7286 | 0.22826
2025_06_01 Hr 13 | 0.83128 | 0.00027423 | 0 | 0 | 0 | 0 | 0 | 0 | 0 | 0 | 0 | 0.024893 | 0.24 | 0.0054386 | 1.3997 | 1.3997 | 2.7422 | 0 | 0.0052034 | 0.003872 | 0.023281 | 0.085287 | 0 | -1.1993 | 0 | 0 | 0 | 0.011212 | 0.015969 | 0.3155 | 0.19284 | 2.1027 | 2.1271 | 0 | 0.32182 | 0.83819 | 0 | 0 | 0 | 1.4402 | 0 | 0.048579 | 0 | 0.0026707 | 0 | -0.099873 | 0 | 0 | 0 | 0 | 0 | 0 | 0 | 0 | 3.9055 | 0.043723 | 0.00013688 | 0 | 0 | 0 | 0 | 0 | 0 | 0 | 0 | 0 | 0 | 0 | 0 | 0 | 0 | 0 | 0 | 0 | 0 | -29.3993 | 1.8827 | 0 | 0.7937 | 0 | 0.10011 | 8.9464 | 1.2663 | 3.1569 | 0.15353 | 0.055921 | -0.83128 | 0.63797 | 0.20824 | 3.7009 | 0.99772 | 22.1408 | -31.5297 | 0 | 0.48567 | 0 | 1.7286 | 0.23212
2025_06_01 Hr 14 | 0.82932 | 0.00028086 | 0 | 0 | 0 | 0 | 0 | 0 | 0 | 0 | 0 | 0.024893 | 0.24 | 0.0052166 | 1.3997 | 1.3997 | 2.7422 | 0 | 0.0052034 | 0.003872 | 0.023281 | 0.085287 | 0 | -1.224 | 0 | 0 | 0 | 0.011212 | 0.015969 | 0.30029 | 0.19284 | 2.1027 | 2.1271 | 0 | 0.32182 | 0.83819 | 0 | 0 | 0 | 1.4308 | 0 | 0.048579 | 0 | 0.0025617 | 0 | -0.095711 | 0 | 0 | 0 | 0 | 0 | 0 | 0 | 0 | 3.2885 | 0.043723 | 0.00013688 | 0 | 0 | 0 | 0 | 0 | 0 | 0 | 0 | 0 | 0 | 0 | 0 | 0 | 0 | 0 | 0 | 0 | 0 | -26.8001 | 1.8827 | 0 | 0.7937 | 0 | 0.047877 | 8.9312 | 1.2663 | 3.1569 | 0.15353 | 0.055921 | -0.82932 | 0.63797 | 0.20824 | 3.7009 | 2.8841 | 21.4713 | -28.9492 | 0 | 0.48567 | 0 | 1.7286 | 0.23407
2025_06_01 Hr 15 | 0.79677 | 0.00035703 | 0 | 0 | 0 | 0 | 0 | 0 | 0 | 0 | 0 | 0.024893 | 0.21 | 0.0058098 | 1.398 | 1.398 | 2.7422 | 0 | 0.0052034 | 0.003872 | 0.023281 | 0.085287 | 0 | -1.0652 | 0 | 0 | 0 | 0.011212 | 0.015969 | 0.4481 | 0.19284 | 2.1027 | 2.1271 | 0 | 0.32182 | 0.83819 | 0 | 0 | 0 | 1.442 | 0 | 0.048579 | 0 | 0.0032606 | 0 | -0.1224 | 0 | 0 | 0 | 0 | 0 | 0 | 0 | 0 | 2.6715 | 0.043723 | 0.00013688 | 0 | 0 | 0 | 0 | 0 | 0 | 0 | 0 | 0 | 0 | 0 | 0 | 0 | 0 | 0 | 0 | 0 | 0 | -29.9607 | 1.8827 | 0 | 0.92932 | 0 | 0.047877 | 9.2111 | 1.2663 | 3.1569 | 0.15353 | 0.055921 | -0.79677 | 0.63797 | 0.20824 | 3.7009 | -0.49661 | 20.7953 | -31.9451 | 0 | 0.48567 | 0 | 1.7286 | 0.237
2025_06_01 Hr 16 | 0.8158 | 0.00030694 | 0 | 0.080742 | 0.080742 | 0.080402 | 0.08075 | 0.080758 | 0.08079 | 0 | 0 | 0.024893 | 0.33 | 0.0090294 | 1.3997 | 1.3997 | 2.7422 | 0 | 0.0052034 | 0.003872 | 0.023281 | 0.085287 | 0 | -1.0733 | 0 | 0 | 0 | 0.011212 | 0.015969 | 0.68925 | 0.19284 | 2.1027 | 2.1271 | 0 | 0.32182 | 0.83819 | 0 | 0 | 0 | 1.1188 | 0 | 0.048579 | 0 | 0.0014658 | 0 | -0.12103 | 0 | 0 | 0 | 0 | 0 | 0 | 0 | 0 | 2.8094 | 0.043723 | 0.00013688 | 0 | 0 | 0 | 0 | 0 | 0 | 0 | 0 | 0 | 0 | 0 | 0 | 0 | 0 | 0 | 0 | 0 | 0 | -31.627 | 1.8827 | 0 | 0.95614 | 0 | 0.047877 | 9.9668 | 1.2663 | 3.1569 | 0.15353 | 0.055921 | -0.8158 | 0.63797 | 0.20824 | 3.7009 | -1.474 | 21.0777 | -33.6372 | 0 | 0.48567 | 0 | 1.7286 | 0.23923
2025_06_01 Hr 17 | 0.8036 | 0.00037318 | 0 | 0.080742 | 0.080742 | 0.080402 | 0.08075 | 0.080758 | 0.08079 | 0 | 0 | 0.024893 | 0.3 | 0.012805 | 1.3997 | 1.3997 | 2.7422 | 0 | 0.0052034 | 0.003872 | 0.023281 | 0.085287 | 0 | -0.66292 | 0 | 0 | 0 | 0.011212 | 0.015969 | 0.79954 | 0.19284 | 2.1027 | 2.1271 | 0 | 0.32182 | 0.83819 | 0 | 0 | 0 | 1.4526 | 0 | 0.048579 | 0 | 0.0022867 | 0 | -0.18998 | 0 | 0 | 0 | 0 | 0 | 0 | 0 | 0 | 2.6715 | 0.043723 | 0.00013688 | 0 | 0 | 0 | 0 | 0 | 0 | 0 | 0 | 0 | 0 | 0 | 0 | 0 | 0 | 0 | 0 | 0 | 0 | -45.5257 | 1.8827 | 0 | 1.0918 | 0 | 0.039172 | 10.2127 | 1.2663 | 3.1569 | 0.15353 | 0.055921 | -0.8036 | 0.63797 | 0.20824 | 3.7009 | -14.6231 | 20.8939 | -47.1822 | 0 | 0.48567 | 0 | 1.7286 | 0.24042
2025_06_01 Hr 18 | 0.79023 | 0.00020911 | 0 | 0.080742 | 0.080742 | 0.080402 | 0.08075 | 0.080758 | 0.08079 | 0 | 0 | 0.024893 | 0.3 | 0.012353 | 1.3997 | 1.3997 | 2.7422 | 0 | 0.0052034 | 0.003872 | 0.023281 | 0.085287 | 0 | -0.70333 | 0 | 0 | 0 | 0.011212 | 0.015969 | 0.79954 | 0.19284 | 2.1027 | 2.1271 | 0 | 0.32182 | 0.83819 | 0 | 0 | 0 | 2.0297 | 0 | 0.048579 | 0 | 0.0022058 | 0 | -0.18319 | 0 | 0 | 0 | 0 | 0 | 0 | 0 | 0 | 2.4682 | 0.043723 | 0.00013688 | 0 | 0 | 0 | 0 | 0 | 0 | 0 | 0 | 0 | 0 | 0 | 0 | 0 | 0 | 0 | 0 | 0 | 0 | -43.2233 | 1.8827 | 0 | 1.0918 | 0 | 0.091402 | 10.2127 | 1.2663 | 3.1569 | 0.15353 | 0.055921 | -0.79023 | 0.63797 | 0.20824 | 3.7009 | -11.9267 | 20.731 | -44.9001 | 0 | 0.48567 | 0 | 1.7286 | 0.24259
2025_06_01 Hr 19 | 0.63556 | 0.00015511 | 0 | 0.080742 | 0.080742 | 0.080402 | 0.08075 | 0.080758 | 0.08079 | 0 | 0 | 0.024893 | 0.36 | 0.014298 | 1.3997 | 1.3997 | 2.7422 | 0 | 0.0052034 | 0.003872 | 0.023281 | 0.085287 | 0 | -0.74242 | 0 | 0 | 0 | 0.011212 | 0.015969 | 0.79954 | 0.19284 | 2.1027 | 2.1271 | 0 | 0.32182 | 0.83819 | 0 | 0 | 0 | 2.7075 | 0 | 0.048579 | 0 | 0.0021277 | 0 | -0.17662 | 0 | 0 | 0 | 0 | 0 | 0 | 0 | 0 | 1.9165 | 0.043723 | 0.00013688 | 0 | 0 | 0 | 0 | 0 | 0 | 0 | 0 | 0 | 0 | 0 | 0 | 0 | 0 | 0 | 0 | 0 | 0 | -43.0681 | 1.8827 | 0 | 1.0918 | 0 | 0.30902 | 10.2127 | 1.2663 | 3.1569 | 0.15353 | 0.055921 | -0.63556 | 0.63797 | 0.20824 | 3.7009 | -11.3978 | 20.3047 | -44.6227 | 0 | 0.48567 | 0 | 1.7286 | 0.24312
2025_06_01 Hr 20 | 0.11341 | 7.8448e-05 | 0 | 0.080742 | 0.080742 | 0.080402 | 0.08075 | 0.080758 | 0.08079 | 0 | 0 | 0.024893 | 0.81 | 0.028041 | 1.3997 | 1.3997 | 2.7422 | 0 | 0.0052034 | 0.003872 | 0.023281 | 0.085287 | 0 | -0.87897 | 0 | 0 | 0 | 0.011212 | 0.015969 | 0.79954 | 0.19284 | 2.1027 | 2.1271 | 0 | 0.32182 | 0.83819 | 0 | 0 | 0 | 1.5994 | 0 | 0.048579 | 0 | 0.0018546 | 0 | -0.15368 | 0 | 0 | 0 | 0 | 0 | 0 | 0 | 0 | 1.4374 | 0.043723 | 0.00013688 | 0 | 0 | 0 | 0 | 0 | 0 | 0 | 0 | 0 | 0 | 0 | 0 | 0 | 0 | 0 | 0 | 0 | 0 | -39.983 | 1.8827 | 0 | 1.0783 | 0 | 1.0141 | 10.1992 | 1.2663 | 3.1569 | 0.15353 | 0.055921 | -0.11341 | 0.63797 | 0.20824 | 3.7009 | -8.8611 | 20.4694 | -41.1291 | 0 | 0.48567 | 0 | 1.7286 | 0.24029
2025_06_01 Hr 21 | 0 | 1.4944e-05 | 0 | 0.080742 | 0.080742 | 0.080402 | 0.08075 | 0.080758 | 0.08079 | 0 | 0 | 0.024893 | 1.65 | 0.069737 | 1.3997 | 1.3997 | 2.7422 | 0 | 0.0052034 | 0.003872 | 0.023281 | 0.085287 | 0 | -0.67416 | 0 | 0 | 0 | 0.011212 | 0.015969 | 0.79787 | 0.19284 | 2.1027 | 2.1271 | 0 | 0.32182 | 0.83819 | 0 | 0 | 0 | 1.3863 | 0 | 0.048579 | 0 | 0.0022642 | 0 | -0.18809 | 0 | 0 | 0 | 0 | 0 | 0 | 0 | 0 | 1.5753 | 0.043723 | 0.00013688 | 0 | 0 | 0 | 0 | 0 | 0 | 0 | 0 | 0 | 0 | 0 | 0 | 0 | 0 | 0 | 0 | 0 | 0 | -52.2047 | 1.8827 | 0 | 1.0783 | 0 | 1.4537 | 10.1976 | 1.2663 | 3.1569 | 0.15353 | 0.055921 | 0 | 0.63797 | 0.20824 | 3.7009 | -19.6722 | 21.811 | -53.067 | 0 | 0.48567 | 0 | 1.7286 | 0.23615
2025_06_01 Hr 22 | 0 | 7.1389e-07 | 0 | 0.080742 | 0.080742 | 0.080402 | 0.08075 | 0.080758 | 0.08079 | 0 | 0 | 0.024893 | 2.04 | 0.090616 | 1.3997 | 1.3997 | 2.7422 | 0 | 0.0052034 | 0.003872 | 0.023281 | 0.085287 | 0 | -0.61644 | 0 | 0 | 0 | 0.011212 | 0.015969 | 0.79954 | 0.19284 | 2.1027 | 2.1271 | 0 | 0.32182 | 0.83819 | 0 | 0 | 0 | 0.99452 | 0 | 0.048579 | 0 | 0.0023796 | 0 | -0.19779 | 0 | 0 | 0 | 0 | 0 | 0 | 0 | 0 | 1.372 | 0.043723 | 0.00013688 | 0 | 0 | 0 | 0 | 0 | 0 | 0 | 0 | 0 | 0 | 0 | 0 | 0 | 0 | 0 | 0 | 0 | 0 | -58.2392 | 1.8827 | 0 | 1.0918 | 0 | 1.445 | 10.2127 | 1.2663 | 3.1569 | 0.15353 | 0.055921 | 0 | 0.63797 | 0.20824 | 3.7009 | -25.8414 | 22.0048 | -59.0534 | 0 | 0.48567 | 0 | 1.7286 | 0.2311
2025_06_01 Hr 23 | 0 | 0 | 0 | 0.080742 | 0.080742 | 0.080402 | 0.08075 | 0.080758 | 0.08079 | 0 | 0 | 0.024893 | 2.19 | 0.10648 | 1.3997 | 1.3997 | 2.8433 | 0 | 0.0052034 | 0.003872 | 0.023281 | 0.085287 | 0 | -0.50392 | 0 | 0 | 0 | 0.011212 | 0.015969 | 0.79954 | 0.19284 | 2.1467 | 2.1271 | 0 | 0.33018 | 0.83819 | 0 | 0 | 0 | 0 | -0.59739 | 0.048579 | 0 | 0.0026047 | 0 | -0.21669 | 0 | 0 | 0 | 0 | 0 | 0 | 0 | 0 | 1.2341 | 0.043723 | 0.00013688 | 0 | 0 | 0 | 0 | 0 | 0 | 0 | 0 | 0 | 0 | 0 | 0 | 0 | 0 | 0 | 0 | 0 | 0 | -55.1489 | 1.8827 | 0 | 1.1216 | 0 | 1.1621 | 10.3876 | 1.2663 | 3.1569 | 0.15353 | 0.055921 | 0 | 0.63797 | 0.20824 | 3.7009 | -24.3334 | 21.7458 | -55.8695 | 0 | 0.48567 | 0 | 1.7286 | 0.21871
2025_06_01 Hr 24 | 0 | 0 | 0 | 0.080742 | 0.080742 | 0.080402 | 0.08075 | 0.080758 | 0.08079 | 0 | 0 | 0.024893 | 2.19 | 0.074558 | 1.3997 | 1.3997 | 2.8433 | 0 | 0.0052034 | 0.003872 | 0.023281 | 0.085287 | 0 | -0.89433 | 0 | 0 | 0 | 0.011212 | 0.015969 | 0.79954 | 0.19284 | 2.1467 | 2.1271 | 0 | 0.33018 | 0.83819 | 0 | 0 | 0 | 0.088736 | -0.10997 | 0.048579 | 0 | 0.0018238 | 0 | -0.1511 | 0 | 0 | 0 | 0 | 0 | 0 | 0 | 0 | 1.7785 | 0.043723 | 0.00013688 | 0 | 0 | 0 | 0 | 0 | 0 | 0 | 0 | 0 | 0 | 0 | 0 | 0 | 0 | 0 | 0 | 0 | 0 | -39.0919 | 1.8827 | 0 | 1.1216 | 0 | 0.86179 | 10.3876 | 1.2663 | 3.1569 | 0.15353 | 0.055921 | 0 | 0.63797 | 0.20824 | 3.7009 | -7.8215 | 21.9494 | -40.1373 | 0 | 0.48567 | 0 | 1.7286 | 0.21012
2025_06_02 Hr 01 | 0 | 0 | 0 | 0 | 0 | 0 | 0 | 0 | 0 | 0 | 0 | 0.024893 | 2.13 | 0.058411 | 1.3997 | 1.3997 | 2.8433 | 0 | 0.0052034 | 0.003872 | 0.023281 | 0.085287 | 0 | -1.0717 | 0 | 0 | 0 | 0.011212 | 0.015969 | 0.79954 | 0.19284 | 2.1467 | 2.1271 | 0 | 0.33018 | 0.83819 | 0 | 0 | 0 | 0.23356 | 0 | 0.048579 | 0 | 0.003232 | 0 | -0.1213 | 0 | 0 | 0 | 0 | 0 | 0 | 0 | 0 | 2.3303 | 0.043723 | 0.00013688 | 0 | 0 | 0 | 0 | 0 | 0 | 0 | 0 | 0 | 0 | 0 | 0 | 0 | 0 | 0 | 0 | 0 | 0 | -32.9778 | 1.8827 | 0 | 1.1216 | 0 | 0.83132 | 9.9035 | 1.2663 | 3.1569 | 0.15353 | 0.055921 | 0 | 0.63797 | 0.20824 | 3.7009 | -1.6444 | 22.3894 | -34.1708 | 0 | 0.48567 | 0 | 1.7286 | 0.205
2025_06_02 Hr 02 | 0 | 0 | 0 | 0 | 0 | 0 | 0 | 0 | 0 | 0 | 0 | 0.024893 | 2.01 | 0.052751 | 1.3997 | 1.3997 | 2.8433 | 0 | 0.0052034 | 0.003872 | 0.023281 | 0.085287 | 0 | -1.1033 | 0 | 0 | 0 | 0.011212 | 0.015969 | 0.79954 | 0.19284 | 2.1467 | 2.1271 | 0 | 0.33018 | 0.83819 | 0 | 0 | 0 | 0 | -0.20198 | 0.048579 | 0 | 0.0030931 | 0 | -0.116 | 0 | 0 | 0 | 0 | 0 | 0 | 0 | 0 | 2.8747 | 0.043723 | 0.00013688 | 0 | 0 | 0 | 0 | 0 | 0 | 0 | 0 | 0 | 0 | 0 | 0 | 0 | 0 | 0 | 0 | 0 | 0 | -31.3053 | 1.8827 | 0 | 1.0846 | 0 | 1.0925 | 9.8664 | 1.2663 | 3.1569 | 0.15353 | 0.055921 | 0 | 0.63797 | 0.20824 | 3.7009 | 0.20608 | 23.0662 | -32.5246 | 0 | 0.48567 | 0 | 1.7286 | 0.20188
2025_06_02 Hr 03 | 0 | 0 | 0 | 0 | 0 | 0 | 0 | 0 | 0 | 0 | 0 | 0.024893 | 1.77 | 0.058362 | 1.3997 | 1.3997 | 2.8433 | 0 | 0.0052034 | 0.003872 | 0.023281 | 0.085287 | 0 | -0.92304 | 0 | 0 | 0 | 0.011212 | 0.015969 | 0.79954 | 0.19284 | 2.1467 | 2.1271 | 0 | 0.33018 | 0.83819 | 0 | 0 | 0 | 0 | -0.37821 | 0.048579 | 0 | 0.0038861 | 0 | -0.14628 | 0 | 0 | 0 | 0 | 0 | 0 | 0 | 0 | 3.2159 | 0.043723 | 0.00013688 | 0 | 0 | 0 | 0 | 0 | 0 | 0 | 0 | 0 | 0 | 0 | 0 | 0 | 0 | 0 | 0 | 0 | 0 | -39.4738 | 1.8827 | 0 | 1.1216 | 0 | 0.85308 | 9.9035 | 1.2663 | 3.1569 | 0.15353 | 0.055921 | 0 | 0.63797 | 0.20824 | 3.7009 | -8.0873 | 22.9306 | -40.5431 | 0 | 0.48567 | 0 | 1.7286 | 0.19877
2025_06_02 Hr 04 | 0 | 0 | 0 | 0 | 0 | 0 | 0 | 0 | 0 | 0 | 0 | 0.024893 | 1.8 | 0.049097 | 1.3997 | 1.3997 | 2.8433 | 0 | 0.0052034 | 0.003872 | 0.023281 | 0.085287 | 0 | -1.0756 | 0 | 0 | 0 | 0.011212 | 0.015969 | 0.79954 | 0.19284 | 2.1467 | 2.1271 | 0 | 0.33018 | 0.83819 | 0 | 0 | 0 | 0.0058895 | -0.16359 | 0.048579 | 0 | 0.0032147 | 0 | -0.12064 | 0 | 0 | 0 | 0 | 0 | 0 | 0 | 0 | 3.3538 | 0.043723 | 0.00013688 | 0 | 0 | 0 | 0 | 0 | 0 | 0 | 0 | 0 | 0 | 0 | 0 | 0 | 0 | 0 | 0 | 0 | 0 | -32.091 | 1.8827 | 0 | 1.1216 | 0 | 0.5397 | 9.9035 | 1.2663 | 3.1569 | 0.15353 | 0.055921 | 0 | 0.63797 | 0.20824 | 3.7009 | -0.76648 | 22.7751 | -33.2873 | 0 | 0.48567 | 0 | 1.7286 | 0.19803
2025_06_02 Hr 05 | 0 | 0 | 0 | 0.080742 | 0.080742 | 0.080402 | 0.08075 | 0.080758 | 0.08079 | 0 | 0 | 0.024893 | 1.38 | 0.059724 | 1.3997 | 1.3997 | 2.8433 | 0 | 0.0052034 | 0.003872 | 0.023281 | 0.085287 | 0 | -0.64702 | 0 | 0 | 0 | 0.011212 | 0.015969 | 0.79954 | 0.19284 | 2.1467 | 2.1271 | 0 | 0.33018 | 0.83819 | 0 | 0 | 0 | 0.021677 | -0.19482 | 0.048579 | 0 | 0.0023185 | 0 | -0.19265 | 0 | 0 | 0 | 0 | 0 | 0 | 0 | 0 | 3.2885 | 0.043723 | 0.00013688 | 0 | 0 | 0 | 0 | 0 | 0 | 0 | 0 | 0 | 0 | 0 | 0 | 0 | 0 | 0 | 0 | 0 | 0 | -53.9578 | 1.8827 | 0 | 1.1216 | 0 | 0.39172 | 10.3876 | 1.2663 | 3.1569 | 0.15353 | 0.055921 | 0 | 0.63797 | 0.20824 | 3.7009 | -22.4287 | 22.1543 | -54.7975 | 0 | 0.48567 | 0 | 1.7286 | 0.1999
2025_06_02 Hr 06 | 0.090742 | 0 | 0 | 0.080742 | 0.080742 | 0.080402 | 0.08075 | 0.080758 | 0.08079 | 0 | 0 | 0.024893 | 1.41 | 0.062961 | 1.3997 | 1.3997 | 2.8433 | 0 | 0.0052034 | 0.003872 | 0.023281 | 0.085287 | 0 | -0.61019 | 0 | 0 | 0 | 0.011212 | 0.015969 | 0.79954 | 0.19284 | 2.1467 | 2.1271 | 0 | 0.33018 | 0.83819 | 0 | 0 | 0 | 0.12983 | -0.069965 | 0.048579 | 0 | 0.0023921 | 0 | -0.19884 | 0 | 0 | 0 | 0 | 0 | 0 | 0 | 0 | 3.1506 | 0.043723 | 0.00013688 | 0 | 0 | 0 | 0 | 0 | 0 | 0 | 0 | 0 | 0 | 0 | 0 | 0 | 0 | 0 | 0 | 0 | 0 | -54.6957 | 1.8827 | 0 | 1.1216 | 0 | 0.30032 | 10.3876 | 1.2663 | 3.1569 | 0.15353 | 0.055921 | -0.090742 | 0.63797 | 0.20824 | 3.7009 | -23.0949 | 22.053 | -55.5954 | 0 | 0.48567 | 0 | 1.7286 | 0.20399
2025_06_02 Hr 07 | 0.45371 | 6.2013e-07 | 0 | 0.080742 | 0.080742 | 0.080402 | 0.08075 | 0.080758 | 0.08079 | 0 | 0 | 0.024893 | 1.29 | 0.049775 | 1.3997 | 1.3997 | 2.7422 | 0 | 0.0052034 | 0.003872 | 0.023281 | 0.085287 | 0 | 0 | 0 | 0 | 0 | 0.011212 | 0.015969 | 0.79954 | 0.19284 | 2.1027 | 2.1271 | 0 | 0.32182 | 0.83819 | 0 | 0 | 0 | 0.7393 | 0 | 0.048579 | 0 | 0.0020671 | 0 | -0.17154 | 0 | 0 | 0 | 0 | 0 | 0 | 0 | 0 | 2.7368 | 0.043723 | 0.00013688 | -1.0625 | 0 | 0 | 0 | 0 | 0 | 0 | 0 | 0 | 0 | -2.2 | 0 | 0 | 0 | 0 | 0 | 0 | 0 | -48.7384 | 1.8827 | 0 | 1.0918 | 0 | 0.36125 | 10.2127 | 1.2663 | 3.1569 | 0.15353 | 0.055921 | -0.45371 | 0.63797 | 0.20824 | 3.7009 | -19.742 | 21.9322 | -52.6261 | 0 | 0.48567 | 0 | 1.7286 | 0.21458
2025_06_02 Hr 08 | 0.74185 | 1.3833e-05 | 0 | 0.080742 | 0.080742 | 0.080402 | 0.08075 | 0.080758 | 0.08079 | 0 | 0 | 0.024893 | 0.42 | 0.015718 | 1.3997 | 1.3997 | 2.7422 | 0 | 0.0052034 | 0.003872 | 0.023281 | 0.085287 | 0 | 0 | 0 | 0 | 0 | 0.011212 | 0.015969 | 0.79954 | 0.19284 | 2.1027 | 2.1271 | 0 | 0.32182 | 0.83819 | 0 | 0 | 0 | 0.20213 | -0.1044 | 0.048579 | 0 | 0.0020048 | 0 | -0.1663 | 0 | 0 | 0 | 0 | 0 | 0 | 0 | 0 | 2.3303 | 0.043723 | 0.00013688 | -1.0625 | 0 | 0 | 0 | 0 | 0 | 0 | 0 | 0 | 0 | -2.2 | 0 | 0 | 0 | 0 | 0 | 0 | 0 | -43.1628 | 1.8827 | 0 | 1.0918 | 0 | 0.57017 | 10.2127 | 1.2663 | 3.1569 | 0.15353 | 0.055921 | -0.74185 | 0.63797 | 0.20824 | 3.7009 | -15.8985 | 21.1246 | -47.3335 | 0 | 0.48567 | 0 | 1.7286 | 0.22052
2025_06_02 Hr 09 | 0.76655 | 7.3198e-05 | 0 | 0.080742 | 0.080742 | 0.080402 | 0.08075 | 0.080758 | 0.08079 | 0 | 0 | 0.024893 | 0.33 | 0.011562 | 1.3997 | 1.3997 | 2.7422 | 0 | 0.0052034 | 0.003872 | 0.023281 | 0.085287 | 0 | 0 | 0 | 0 | 0 | 0.011212 | 0.015969 | 0.79954 | 0.19284 | 2.1027 | 2.1271 | 0 | 0.32182 | 0.83819 | 0 | 0 | 0 | 0.30494 | 0 | 0.048579 | 0 | 0.0018769 | 0 | -0.15556 | 0 | 0 | 0 | 0 | 0 | 0 | 0 | 0 | 2.3303 | 0.043723 | 0.00013688 | -1.0625 | 0 | 0 | 0 | 0 | 0 | 0 | 0 | 0 | 0 | -2.2 | 0 | 0 | 0 | 0 | 0 | 0 | 0 | -40.3259 | 1.8827 | 0 | 1.0918 | 0 | 0.33079 | 10.2127 | 1.2663 | 3.1569 | 0.15353 | 0.055921 | -0.76655 | 0.63797 | 0.20824 | 3.7009 | -13.1713 | 20.8216 | -44.5105 | 0 | 0.48567 | 0 | 1.7286 | 0.22629
2025_06_02 Hr 10 | 0.77418 | 0.00018189 | 0 | 0.080742 | 0.080742 | 0.080402 | 0.08075 | 0.080758 | 0.08079 | 0 | 0 | 0.024893 | 0.27 | 0.0088828 | 1.3997 | 1.3997 | 2.7422 | 0 | 0.0052034 | 0.003872 | 0.023281 | 0.085287 | 0 | 0 | 0 | 0 | 0 | 0.011212 | 0.015969 | 0.79954 | 0.19284 | 2.1027 | 2.1271 | 0 | 0.32182 | 0.83819 | 0 | 0 | 0 | 0.84924 | 0 | 0.048579 | 0 | 0.0017625 | 0 | -0.14595 | 0 | 0 | 0 | 0 | 0 | 0 | 0 | 0 | 2.3956 | 0.043723 | 0.00013688 | -1.0625 | 0 | 0 | 0 | 0 | 0 | 0 | 0 | 0 | 0 | -2.2 | 0 | 0 | 0 | 0 | 0 | 0 | 0 | -37.2777 | 1.8827 | 0 | 1.0918 | 0 | 0.13057 | 10.2127 | 1.2663 | 3.1569 | 0.15353 | 0.055921 | -0.77418 | 0.63797 | 0.20824 | 3.7009 | -9.7635 | 20.6349 | -41.4603 | 0 | 0.48567 | 0 | 1.7286 | 0.22945
2025_06_02 Hr 11 | 0.81435 | 0.00027251 | 0 | 0.080742 | 0.080742 | 0.080402 | 0.08075 | 0.080758 | 0.08079 | 0 | 0 | 0.024893 | 0.21 | 0.0067824 | 1.3997 | 1.3997 | 2.7422 | 0 | 0.0052034 | 0.003872 | 0.023281 | 0.085287 | 0 | 0 | 0 | 0 | 0 | 0.011212 | 0.015969 | 0.79954 | 0.19284 | 2.1027 | 2.1271 | 0 | 0.32182 | 0.83819 | 0 | 0 | 0 | 0.87668 | 0 | 0.048579 | 0 | 0.0017302 | 0 | -0.14324 | 0 | 0 | 0 | 0 | 0 | 0 | 0 | 0 | 2.6715 | 0.043723 | 0.00013688 | -1.0625 | 0 | 0 | 0 | 0 | 0 | 0 | 0 | 0 | 0 | -2.2 | 0 | 0 | 0 | 0 | 0 | 0 | 0 | -35.3038 | 1.8827 | 0 | 1.0918 | 0 | 0.20021 | 10.2127 | 1.2663 | 3.1569 | 0.15353 | 0.055921 | -0.81435 | 0.63797 | 0.20824 | 3.7009 | -7.4753 | 20.9593 | -39.5239 | 0 | 0.48567 | 0 | 1.7286 | 0.23019
2025_06_02 Hr 12 | 0.77686 | 0.0003764 | 0 | 0.080742 | 0.080742 | 0.080402 | 0.08075 | 0.080758 | 0.08079 | 0 | 0 | 0.024893 | 0.21 | 0.007407 | 1.3997 | 1.3997 | 2.7422 | 0 | 0.0052034 | 0.003872 | 0.023281 | 0.085287 | 0 | 0 | 0 | 0 | 0 | 0.011212 | 0.015969 | 0.79954 | 0.19284 | 2.1027 | 2.1271 | 0 | 0.32182 | 0.83819 | 0 | 0 | 0 | 1.0704 | 0 | 0.048579 | 0 | 0.0018895 | 0 | -0.15662 | 0 | 0 | 0 | 0 | 0 | 0 | 0 | 0 | 2.7368 | 0.043723 | 0.00013688 | -1.0625 | 0 | 0 | 0 | 0 | 0 | 0 | 0 | 0 | 0 | -2.2 | 0 | 0 | 0 | 0 | 0 | 0 | 0 | -37.9402 | 1.8827 | 0 | 1.0918 | 0 | 0.22198 | 10.2127 | 1.2663 | 3.1569 | 0.15353 | 0.055921 | -0.77686 | 0.63797 | 0.20824 | 3.7009 | -9.8409 | 21.0122 | -42.1362 | 0 | 0.48567 | 0 | 1.7286 | 0.23272
2025_06_02 Hr 13 | 0.82053 | 0.00042772 | 0 | 0.080742 | 0.080742 | 0.080402 | 0.08075 | 0.080758 | 0.08079 | 0 | 0 | 0.024893 | 0.18 | 0.006295 | 1.3997 | 1.3997 | 2.7422 | 0 | 0.0052034 | 0.003872 | 0.023281 | 0.085287 | 0 | 0 | 0 | 0 | 0 | 0.011212 | 0.015969 | 0.79954 | 0.19284 | 2.1027 | 2.1271 | 0 | 0.32182 | 0.83819 | 0 | 0 | 0 | 1.0189 | 0 | 0.048579 | 0 | 0.0018735 | 0 | -0.15527 | 0 | 0 | 0 | 0 | 0 | 0 | 0 | 0 | 3.078 | 0.043723 | 0.00013688 | -1.0625 | 0 | 0 | 0 | 0 | 0 | 0 | 0 | 0 | 0 | -2.2 | 0 | 0 | 0 | 0 | 0 | 0 | 0 | -36.3855 | 1.8827 | 0 | 1.0918 | 0 | 0.15234 | 10.2127 | 1.2663 | 3.1569 | 0.15353 | 0.055921 | -0.82053 | 0.63797 | 0.20824 | 3.7009 | -8.093 | 21.2993 | -40.6238 | 0 | 0.48567 | 0 | 1.7286 | 0.23567
2025_06_02 Hr 14 | 0.74693 | 0.00048545 | 0 | 0.080742 | 0.080742 | 0.080402 | 0.08075 | 0.080758 | 0.08079 | 0 | 0 | 0.024893 | 0.18 | 0.0068823 | 1.3997 | 1.3997 | 2.7422 | 0 | 0.0052034 | 0.003872 | 0.023281 | 0.085287 | 0 | 0 | 0 | 0 | 0 | 0.011212 | 0.015969 | 0.79954 | 0.19284 | 2.1027 | 2.1271 | 0 | 0.32182 | 0.83819 | 0 | 0 | 0 | 1.3648 | 0 | 0.048579 | 0 | 0.0020483 | 0 | -0.16996 | 0 | 0 | 0 | 0 | 0 | 0 | 0 | 0 | 3.1506 | 0.043723 | 0.00013688 | -1.0625 | 0 | 0 | 0 | 0 | 0 | 0 | 0 | 0 | 0 | -2.2 | 0 | 0 | 0 | 0 | 0 | 0 | 0 | -38.8093 | 1.8827 | 0 | 1.0918 | 0 | 0.039172 | 10.2127 | 1.2663 | 3.1569 | 0.15353 | 0.055921 | -0.74693 | 0.63797 | 0.20824 | 3.7009 | -10.2232 | 21.188 | -42.9887 | 0 | 0.48567 | 0 | 1.7286 | 0.23792
2025_06_02 Hr 15 | 0.63577 | 0.00049423 | 0 | 0.080742 | 0.080742 | 0.080402 | 0.08075 | 0.080758 | 0.08079 | 0 | 0 | 0.024893 | 0.15 | 0.0059597 | 1.3997 | 1.3997 | 2.7422 | 0 | 0.0052034 | 0.003872 | 0.023281 | 0.085287 | 0 | 0 | 0 | 0 | 0 | 0.011212 | 0.015969 | 0.79954 | 0.19284 | 2.1027 | 2.1271 | 0 | 0.32182 | 0.83819 | 0 | 0 | 0 | 1.3622 | 0 | 0.048579 | 0 | 0.0021285 | 0 | -0.17669 | 0 | 0 | 0 | 0 | 0 | 0 | 0 | 0 | 2.6715 | 0.043723 | 0.00013688 | -1.0625 | 0 | 0 | 0 | 0 | 0 | 0 | 0 | 0 | 0 | -2.2 | 0 | 0 | 0 | 0 | 0 | 0 | 0 | -37.9173 | 1.8827 | 0 | 1.0918 | 0 | 0.10881 | 10.2127 | 1.2663 | 3.1569 | 0.15353 | 0.055921 | -0.63577 | 0.63797 | 0.20824 | 3.7009 | -9.7807 | 20.6367 | -41.9923 | 0 | 0.48567 | 0 | 1.7286 | 0.23812
2025_06_02 Hr 16 | 0.76342 | 0.00046263 | 0 | 0.080742 | 0.080742 | 0.080402 | 0.08075 | 0.080758 | 0.08079 | 0 | 0 | 0.024893 | 0.15 | 0.0060137 | 1.3997 | 1.3997 | 2.7422 | 0 | 0.0052034 | 0.003872 | 0.023281 | 0.085287 | 0 | 0 | 0 | 0 | 0 | 0.011212 | 0.015969 | 0.79954 | 0.19284 | 2.1027 | 2.1271 | 0 | 0.32182 | 0.83819 | 0 | 0 | 0 | 1.3925 | 0 | 0.048579 | 0 | 0.0021478 | 0 | -0.17831 | 0 | 0 | 0 | 0 | 0 | 0 | 0 | 0 | 2.6715 | 0.043723 | 0.00013688 | -1.0625 | 0 | 0 | 0 | 0 | 0 | 0 | 0 | 0 | 0 | -2.2 | 0 | 0 | 0 | 0 | 0 | 0 | 0 | -35.7463 | 1.8827 | 0 | 1.0918 | 0 | 0.13928 | 10.2127 | 1.2663 | 3.1569 | 0.15353 | 0.055921 | -0.76342 | 0.63797 | 0.20824 | 3.7009 | -7.5521 | 20.7932 | -39.9505 | 0 | 0.48567 | 0 | 1.7286 | 0.23653
2025_06_02 Hr 17 | 0.79183 | 0.00042762 | 0 | 0.080742 | 0.080742 | 0.080402 | 0.08075 | 0.080758 | 0.08079 | 0 | 0 | 0.024893 | 0.15 | 0.0067877 | 1.3997 | 1.3997 | 2.7422 | 0 | 0.0052034 | 0.003872 | 0.023281 | 0.085287 | 0 | 0 | 0 | 0 | 0 | 0.011212 | 0.015969 | 0.79954 | 0.19284 | 2.1027 | 2.1271 | 0 | 0.32182 | 0.83819 | 0 | 0 | 0 | 1.6723 | 0 | 0.048579 | 0 | 0.0024242 | 0 | -0.20153 | 0 | 0 | 0 | 0 | 0 | 0 | 0 | 0 | 2.3956 | 0.043723 | 0.00013688 | -1.0625 | 0 | 0 | 0 | 0 | 0 | 0 | 0 | 0 | 0 | -2.2 | 0 | 0 | 0 | 0 | 0 | 0 | 0 | -39.1442 | 1.8827 | 0 | 1.0918 | 0 | 0.16104 | 10.2127 | 1.2663 | 3.1569 | 0.15353 | 0.055921 | -0.79183 | 0.63797 | 0.20824 | 3.7009 | -10.9458 | 20.5693 | -43.4001 | 0 | 0.48567 | 0 | 1.7286 | 0.23755
2025_06_02 Hr 18 | 0.54503 | 0.00035282 | 0 | 0.080742 | 0.080742 | 0.080402 | 0.08075 | 0.080758 | 0.08079 | 0 | 0 | 0.024893 | 0.12 | 0.0058412 | 1.3997 | 1.3997 | 2.7422 | 0 | 0.0052034 | 0.003872 | 0.023281 | 0.085287 | 0 | 0 | 0 | 0 | 0 | 0.011212 | 0.015969 | 0.79954 | 0.19284 | 2.1027 | 2.1271 | 0 | 0.32182 | 0.83819 | 0 | 0 | 0 | 1.5093 | 0 | 0.048579 | 0 | 0.0026077 | 0 | -0.21694 | 0 | 0 | 0 | 0 | 0 | 0 | 0 | 0 | 3.078 | 0.043723 | 0.00013688 | -1.0625 | 0 | 0 | 0 | 0 | 0 | 0 | 0 | 0 | 0 | -2.2 | 0 | 0 | 0 | 0 | 0 | 0 | 0 | -42.3862 | 1.8827 | 0 | 1.0918 | 0 | 0.26985 | 10.2127 | 1.2663 | 3.1569 | 0.15353 | 0.055921 | -0.54503 | 0.63797 | 0.20824 | 3.7009 | -13.603 | 21.0856 | -46.4106 | 0 | 0.48567 | 0 | 1.7286 | 0.24047
2025_06_02 Hr 19 | 0.38643 | 0.00022593 | 0 | 0.080742 | 0.080742 | 0.080402 | 0.08075 | 0.080758 | 0.08079 | 0 | 0 | 0.024893 | 0.06 | 0.0027655 | 1.3997 | 1.3997 | 2.7422 | 0 | 0.0052034 | 0.003872 | 0.023281 | 0.085287 | 0 | 0 | 0 | 0 | 0 | 0.011212 | 0.015969 | 0.79954 | 0.19284 | 2.1027 | 2.1271 | 0 | 0.32182 | 0.83819 | 0 | 0 | 0 | 2.3384 | 0 | 0.048579 | 0 | 0.0024692 | 0 | -0.20531 | 0 | 0 | 0 | 0 | 0 | 0 | 0 | 0 | 2.9473 | 0.043723 | 0.00013688 | -1.0625 | 0 | 0 | 0 | 0 | 0 | 0 | 0 | 0 | 0 | -2.2 | 0 | 0 | 0 | 0 | 0 | 0 | 0 | -41.2487 | 1.8827 | 0 | 1.0918 | 0 | 0.27856 | 10.2127 | 1.2663 | 3.1569 | 0.15353 | 0.055921 | -0.38643 | 0.63797 | 0.20824 | 3.7009 | -11.81 | 20.7419 | -45.1029 | 0 | 0.48567 | 0 | 1.7286 | 0.24052
2025_06_02 Hr 20 | 0.090742 | 0.00011275 | 0 | 0.080742 | 0.080742 | 0.080402 | 0.08075 | 0.080758 | 0.08079 | 0 | 0 | 0.024893 | 0.09 | 0.0044153 | 1.3997 | 1.3997 | 2.7422 | 0 | 0.0052034 | 0.003872 | 0.023281 | 0.085287 | 0 | 0 | 0 | 0 | 0 | 0.011212 | 0.015969 | 0.79954 | 0.19284 | 2.1027 | 2.1271 | 0 | 0.32182 | 0.83819 | 0 | 0 | 0 | 1.9117 | 0 | 0.048579 | 0 | 0.0026282 | 0 | -0.21867 | 0 | 0 | 0 | 0 | 0 | 0 | 0 | 0 | 3.4264 | 0.043723 | 0.00013688 | -1.0625 | 0 | 0 | 0 | 0 | 0 | 0 | 0 | 0 | 0 | -2.2 | 0 | 0 | 0 | 0 | 0 | 0 | 0 | -46.1509 | 1.8827 | 0 | 1.0918 | 0 | 0.73121 | 10.2127 | 1.2663 | 3.1569 | 0.15353 | 0.055921 | -0.090742 | 0.63797 | 0.20824 | 3.7009 | -16.1945 | 21.4039 | -49.7228 | 0 | 0.48567 | 0 | 1.7286 | 0.23495
2025_06_02 Hr 21 | 0.022667 | 1.5414e-05 | 0 | 0.080742 | 0.080742 | 0.080402 | 0.08075 | 0.080758 | 0.08079 | 0 | 0 | 0.024893 | 0.15 | 0.007572 | 1.3997 | 1.3997 | 2.7422 | 0 | 0.0052034 | 0.003872 | 0.023281 | 0.085287 | 0 | 0 | 0 | 0 | 0 | 0.011212 | 0.015969 | 0.79954 | 0.19284 | 2.1027 | 2.1271 | 0 | 0.32182 | 0.83819 | 0 | 0 | 0 | 1.4916 | 0 | 0.048579 | 0 | 0.0027043 | 0 | -0.22506 | 0 | 0 | 0 | 0 | 0 | 0 | 0 | 0 | 3.078 | 0.043723 | 0.00013688 | -1.0625 | 0 | 0 | 0 | 0 | 0 | 0 | 0 | 0 | 0 | -2.2 | 0 | 0 | 0 | 0 | 0 | 0 | 0 | -51.0082 | 1.8827 | 0 | 1.0918 | 0 | 0.85308 | 10.2127 | 1.2663 | 3.1569 | 0.15353 | 0.055921 | -0.022667 | 0.63797 | 0.20824 | 3.7009 | -21.6464 | 21.1677 | -54.5184 | 0 | 0.48567 | 0 | 1.7286 | 0.23033
2025_06_02 Hr 22 | 0 | 5.162e-07 | 0 | 0.080742 | 0.080742 | 0.080402 | 0.08075 | 0.080758 | 0.08079 | 0 | 0 | 0.024893 | 0.18 | 0.0057814 | 1.3997 | 1.3997 | 2.7422 | 0 | 0.0052034 | 0.003872 | 0.023281 | 0.085287 | 0 | 0 | 0 | 0 | 0 | 0.011212 | 0.015969 | 0.79954 | 0.19284 | 2.1027 | 2.1271 | 0 | 0.32182 | 0.83819 | 0 | 0 | 0 | 0 | -0.3616 | 0.048579 | 0 | 0.0017207 | 0 | -0.14244 | 0 | 0 | 0 | 0 | 0 | 0 | 0 | 0 | 2.5989 | 0.043723 | 0.00013688 | -1.0625 | 0 | 0 | 0 | 0 | 0 | 0 | 0 | 0 | 0 | -2.2 | 0 | 0 | 0 | 0 | 0 | 0 | 0 | -33.7854 | 1.8827 | 0 | 1.0918 | 0 | 0.94448 | 10.2127 | 1.2663 | 3.1569 | 0.15353 | 0.055921 | 0 | 0.63797 | 0.20824 | 3.7009 | -6.5583 | 20.781 | -37.1904 | 0 | 0.48567 | 0 | 1.7286 | 0.2258
2025_06_02 Hr 23 | 0 | 0 | 0 | 0.080742 | 0.080742 | 0.080402 | 0.08075 | 0.080758 | 0.08079 | 0 | 0 | 0.024893 | 0.3 | 0.012902 | 1.3997 | 1.3997 | 2.8433 | 0 | 0.0052034 | 0.003872 | 0.023281 | 0.085287 | 0 | -0.65429 | 0 | 0 | 0 | 0.011212 | 0.015969 | 0.79954 | 0.19284 | 2.1467 | 2.1271 | 0 | 0.33018 | 0.83819 | 0 | 0 | 0 | 0.0018778 | -0.2301 | 0.048579 | 0 | 0.0023039 | 0 | -0.19143 | 0 | 0 | 0 | 0 | 0 | 0 | 0 | 0 | 1.8511 | 0.043723 | 0.00013688 | 0 | 0 | 0 | 0 | 0 | 0 | 0 | 0 | 0 | 0 | 0 | 0 | 0 | 0 | 0 | 0 | 0 | 0 | -43.4389 | 1.8827 | 0 | 1.1216 | 0 | 0.22198 | 10.3876 | 1.2663 | 3.1569 | 0.15353 | 0.055921 | 0 | 0.63797 | 0.20824 | 3.7009 | -14.6885 | 19.4367 | -44.2846 | 0 | 0.48567 | 0 | 1.7286 | 0.21624
2025_06_02 Hr 24 | 0 | 0 | 0 | 0.080742 | 0.080742 | 0.080402 | 0.08075 | 0.080758 | 0.08079 | 0 | 0 | 0.024893 | 0.75 | 0.032218 | 1.3997 | 1.3997 | 2.8433 | 0 | 0.0052034 | 0.003872 | 0.023281 | 0.085287 | 0 | -0.65562 | 0 | 0 | 0 | 0.011212 | 0.015969 | 0.79954 | 0.19284 | 2.1467 | 2.1271 | 0 | 0.33018 | 0.83819 | 0 | 0 | 0 | 0.048481 | -0.010944 | 0.048579 | 0 | 0.0023013 | 0 | -0.19121 | 0 | 0 | 0 | 0 | 0 | 0 | 0 | 0 | 1.7132 | 0.043723 | 0.00013688 | 0 | 0 | 0 | 0 | 0 | 0 | 0 | 0 | 0 | 0 | 0 | 0 | 0 | 0 | 0 | 0 | 0 | 0 | -46.5701 | 1.8827 | 0 | 1.1216 | 0 | 0.091402 | 10.3876 | 1.2663 | 3.1569 | 0.15353 | 0.055921 | 0 | 0.63797 | 0.20824 | 3.7009 | -17.3632 | 19.6286 | -47.4169 | 0 | 0.48567 | 0 | 1.7286 | 0.20735
2025_06_03 Hr 01 | 0 | 0 | 0 | 0.080742 | 0.080742 | 0.080402 | 0.08075 | 0.080758 | 0.08079 | 0 | 0 | 0.024893 | 0.9 | 0.033932 | 1.3997 | 1.3997 | 2.8433 | 0 | 0.0052034 | 0.003872 | 0.023281 | 0.085287 | 0 | -0.79637 | 0 | 0 | 0 | 0.011212 | 0.015969 | 0.79954 | 0.19284 | 2.1467 | 2.1271 | 0 | 0.33018 | 0.83819 | 0 | 0 | 0 | 0.32856 | 0 | 0.048579 | 0 | 0.0020198 | 0 | -0.16756 | 0 | 0 | 0 | 0 | 0 | 0 | 0 | 0 | 2.3956 | 0.043723 | 0.00013688 | 0 | 0 | 0 | 0 | 0 | 0 | 0 | 0 | 0 | 0 | 0 | 0 | 0 | 0 | 0 | 0 | 0 | 0 | -42.3617 | 1.8827 | 0 | 1.1216 | 0 | 0.13928 | 10.3876 | 1.2663 | 3.1569 | 0.15353 | 0.055921 | 0 | 0.63797 | 0.20824 | 3.7009 | -12.1045 | 20.5049 | -43.3257 | 0 | 0.48567 | 0 | 1.7286 | 0.20169
2025_06_03 Hr 02 | 0 | 0 | 0 | 0.080742 | 0.080742 | 0.080402 | 0.08075 | 0.080758 | 0.08079 | 0 | 0 | 0.024893 | 0.93 | 0.032388 | 1.3997 | 1.3997 | 2.8433 | 0 | 0.0052034 | 0.003872 | 0.023281 | 0.085287 | 0 | -0.87342 | 0 | 0 | 0 | 0.011212 | 0.015969 | 0.79954 | 0.19284 | 2.1467 | 2.1271 | 0 | 0.33018 | 0.83819 | 0 | 0 | 0 | 0.18866 | 0 | 0.048579 | 0 | 0.0018657 | 0 | -0.15462 | 0 | 0 | 0 | 0 | 0 | 0 | 0 | 0 | 2.8094 | 0.043723 | 0.00013688 | 0 | 0 | 0 | 0 | 0 | 0 | 0 | 0 | 0 | 0 | 0 | 0 | 0 | 0 | 0 | 0 | 0 | 0 | -39.8835 | 1.8827 | 0 | 1.1216 | 0 | 0.20021 | 10.3876 | 1.2663 | 3.1569 | 0.15353 | 0.055921 | 0 | 0.63797 | 0.20824 | 3.7009 | -9.3297 | 21.0056 | -40.9116 | 0 | 0.48567 | 0 | 1.7286 | 0.19917
2025_06_03 Hr 03 | 0 | 0 | 0 | 0.080742 | 0.080742 | 0.080402 | 0.08075 | 0.080758 | 0.08079 | 0 | 0 | 0.024893 | 0.93 | 0.032708 | 1.3997 | 1.3997 | 2.8433 | 0 | 0.0052034 | 0.003872 | 0.023281 | 0.085287 | 0 | -0.86421 | 0 | 0 | 0 | 0.011212 | 0.015969 | 0.79954 | 0.19284 | 2.1467 | 2.1271 | 0 | 0.33018 | 0.83819 | 0 | 0 | 0 | 1.0669 | 0 | 0.048579 | 0 | 0.0018841 | 0 | -0.15616 | 0 | 0 | 0 | 0 | 0 | 0 | 0 | 0 | 3.4264 | 0.043723 | 0.00013688 | 0 | 0 | 0 | 0 | 0 | 0 | 0 | 0 | 0 | 0 | 0 | 0 | 0 | 0 | 0 | 0 | 0 | 0 | -41.0191 | 1.8827 | 0 | 1.1216 | 0 | 0.15234 | 10.3876 | 1.2663 | 3.1569 | 0.15353 | 0.055921 | 0 | 0.63797 | 0.20824 | 3.7009 | -9.0128 | 21.5722 | -42.0395 | 0 | 0.48567 | 0 | 1.7286 | 0.19627
2025_06_03 Hr 04 | 0 | 0 | 0 | 0.080742 | 0.080742 | 0.080402 | 0.08075 | 0.080758 | 0.08079 | 0 | 0 | 0.024893 | 0.9 | 0.030811 | 1.3997 | 1.3997 | 2.8433 | 0 | 0.0052034 | 0.003872 | 0.023281 | 0.085287 | 0 | -0.88925 | 0 | 0 | 0 | 0.011212 | 0.015969 | 0.79954 | 0.19284 | 2.1467 | 2.1271 | 0 | 0.33018 | 0.83819 | 0 | 0 | 0 | 0.19531 | -0.093777 | 0.048579 | 0 | 0.001834 | 0 | -0.15196 | 0 | 0 | 0 | 0 | 0 | 0 | 0 | 0 | 4.2467 | 0.043723 | 0.00013688 | 0 | 0 | 0 | 0 | 0 | 0 | 0 | 0 | 0 | 0 | 0 | 0 | 0 | 0 | 0 | 0 | 0 | 0 | -41.41 | 1.8827 | 0 | 1.1216 | 0 | 0.79215 | 10.3876 | 1.2663 | 3.1569 | 0.15353 | 0.055921 | 0 | 0.63797 | 0.20824 | 3.7009 | -8.9608 | 23.0013 | -42.4512 | 0 | 0.48567 | 0 | 1.7286 | 0.19717
2025_06_03 Hr 05 | 0 | 0 | 0 | 0.080742 | 0.080742 | 0.080402 | 0.08075 | 0.080758 | 0.08079 | 0 | 0 | 0.024893 | 0.75 | 0.026451 | 1.3997 | 1.3997 | 2.8433 | 0 | 0.0052034 | 0.003872 | 0.023281 | 0.085287 | 0 | -0.86156 | 0 | 0 | 0 | 0.011212 | 0.015969 | 0.79954 | 0.19284 | 2.1467 | 2.1271 | 0 | 0.33018 | 0.83819 | 0 | 0 | 0 | 0.32908 | -0.022165 | 0.048579 | 0 | 0.0018894 | 0 | -0.15661 | 0 | 0 | 0 | 0 | 0 | 0 | 0 | 0 | 4.2467 | 0.043723 | 0.00013688 | 0 | 0 | 0 | 0 | 0 | 0 | 0 | 0 | 0 | 0 | 0 | 0 | 0 | 0 | 0 | 0 | 0 | 0 | -42.8043 | 1.8827 | 0 | 1.1216 | 0 | 0.68334 | 10.3876 | 1.2663 | 3.1569 | 0.15353 | 0.055921 | 0 | 0.63797 | 0.20824 | 3.7009 | -10.3886 | 22.7393 | -43.8224 | 0 | 0.48567 | 0 | 1.7286 | 0.19834
2025_06_03 Hr 06 | 0.022813 | 0 | 0 | 0.080742 | 0.080742 | 0.080402 | 0.08075 | 0.080758 | 0.08079 | 0 | 0 | 0.024893 | 0.3 | 0.011815 | 1.3997 | 1.3997 | 2.8433 | 0 | 0.0052034 | 0.003872 | 0.023281 | 0.085287 | 0 | -0.75137 | 0 | 0 | 0 | 0.011212 | 0.015969 | 0.79954 | 0.19284 | 2.1467 | 2.1271 | 0 | 0.33018 | 0.83819 | 0 | 0 | 0 | 1.0641 | -0.04364 | 0.048579 | 0 | 0.0021098 | 0 | -0.17512 | 0 | 0 | 0 | 0 | 0 | 0 | 0 | 0 | 4.2467 | 0.043723 | 0.00013688 | 0 | 0 | 0 | 0 | 0 | 0 | 0 | 0 | 0 | 0 | 0 | 0 | 0 | 0 | 0 | 0 | 0 | 0 | -48.872 | 1.8827 | 0 | 1.1216 | 0 | 0.73121 | 10.3876 | 1.2663 | 3.1569 | 0.15353 | 0.055921 | -0.022813 | 0.63797 | 0.20824 | 3.7009 | -16.0614 | 22.3519 | -49.8213 | 0 | 0.48567 | 0 | 1.7286 | 0.20487
2025_06_03 Hr 07 | 0.40867 | 4.5634e-07 | 0 | 0.080742 | 0.080742 | 0.080402 | 0.08075 | 0.080758 | 0.08079 | 0 | 0 | 0.024893 | 0.3 | 0.0085184 | 1.3997 | 1.3997 | 2.7422 | 0 | 0.0052034 | 0.003872 | 0.023281 | 0.085287 | 0 | 0 | 0 | 0 | 0 | 0.011212 | 0.015969 | 0.79452 | 0.19284 | 2.1027 | 2.1271 | 0 | 0.32182 | 0.83819 | 0 | 0 | 0 | 0.90133 | 0 | 0.048579 | 0 | 0.0015211 | 0 | -0.12568 | 0 | 0 | 0 | 0 | 0 | 0 | 0 | 0 | 2.9473 | 0.043723 | 0.00013688 | -1.0625 | 0 | 0 | 0 | 0 | 0 | 0 | 0 | 0 | 0 | -2.2 | 0 | 0 | 0 | 0 | 0 | 0 | 0 | -37.1418 | 1.8827 | 0 | 1.0287 | 0 | 1.2056 | 10.1446 | 1.2663 | 3.1569 | 0.15353 | 0.055921 | -0.40867 | 0.63797 | 0.20824 | 3.7009 | -7.9819 | 21.9108 | -40.9386 | 0 | 0.48567 | 0 | 1.7286 | 0.21461
2025_06_03 Hr 08 | 0.75303 | 1.6255e-05 | 0 | 0.080742 | 0.080742 | 0.080402 | 0.08075 | 0.080758 | 0.08079 | 0 | 0 | 0.024893 | 0.33 | 0.0098167 | 1.3997 | 1.3997 | 2.7422 | 0 | 0.0052034 | 0.003872 | 0.023281 | 0.085287 | 0 | 0 | 0 | 0 | 0 | 0.011212 | 0.015969 | 0.79954 | 0.19284 | 2.1027 | 2.1271 | 0 | 0.32182 | 0.83819 | 0 | 0 | 0 | 0.0055457 | -0.33364 | 0.048579 | 0 | 0.0015936 | 0 | -0.13176 | 0 | 0 | 0 | 0 | 0 | 0 | 0 | 0 | 2.6715 | 0.043723 | 0.00013688 | -1.0625 | 0 | 0 | 0 | 0 | 0 | 0 | 0 | 0 | 0 | -2.2 | 0 | 0 | 0 | 0 | 0 | 0 | 0 | -36.0751 | 1.8827 | 0 | 1.0918 | 0 | 1.4233 | 10.2127 | 1.2663 | 3.1569 | 0.15353 | 0.055921 | -0.75303 | 0.63797 | 0.20824 | 3.7009 | -8.1032 | 22.2347 | -40.2224 | 0 | 0.48567 | 0 | 1.7286 | 0.22102
2025_06_03 Hr 09 | 0.76655 | 6.1428e-05 | 0 | 0.080742 | 0.080742 | 0.080402 | 0.08075 | 0.080758 | 0.08079 | 0 | 0 | 0.024893 | 0.24 | 0.0068972 | 1.3997 | 1.3997 | 2.7422 | 0 | 0.0052034 | 0.003872 | 0.023281 | 0.085287 | 0 | 0 | 0 | 0 | 0 | 0.011212 | 0.015969 | 0.7895 | 0.19284 | 2.1027 | 2.1271 | 0 | 0.32182 | 0.83819 | 0 | 0 | 0 | 0.49813 | -0.03334 | 0.048579 | 0 | 0.0015396 | 0 | -0.12722 | 0 | 0 | 0 | 0 | 0 | 0 | 0 | 0 | 2.2577 | 0.043723 | 0.00013688 | -1.0625 | 0 | 0 | 0 | 0 | 0 | 0 | 0 | 0 | 0 | -2.2 | 0 | 0 | 0 | 0 | 0 | 0 | 0 | -33.6786 | 1.8827 | 0 | 1.0307 | 0 | 0.60064 | 10.1415 | 1.2663 | 3.1569 | 0.15353 | 0.055921 | -0.76655 | 0.63797 | 0.20824 | 3.7009 | -6.3074 | 20.9212 | -37.8349 | 0 | 0.48567 | 0 | 1.7286 | 0.22332
2025_06_03 Hr 10 | 0.76291 | 0.00012277 | 0 | 0.080742 | 0.080742 | 0.080402 | 0.08075 | 0.080758 | 0.08079 | 0 | 0 | 0.024893 | 0.24 | 0.0069184 | 1.3997 | 1.3997 | 2.7422 | 0 | 0.0052034 | 0.003872 | 0.023281 | 0.085287 | 0 | 0 | 0 | 0 | 0 | 0.011212 | 0.015969 | 0.79954 | 0.19284 | 2.1027 | 2.1271 | 0 | 0.32182 | 0.83819 | 0 | 0 | 0 | 0.71118 | 0 | 0.048579 | 0 | 0.0015443 | 0 | -0.12762 | 0 | 0 | 0 | 0 | 0 | 0 | 0 | 0 | 1.9165 | 0.043723 | 0.00013688 | -1.0625 | 0 | 0 | 0 | 0 | 0 | 0 | 0 | 0 | 0 | -2.2 | 0 | 0 | 0 | 0 | 0 | 0 | 0 | -33.3765 | 1.8827 | 0 | 1.0918 | 0 | 0.40913 | 10.2127 | 1.2663 | 3.1569 | 0.15353 | 0.055921 | -0.76291 | 0.63797 | 0.20824 | 3.7009 | -6.2192 | 20.3864 | -37.5295 | 0 | 0.48567 | 0 | 1.7286 | 0.22482
2025_06_03 Hr 11 | 0.80592 | 0.000257 | 0 | 0.080742 | 0.080742 | 0.080402 | 0.08075 | 0.080758 | 0.08079 | 0 | 0 | 0.024893 | 0.27 | 0.0078645 | 1.3997 | 1.3997 | 2.7422 | 0 | 0.0052034 | 0.003872 | 0.023281 | 0.085287 | 0 | 0 | 0 | 0 | 0 | 0.011212 | 0.015969 | 0.79954 | 0.19284 | 2.1027 | 2.1271 | 0 | 0.32182 | 0.83819 | 0 | 0 | 0 | 0.45775 | 0 | 0.048579 | 0 | 0.0015604 | 0 | -0.12898 | 0 | 0 | 0 | 0 | 0 | 0 | 0 | 0 | 1.8511 | 0.043723 | 0.00013688 | -1.0625 | 0 | 0 | 0 | 0 | 0 | 0 | 0 | 0 | 0 | -2.2 | 0 | 0 | 0 | 0 | 0 | 0 | 0 | -32.347 | 1.8827 | 0 | 1.0918 | 0 | 0.56147 | 10.2127 | 1.2663 | 3.1569 | 0.15353 | 0.055921 | -0.80592 | 0.63797 | 0.20824 | 3.7009 | -5.3249 | 20.5491 | -36.5444 | 0 | 0.48567 | 0 | 1.7286 | 0.22637
2025_06_03 Hr 12 | 0.78645 | 0.00034053 | 0 | 0.080742 | 0.080742 | 0.080402 | 0.08075 | 0.080758 | 0.08079 | 0 | 0 | 0.024893 | 0.39 | 0.011639 | 1.3997 | 1.3997 | 2.7422 | 0 | 0.0052034 | 0.003872 | 0.023281 | 0.085287 | 0 | 0 | 0 | 0 | 0 | 0.011212 | 0.015969 | 0.79954 | 0.19284 | 2.1027 | 2.1271 | 0 | 0.32182 | 0.83819 | 0 | 0 | 0 | 0.4882 | 0 | 0.048579 | 0 | 0.0015988 | 0 | -0.1322 | 0 | 0 | 0 | 0 | 0 | 0 | 0 | 0 | 1.7785 | 0.043723 | 0.00013688 | -1.0625 | 0 | 0 | 0 | 0 | 0 | 0 | 0 | 0 | 0 | -2.2 | 0 | 0 | 0 | 0 | 0 | 0 | 0 | -31.5523 | 1.8827 | 0 | 1.0918 | 0 | 0.49183 | 10.2127 | 1.2663 | 3.1569 | 0.15353 | 0.055921 | -0.78645 | 0.63797 | 0.20824 | 3.7009 | -4.52 | 20.5126 | -35.7335 | 0 | 0.48567 | 0 | 1.7286 | 0.22771
2025_06_03 Hr 13 | 0.83128 | 0.00038107 | 0 | 0.080742 | 0.080742 | 0.080402 | 0.08075 | 0.080758 | 0.08079 | 0 | 0 | 0.024893 | 0.45 | 0.013404 | 1.3997 | 1.3997 | 2.7422 | 0 | 0.0052034 | 0.003872 | 0.023281 | 0.085287 | 0 | 0 | 0 | 0 | 0 | 0.011212 | 0.015969 | 0.79954 | 0.19284 | 2.1027 | 2.1271 | 0 | 0.32182 | 0.83819 | 0 | 0 | 0 | 0.47686 | 0 | 0.048579 | 0 | 0.0015958 | 0 | -0.13194 | 0 | 0 | 0 | 0 | 0 | 0 | 0 | 0 | 1.8511 | 0.043723 | 0.00013688 | -1.0625 | 0 | 0 | 0 | 0 | 0 | 0 | 0 | 0 | 0 | -2.2 | 0 | 0 | 0 | 0 | 0 | 0 | 0 | -30.2152 | 1.8827 | 0 | 1.0918 | 0 | 0.43089 | 10.2127 | 1.2663 | 3.1569 | 0.15353 | 0.055921 | -0.83128 | 0.63797 | 0.20824 | 3.7009 | -3.119 | 20.6323 | -34.4409 | 0 | 0.48567 | 0 | 1.7286 | 0.22918
2025_06_03 Hr 14 | 0.82932 | 0.00041209 | 0 | 0.080742 | 0.080742 | 0.080402 | 0.08075 | 0.080758 | 0.08079 | 0 | 0 | 0.024893 | 0.51 | 0.016326 | 1.3997 | 1.3997 | 2.7422 | 0 | 0.0052034 | 0.003872 | 0.023281 | 0.085287 | 0 | 0 | 0 | 0 | 0 | 0.011212 | 0.015969 | 0.79954 | 0.19284 | 2.1027 | 2.1271 | 0 | 0.32182 | 0.83819 | 0 | 0 | 0 | 1.0526 | 0 | 0.048579 | 0 | 0.0017149 | 0 | -0.14195 | 0 | 0 | 0 | 0 | 0 | 0 | 0 | 0 | 1.7785 | 0.043723 | 0.00013688 | -1.0625 | 0 | 0 | 0 | 0 | 0 | 0 | 0 | 0 | 0 | -2.2 | 0 | 0 | 0 | 0 | 0 | 0 | 0 | -30.77 | 1.8827 | 0 | 1.0918 | 0 | 0.32208 | 10.2127 | 1.2663 | 3.1569 | 0.15353 | 0.055921 | -0.82932 | 0.63797 | 0.20824 | 3.7009 | -3.2239 | 20.5146 | -35.0037 | 0 | 0.48567 | 0 | 1.7286 | 0.23184
2025_06_03 Hr 15 | 0.78674 | 0.00039581 | 0 | 0.080742 | 0.080742 | 0.080402 | 0.08075 | 0.080758 | 0.08079 | 0 | 0 | 0.024893 | 0.69 | 0.021703 | 1.3997 | 1.3997 | 2.7422 | 0 | 0.0052034 | 0.003872 | 0.023281 | 0.085287 | 0 | 0 | 0 | 0 | 0 | 0.011212 | 0.015969 | 0.79954 | 0.19284 | 2.1027 | 2.1271 | 0 | 0.32182 | 0.83819 | 0 | 0 | 0 | 0.79355 | 0 | 0.048579 | 0 | 0.001685 | 0 | -0.13944 | 0 | 0 | 0 | 0 | 0 | 0 | 0 | 0 | 1.9165 | 0.043723 | 0.00013688 | -1.0625 | 0 | 0 | 0 | 0 | 0 | 0 | 0 | 0 | 0 | -2.2 | 0 | 0 | 0 | 0 | 0 | 0 | 0 | -28.3096 | 1.8827 | 0 | 1.0918 | 0 | 0.45266 | 10.2127 | 1.2663 | 3.1569 | 0.15353 | 0.055921 | -0.78674 | 0.63797 | 0.20824 | 3.7009 | -0.56703 | 20.9251 | -32.4983 | 0 | 0.48567 | 0 | 1.7286 | 0.23103
2025_06_03 Hr 16 | 0.8158 | 0.00042266 | 0 | 0.080742 | 0.080742 | 0.080402 | 0.08075 | 0.080758 | 0.08079 | 0 | 0 | 0.024893 | 0.93 | 0.034448 | 1.3997 | 1.3997 | 2.7422 | 0 | 0.0052034 | 0.003872 | 0.023281 | 0.085287 | 0 | 0 | 0 | 0 | 0 | 0.011212 | 0.015969 | 0.79954 | 0.19284 | 2.1027 | 2.1271 | 0 | 0.32182 | 0.83819 | 0 | 0 | 0 | 1.3567 | 0 | 0.048579 | 0 | 0.0019843 | 0 | -0.16458 | 0 | 0 | 0 | 0 | 0 | 0 | 0 | 0 | 2.1923 | 0.043723 | 0.00013688 | -1.0625 | 0 | 0 | 0 | 0 | 0 | 0 | 0 | 0 | 0 | -2.2 | 0 | 0 | 0 | 0 | 0 | 0 | 0 | -32.3865 | 1.8827 | 0 | 1.0918 | 0 | 0.42219 | 10.2127 | 1.2663 | 3.1569 | 0.15353 | 0.055921 | -0.8158 | 0.63797 | 0.20824 | 3.7009 | -3.6079 | 21.4521 | -36.6294 | 0 | 0.48567 | 0 | 1.7286 | 0.23083
2025_06_03 Hr 17 | 0.8036 | 0.00045566 | 0 | 0.080742 | 0.080742 | 0.080402 | 0.08075 | 0.080758 | 0.08079 | 0 | 0 | 0.024893 | 1.05 | 0.044901 | 1.3997 | 1.3997 | 2.7422 | 0 | 0.0052034 | 0.003872 | 0.023281 | 0.085287 | 0 | 0 | 0 | 0 | 0 | 0.011212 | 0.015969 | 0.79954 | 0.19284 | 2.1027 | 2.1271 | 0 | 0.32182 | 0.83819 | 0 | 0 | 0 | 0.53131 | 0 | 0.048579 | 0 | 0.0022909 | 0 | -0.19033 | 0 | 0 | 0 | 0 | 0 | 0 | 0 | 0 | 2.1923 | 0.043723 | 0.00013688 | -1.0625 | 0 | 0 | 0 | 0 | 0 | 0 | 0 | 0 | 0 | -2.2 | 0 | 0 | 0 | 0 | 0 | 0 | 0 | -31.6002 | 1.8827 | 0 | 1.0918 | 0 | 0.77039 | 10.2127 | 1.2663 | 3.1569 | 0.15353 | 0.055921 | -0.8036 | 0.63797 | 0.20824 | 3.7009 | -3.1932 | 21.9194 | -35.8566 | 0 | 0.48567 | 0 | 1.7286 | 0.2317
2025_06_03 Hr 18 | 0.77454 | 0.00034984 | 0 | 0.080742 | 0.080742 | 0.080402 | 0.08075 | 0.080758 | 0.08079 | 0 | 0 | 0.024893 | 1.11 | 0.0513 | 1.3997 | 1.3997 | 2.7422 | 0 | 0.0052034 | 0.003872 | 0.023281 | 0.085287 | 0 | 0 | 0 | 0 | 0 | 0.011212 | 0.015969 | 0.79954 | 0.19284 | 2.1027 | 2.1271 | 0 | 0.32182 | 0.83819 | 0 | 0 | 0 | 1.7367 | 0 | 0.048579 | 0 | 0.0024759 | 0 | -0.20587 | 0 | 0 | 0 | 0 | 0 | 0 | 0 | 0 | 1.8511 | 0.043723 | 0.00013688 | -1.0625 | 0 | 0 | 0 | 0 | 0 | 0 | 0 | 0 | 0 | -2.2 | 0 | 0 | 0 | 0 | 0 | 0 | 0 | -33.9029 | 1.8827 | 0 | 1.0918 | 0 | 0.32208 | 10.2127 | 1.2663 | 3.1569 | 0.15353 | 0.055921 | -0.77454 | 0.63797 | 0.20824 | 3.7009 | -5.0256 | 21.1709 | -38.1458 | 0 | 0.48567 | 0 | 1.7286 | 0.23539
2025_06_03 Hr 19 | 0.59015 | 0.00024932 | 0 | 0.080742 | 0.080742 | 0.080402 | 0.08075 | 0.080758 | 0.08079 | 0 | 0 | 0.024893 | 1.14 | 0.06162 | 1.3997 | 1.3997 | 2.7422 | 0 | 0.0052034 | 0.003872 | 0.023281 | 0.085287 | 0 | 0 | 0 | 0 | 0 | 0.011212 | 0.015969 | 0.79954 | 0.19284 | 2.1027 | 2.1271 | 0 | 0.32182 | 0.83819 | 0 | 0 | 0 | 2.739 | 0 | 0.048579 | 0 | 0.0028957 | 0 | -0.24114 | 0 | 0 | 0 | 0 | 0 | 0 | 0 | 0 | 1.8511 | 0.043723 | 0.00013688 | -1.0625 | 0 | 0 | 0 | 0 | 0 | 0 | 0 | 0 | 0 | -2.2 | 0 | 0 | 0 | 0 | 0 | 0 | 0 | -41.3957 | 1.8827 | 0 | 1.0918 | 0 | 0.4396 | 10.2127 | 1.2663 | 3.1569 | 0.15353 | 0.055921 | -0.59015 | 0.63797 | 0.20824 | 3.7009 | -11.3966 | 21.1413 | -45.4895 | 0 | 0.48567 | 0 | 1.7286 | 0.2325
2025_06_03 Hr 20 | 0.11341 | 9.6249e-05 | 0 | 0.080742 | 0.080742 | 0.080402 | 0.08075 | 0.080758 | 0.08079 | 0 | 0 | 0.024893 | 1.05 | 0.056145 | 1.3997 | 1.3997 | 2.7422 | 0 | 0.0052034 | 0.003872 | 0.023281 | 0.085287 | 0 | 0 | 0 | 0 | 0 | 0.011212 | 0.015969 | 0.79954 | 0.19284 | 2.1027 | 2.1271 | 0 | 0.32182 | 0.83819 | 0 | 0 | 0 | 0.99114 | 0 | 0.048579 | 0 | 0.0028645 | 0 | -0.23852 | 0 | 0 | 0 | 0 | 0 | 0 | 0 | 0 | 1.8511 | 0.043723 | 0.00013688 | -1.0625 | 0 | 0 | 0 | 0 | 0 | 0 | 0 | 0 | 0 | -2.2 | 0 | 0 | 0 | 0 | 0 | 0 | 0 | -41.861 | 1.8827 | 0 | 1.0918 | 0 | 1.0228 | 10.2127 | 1.2663 | 3.1569 | 0.15353 | 0.055921 | -0.11341 | 0.63797 | 0.20824 | 3.7009 | -13.1207 | 21.1509 | -45.4755 | 0 | 0.48567 | 0 | 1.7286 | 0.23124
2025_06_03 Hr 21 | 0 | 3.1313e-05 | 0 | 0.080742 | 0.080742 | 0.080402 | 0.08075 | 0.080758 | 0.08079 | 0 | 0 | 0.024893 | 1.29 | 0.064445 | 1.3997 | 1.3997 | 2.7422 | 0 | 0.0052034 | 0.003872 | 0.023281 | 0.085287 | 0 | 0 | 0 | 0 | 0 | 0.011212 | 0.015969 | 0.79954 | 0.19284 | 2.1027 | 2.1271 | 0 | 0.32182 | 0.83819 | 0 | 0 | 0 | 1.5898 | 0 | 0.048579 | 0 | 0.0026763 | 0 | -0.22271 | 0 | 0 | 0 | 0 | 0 | 0 | 0 | 0 | 1.4374 | 0.043723 | 0.00013688 | -1.0625 | 0 | 0 | 0 | 0 | 0 | 0 | 0 | 0 | 0 | -2.2 | 0 | 0 | 0 | 0 | 0 | 0 | 0 | -43.1982 | 1.8827 | 0 | 1.0918 | 0 | 0.77039 | 10.2127 | 1.2663 | 3.1569 | 0.15353 | 0.055921 | 0 | 0.63797 | 0.20824 | 3.7009 | -14.2653 | 20.6157 | -46.6834 | 0 | 0.48567 | 0 | 1.7286 | 0.22737
2025_06_03 Hr 22 | 0 | 7.8363e-07 | 0 | 0.080742 | 0.080742 | 0.080402 | 0.08075 | 0.080758 | 0.08079 | 0 | 0 | 0.024893 | 1.53 | 0.074601 | 1.3997 | 1.3997 | 2.7422 | 0 | 0.0052034 | 0.003872 | 0.023281 | 0.085287 | 0 | 0 | 0 | 0 | 0 | 0.011212 | 0.015969 | 0.79954 | 0.19284 | 2.1027 | 2.1271 | 0 | 0.32182 | 0.83819 | 0 | 0 | 0 | 1.1618 | 0 | 0.048579 | 0 | 0.0026121 | 0 | -0.21732 | 0 | 0 | 0 | 0 | 0 | 0 | 0 | 0 | 2.1197 | 0.043723 | 0.00013688 | -1.0625 | 0 | 0 | 0 | 0 | 0 | 0 | 0 | 0 | 0 | -2.2 | 0 | 0 | 0 | 0 | 0 | 0 | 0 | -49.5534 | 1.8827 | 0 | 1.0918 | 0 | 1.1229 | 10.2127 | 1.2663 | 3.1569 | 0.15353 | 0.055921 | 0 | 0.63797 | 0.20824 | 3.7009 | -19.759 | 21.8998 | -53.0332 | 0 | 0.48567 | 0 | 1.7286 | 0.2264
2025_06_03 Hr 23 | 0 | 0 | 0 | 0.080742 | 0.080742 | 0.080402 | 0.08075 | 0.080758 | 0.08079 | 0 | 0 | 0.024893 | 1.77 | 0.093882 | 1.3997 | 1.3997 | 2.8433 | 0 | 0.0052034 | 0.003872 | 0.023281 | 0.085287 | 0 | -0.38552 | 0 | 0 | 0 | 0.011212 | 0.015969 | 0.79954 | 0.19284 | 2.1467 | 2.1271 | 0 | 0.33018 | 0.83819 | 0 | 0 | 0 | 0.92585 | -0.048003 | 0.048579 | 0 | 0.0028415 | 0 | -0.23658 | 0 | 0 | 0 | 0 | 0 | 0 | 0 | 0 | 3.078 | 0.043723 | 0.00013688 | 0 | 0 | 0 | 0 | 0 | 0 | 0 | 0 | 0 | 0 | 0 | 0 | 0 | 0 | 0 | 0 | 0 | 0 | -59.5172 | 1.8827 | 0 | 1.1216 | 0 | 1.2622 | 10.3876 | 1.2663 | 3.1569 | 0.15353 | 0.055921 | 0 | 0.63797 | 0.20824 | 3.7009 | -25.6182 | 23.2556 | -60.1393 | 0 | 0.48567 | 0 | 1.7286 | 0.21706
2025_06_03 Hr 24 | 0 | 0 | 0 | 0.080742 | 0.080742 | 0.080402 | 0.08075 | 0.080758 | 0.08079 | 0 | 0 | 0.024893 | 1.26 | 0.053465 | 1.3997 | 1.3997 | 2.8433 | 0 | 0.0052034 | 0.003872 | 0.023281 | 0.085287 | 0 | -0.66967 | 0 | 0 | 0 | 0.011212 | 0.015969 | 0.79954 | 0.19284 | 2.1467 | 2.1271 | 0 | 0.33018 | 0.83819 | 0 | 0 | 0 | 0.56225 | 0 | 0.048579 | 0 | 0.0022732 | 0 | -0.18885 | 0 | 0 | 0 | 0 | 0 | 0 | 0 | 0 | 3.6297 | 0.043723 | 0.00013688 | 0 | 0 | 0 | 0 | 0 | 0 | 0 | 0 | 0 | 0 | 0 | 0 | 0 | 0 | 0 | 0 | 0 | 0 | -48.9116 | 1.8827 | 0 | 1.1216 | 0 | 1.5669 | 10.3876 | 1.2663 | 3.1569 | 0.15353 | 0.055921 | 0 | 0.63797 | 0.20824 | 3.7009 | -15.2678 | 23.5524 | -49.7701 | 0 | 0.48567 | 0 | 1.7286 | 0.20795
2025_06_04 Hr 01 | 0 | 0 | 0 | 0.095668 | 0.095668 | 0.095266 | 0.095677 | 0.095687 | 0.095725 | 0 | 0 | 0.024893 | 1.86 | 0.073708 | 1.3997 | 1.3997 | 3.3682 | 0 | 0.0052034 | 0.003872 | 0.023281 | 0.085287 | 0 | -0.74479 | 0 | 0 | 0 | 0.011212 | 0.015969 | 0.79954 | 0.22757 | 2.5436 | 2.1271 | 0 | 0.33018 | 0.83819 | 0 | 0 | 0 | 0.77372 | 0 | 0.048579 | 0 | 0.0021229 | 0 | -0.17623 | 0 | 0 | 0 | 0 | 0 | 0 | 0 | 0 | 3.7676 | 0.043723 | 0.00013688 | 0 | 0 | 0 | 0 | 0 | 0 | 0 | 0 | 0 | 0 | 0 | 0 | 0 | 0 | 0 | 0 | 0 | 0 | -49.1212 | 1.8827 | 0 | 1.329 | 0 | 1.754 | 11.641 | 1.2663 | 3.1569 | 0.15353 | 0.055921 | 0 | 0.63797 | 0.20824 | 3.7009 | -13.1331 | 24.4944 | -50.0422 | 0 | 0.48567 | 0 | 1.7286 | 0.20459
2025_06_04 Hr 02 | 0 | 0 | 0 | 0.095668 | 0.095668 | 0.095266 | 0.095677 | 0.095687 | 0.095725 | 0 | 0 | 0.024893 | 2.19 | 0.082966 | 1.3997 | 1.3997 | 3.3682 | 0 | 0.0052034 | 0.003872 | 0.023281 | 0.085287 | 0 | -0.7915 | 0 | 0 | 0 | 0.011212 | 0.015969 | 0.79954 | 0.22757 | 2.5436 | 2.1271 | 0 | 0.33018 | 0.83819 | 0 | 0 | 0 | 0.039016 | -0.10193 | 0.048579 | 0 | 0.0020295 | 0 | -0.16838 | 0 | 0 | 0 | 0 | 0 | 0 | 0 | 0 | 4.45 | 0.043723 | 0.00013688 | 0 | 0 | 0 | 0 | 0 | 0 | 0 | 0 | 0 | 0 | 0 | 0 | 0 | 0 | 0 | 0 | 0 | 0 | -47.6578 | 1.8827 | 0 | 1.329 | 0 | 2.037 | 11.641 | 1.2663 | 3.1569 | 0.15353 | 0.055921 | 0 | 0.63797 | 0.20824 | 3.7009 | -11.2444 | 25.7952 | -48.6176 | 0 | 0.48567 | 0 | 1.7286 | 0.20081
2025_06_04 Hr 03 | 0 | 0 | 0 | 0.095668 | 0.095668 | 0.095266 | 0.095677 | 0.095687 | 0.095725 | 0 | 0 | 0.024893 | 2.4 | 0.095936 | 1.3997 | 1.3997 | 3.3682 | 0 | 0.0052034 | 0.003872 | 0.023281 | 0.085287 | 0 | -0.73554 | 0 | 0 | 0 | 0.011212 | 0.015969 | 0.79954 | 0.22757 | 2.5436 | 2.1271 | 0 | 0.33018 | 0.83819 | 0 | 0 | 0 | 0.57136 | 0 | 0.048579 | 0 | 0.0021414 | 0 | -0.17778 | 0 | 0 | 0 | 0 | 0 | 0 | 0 | 0 | 4.45 | 0.043723 | 0.00013688 | 0 | 0 | 0 | 0 | 0 | 0 | 0 | 0 | 0 | 0 | 0 | 0 | 0 | 0 | 0 | 0 | 0 | 0 | -51.6612 | 1.8827 | 0 | 1.329 | 0 | 1.7758 | 11.641 | 1.2663 | 3.1569 | 0.15353 | 0.055921 | 0 | 0.63797 | 0.20824 | 3.7009 | -14.6075 | 25.7546 | -52.5745 | 0 | 0.48567 | 0 | 1.7286 | 0.19844
2025_06_04 Hr 04 | 0 | 0 | 0 | 0.095668 | 0.095668 | 0.095266 | 0.095677 | 0.095687 | 0.095725 | 0 | 0 | 0.024893 | 2.55 | 0.096124 | 1.3997 | 1.3997 | 3.3682 | 0 | 0.0052034 | 0.003872 | 0.023281 | 0.085287 | 0 | -0.79654 | 0 | 0 | 0 | 0.011212 | 0.015969 | 0.79954 | 0.22757 | 2.5436 | 2.1271 | 0 | 0.33018 | 0.83819 | 0 | 0 | 0 | 0.37172 | 0 | 0.048579 | 0 | 0.0020194 | 0 | -0.16753 | 0 | 0 | 0 | 0 | 0 | 0 | 0 | 0 | 4.2467 | 0.043723 | 0.00013688 | 0 | 0 | 0 | 0 | 0 | 0 | 0 | 0 | 0 | 0 | 0 | 0 | 0 | 0 | 0 | 0 | 0 | 0 | -50.2982 | 1.8827 | 0 | 1.329 | 0 | 1.9368 | 11.641 | 1.2663 | 3.1569 | 0.15353 | 0.055921 | 0 | 0.63797 | 0.20824 | 3.7009 | -13.3852 | 25.8643 | -51.2623 | 0 | 0.48567 | 0 | 1.7286 | 0.20014
2025_06_04 Hr 05 | 0 | 0 | 0 | 0.095668 | 0.095668 | 0.095266 | 0.095677 | 0.095687 | 0.095725 | 0 | 0 | 0.024893 | 2.64 | 0.10553 | 1.3997 | 1.3997 | 3.3682 | 0 | 0.0052034 | 0.003872 | 0.023281 | 0.085287 | 0 | -0.73554 | 0 | 0 | 0 | 0.011212 | 0.015969 | 0.79954 | 0.22757 | 2.5436 | 2.1271 | 0 | 0.33018 | 0.83819 | 0 | 0 | 0 | 0.34769 | -0.04113 | 0.048579 | 0 | 0.0021414 | 0 | -0.17778 | 0 | 0 | 0 | 0 | 0 | 0 | 0 | 0 | 4.1088 | 0.043723 | 0.00013688 | 0 | 0 | 0 | 0 | 0 | 0 | 0 | 0 | 0 | 0 | 0 | 0 | 0 | 0 | 0 | 0 | 0 | 0 | -53.5473 | 1.8827 | 0 | 1.329 | 0 | 1.9543 | 11.641 | 1.2663 | 3.1569 | 0.15353 | 0.055921 | 0 | 0.63797 | 0.20824 | 3.7009 | -16.6694 | 25.8437 | -54.4606 | 0 | 0.48567 | 0 | 1.7286 | 0.20065
2025_06_04 Hr 06 | 0.068002 | 0 | 0 | 0.095668 | 0.095668 | 0.095266 | 0.095677 | 0.095687 | 0.095725 | 0 | 0 | 0.024893 | 2.58 | 0.082073 | 1.3997 | 1.3997 | 3.3682 | 0 | 0.0052034 | 0.003872 | 0.023281 | 0.085287 | 0 | -0.95416 | 0 | 0 | 0 | 0.011212 | 0.015969 | 0.79954 | 0.22757 | 2.5436 | 2.1271 | 0 | 0.33018 | 0.83819 | 0 | 0 | 0 | 0.31852 | -0.18734 | 0.048579 | 0 | 0.0017042 | 0 | -0.14105 | 0 | 0 | 0 | 0 | 0 | 0 | 0 | 0 | 3.3538 | 0.043723 | 0.00013688 | 0 | 0 | 0 | 0 | 0 | 0 | 0 | 0 | 0 | 0 | 0 | 0 | 0 | 0 | 0 | 0 | 0 | 0 | -40.5943 | 1.8827 | 0 | 1.2851 | 0 | 1.9368 | 11.5971 | 1.2663 | 3.1569 | 0.15353 | 0.055921 | -0.068002 | 0.63797 | 0.20824 | 3.7009 | -4.9673 | 25.0618 | -41.7575 | 0 | 0.48567 | 0 | 1.7286 | 0.20666
2025_06_04 Hr 07 | 0.49171 | 0 | 0 | 0.095668 | 0.095668 | 0.095266 | 0.095677 | 0.095687 | 0.095725 | 0 | 0 | 0.024893 | 2.46 | 0.074831 | 1.3997 | 1.3997 | 3.2484 | 0 | 0.0052034 | 0.003872 | 0.023281 | 0.085287 | 0 | 0 | 0 | 0 | 0 | 0.011212 | 0.015969 | 0.79954 | 0.22757 | 2.4915 | 2.1271 | 0 | 0.32182 | 0.83819 | 0 | 0 | 0 | 0.69437 | 0 | 0.048579 | 0 | 0.0016296 | 0 | -0.13479 | 0 | 0 | 0 | 0 | 0 | 0 | 0 | 0 | 3.4264 | 0.043723 | 0.00013688 | -1.0625 | 0 | 0 | 0 | 0 | 0 | 0 | 0 | 0 | 0 | -2.2 | 0 | 0 | 0 | 0 | 0 | 0 | 0 | -41.0282 | 1.8827 | 0 | 1.1306 | 0 | 1.7366 | 11.2707 | 1.2663 | 3.1569 | 0.15353 | 0.055921 | -0.49171 | 0.63797 | 0.20824 | 3.7009 | -7.7209 | 25.2313 | -44.9172 | 0 | 0.48567 | 0 | 1.7286 | 0.21562
2025_06_04 Hr 08 | 0.70319 | 1.0006e-05 | 0 | 0.095668 | 0.095668 | 0.095266 | 0.095677 | 0.095687 | 0.095725 | 0 | 0 | 0.024893 | 2.07 | 0.071595 | 1.3997 | 1.3997 | 3.2484 | 0 | 0.0052034 | 0.003872 | 0.023281 | 0.085287 | 0 | 0 | 0 | 0 | 0 | 0.011212 | 0.015969 | 0.79954 | 0.22757 | 2.4915 | 2.1271 | 0 | 0.32182 | 0.83819 | 0 | 0 | 0 | 0.45214 | 0 | 0.048579 | 0 | 0.0018529 | 0 | -0.15354 | 0 | 0 | 0 | 0 | 0 | 0 | 0 | 0 | 3.833 | 0.043723 | 0.00013688 | -1.0625 | 0 | 0 | 0 | 0 | 0 | 0 | 0 | 0 | 0 | -2.2 | 0 | 0 | 0 | 0 | 0 | 0 | 0 | -44.8175 | 1.8827 | 0 | 1.2936 | 0 | 1.5843 | 11.4337 | 1.2663 | 3.1569 | 0.15353 | 0.055921 | -0.70319 | 0.63797 | 0.20824 | 3.7009 | -11.7407 | 25.3101 | -48.9367 | 0 | 0.48567 | 0 | 1.7286 | 0.222
2025_06_04 Hr 09 | 0.76655 | 2.733e-05 | 0 | 0.095668 | 0.095668 | 0.095266 | 0.095677 | 0.095687 | 0.095725 | 0 | 0 | 0.024893 | 1.56 | 0.054139 | 1.3997 | 1.3997 | 3.2484 | 0 | 0.0052034 | 0.003872 | 0.023281 | 0.085287 | 0 | 0 | 0 | 0 | 0 | 0.011212 | 0.015969 | 0.79954 | 0.22757 | 2.4915 | 2.1271 | 0 | 0.32182 | 0.83819 | 0 | 0 | 0 | 1.236 | 0 | 0.048579 | 0 | 0.0018592 | 0 | -0.15407 | 0 | 0 | 0 | 0 | 0 | 0 | 0 | 0 | 3.4264 | 0.043723 | 0.00013688 | -1.0625 | 0 | 0 | 0 | 0 | 0 | 0 | 0 | 0 | 0 | -2.2 | 0 | 0 | 0 | 0 | 0 | 0 | 0 | -42.2988 | 1.8827 | 0 | 1.2212 | 0 | 1.3841 | 11.3613 | 1.2663 | 3.1569 | 0.15353 | 0.055921 | -0.76655 | 0.63797 | 0.20824 | 3.7009 | -9.6435 | 24.2411 | -46.482 | 0 | 0.48567 | 0 | 1.7286 | 0.22384
2025_06_04 Hr 10 | 0.77418 | 8.8997e-05 | 0 | 0.095668 | 0.095668 | 0.095266 | 0.095677 | 0.095687 | 0.095725 | 0 | 0 | 0.024893 | 1.02 | 0.035977 | 1.3997 | 1.3997 | 3.2484 | 0 | 0.0052034 | 0.003872 | 0.023281 | 0.085287 | 0 | 0 | 0 | 0 | 0 | 0.011212 | 0.015969 | 0.79954 | 0.22757 | 2.4915 | 2.1271 | 0 | 0.32182 | 0.83819 | 0 | 0 | 0 | 0.9043 | 0 | 0.048579 | 0 | 0.0018895 | 0 | -0.15662 | 0 | 0 | 0 | 0 | 0 | 0 | 0 | 0 | 3.3538 | 0.043723 | 0.00013688 | -1.0625 | 0 | 0 | 0 | 0 | 0 | 0 | 0 | 0 | 0 | -2.2 | 0 | 0 | 0 | 0 | 0 | 0 | 0 | -40.9693 | 1.8827 | 0 | 1.2936 | 0 | 1.6844 | 11.4337 | 1.2663 | 3.1569 | 0.15353 | 0.055921 | -0.77418 | 0.63797 | 0.20824 | 3.7009 | -8.9036 | 23.9209 | -45.1626 | 0 | 0.48567 | 0 | 1.7286 | 0.22636
2025_06_04 Hr 11 | 0.81435 | 0.00022707 | 0 | 0.095668 | 0.095668 | 0.095266 | 0.095677 | 0.095687 | 0.095725 | 0 | 0 | 0.024893 | 0.81 | 0.030037 | 1.3997 | 1.3997 | 3.2484 | 0 | 0.0052034 | 0.003872 | 0.023281 | 0.085287 | 0 | 0 | 0 | 0 | 0 | 0.011212 | 0.015969 | 0.79954 | 0.22757 | 2.4915 | 2.1271 | 0 | 0.32182 | 0.83819 | 0 | 0 | 0 | 0.73439 | 0 | 0.048579 | 0 | 0.0019866 | 0 | -0.16477 | 0 | 0 | 0 | 0 | 0 | 0 | 0 | 0 | 3.078 | 0.043723 | 0.00013688 | -1.0625 | 0 | 0 | 0 | 0 | 0 | 0 | 0 | 0 | 0 | -2.2 | 0 | 0 | 0 | 0 | 0 | 0 | 0 | -39.4278 | 1.8827 | 0 | 1.2936 | 0 | 1.7976 | 11.4337 | 1.2663 | 3.1569 | 0.15353 | 0.055921 | -0.81435 | 0.63797 | 0.20824 | 3.7009 | -7.9182 | 23.5831 | -43.6694 | 0 | 0.48567 | 0 | 1.7286 | 0.22688
2025_06_04 Hr 12 | 0.78645 | 0.00030161 | 0 | 0.095668 | 0.095668 | 0.095266 | 0.095677 | 0.095687 | 0.095725 | 0 | 0 | 0.024893 | 0.63 | 0.024328 | 1.3997 | 1.3997 | 3.2484 | 0 | 0.0052034 | 0.003872 | 0.023281 | 0.085287 | 0 | 0 | 0 | 0 | 0 | 0.011212 | 0.015969 | 0.79954 | 0.22757 | 2.4915 | 2.1271 | 0 | 0.32182 | 0.83819 | 0 | 0 | 0 | 0.37315 | 0 | 0.048579 | 0 | 0.0020687 | 0 | -0.17167 | 0 | 0 | 0 | 0 | 0 | 0 | 0 | 0 | 2.6715 | 0.043723 | 0.00013688 | -1.0625 | 0 | 0 | 0 | 0 | 0 | 0 | 0 | 0 | 0 | -2.2 | 0 | 0 | 0 | 0 | 0 | 0 | 0 | -36.7193 | 1.8827 | 0 | 1.2936 | 0 | 1.7845 | 11.4337 | 1.2663 | 3.1569 | 0.15353 | 0.055921 | -0.78645 | 0.63797 | 0.20824 | 3.7009 | -6.1816 | 22.9515 | -40.9399 | 0 | 0.48567 | 0 | 1.7286 | 0.22836
2025_06_04 Hr 13 | 0.83128 | 0.00028053 | 0 | 0.095668 | 0.095668 | 0.095266 | 0.095677 | 0.095687 | 0.095725 | 0 | 0 | 0.024893 | 0.48 | 0.018536 | 1.3997 | 1.3997 | 3.2484 | 0 | 0.0052034 | 0.003872 | 0.023281 | 0.085287 | 0 | 0 | 0 | 0 | 0 | 0.011212 | 0.015969 | 0.79954 | 0.22757 | 2.4915 | 2.1271 | 0 | 0.32182 | 0.83819 | 0 | 0 | 0 | 0.56642 | 0 | 0.048579 | 0 | 0.0020688 | 0 | -0.17168 | 0 | 0 | 0 | 0 | 0 | 0 | 0 | 0 | 2.2577 | 0.043723 | 0.00013688 | -1.0625 | 0 | 0 | 0 | 0 | 0 | 0 | 0 | 0 | 0 | -2.2 | 0 | 0 | 0 | 0 | 0 | 0 | 0 | -33.7591 | 1.8827 | 0 | 1.2936 | 0 | 1.506 | 11.4337 | 1.2663 | 3.1569 | 0.15353 | 0.055921 | -0.83128 | 0.63797 | 0.20824 | 3.7009 | -3.8751 | 22.1494 | -38.0246 | 0 | 0.48567 | 0 | 1.7286 | 0.22963
2025_06_04 Hr 14 | 0.81922 | 0.00023406 | 0 | 0.095668 | 0.095668 | 0.095266 | 0.095677 | 0.095687 | 0.095725 | 0 | 0 | 0.024893 | 0.3 | 0.012069 | 1.3997 | 1.3997 | 3.2484 | 0 | 0.0052034 | 0.003872 | 0.023281 | 0.085287 | 0 | 0 | 0 | 0 | 0 | 0.011212 | 0.015969 | 0.79954 | 0.22757 | 2.4915 | 2.1271 | 0 | 0.32182 | 0.83819 | 0 | 0 | 0 | 0.53815 | 0 | 0.048579 | 0 | 0.0021552 | 0 | -0.17894 | 0 | 0 | 0 | 0 | 0 | 0 | 0 | 0 | 2.4682 | 0.043723 | 0.00013688 | -1.0625 | 0 | 0 | 0 | 0 | 0 | 0 | 0 | 0 | 0 | -2.2 | 0 | 0 | 0 | 0 | 0 | 0 | 0 | -30.5445 | 1.8827 | 0 | 1.2936 | 0 | 1.2927 | 11.4337 | 1.2663 | 3.1569 | 0.15353 | 0.055921 | -0.81922 | 0.63797 | 0.20824 | 3.7009 | -0.88467 | 21.9486 | -34.8051 | 0 | 0.48567 | 0 | 1.7286 | 0.23015
2025_06_04 Hr 15 | 0.79677 | 0.00027375 | 0 | 0.095668 | 0.095668 | 0.095266 | 0.095677 | 0.095687 | 0.095725 | 0 | 0 | 0.024893 | 0.21 | 0.0088102 | 1.3997 | 1.3997 | 3.2484 | 0 | 0.0052034 | 0.003872 | 0.023281 | 0.085287 | 0 | 0 | 0 | 0 | 0 | 0.011212 | 0.015969 | 0.79954 | 0.22757 | 2.4915 | 2.1271 | 0 | 0.32182 | 0.83819 | 0 | 0 | 0 | 1.3316 | 0 | 0.048579 | 0 | 0.0022475 | 0 | -0.18669 | 0 | 0 | 0 | 0 | 0 | 0 | 0 | 0 | 2.3303 | 0.043723 | 0.00013688 | -1.0625 | 0 | 0 | 0 | 0 | 0 | 0 | 0 | 0 | 0 | -2.2 | 0 | 0 | 0 | 0 | 0 | 0 | 0 | -28.6627 | 1.8827 | 0 | 1.2936 | 0 | 1.0011 | 11.4337 | 1.2663 | 3.1569 | 0.15353 | 0.055921 | -0.79677 | 0.63797 | 0.20824 | 3.7009 | 1.2617 | 21.4051 | -32.9087 | 0 | 0.48567 | 0 | 1.7286 | 0.23186
2025_06_04 Hr 16 | 0.78071 | 0.00042069 | 0 | 0.095668 | 0.095668 | 0.095266 | 0.095677 | 0.095687 | 0.095725 | 0 | 0 | 0.024893 | 0.15 | 0.0069127 | 1.3997 | 1.3997 | 3.2484 | 0 | 0.0052034 | 0.003872 | 0.023281 | 0.085287 | 0 | 0 | 0 | 0 | 0 | 0.011212 | 0.015969 | 0.79954 | 0.22757 | 2.4915 | 2.1271 | 0 | 0.32182 | 0.83819 | 0 | 0 | 0 | 1.1763 | 0 | 0.048579 | 0 | 0.0024688 | 0 | -0.20528 | 0 | 0 | 0 | 0 | 0 | 0 | 0 | 0 | 2.3303 | 0.043723 | 0.00013688 | -1.0625 | 0 | 0 | 0 | 0 | 0 | 0 | 0 | 0 | 0 | -2.2 | 0 | 0 | 0 | 0 | 0 | 0 | 0 | -27.9033 | 1.8827 | 0 | 1.2936 | 0 | 1.0925 | 11.4337 | 1.2663 | 3.1569 | 0.15353 | 0.055921 | -0.78071 | 0.63797 | 0.20824 | 3.7009 | 1.8757 | 21.4174 | -32.1518 | 0 | 0.48567 | 0 | 1.7286 | 0.2306
2025_06_04 Hr 17 | 0.70356 | 0.00030282 | 0 | 0.095668 | 0.095668 | 0.095266 | 0.095677 | 0.095687 | 0.095725 | 0 | 0 | 0.024893 | 0.09 | 0.0045832 | 1.3997 | 1.3997 | 3.2484 | 0 | 0.0052034 | 0.003872 | 0.023281 | 0.085287 | 0 | 0 | 0 | 0 | 0 | 0.011212 | 0.015969 | 0.79954 | 0.22757 | 2.4915 | 2.1271 | 0 | 0.32182 | 0.83819 | 0 | 0 | 0 | 0.76044 | -0.0084776 | 0.048579 | 0 | 0.0027281 | 0 | -0.22706 | 0 | 0 | 0 | 0 | 0 | 0 | 0 | 0 | 2.3303 | 0.043723 | 0.00013688 | -1.0625 | 0 | 0 | 0 | 0 | 0 | 0 | 0 | 0 | 0 | -2.2 | 0 | 0 | 0 | 0 | 0 | 0 | 0 | -25.8848 | 1.8827 | 0 | 1.2936 | 0 | 1.0751 | 11.4337 | 1.2663 | 3.1569 | 0.15353 | 0.055921 | -0.70356 | 0.63797 | 0.20824 | 3.7009 | 3.368 | 21.2603 | -30.078 | 0 | 0.48567 | 0 | 1.7286 | 0.23044
2025_06_04 Hr 18 | 0.70334 | 0.00038582 | 0 | 0.095668 | 0.095668 | 0.095266 | 0.095677 | 0.095687 | 0.095725 | 0 | 0 | 0.024893 | 0.03 | 0.0018005 | 1.3997 | 1.3997 | 3.2484 | 0 | 0.0052034 | 0.003872 | 0.023281 | 0.085287 | 0 | 0 | 0 | 0 | 0 | 0.011212 | 0.015969 | 0.79954 | 0.22757 | 2.4915 | 2.1271 | 0 | 0.32182 | 0.83819 | 0 | 0 | 0 | 0.99957 | -0.0074578 | 0.048579 | 0 | 0.0032152 | 0 | -0.26797 | 0 | 0 | 0 | 0 | 0 | 0 | 0 | 0 | 1.9891 | 0.043723 | 0.00013688 | -1.0625 | 0 | 0 | 0 | 0 | 0 | 0 | 0 | 0 | 0 | -2.2 | 0 | 0 | 0 | 0 | 0 | 0 | 0 | -28.7225 | 1.8827 | 0 | 1.2936 | 0 | 0.77039 | 11.4337 | 1.2663 | 3.1569 | 0.15353 | 0.055921 | -0.70334 | 0.63797 | 0.20824 | 3.7009 | 0.021609 | 20.5521 | -32.9563 | 0 | 0.48567 | 0 | 1.7286 | 0.23103
2025_06_04 Hr 19 | 0.54503 | 0.00021342 | 0 | 0.095668 | 0.095668 | 0.095266 | 0.095677 | 0.095687 | 0.095725 | 0 | 0 | 0.024893 | 0 | 0 | 1.3997 | 1.3997 | 3.2484 | 0 | 0.0052034 | 0.003872 | 0.023281 | 0.085287 | 0 | 0 | 0 | 0 | 0 | 0.011212 | 0.015969 | 0.79954 | 0.22757 | 2.4915 | 2.1271 | 0 | 0.32182 | 0.83819 | 0 | 0 | 0 | 1.897 | 0 | 0.048579 | 0 | 0.0032484 | 0 | -0.27077 | 0 | 0 | 0 | 0 | 0 | 0 | 0 | 0 | 1.7785 | 0.043723 | 0.00013688 | -1.0625 | 0 | 0 | 0 | 0 | 0 | 0 | 0 | 0 | 0 | -2.2 | 0 | 0 | 0 | 0 | 0 | 0 | 0 | -29.1601 | 1.8827 | 0 | 1.2936 | 0 | 0.46136 | 11.4337 | 1.2663 | 3.1569 | 0.15353 | 0.055921 | -0.54503 | 0.63797 | 0.20824 | 3.7009 | -0.068531 | 19.8391 | -33.2384 | 0 | 0.48567 | 0 | 1.7286 | 0.22786
2025_06_04 Hr 20 | 0.13593 | 7.7802e-05 | 0 | 0.095668 | 0.095668 | 0.095266 | 0.095677 | 0.095687 | 0.095725 | 0 | 0 | 0.024893 | 0 | 0 | 1.3997 | 1.3997 | 3.2484 | 0 | 0.0052034 | 0.003872 | 0.023281 | 0.085287 | 0 | 0 | 0 | 0 | 0 | 0.011212 | 0.015969 | 0.79954 | 0.22757 | 2.4915 | 2.1271 | 0 | 0.32182 | 0.83819 | 0 | 0 | 0 | 1.3498 | 0 | 0.048579 | 0 | 0.0026463 | 0 | -0.22019 | 0 | 0 | 0 | 0 | 0 | 0 | 0 | 0 | 1.7785 | 0.043723 | 0.00013688 | -1.0625 | 0 | 0 | 0 | 0 | 0 | 0 | 0 | 0 | 0 | -2.2 | 0 | 0 | 0 | 0 | 0 | 0 | 0 | -26.9979 | 1.8827 | 0 | 1.2936 | 0 | 0.74427 | 11.4337 | 1.2663 | 3.1569 | 0.15353 | 0.055921 | -0.13593 | 0.63797 | 0.20824 | 3.7009 | 1.8797 | 19.7127 | -30.6165 | 0 | 0.48567 | 0 | 1.7286 | 0.22785
2025_06_04 Hr 21 | 0 | 1.1096e-05 | 0 | 0.095668 | 0.095668 | 0.095266 | 0.095677 | 0.095687 | 0.095725 | 0 | 0 | 0.024893 | 0 | 0 | 1.3997 | 1.3997 | 3.2484 | 0 | 0.0052034 | 0.003872 | 0.023281 | 0.085287 | 0 | 0 | 0 | 0 | 0 | 0.011212 | 0.015969 | 0.67736 | 0.22757 | 2.4915 | 2.1271 | 0 | 0.32182 | 0.83819 | 0 | 0 | 0 | 1.3125 | 0 | 0.048579 | 0 | 0.001321 | 0 | -0.10886 | 0 | 0 | 0 | 0 | 0 | 0 | 0 | 0 | 2.7368 | 0.043723 | 0.00013688 | -1.0625 | 0 | 0 | 0 | 0 | 0 | 0 | 0 | 0 | 0 | -2.2 | 0 | 0 | 0 | 0 | 0 | 0 | 0 | -16.7462 | 1.8827 | 0 | 0.94044 | 0 | 0.93143 | 10.9584 | 1.2663 | 3.1569 | 0.15353 | 0.055921 | 0 | 0.63797 | 0.20824 | 3.7009 | 12.871 | 20.7177 | -20.1176 | 0 | 0.48567 | 0 | 1.7286 | 0.22341
2025_06_04 Hr 22 | 0 | 7.7203e-07 | 0 | 0.095668 | 0.095668 | 0.095266 | 0.095677 | 0.095687 | 0.095725 | 0 | 0 | 0.024893 | 0.06 | 0.0028822 | 1.3997 | 1.3997 | 3.2484 | 0 | 0.0052034 | 0.003872 | 0.023281 | 0.085287 | 0 | 0 | 0 | 0 | 0 | 0.011212 | 0.015969 | 0.68918 | 0.22757 | 2.4915 | 2.1271 | 0 | 0.32182 | 0.83819 | 0 | 0 | 0 | 2.0761 | 0 | 0.048579 | 0 | 0.0025734 | 0 | -0.21407 | 0 | 0 | 0 | 0 | 0 | 0 | 0 | 0 | 2.6715 | 0.043723 | 0.00013688 | -1.0625 | 0 | 0 | 0 | 0 | 0 | 0 | 0 | 0 | 0 | -2.2 | 0 | 0 | 0 | 0 | 0 | 0 | 0 | -38.9641 | 1.8827 | 0 | 1.2801 | 0 | 1.3754 | 11.3098 | 1.2663 | 3.1569 | 0.15353 | 0.055921 | 0 | 0.63797 | 0.20824 | 3.7009 | -7.8959 | 21.1589 | -42.4407 | 0 | 0.48567 | 0 | 1.7286 | 0.22312
2025_06_04 Hr 23 | 0 | 0 | 0 | 0.095668 | 0.095668 | 0.095266 | 0.095677 | 0.095687 | 0.095725 | 0 | 0 | 0.024893 | 0.27 | 0.0096556 | 1.3997 | 1.3997 | 3.3682 | 0 | 0.0052034 | 0.003872 | 0.023281 | 0.085287 | 0 | -0.84835 | 0 | 0 | 0 | 0.011212 | 0.015969 | 0.79954 | 0.22757 | 2.5436 | 2.1271 | 0 | 0.33018 | 0.83819 | 0 | 0 | 0 | 0.31091 | -0.044247 | 0.048579 | 0 | 0.0019158 | 0 | -0.15883 | 0 | 0 | 0 | 0 | 0 | 0 | 0 | 0 | 2.5989 | 0.043723 | 0.00013688 | 0 | 0 | 0 | 0 | 0 | 0 | 0 | 0 | 0 | 0 | 0 | 0 | 0 | 0 | 0 | 0 | 0 | 0 | -31.5914 | 1.8827 | 0 | 1.329 | 0 | 1.8454 | 11.641 | 1.2663 | 3.1569 | 0.15353 | 0.055921 | 0 | 0.63797 | 0.20824 | 3.7009 | 1.0819 | 21.7728 | -32.5986 | 0 | 0.48567 | 0 | 1.7286 | 0.21439
2025_06_04 Hr 24 | 0 | 0 | 0 | 0 | 0 | 0 | 0 | 0 | 0 | 0 | 0 | 0.024893 | 0.39 | 0.0096374 | 1.3997 | 1.3997 | 3.3682 | 0 | 0.0052034 | 0.003872 | 0.023281 | 0.085287 | 0 | -1.1443 | 0 | 0 | 0 | 0.011212 | 0.015969 | 0.77444 | 0 | 2.5436 | 2.1271 | 0 | 0.33018 | 0.83819 | 0 | 0 | 0 | 0.43981 | 0 | 0.048579 | 0 | 0.0029124 | 0 | -0.1091 | 0 | 0 | 0 | 0 | 0 | 0 | 0 | 0 | 3.7676 | 0.043723 | 0.00013688 | 0 | 0 | 0 | 0 | 0 | 0 | 0 | 0 | 0 | 0 | 0 | 0 | 0 | 0 | 0 | 0 | 0 | 0 | -20.6991 | 1.8827 | 0 | 0.99808 | 0 | 1.8454 | 10.4837 | 1.2663 | 3.1569 | 0.15353 | 0.055921 | 0 | 0.63797 | 0.20824 | 3.7009 | 12.0242 | 23.0531 | -21.9525 | 0 | 0.48567 | 0 | 1.7286 | 0.20602
2025_06_05 Hr 01 | 0 | 0 | 0 | 0 | 0 | 0 | 0 | 0 | 0 | 0 | 0 | 0.024893 | 0.45 | 0.012104 | 1.3997 | 1.3997 | 3.5057 | 0 | 0.0052034 | 0.003872 | 0.023281 | 0.085287 | 0 | -1.0857 | 0 | 0 | 0 | 0.011212 | 0.015969 | 0.79954 | 0 | 2.6475 | 2.1271 | 0 | 0.33018 | 0.83819 | 0 | 0 | 0 | 0.75257 | 0 | 0.048579 | 0 | 0.0031702 | 0 | -0.11894 | 0 | 0 | 0 | 0 | 0 | 0 | 0 | 0 | 3.9055 | 0.043723 | 0.00013688 | 0 | 0 | 0 | 0 | 0 | 0 | 0 | 0 | 0 | 0 | 0 | 0 | 0 | 0 | 0 | 0 | 0 | 0 | -25.3631 | 1.8827 | 0 | 1.0389 | 0 | 1.754 | 10.791 | 1.2663 | 3.1569 | 0.15353 | 0.055921 | 0 | 0.63797 | 0.20824 | 3.7009 | 8.1325 | 23.1566 | -26.5678 | 0 | 0.48567 | 0 | 1.7286 | 0.20051
2025_06_05 Hr 02 | 0 | 0 | 0 | 0 | 0 | 0 | 0 | 0 | 0 | 0 | 0 | 0.024893 | 0.78 | 0.022254 | 1.3997 | 1.3997 | 3.5057 | 0 | 0.0052034 | 0.003872 | 0.023281 | 0.085287 | 0 | -1.042 | 0 | 0 | 0 | 0.011212 | 0.015969 | 0.79954 | 0 | 2.6475 | 2.1271 | 0 | 0.33018 | 0.83819 | 0 | 0 | 0 | 0.57711 | 0 | 0.048579 | 0 | 0.0033625 | 0 | -0.12629 | 0 | 0 | 0 | 0 | 0 | 0 | 0 | 0 | 4.1088 | 0.043723 | 0.00013688 | 0 | 0 | 0 | 0 | 0 | 0 | 0 | 0 | 0 | 0 | 0 | 0 | 0 | 0 | 0 | 0 | 0 | 0 | -28.5372 | 1.8827 | 0 | 1.0389 | 0 | 1.9455 | 10.791 | 1.2663 | 3.1569 | 0.15353 | 0.055921 | 0 | 0.63797 | 0.20824 | 3.7009 | 5.5523 | 23.8897 | -29.7055 | 0 | 0.48567 | 0 | 1.7286 | 0.19865
2025_06_05 Hr 03 | 0 | 0 | 0 | 0 | 0 | 0 | 0 | 0 | 0 | 0 | 0 | 0.024893 | 1.65 | 0.04718 | 1.3997 | 1.3997 | 3.5057 | 0 | 0.0052034 | 0.003872 | 0.023281 | 0.085287 | 0 | -1.0403 | 0 | 0 | 0 | 0.011212 | 0.015969 | 0.79954 | 0 | 2.6475 | 2.1271 | 0 | 0.33018 | 0.83819 | 0 | 0 | 0 | 0.50075 | 0 | 0.048579 | 0 | 0.00337 | 0 | -0.12657 | 0 | 0 | 0 | 0 | 0 | 0 | 0 | 0 | 4.1741 | 0.043723 | 0.00013688 | 0 | 0 | 0 | 0 | 0 | 0 | 0 | 0 | 0 | 0 | 0 | 0 | 0 | 0 | 0 | 0 | 0 | 0 | -29.9486 | 1.8827 | 0 | 1.0389 | 0 | 1.9151 | 10.791 | 1.2663 | 3.1569 | 0.15353 | 0.055921 | 0 | 0.63797 | 0.20824 | 3.7009 | 4.9926 | 24.8163 | -31.1155 | 0 | 0.48567 | 0 | 1.7286 | 0.19546
2025_06_05 Hr 04 | 0 | 0 | 0 | 0 | 0 | 0 | 0 | 0 | 0 | 0 | 0 | 0.024893 | 1.74 | 0.04294 | 1.3997 | 1.3997 | 3.5057 | 0 | 0.0052034 | 0.003872 | 0.023281 | 0.085287 | 0 | -1.1452 | 0 | 0 | 0 | 0.011212 | 0.015969 | 0.79954 | 0 | 2.6475 | 2.1271 | 0 | 0.33018 | 0.83819 | 0 | 0 | 0 | 0.26899 | 0 | 0.048579 | 0 | 0.0029085 | 0 | -0.10895 | 0 | 0 | 0 | 0 | 0 | 0 | 0 | 0 | 4.0435 | 0.043723 | 0.00013688 | 0 | 0 | 0 | 0 | 0 | 0 | 0 | 0 | 0 | 0 | 0 | 0 | 0 | 0 | 0 | 0 | 0 | 0 | -26.4349 | 1.8827 | 0 | 1.0389 | 0 | 1.7976 | 10.791 | 1.2663 | 3.1569 | 0.15353 | 0.055921 | 0 | 0.63797 | 0.20824 | 3.7009 | 8.0263 | 24.6553 | -27.6891 | 0 | 0.48567 | 0 | 1.7286 | 0.19693
2025_06_05 Hr 05 | 0 | 0 | 0 | 0 | 0 | 0 | 0 | 0 | 0 | 0 | 0 | 0.024893 | 1.17 | 0.031865 | 1.3997 | 1.3997 | 3.5057 | 0 | 0.0052034 | 0.003872 | 0.023281 | 0.085287 | 0 | -1.0768 | 0 | 0 | 0 | 0.011212 | 0.015969 | 0.79954 | 0 | 2.6475 | 2.1271 | 0 | 0.33018 | 0.83819 | 0 | 0 | 0 | 0.15466 | -0.043167 | 0.048579 | 0 | 0.0032098 | 0 | -0.12046 | 0 | 0 | 0 | 0 | 0 | 0 | 0 | 0 | 3.6297 | 0.043723 | 0.00013688 | 0 | 0 | 0 | 0 | 0 | 0 | 0 | 0 | 0 | 0 | 0 | 0 | 0 | 0 | 0 | 0 | 0 | 0 | -28.2496 | 1.8827 | 0 | 1.0389 | 0 | 1.506 | 10.791 | 1.2663 | 3.1569 | 0.15353 | 0.055921 | 0 | 0.63797 | 0.20824 | 3.7009 | 4.8262 | 23.3705 | -29.4468 | 0 | 0.48567 | 0 | 1.7286 | 0.19851
2025_06_05 Hr 06 | 0.022813 | 0 | 0 | 0 | 0 | 0 | 0 | 0 | 0 | 0 | 0 | 0.024893 | 1.11 | 0.032278 | 1.3997 | 1.3997 | 3.5057 | 0 | 0.0052034 | 0.003872 | 0.023281 | 0.085287 | 0 | -1.0273 | 0 | 0 | 0 | 0.011212 | 0.015969 | 0.79954 | 0 | 2.6475 | 2.1271 | 0 | 0.33018 | 0.83819 | 0 | 0 | 0 | 0.97886 | 0 | 0.048579 | 0 | 0.0034272 | 0 | -0.12876 | 0 | 0 | 0 | 0 | 0 | 0 | 0 | 0 | 3.4264 | 0.043723 | 0.00013688 | 0 | 0 | 0 | 0 | 0 | 0 | 0 | 0 | 0 | 0 | 0 | 0 | 0 | 0 | 0 | 0 | 0 | 0 | -30.1039 | 1.8827 | 0 | 1.1133 | 0 | 1.0141 | 10.8654 | 1.2663 | 3.1569 | 0.15353 | 0.055921 | -0.022813 | 0.63797 | 0.20824 | 3.7009 | 3.2035 | 22.642 | -31.2828 | 0 | 0.48567 | 0 | 1.7286 | 0.20196
2025_06_05 Hr 07 | 0.15853 | 8.1259e-07 | 0 | 0 | 0 | 0 | 0 | 0 | 0 | 0 | 0 | 0.024893 | 0.78 | 0.019719 | 1.3997 | 1.3997 | 3.381 | 0 | 0.0052034 | 0.003872 | 0.023281 | 0.085287 | 0 | 0 | 0 | 0 | 0 | 0.011212 | 0.015969 | 0.76439 | 0 | 2.5933 | 2.1271 | 0 | 0.32182 | 0.83819 | 0 | 0 | 0 | 0.79209 | 0 | 0.048579 | 0 | 0.0029795 | 0 | -0.11166 | 0 | 0 | 0 | 0 | 0 | 0 | 0 | 0 | 3.1506 | 0.043723 | 0.00013688 | -1.0625 | 0 | 0 | 0 | 0 | 0 | 0 | 0 | 0 | 0 | -2.2 | 0 | 0 | 0 | 0 | 0 | 0 | 0 | -24.7555 | 1.8827 | 0 | 0.97887 | 0 | 1.445 | 10.517 | 1.2663 | 3.1569 | 0.15353 | 0.055921 | -0.15853 | 0.63797 | 0.20824 | 3.7009 | 5.606 | 22.5852 | -28.2882 | 0 | 0.48567 | 0 | 1.7286 | 0.20527
2025_06_05 Hr 08 | 0.34081 | 1.0367e-05 | 0 | 0.099577 | 0.099577 | 0.099159 | 0.099587 | 0.099597 | 0.099637 | 0 | 0 | 0.024893 | 0.33 | 0.0096758 | 1.3997 | 1.3997 | 3.381 | 0 | 0.0052034 | 0.003872 | 0.023281 | 0.085287 | 0 | 0 | 0 | 0 | 0 | 0.011212 | 0.015969 | 0.79954 | 0.3863 | 2.5933 | 2.1271 | 0 | 0.32182 | 0.83819 | 0 | 0 | 0 | 0.60037 | 0 | 0.048579 | 0 | 0.0015708 | 0 | -0.12984 | 0 | 0 | 0 | 0 | 0 | 0 | 0 | 0 | 2.8094 | 0.043723 | 0.00013688 | -1.0625 | 0 | 0 | 0 | 0 | 0 | 0 | 0 | 0 | 0 | -2.2 | 0 | 0 | 0 | 0 | 0 | 0 | 0 | -30.2504 | 1.8827 | 0 | 1.1039 | 0 | 1.3623 | 11.5109 | 1.2663 | 3.1569 | 0.15353 | 0.055921 | -0.34081 | 0.63797 | 0.20824 | 3.7009 | 0.01862 | 21.8909 | -33.9836 | 0 | 0.48567 | 0 | 1.7286 | 0.21263
2025_06_05 Hr 09 | 0.45444 | 6.1481e-05 | 0 | 0.099577 | 0.099577 | 0.099159 | 0.099587 | 0.099597 | 0.099637 | 0 | 0 | 0.024893 | 1.05 | 0.030201 | 1.3997 | 1.3997 | 3.381 | 0 | 0.0052034 | 0.003872 | 0.023281 | 0.085287 | 0 | 0 | 0 | 0 | 0 | 0.011212 | 0.015969 | 0.78951 | 0.23666 | 2.5933 | 2.1271 | 0 | 0.32182 | 0.83819 | 0 | 0 | 0 | 1.3362 | 0 | 0.048579 | 0 | 0.0015409 | 0 | -0.12733 | 0 | 0 | 0 | 0 | 0 | 0 | 0 | 0 | 2.8747 | 0.043723 | 0.00013688 | -1.0625 | 0 | 0 | 0 | 0 | 0 | 0 | 0 | 0 | 0 | -2.2 | 0 | 0 | 0 | 0 | 0 | 0 | 0 | -33.0715 | 1.8827 | 0 | 1.0567 | 0 | 1.0751 | 11.4537 | 1.2663 | 3.1569 | 0.15353 | 0.055921 | -0.45444 | 0.63797 | 0.20824 | 3.7009 | -1.5991 | 22.5268 | -36.9157 | 0 | 0.48567 | 0 | 1.7286 | 0.21624
2025_06_05 Hr 10 | 0.40867 | 0.00019778 | 0 | 0.099577 | 0.099577 | 0.099159 | 0.099587 | 0.099597 | 0.099637 | 0 | 0 | 0.024893 | 0.84 | 0.029201 | 1.3997 | 1.3997 | 3.381 | 0 | 0.0052034 | 0.003872 | 0.023281 | 0.085287 | 0 | 0 | 0 | 0 | 0 | 0.011212 | 0.015969 | 0.79954 | 0.23666 | 2.5933 | 2.1271 | 0 | 0.32182 | 0.83819 | 0 | 0 | 0 | 2.086 | 0 | 0.048579 | 0 | 0.0018623 | 0 | -0.15434 | 0 | 0 | 0 | 0 | 0 | 0 | 0 | 0 | 3.1506 | 0.043723 | 0.00013688 | -1.0625 | 0 | 0 | 0 | 0 | 0 | 0 | 0 | 0 | 0 | -2.2 | 0 | 0 | 0 | 0 | 0 | 0 | 0 | -39.1752 | 1.8827 | 0 | 1.3324 | 0 | 1.5147 | 11.7394 | 1.2663 | 3.1569 | 0.15353 | 0.055921 | -0.40867 | 0.63797 | 0.20824 | 3.7009 | -6.1891 | 22.9861 | -43.0007 | 0 | 0.48567 | 0 | 1.7286 | 0.21677
2025_06_05 Hr 11 | 0.49955 | 0.0003309 | 0 | 0.099577 | 0.099577 | 0.099159 | 0.099587 | 0.099597 | 0.099637 | 0 | 0 | 0.024893 | 0.78 | 0.029413 | 1.3997 | 1.3997 | 3.381 | 0 | 0.0052034 | 0.003872 | 0.023281 | 0.085287 | 0 | 0 | 0 | 0 | 0 | 0.011212 | 0.015969 | 0.79954 | 0.23666 | 2.5933 | 2.1271 | 0 | 0.32182 | 0.83819 | 0 | 0 | 0 | 0.96636 | 0 | 0.048579 | 0 | 0.0020201 | 0 | -0.16759 | 0 | 0 | 0 | 0 | 0 | 0 | 0 | 0 | 2.9473 | 0.043723 | 0.00013688 | -1.0625 | 0 | 0 | 0 | 0 | 0 | 0 | 0 | 0 | 0 | -2.2 | 0 | 0 | 0 | 0 | 0 | 0 | 0 | -39.3445 | 1.8827 | 0 | 1.3465 | 0 | 2.5897 | 11.7535 | 1.2663 | 3.1569 | 0.15353 | 0.055921 | -0.49955 | 0.63797 | 0.20824 | 3.7009 | -6.6667 | 23.8876 | -43.2741 | 0 | 0.48567 | 0 | 1.7286 | 0.21519
2025_06_05 Hr 12 | 0.54496 | 0.00052871 | 0 | 0.099577 | 0.099577 | 0.099159 | 0.099587 | 0.099597 | 0.099637 | 0 | 0 | 0.024893 | 1.08 | 0.051122 | 1.3997 | 1.3997 | 3.381 | 0 | 0.0052034 | 0.003872 | 0.023281 | 0.085287 | 0 | 0 | 0 | 0 | 0 | 0.011212 | 0.015969 | 0.79954 | 0.23666 | 2.5933 | 2.1271 | 0 | 0.32182 | 0.83819 | 0 | 0 | 0 | 0.8595 | -0.0021473 | 0.048579 | 0 | 0.0025358 | 0 | -0.21091 | 0 | 0 | 0 | 0 | 0 | 0 | 0 | 0 | 2.7368 | 0.043723 | 0.00013688 | -1.0625 | 0 | 0 | 0 | 0 | 0 | 0 | 0 | 0 | 0 | -2.2 | 0 | 0 | 0 | 0 | 0 | 0 | 0 | -48.4312 | 1.8827 | 0 | 1.3465 | 0 | 2.6985 | 11.7535 | 1.2663 | 3.1569 | 0.15353 | 0.055921 | -0.54496 | 0.63797 | 0.20824 | 3.7009 | -15.6833 | 24.1554 | -52.4496 | 0 | 0.48567 | 0 | 1.7286 | 0.21745
2025_06_05 Hr 13 | 0.52215 | 0.0005109 | 0 | 0.099577 | 0.099577 | 0.099159 | 0.099587 | 0.099597 | 0.099637 | 0 | 0 | 0.024893 | 0.96 | 0.039075 | 1.3997 | 1.3997 | 3.381 | 0 | 0.0052034 | 0.003872 | 0.023281 | 0.085287 | 0 | 0 | 0 | 0 | 0 | 0.011212 | 0.015969 | 0.79954 | 0.23666 | 2.5933 | 2.1271 | 0 | 0.32182 | 0.83819 | 0 | 0 | 0 | 0.17182 | -0.13567 | 0.048579 | 0 | 0.0021805 | 0 | -0.18107 | 0 | 0 | 0 | 0 | 0 | 0 | 0 | 0 | 2.5989 | 0.043723 | 0.00013688 | -1.0625 | 0 | 0 | 0 | 0 | 0 | 0 | 0 | 0 | 0 | -2.2 | 0 | 0 | 0 | 0 | 0 | 0 | 0 | -38.5307 | 1.8827 | 0 | 1.3465 | 0 | 2.6202 | 11.7535 | 1.2663 | 3.1569 | 0.15353 | 0.055921 | -0.52215 | 0.63797 | 0.20824 | 3.7009 | -6.9191 | 23.7877 | -42.4964 | 0 | 0.48567 | 0 | 1.7286 | 0.22083
2025_06_05 Hr 14 | 0.45429 | 0.00050233 | 0 | 0.099577 | 0.099577 | 0.099159 | 0.099587 | 0.099597 | 0.099637 | 0 | 0 | 0.024893 | 0.78 | 0.032334 | 1.3997 | 1.3997 | 3.381 | 0 | 0.0052034 | 0.003872 | 0.023281 | 0.085287 | 0 | 0 | 0 | 0 | 0 | 0.011212 | 0.015969 | 0.79954 | 0.23666 | 2.5933 | 2.1271 | 0 | 0.32182 | 0.83819 | 0 | 0 | 0 | 0.21722 | 0 | 0.048579 | 0 | 0.0022208 | 0 | -0.18444 | 0 | 0 | 0 | 0 | 0 | 0 | 0 | 0 | 2.3956 | 0.043723 | 0.00013688 | -1.0625 | 0 | 0 | 0 | 0 | 0 | 0 | 0 | 0 | 0 | -2.2 | 0 | 0 | 0 | 0 | 0 | 0 | 0 | -34.7932 | 1.8827 | 0 | 1.3465 | 0 | 2.0674 | 11.7535 | 1.2663 | 3.1569 | 0.15353 | 0.055921 | -0.45429 | 0.63797 | 0.20824 | 3.7009 | -3.9463 | 22.7773 | -38.6944 | 0 | 0.48567 | 0 | 1.7286 | 0.22112
2025_06_05 Hr 15 | 0.40881 | 0.00048228 | 0 | 0.099577 | 0.099577 | 0.099159 | 0.099587 | 0.099597 | 0.099637 | 0 | 0 | 0.024893 | 0.6 | 0.023233 | 1.3997 | 1.3997 | 3.381 | 0 | 0.0052034 | 0.003872 | 0.023281 | 0.085287 | 0 | 0 | 0 | 0 | 0 | 0.011212 | 0.015969 | 0.79954 | 0.23666 | 2.5933 | 2.1271 | 0 | 0.32182 | 0.83819 | 0 | 0 | 0 | 1.6619 | 0 | 0.048579 | 0 | 0.0020743 | 0 | -0.17214 | 0 | 0 | 0 | 0 | 0 | 0 | 0 | 0 | 2.5989 | 0.043723 | 0.00013688 | -1.0625 | 0 | 0 | 0 | 0 | 0 | 0 | 0 | 0 | 0 | -2.2 | 0 | 0 | 0 | 0 | 0 | 0 | 0 | -30.3263 | 1.8827 | 0 | 1.3465 | 0 | 1.593 | 11.7535 | 1.2663 | 3.1569 | 0.15353 | 0.055921 | -0.40881 | 0.63797 | 0.20824 | 3.7009 | 1.5176 | 22.272 | -34.1698 | 0 | 0.48567 | 0 | 1.7286 | 0.22155
2025_06_05 Hr 16 | 0.27223 | 0.00035198 | 0 | 0.099577 | 0.099577 | 0.099159 | 0.099587 | 0.099597 | 0.099637 | 0 | 0 | 0.024893 | 0.51 | 0.024282 | 1.3997 | 1.3997 | 3.381 | 0 | 0.0052034 | 0.003872 | 0.023281 | 0.085287 | 0 | 0 | 0 | 0 | 0 | 0.011212 | 0.015969 | 0.79954 | 0.23666 | 2.5933 | 2.1271 | 0 | 0.32182 | 0.83819 | 0 | 0 | 0 | 2.0286 | 0 | 0.048579 | 0 | 0.0025506 | 0 | -0.21215 | 0 | 0 | 0 | 0 | 0 | 0 | 0 | 0 | 2.5989 | 0.043723 | 0.00013688 | -1.0625 | 0 | 0 | 0 | 0 | 0 | 0 | 0 | 0 | 0 | -2.2 | 0 | 0 | 0 | 0 | 0 | 0 | 0 | -35.75 | 1.8827 | 0 | 1.3465 | 0 | 2.2067 | 11.7535 | 1.2663 | 3.1569 | 0.15353 | 0.055921 | -0.27223 | 0.63797 | 0.20824 | 3.7009 | -3.0554 | 22.6593 | -39.4969 | 0 | 0.48567 | 0 | 1.7286 | 0.22084
2025_06_05 Hr 17 | 0.31807 | 0.00032026 | 0 | 0.099577 | 0.099577 | 0.099159 | 0.099587 | 0.099597 | 0.099637 | 0 | 0 | 0.024893 | 0.45 | 0.022196 | 1.3997 | 1.3997 | 3.381 | 0 | 0.0052034 | 0.003872 | 0.023281 | 0.085287 | 0 | 0 | 0 | 0 | 0 | 0.011212 | 0.015969 | 0.79954 | 0.23666 | 2.5933 | 2.1271 | 0 | 0.32182 | 0.83819 | 0 | 0 | 0 | 1.258 | 0 | 0.048579 | 0 | 0.0026424 | 0 | -0.21986 | 0 | 0 | 0 | 0 | 0 | 0 | 0 | 0 | 2.4682 | 0.043723 | 0.00013688 | -1.0625 | 0 | 0 | 0 | 0 | 0 | 0 | 0 | 0 | 0 | -2.2 | 0 | 0 | 0 | 0 | 0 | 0 | 0 | -43.1213 | 1.8827 | 0 | 1.3465 | 0 | 2.8204 | 11.7535 | 1.2663 | 3.1569 | 0.15353 | 0.055921 | -0.31807 | 0.63797 | 0.20824 | 3.7009 | -10.7836 | 23.1267 | -46.9218 | 0 | 0.48567 | 0 | 1.7286 | 0.22147
2025_06_05 Hr 18 | 0.11348 | 0.00019027 | 0 | 0.099577 | 0.099577 | 0.099159 | 0.099587 | 0.099597 | 0.099637 | 0 | 0 | 0.024893 | 0.21 | 0.01081 | 1.3997 | 1.3997 | 3.381 | 0 | 0.0052034 | 0.003872 | 0.023281 | 0.085287 | 0 | 0 | 0 | 0 | 0 | 0.011212 | 0.015969 | 0.79954 | 0.23666 | 2.5933 | 2.1271 | 0 | 0.32182 | 0.83819 | 0 | 0 | 0 | 1.2564 | 0 | 0.048579 | 0 | 0.0027575 | 0 | -0.22953 | 0 | 0 | 0 | 0 | 0 | 0 | 0 | 0 | 2.3303 | 0.043723 | 0.00013688 | -1.0625 | 0 | 0 | 0 | 0 | 0 | 0 | 0 | 0 | 0 | -2.2 | 0 | 0 | 0 | 0 | 0 | 0 | 0 | -53.1847 | 1.8827 | 0 | 1.3465 | 0 | 2.9205 | 11.7535 | 1.2663 | 3.1569 | 0.15353 | 0.055921 | -0.11348 | 0.63797 | 0.20824 | 3.7009 | -21.1461 | 22.6342 | -56.7902 | 0 | 0.48567 | 0 | 1.7286 | 0.22293
2025_06_05 Hr 19 | 0.022885 | 7.0524e-05 | 0 | 0.099577 | 0.099577 | 0.099159 | 0.099587 | 0.099597 | 0.099637 | 0 | 0 | 0.024893 | 0.09 | 0.0034342 | 1.3997 | 1.3997 | 3.381 | 0 | 0.0052034 | 0.003872 | 0.023281 | 0.085287 | 0 | 0 | 0 | 0 | 0 | 0.011212 | 0.015969 | 0.79954 | 0.23666 | 2.5933 | 2.1271 | 0 | 0.32182 | 0.83819 | 0 | 0 | 0 | 0.73217 | 0 | 0.048579 | 0 | 0.0020442 | 0 | -0.16961 | 0 | 0 | 0 | 0 | 0 | 0 | 0 | 0 | 2.1197 | 0.043723 | 0.00013688 | -1.0625 | 0 | 0 | 0 | 0 | 0 | 0 | 0 | 0 | 0 | -2.2 | 0 | 0 | 0 | 0 | 0 | 0 | 0 | -40.8209 | 1.8827 | 0 | 1.3465 | 0 | 2.9684 | 11.7535 | 1.2663 | 3.1569 | 0.15353 | 0.055921 | -0.022885 | 0.63797 | 0.20824 | 3.7009 | -9.5403 | 22.2499 | -44.2758 | 0 | 0.48567 | 0 | 1.7286 | 0.2193
2025_06_05 Hr 20 | 0.022667 | 2.6935e-05 | 0 | 0.099577 | 0.099577 | 0.099159 | 0.099587 | 0.099597 | 0.099637 | 0 | 0 | 0.024893 | 0 | 0 | 1.3997 | 1.3997 | 3.381 | 0 | 0.0052034 | 0.003872 | 0.023281 | 0.085287 | 0 | 0 | 0 | 0 | 0 | 0.011212 | 0.015969 | 0.79954 | 0.23666 | 2.5933 | 2.1271 | 0 | 0.32182 | 0.83819 | 0 | 0 | 0 | 0.71494 | 0 | 0.048579 | 0 | 0.001694 | 0 | -0.1402 | 0 | 0 | 0 | 0 | 0 | 0 | 0 | 0 | 2.4682 | 0.043723 | 0.00013688 | -1.0625 | 0 | 0 | 0 | 0 | 0 | 0 | 0 | 0 | 0 | -2.2 | 0 | 0 | 0 | 0 | 0 | 0 | 0 | -36.7897 | 1.8827 | 0 | 1.238 | 0 | 2.89 | 11.6451 | 1.2663 | 3.1569 | 0.15353 | 0.055921 | -0.022667 | 0.63797 | 0.20824 | 3.7009 | -5.4291 | 22.4259 | -40.2151 | 0 | 0.48567 | 0 | 1.7286 | 0.21894
2025_06_05 Hr 21 | 0 | 5.7551e-07 | 0 | 0.099577 | 0.099577 | 0.099159 | 0.099587 | 0.099597 | 0.099637 | 0 | 0 | 0.024893 | 0 | 0 | 1.3997 | 1.3997 | 3.381 | 0 | 0.0052034 | 0.003872 | 0.023281 | 0.085287 | 0 | 0 | 0 | 0 | 0 | 0.011212 | 0.015969 | 0.79954 | 0.23666 | 2.5933 | 2.1271 | 0 | 0.32182 | 0.83819 | 0 | 0 | 0 | 0.68167 | 0 | 0.048579 | 0 | 0.0019184 | 0 | -0.15904 | 0 | 0 | 0 | 0 | 0 | 0 | 0 | 0 | 2.3956 | 0.043723 | 0.00013688 | -1.0625 | 0 | 0 | 0 | 0 | 0 | 0 | 0 | 0 | 0 | -2.2 | 0 | 0 | 0 | 0 | 0 | 0 | 0 | -42.5694 | 1.8827 | 0 | 1.3465 | 0 | 2.8073 | 11.7535 | 1.2663 | 3.1569 | 0.15353 | 0.055921 | 0 | 0.63797 | 0.20824 | 3.7009 | -11.3084 | 22.2474 | -45.9909 | 0 | 0.48567 | 0 | 1.7286 | 0.21836
2025_06_05 Hr 22 | 0 | 0 | 0 | 0.099577 | 0.099577 | 0.099159 | 0.099587 | 0.099597 | 0.099637 | 0 | 0 | 0.024893 | 0.03 | 0.00099577 | 1.3997 | 1.3997 | 3.381 | 0 | 0.0052034 | 0.003872 | 0.023281 | 0.085287 | 0 | 0 | 0 | 0 | 0 | 0.011212 | 0.015969 | 0.79954 | 0.23666 | 2.5933 | 2.1271 | 0 | 0.32182 | 0.83819 | 0 | 0 | 0 | 0.099961 | -0.095629 | 0.048579 | 0 | 0.0017782 | 0 | -0.14727 | 0 | 0 | 0 | 0 | 0 | 0 | 0 | 0 | 2.9473 | 0.043723 | 0.00013688 | -1.0625 | 0 | 0 | 0 | 0 | 0 | 0 | 0 | 0 | 0 | -2.2 | 0 | 0 | 0 | 0 | 0 | 0 | 0 | -39.1389 | 1.8827 | 0 | 1.238 | 0 | 2.729 | 11.6451 | 1.2663 | 3.1569 | 0.15353 | 0.055921 | 0 | 0.63797 | 0.20824 | 3.7009 | -8.1482 | 22.751 | -42.5486 | 0 | 0.48567 | 0 | 1.7286 | 0.21768
2025_06_05 Hr 23 | 0 | 0 | 0 | 0.099577 | 0.099577 | 0.099159 | 0.099587 | 0.099597 | 0.099637 | 0 | 0 | 0.024893 | 0.09 | 0.0040744 | 1.3997 | 1.3997 | 3.5057 | 0 | 0.0052034 | 0.003872 | 0.023281 | 0.085287 | 0 | -0.59365 | 0 | 0 | 0 | 0.011212 | 0.015969 | 0.79954 | 0.23666 | 2.6475 | 2.1271 | 0 | 0.33018 | 0.83819 | 0 | 0 | 0 | 0.82465 | 0 | 0.048579 | 0 | 0.0024252 | 0 | -0.20162 | 0 | 0 | 0 | 0 | 0 | 0 | 0 | 0 | 2.9473 | 0.043723 | 0.00013688 | 0 | 0 | 0 | 0 | 0 | 0 | 0 | 0 | 0 | 0 | 0 | 0 | 0 | 0 | 0 | 0 | 0 | 0 | -52.7031 | 1.8827 | 0 | 1.3833 | 0 | 2.0065 | 11.9693 | 1.2663 | 3.1569 | 0.15353 | 0.055921 | 0 | 0.63797 | 0.20824 | 3.7009 | -18.6087 | 22.0958 | -53.4984 | 0 | 0.48567 | 0 | 1.7286 | 0.21346
2025_06_05 Hr 24 | 0 | 0 | 0 | 0.099577 | 0.099577 | 0.099159 | 0.099587 | 0.099597 | 0.099637 | 0 | 0 | 0.024893 | 0.33 | 0.012212 | 1.3997 | 1.3997 | 3.5057 | 0 | 0.0052034 | 0.003872 | 0.023281 | 0.085287 | 0 | -0.81504 | 0 | 0 | 0 | 0.011212 | 0.015969 | 0.79954 | 0.23666 | 2.6475 | 2.1271 | 0 | 0.33018 | 0.83819 | 0 | 0 | 0 | 0.99994 | 0 | 0.048579 | 0 | 0.0019824 | 0 | -0.16442 | 0 | 0 | 0 | 0 | 0 | 0 | 0 | 0 | 2.8747 | 0.043723 | 0.00013688 | 0 | 0 | 0 | 0 | 0 | 0 | 0 | 0 | 0 | 0 | 0 | 0 | 0 | 0 | 0 | 0 | 0 | 0 | -42.3247 | 1.8827 | 0 | 1.3833 | 0 | 2.2154 | 11.9693 | 1.2663 | 3.1569 | 0.15353 | 0.055921 | 0 | 0.63797 | 0.20824 | 3.7009 | -7.862 | 22.4729 | -43.3041 | 0 | 0.48567 | 0 | 1.7286 | 0.20617
2025_06_06 Hr 01 | 0 | 0 | 0 | 0.087494 | 0.087494 | 0.087126 | 0.087503 | 0.087511 | 0.087546 | 0 | 0 | 0.024893 | 0.72 | 0.02586 | 1.3997 | 1.3997 | 3.0807 | 0 | 0.0052034 | 0.003872 | 0.023281 | 0.085287 | 0 | -0.84421 | 0 | 0 | 0 | 0.011212 | 0.015969 | 0.79954 | 0.20855 | 2.3262 | 2.1271 | 0 | 0.33018 | 0.83819 | 0 | 0 | 0 | 0.40768 | 0 | 0.048579 | 0 | 0.0019241 | 0 | -0.15952 | 0 | 0 | 0 | 0 | 0 | 0 | 0 | 0 | 3.3538 | 0.043723 | 0.00013688 | 0 | 0 | 0 | 0 | 0 | 0 | 0 | 0 | 0 | 0 | 0 | 0 | 0 | 0 | 0 | 0 | 0 | 0 | -42.2947 | 1.8827 | 0 | 1.2154 | 0 | 2.6985 | 10.9546 | 1.2663 | 3.1569 | 0.15353 | 0.055921 | 0 | 0.63797 | 0.20824 | 3.7009 | -8.1024 | 23.8337 | -43.2984 | 0 | 0.48567 | 0 | 1.7286 | 0.20105
2025_06_06 Hr 02 | 0 | 0 | 0 | 0.087494 | 0.087494 | 0.087126 | 0.087503 | 0.087511 | 0.087546 | 0 | 0 | 0.024893 | 1.89 | 0.067479 | 1.3997 | 1.3997 | 3.0807 | 0 | 0.0052034 | 0.003872 | 0.023281 | 0.085287 | 0 | -0.84992 | 0 | 0 | 0 | 0.011212 | 0.015969 | 0.79954 | 0.20855 | 2.3262 | 2.1271 | 0 | 0.33018 | 0.83819 | 0 | 0 | 0 | 0.11935 | -0.058926 | 0.048579 | 0 | 0.0019127 | 0 | -0.15856 | 0 | 0 | 0 | 0 | 0 | 0 | 0 | 0 | 3.1506 | 0.043723 | 0.00013688 | 0 | 0 | 0 | 0 | 0 | 0 | 0 | 0 | 0 | 0 | 0 | 0 | 0 | 0 | 0 | 0 | 0 | 0 | -44.8274 | 1.8827 | 0 | 1.2154 | 0 | 2.7377 | 10.9546 | 1.2663 | 3.1569 | 0.15353 | 0.055921 | 0 | 0.63797 | 0.20824 | 3.7009 | -9.9403 | 24.8805 | -45.8359 | 0 | 0.48567 | 0 | 1.7286 | 0.20038
2025_06_06 Hr 03 | 0 | 0 | 0 | 0.087494 | 0.087494 | 0.087126 | 0.087503 | 0.087511 | 0.087546 | 0 | 0 | 0.024893 | 2.28 | 0.080038 | 1.3997 | 1.3997 | 3.0807 | 0 | 0.0052034 | 0.003872 | 0.023281 | 0.085287 | 0 | -0.86596 | 0 | 0 | 0 | 0.011212 | 0.015969 | 0.79954 | 0.20855 | 2.3262 | 2.1271 | 0 | 0.33018 | 0.83819 | 0 | 0 | 0 | 0 | -0.18507 | 0.048579 | 0 | 0.0018806 | 0 | -0.15587 | 0 | 0 | 0 | 0 | 0 | 0 | 0 | 0 | 3.2159 | 0.043723 | 0.00013688 | 0 | 0 | 0 | 0 | 0 | 0 | 0 | 0 | 0 | 0 | 0 | 0 | 0 | 0 | 0 | 0 | 0 | 0 | -43.4399 | 1.8827 | 0 | 1.2154 | 0 | 2.507 | 10.9546 | 1.2663 | 3.1569 | 0.15353 | 0.055921 | 0 | 0.63797 | 0.20824 | 3.7009 | -8.5764 | 25.1158 | -44.4618 | 0 | 0.48567 | 0 | 1.7286 | 0.19838
2025_06_06 Hr 04 | 0 | 0 | 0 | 0.087494 | 0.087494 | 0.087126 | 0.087503 | 0.087511 | 0.087546 | 0 | 0 | 0.024893 | 2.46 | 0.085953 | 1.3997 | 1.3997 | 3.0807 | 0 | 0.0052034 | 0.003872 | 0.023281 | 0.085287 | 0 | -0.87035 | 0 | 0 | 0 | 0.011212 | 0.015969 | 0.79954 | 0.20855 | 2.3262 | 2.1271 | 0 | 0.33018 | 0.83819 | 0 | 0 | 0 | 1.1767 | 0 | 0.048579 | 0 | 0.0018718 | 0 | -0.15513 | 0 | 0 | 0 | 0 | 0 | 0 | 0 | 0 | 3.695 | 0.043723 | 0.00013688 | 0 | 0 | 0 | 0 | 0 | 0 | 0 | 0 | 0 | 0 | 0 | 0 | 0 | 0 | 0 | 0 | 0 | 0 | -45.577 | 1.8827 | 0 | 1.2154 | 0 | 2.0848 | 10.9546 | 1.2663 | 3.1569 | 0.15353 | 0.055921 | 0 | 0.63797 | 0.20824 | 3.7009 | -9.1116 | 25.3596 | -46.6025 | 0 | 0.48567 | 0 | 1.7286 | 0.19934
2025_06_06 Hr 05 | 0 | 0 | 0 | 0.087494 | 0.087494 | 0.087126 | 0.087503 | 0.087511 | 0.087546 | 0 | 0 | 0.024893 | 2.34 | 0.080495 | 1.3997 | 1.3997 | 3.0807 | 0 | 0.0052034 | 0.003872 | 0.023281 | 0.085287 | 0 | -0.88483 | 0 | 0 | 0 | 0.011212 | 0.015969 | 0.79954 | 0.20855 | 2.3262 | 2.1271 | 0 | 0.33018 | 0.83819 | 0 | 0 | 0 | 0.030222 | -0.038198 | 0.048579 | 0 | 0.0018428 | 0 | -0.1527 | 0 | 0 | 0 | 0 | 0 | 0 | 0 | 0 | 2.8747 | 0.043723 | 0.00013688 | 0 | 0 | 0 | 0 | 0 | 0 | 0 | 0 | 0 | 0 | 0 | 0 | 0 | 0 | 0 | 0 | 0 | 0 | -43.8016 | 1.8827 | 0 | 1.2154 | 0 | 2.7682 | 10.9546 | 1.2663 | 3.1569 | 0.15353 | 0.055921 | 0 | 0.63797 | 0.20824 | 3.7009 | -8.793 | 25.0995 | -44.8391 | 0 | 0.48567 | 0 | 1.7286 | 0.20172
2025_06_06 Hr 06 | 0 | 0 | 0 | 0.087494 | 0.087494 | 0.087126 | 0.087503 | 0.087511 | 0.087546 | 0 | 0 | 0.024893 | 2.28 | 0.1014 | 1.3997 | 1.3997 | 3.0807 | 0 | 0.0052034 | 0.003872 | 0.023281 | 0.085287 | 0 | -0.61504 | 0 | 0 | 0 | 0.011212 | 0.015969 | 0.79954 | 0.20855 | 2.3262 | 2.1271 | 0 | 0.33018 | 0.83819 | 0 | 0 | 0 | 0.80925 | 0 | 0.048579 | 0 | 0.0023824 | 0 | -0.19802 | 0 | 0 | 0 | 0 | 0 | 0 | 0 | 0 | 2.1923 | 0.043723 | 0.00013688 | 0 | 0 | 0 | 0 | 0 | 0 | 0 | 0 | 0 | 0 | 0 | 0 | 0 | 0 | 0 | 0 | 0 | 0 | -58.1141 | 1.8827 | 0 | 1.2154 | 0 | 2.4766 | 10.9546 | 1.2663 | 3.1569 | 0.15353 | 0.055921 | 0 | 0.63797 | 0.20824 | 3.7009 | -23.0705 | 24.0928 | -58.9272 | 0 | 0.48567 | 0 | 1.7286 | 0.20809
2025_06_06 Hr 07 | 0.22638 | 0 | 0 | 0.087494 | 0.087494 | 0.087126 | 0.087503 | 0.087511 | 0.087546 | 0 | 0 | 0.024893 | 2.04 | 0.068138 | 1.3997 | 1.3997 | 2.9712 | 0 | 0.0052034 | 0.003872 | 0.023281 | 0.085287 | 0 | 0 | 0 | 0 | 0 | 0.011212 | 0.015969 | 0.79954 | 0.20855 | 2.2786 | 2.1271 | 0 | 0.32182 | 0.83819 | 0 | 0 | 0 | 0.059553 | -0.11894 | 0.048579 | 0 | 0.0017893 | 0 | -0.1482 | 0 | 0 | 0 | 0 | 0 | 0 | 0 | 0 | 1.9165 | 0.043723 | 0.00013688 | -1.0625 | 0 | 0 | 0 | 0 | 0 | 0 | 0 | 0 | 0 | -2.2 | 0 | 0 | 0 | 0 | 0 | 0 | 0 | -45.3408 | 1.8827 | 0 | 1.1831 | 0 | 2.6985 | 10.765 | 1.2663 | 3.1569 | 0.15353 | 0.055921 | -0.22638 | 0.63797 | 0.20824 | 3.7009 | -14.2787 | 23.9935 | -48.9779 | 0 | 0.48567 | 0 | 1.7286 | 0.21795
2025_06_06 Hr 08 | 0.52215 | 5.1538e-07 | 0 | 0.087494 | 0.087494 | 0.087126 | 0.087503 | 0.087511 | 0.087546 | 0 | 0 | 0.024893 | 1.62 | 0.05195 | 1.3997 | 1.3997 | 2.9712 | 0 | 0.0052034 | 0.003872 | 0.023281 | 0.085287 | 0 | 0 | 0 | 0 | 0 | 0.011212 | 0.015969 | 0.79954 | 0.20855 | 2.2786 | 2.1271 | 0 | 0.32182 | 0.83819 | 0 | 0 | 0 | 0 | -0.31997 | 0.048579 | 0 | 0.0017179 | 0 | -0.14221 | 0 | 0 | 0 | 0 | 0 | 0 | 0 | 0 | 1.5753 | 0.043723 | 0.00013688 | -1.0625 | 0 | 0 | 0 | 0 | 0 | 0 | 0 | 0 | 0 | -2.2 | 0 | 0 | 0 | 0 | 0 | 0 | 0 | -40.3774 | 1.8827 | 0 | 1.1831 | 0 | 2.0152 | 10.765 | 1.2663 | 3.1569 | 0.15353 | 0.055921 | -0.52215 | 0.63797 | 0.20824 | 3.7009 | -11.025 | 22.8342 | -44.3043 | 0 | 0.48567 | 0 | 1.7286 | 0.22357
2025_06_06 Hr 09 | 0.56741 | 9.4174e-06 | 0 | 0.087494 | 0.087494 | 0.087126 | 0.087503 | 0.087511 | 0.087546 | 0 | 0 | 0.024893 | 2.34 | 0.065294 | 1.3997 | 1.3997 | 2.9712 | 0 | 0.0052034 | 0.003872 | 0.023281 | 0.085287 | 0 | 0 | 0 | 0 | 0 | 0.011212 | 0.015969 | 0.78283 | 0.20855 | 2.2786 | 2.1271 | 0 | 0.32182 | 0.83819 | 0 | 0 | 0 | 0.75788 | 0 | 0.048579 | 0 | 0.0014948 | 0 | -0.12346 | 0 | 0 | 0 | 0 | 0 | 0 | 0 | 0 | 1.372 | 0.043723 | 0.00013688 | -1.0625 | 0 | 0 | 0 | 0 | 0 | 0 | 0 | 0 | 0 | -2.2 | 0 | 0 | 0 | 0 | 0 | 0 | 0 | -34.1255 | 1.8827 | 0 | 0.98013 | 0 | 1.1142 | 10.5454 | 1.2663 | 3.1569 | 0.15353 | 0.055921 | -0.56741 | 0.63797 | 0.20824 | 3.7009 | -4.2673 | 22.5083 | -38.0789 | 0 | 0.48567 | 0 | 1.7286 | 0.22328
2025_06_06 Hr 10 | 0.63091 | 3.0955e-05 | 0 | 0.087494 | 0.087494 | 0.087126 | 0.087503 | 0.087511 | 0.087546 | 0 | 0 | 0.024893 | 2.31 | 0.060125 | 1.3997 | 1.3997 | 2.9712 | 0 | 0.0052034 | 0.003872 | 0.023281 | 0.085287 | 0 | 0 | 0 | 0 | 0 | 0.011212 | 0.015969 | 0.79954 | 0.20855 | 2.2786 | 2.1271 | 0 | 0.32182 | 0.83819 | 0 | 0 | 0 | 0.8084 | 0 | 0.048579 | 0 | 0.0013944 | 0 | -0.11503 | 0 | 0 | 0 | 0 | 0 | 0 | 0 | 0 | 1.2341 | 0.043723 | 0.00013688 | -1.0625 | 0 | 0 | 0 | 0 | 0 | 0 | 0 | 0 | 0 | -2.2 | 0 | 0 | 0 | 0 | 0 | 0 | 0 | -31.9465 | 1.8827 | 0 | 0.86009 | 0 | 1.0533 | 10.4421 | 1.2663 | 3.1569 | 0.15353 | 0.055921 | -0.63091 | 0.63797 | 0.20824 | 3.7009 | -2.3649 | 22.3396 | -35.9549 | 0 | 0.48567 | 0 | 1.7286 | 0.22504
2025_06_06 Hr 11 | 0.63577 | 5.5557e-05 | 0 | 0 | 0 | 0 | 0 | 0 | 0 | 0 | 0 | 0.024893 | 1.8 | 0.04382 | 1.3997 | 1.3997 | 2.9712 | 0 | 0.0052034 | 0.003872 | 0.023281 | 0.085287 | 0 | 0 | 0 | 0 | 0 | 0.011212 | 0.015969 | 0.44811 | 0.20855 | 2.2786 | 2.1271 | 0 | 0.32182 | 0.83819 | 0 | 0 | 0 | 1.0979 | 0 | 0.048579 | 0 | 0.0028691 | 0 | -0.10745 | 0 | 0 | 0 | 0 | 0 | 0 | 0 | 0 | 1.2341 | 0.043723 | 0.00013688 | -1.0625 | 0 | 0 | 0 | 0 | 0 | 0 | 0 | 0 | 0 | -2.2 | 0 | 0 | 0 | 0 | 0 | 0 | 0 | -26.8817 | 1.8827 | 0 | 0.86009 | 0 | 1.0011 | 9.566 | 1.2663 | 3.1569 | 0.15353 | 0.055921 | -0.63577 | 0.63797 | 0.20824 | 3.7009 | 1.5404 | 21.764 | -30.8874 | 0 | 0.48567 | 0 | 1.7286 | 0.22312
2025_06_06 Hr 12 | 0.65793 | 0.00010018 | 0 | 0 | 0 | 0 | 0 | 0 | 0 | 0 | 0 | 0.024893 | 1.44 | 0.036341 | 1.3997 | 1.3997 | 2.9712 | 0 | 0.0052034 | 0.003872 | 0.023281 | 0.085287 | 0 | 0 | 0 | 0 | 0 | 0.011212 | 0.015969 | 0.68926 | 0.20855 | 2.2786 | 2.1271 | 0 | 0.32182 | 0.83819 | 0 | 0 | 0 | 1.385 | 0 | 0.048579 | 0 | 0.0029744 | 0 | -0.11147 | 0 | 0 | 0 | 0 | 0 | 0 | 0 | 0 | 1.372 | 0.043723 | 0.00013688 | -1.0625 | 0 | 0 | 0 | 0 | 0 | 0 | 0 | 0 | 0 | -2.2 | 0 | 0 | 0 | 0 | 0 | 0 | 0 | -27.6681 | 1.8827 | 0 | 0.86009 | 0 | 0.91402 | 9.8071 | 1.2663 | 3.1569 | 0.15353 | 0.055921 | -0.65793 | 0.63797 | 0.20824 | 3.7009 | 0.96118 | 21.4691 | -31.7 | 0 | 0.48567 | 0 | 1.7286 | 0.22262
2025_06_06 Hr 13 | 0.68082 | 0.00010354 | 0 | 0 | 0 | 0 | 0 | 0 | 0 | 0 | 0 | 0.024893 | 1.41 | 0.037536 | 1.3997 | 1.3997 | 2.9712 | 0 | 0.0052034 | 0.003872 | 0.023281 | 0.085287 | 0 | 0 | 0 | 0 | 0 | 0.011212 | 0.015969 | 0.7527 | 0.20855 | 2.2786 | 2.1271 | 0 | 0.32182 | 0.83819 | 0 | 0 | 0 | 1.0026 | 0 | 0.048579 | 0 | 0.0031375 | 0 | -0.1177 | 0 | 0 | 0 | 0 | 0 | 0 | 0 | 0 | 1.2994 | 0.043723 | 0.00013688 | -1.0625 | 0 | 0 | 0 | 0 | 0 | 0 | 0 | 0 | 0 | -2.2 | 0 | 0 | 0 | 0 | 0 | 0 | 0 | -29.3527 | 1.8827 | 0 | 0.95537 | 0 | 1.3841 | 9.9658 | 1.2663 | 3.1569 | 0.15353 | 0.055921 | -0.68082 | 0.63797 | 0.20824 | 3.7009 | -0.58499 | 21.8603 | -33.4137 | 0 | 0.48567 | 0 | 1.7286 | 0.22222
2025_06_06 Hr 14 | 0.72644 | 6.1773e-05 | 0 | 0 | 0 | 0 | 0 | 0 | 0 | 0 | 0 | 0.024893 | 1.41 | 0.027792 | 1.3945 | 1.3945 | 2.9426 | 0 | 0.0052034 | 0.003872 | 0.023281 | 0.085287 | 0 | 0 | 0 | 0 | 0 | 0.011212 | 0.015969 | 0.29873 | 0.20855 | 2.2786 | 2.1271 | 0 | 0.32182 | 0.83819 | 0 | 0 | 0 | 1.0712 | 0 | 0.048579 | 0 | 0.0023231 | 0 | -0.086599 | 0 | 0 | 0 | 0 | 0 | 0 | 0 | 0 | 0.75498 | 0.043723 | 0.00013688 | -1.0625 | 0 | 0 | 0 | 0 | 0 | 0 | 0 | 0 | 0 | -2.2 | 0 | 0 | 0 | 0 | 0 | 0 | 0 | -22.4919 | 1.8827 | 0 | 0.86009 | 0 | 1.5538 | 9.3776 | 1.2663 | 3.1569 | 0.15353 | 0.055921 | -0.72644 | 0.63797 | 0.20824 | 3.7009 | 5.4031 | 21.5218 | -26.5675 | 0 | 0.48567 | 0 | 1.7286 | 0.22267
2025_06_06 Hr 15 | 0.71315 | 0.00023492 | 0 | 0 | 0 | 0 | 0 | 0 | 0 | 0 | 0 | 0.024893 | 1.26 | 0.031322 | 1.3997 | 1.3997 | 2.9712 | 0 | 0.0052034 | 0.003872 | 0.023281 | 0.085287 | 0 | 0 | 0 | 0 | 0 | 0.011212 | 0.015969 | 0.42935 | 0.20855 | 2.2786 | 2.1271 | 0 | 0.32182 | 0.83819 | 0 | 0 | 0 | 1.0013 | 0 | 0.048579 | 0 | 0.0029298 | 0 | -0.10977 | 0 | 0 | 0 | 0 | 0 | 0 | 0 | 0 | 0.8929 | 0.043723 | 0.00013688 | -1.0625 | 0 | 0 | 0 | 0 | 0 | 0 | 0 | 0 | 0 | -2.2 | 0 | 0 | 0 | 0 | 0 | 0 | 0 | -26.0417 | 1.8827 | 0 | 0.87462 | 0 | 1.4842 | 9.5617 | 1.2663 | 3.1569 | 0.15353 | 0.055921 | -0.71315 | 0.63797 | 0.20824 | 3.7009 | 1.8642 | 21.4283 | -30.1271 | 0 | 0.48567 | 0 | 1.7286 | 0.22046
2025_06_06 Hr 16 | 0.74511 | 0.00019866 | 0 | 0.087494 | 0.087494 | 0.087126 | 0.087503 | 0.087511 | 0.087546 | 0 | 0 | 0.024893 | 1.38 | 0.03645 | 1.3997 | 1.3997 | 2.9712 | 0 | 0.0052034 | 0.003872 | 0.023281 | 0.085287 | 0 | 0 | 0 | 0 | 0 | 0.011212 | 0.015969 | 0.44809 | 0.20855 | 2.2786 | 2.1271 | 0 | 0.32182 | 0.83819 | 0 | 0 | 0 | 0.97725 | 0 | 0.048579 | 0 | 0.001415 | 0 | -0.11676 | 0 | 0 | 0 | 0 | 0 | 0 | 0 | 0 | 1.2994 | 0.043723 | 0.00013688 | -1.0625 | 0 | 0 | 0 | 0 | 0 | 0 | 0 | 0 | 0 | -2.2 | 0 | 0 | 0 | 0 | 0 | 0 | 0 | -27.5921 | 1.8827 | 0 | 0.95322 | 0 | 1.2622 | 10.1837 | 1.2663 | 3.1569 | 0.15353 | 0.055921 | -0.74511 | 0.63797 | 0.20824 | 3.7009 | 1.2148 | 21.7703 | -31.7165 | 0 | 0.48567 | 0 | 1.7286 | 0.22083
2025_06_06 Hr 17 | 0.73945 | 0.00018805 | 0 | 0.087494 | 0.087494 | 0.087126 | 0.087503 | 0.087511 | 0.087546 | 0 | 0 | 0.024893 | 1.65 | 0.043483 | 1.3997 | 1.3997 | 2.9712 | 0 | 0.0052034 | 0.003872 | 0.023281 | 0.085287 | 0 | 0 | 0 | 0 | 0 | 0.011212 | 0.015969 | 0.68924 | 0.20855 | 2.2786 | 2.1271 | 0 | 0.32182 | 0.83819 | 0 | 0 | 0 | 1.307 | 0 | 0.048579 | 0 | 0.0014118 | 0 | -0.11649 | 0 | 0 | 0 | 0 | 0 | 0 | 0 | 0 | 1.7132 | 0.043723 | 0.00013688 | -1.0625 | 0 | 0 | 0 | 0 | 0 | 0 | 0 | 0 | 0 | -2.2 | 0 | 0 | 0 | 0 | 0 | 0 | 0 | -29.081 | 1.8827 | 0 | 0.92845 | 0 | 1.0838 | 10.4001 | 1.2663 | 3.1569 | 0.15353 | 0.055921 | -0.73945 | 0.63797 | 0.20824 | 3.7009 | 0.78359 | 22.2759 | -33.1994 | 0 | 0.48567 | 0 | 1.7286 | 0.21977
2025_06_06 Hr 18 | 0.72245 | 0.00018647 | 0 | 0.087494 | 0.087494 | 0.087126 | 0.087503 | 0.087511 | 0.087546 | 0 | 0 | 0.024893 | 1.77 | 0.047649 | 1.3997 | 1.3997 | 2.9712 | 0 | 0.0052034 | 0.003872 | 0.023281 | 0.085287 | 0 | 0 | 0 | 0 | 0 | 0.011212 | 0.015969 | 0.7393 | 0.20855 | 2.2786 | 2.1271 | 0 | 0.32182 | 0.83819 | 0 | 0 | 0 | 0.92817 | 0 | 0.048579 | 0 | 0.0014422 | 0 | -0.11904 | 0 | 0 | 0 | 0 | 0 | 0 | 0 | 0 | 1.4374 | 0.043723 | 0.00013688 | -1.0625 | 0 | 0 | 0 | 0 | 0 | 0 | 0 | 0 | 0 | -2.2 | 0 | 0 | 0 | 0 | 0 | 0 | 0 | -29.3837 | 1.8827 | 0 | 0.95537 | 0 | 1.4842 | 10.4771 | 1.2663 | 3.1569 | 0.15353 | 0.055921 | -0.72245 | 0.63797 | 0.20824 | 3.7009 | 0.4255 | 22.5079 | -33.4877 | 0 | 0.48567 | 0 | 1.7286 | 0.22
2025_06_06 Hr 19 | 0.65706 | 0.00014958 | 0 | 0.087494 | 0.087494 | 0.087126 | 0.087503 | 0.087511 | 0.087546 | 0 | 0 | 0.024893 | 1.71 | 0.043603 | 1.3997 | 1.3997 | 2.9712 | 0 | 0.0052034 | 0.003872 | 0.023281 | 0.085287 | 0 | 0 | 0 | 0 | 0 | 0.011212 | 0.015969 | 0.78952 | 0.20855 | 2.2786 | 2.1271 | 0 | 0.32182 | 0.83819 | 0 | 0 | 0 | 0.54784 | 0 | 0.048579 | 0 | 0.001366 | 0 | -0.11264 | 0 | 0 | 0 | 0 | 0 | 0 | 0 | 0 | 1.0962 | 0.043723 | 0.00013688 | -1.0625 | 0 | 0 | 0 | 0 | 0 | 0 | 0 | 0 | 0 | -2.2 | 0 | 0 | 0 | 0 | 0 | 0 | 0 | -28.7225 | 1.8827 | 0 | 0.86009 | 0 | 1.5364 | 10.432 | 1.2663 | 3.1569 | 0.15353 | 0.055921 | -0.65706 | 0.63797 | 0.20824 | 3.7009 | 0.31326 | 22.088 | -32.7547 | 0 | 0.48567 | 0 | 1.7286 | 0.21858
2025_06_06 Hr 20 | 0.13593 | 4.8018e-05 | 0 | 0 | 0 | 0 | 0 | 0 | 0 | 0 | 0 | 0.024893 | 2.52 | 0.062225 | 1.3997 | 1.3997 | 2.9712 | 0 | 0.0052034 | 0.003872 | 0.023281 | 0.085287 | 0 | 0 | 0 | 0 | 0 | 0.011212 | 0.015969 | 0.7828 | 0.20855 | 2.2786 | 2.1271 | 0 | 0.32182 | 0.83819 | 0 | 0 | 0 | 1.1224 | 0 | 0.048579 | 0 | 0.0029102 | 0 | -0.10902 | 0 | 0 | 0 | 0 | 0 | 0 | 0 | 0 | 1.2994 | 0.043723 | 0.00013688 | -1.0625 | 0 | 0 | 0 | 0 | 0 | 0 | 0 | 0 | 0 | -2.2 | 0 | 0 | 0 | 0 | 0 | 0 | 0 | -28.4639 | 1.8827 | 0 | 0.86009 | 0 | 1.1752 | 9.9006 | 1.2663 | 3.1569 | 0.15353 | 0.055921 | -0.13593 | 0.63797 | 0.20824 | 3.7009 | 1.2863 | 22.2347 | -31.9714 | 0 | 0.48567 | 0 | 1.7286 | 0.2158
2025_06_06 Hr 21 | 0.022667 | 9.0668e-06 | 0 | 0 | 0 | 0 | 0 | 0 | 0 | 0 | 0 | 0.024893 | 2.4 | 0.058869 | 1.3997 | 1.3997 | 2.9712 | 0 | 0.0052034 | 0.003872 | 0.023281 | 0.085287 | 0 | 0 | 0 | 0 | 0 | 0.011212 | 0.015969 | 0.592 | 0.20855 | 2.2786 | 2.1271 | 0 | 0.32182 | 0.83819 | 0 | 0 | 0 | 1.1401 | 0 | 0.048579 | 0 | 0.0028909 | 0 | -0.10828 | 0 | 0 | 0 | 0 | 0 | 0 | 0 | 0 | 1.7132 | 0.043723 | 0.00013688 | -1.0625 | 0 | 0 | 0 | 0 | 0 | 0 | 0 | 0 | 0 | -2.2 | 0 | 0 | 0 | 0 | 0 | 0 | 0 | -27.9067 | 1.8827 | 0 | 0.86009 | 0 | 1.4929 | 9.7098 | 1.2663 | 3.1569 | 0.15353 | 0.055921 | -0.022667 | 0.63797 | 0.20824 | 3.7009 | 2.2804 | 22.7305 | -31.3001 | 0 | 0.48567 | 0 | 1.7286 | 0.21682
2025_06_06 Hr 22 | 0 | 8.1621e-07 | 0 | 0 | 0 | 0 | 0 | 0 | 0 | 0 | 0 | 0.024893 | 2.04 | 0.051802 | 1.3997 | 1.3997 | 2.9712 | 0 | 0.0052034 | 0.003872 | 0.023281 | 0.085287 | 0 | 0 | 0 | 0 | 0 | 0.011212 | 0.015969 | 0.68913 | 0.20855 | 2.2786 | 2.1271 | 0 | 0.32182 | 0.83819 | 0 | 0 | 0 | 0.99369 | 0 | 0.048579 | 0 | 0.0029928 | 0 | -0.11217 | 0 | 0 | 0 | 0 | 0 | 0 | 0 | 0 | 2.1197 | 0.043723 | 0.00013688 | -1.0625 | 0 | 0 | 0 | 0 | 0 | 0 | 0 | 0 | 0 | -2.2 | 0 | 0 | 0 | 0 | 0 | 0 | 0 | -30.5736 | 1.8827 | 0 | 0.91608 | 0 | 1.6061 | 9.863 | 1.2663 | 3.1569 | 0.15353 | 0.055921 | 0 | 0.63797 | 0.20824 | 3.7009 | -0.23115 | 22.8605 | -33.9483 | 0 | 0.48567 | 0 | 1.7286 | 0.21682
2025_06_06 Hr 23 | 0 | 0 | 0 | 0 | 0 | 0 | 0 | 0 | 0 | 0 | 0 | 0.024893 | 0.75 | 0.025571 | 1.3997 | 1.3997 | 3.0807 | 0 | 0.0052034 | 0.003872 | 0.023281 | 0.085287 | 0 | -0.893 | 0 | 0 | 0 | 0.011212 | 0.015969 | 0.79954 | 0.20855 | 2.3262 | 2.1271 | 0 | 0.33018 | 0.83819 | 0 | 0 | 0 | 0.15882 | -0.075685 | 0.048579 | 0 | 0.0040183 | 0 | -0.15133 | 0 | 0 | 0 | 0 | 0 | 0 | 0 | 0 | 2.3956 | 0.043723 | 0.00013688 | 0 | 0 | 0 | 0 | 0 | 0 | 0 | 0 | 0 | 0 | 0 | 0 | 0 | 0 | 0 | 0 | 0 | 0 | -36.9755 | 1.8827 | 0 | 1.1799 | 0 | 1.6757 | 10.3945 | 1.2663 | 3.1569 | 0.15353 | 0.055921 | 0 | 0.63797 | 0.20824 | 3.7009 | -5.648 | 21.8942 | -38.0198 | 0 | 0.48567 | 0 | 1.7286 | 0.21296
2025_06_06 Hr 24 | 0 | 0 | 0 | 0 | 0 | 0 | 0 | 0 | 0 | 0 | 0 | 0.024893 | 0.75 | 0.023451 | 1.3997 | 1.3997 | 3.0807 | 0 | 0.0052034 | 0.003872 | 0.023281 | 0.085287 | 0 | -0.96873 | 0 | 0 | 0 | 0.011212 | 0.015969 | 0.79954 | 0.20855 | 2.3262 | 2.1271 | 0 | 0.33018 | 0.83819 | 0 | 0 | 0 | 0.0089133 | -0.032517 | 0.048579 | 0 | 0.0036851 | 0 | -0.1386 | 0 | 0 | 0 | 0 | 0 | 0 | 0 | 0 | 2.5989 | 0.043723 | 0.00013688 | 0 | 0 | 0 | 0 | 0 | 0 | 0 | 0 | 0 | 0 | 0 | 0 | 0 | 0 | 0 | 0 | 0 | 0 | -33.748 | 1.8827 | 0 | 1.2154 | 0 | 1.4145 | 10.43 | 1.2663 | 3.1569 | 0.15353 | 0.055921 | 0 | 0.63797 | 0.20824 | 3.7009 | -2.6207 | 21.8283 | -34.8553 | 0 | 0.48567 | 0 | 1.7286 | 0.20697
2025_06_07 Hr 01 | 0 | 0 | 0 | 0 | 0 | 0 | 0 | 0 | 0 | 0 | 0 | 0.024893 | 1.35 | 0.052134 | 1.3893 | 1.3893 | 2.8747 | 0 | 0.0052034 | 0.003872 | 0.023281 | 0.085287 | 0 | -0.77184 | 0 | 0 | 0 | 0.011212 | 0.015969 | 0.7895 | 0.19614 | 2.1702 | 2.1271 | 0 | 0.32754 | 0.83819 | 0 | 0 | 0 | 0.44473 | -0.24813 | 0.048579 | 0 | 0.0045514 | 0 | -0.17168 | 0 | 0 | 0 | 0 | 0 | 0 | 0 | 0 | 1.51 | 0.043723 | 0.00013688 | 0 | 0 | 0 | 0 | 0 | 0 | 0 | 0 | 0 | 0 | 0 | 0 | 0 | 0 | 0 | 0 | 0 | 0 | -27.8128 | 1.8827 | 0 | 1.094 | 0 | 1.1316 | 9.9032 | 1.2663 | 3.1569 | 0.15353 | 0.055921 | 0 | 0.63797 | 0.20824 | 3.7009 | 2.4221 | 21.0786 | -28.7563 | 0 | 0.48567 | 0 | 1.7286 | 0.2031
2025_06_07 Hr 02 | 0 | 0 | 0 | 0 | 0 | 0 | 0 | 0 | 0 | 0 | 0 | 0.024893 | 1.68 | 0.074197 | 1.3997 | 1.3997 | 2.8933 | 0 | 0.0052034 | 0.003872 | 0.023281 | 0.085287 | 0 | -0.62326 | 0 | 0 | 0 | 0.011212 | 0.015969 | 0.79452 | 0.19614 | 2.1845 | 2.1271 | 0 | 0.33018 | 0.83819 | 0 | 0 | 0 | 0.55872 | 0 | 0.048579 | 0 | 0.0052052 | 0 | -0.19664 | 0 | 0 | 0 | 0 | 0 | 0 | 0 | 0 | 1.5753 | 0.043723 | 0.00013688 | 0 | 0 | 0 | 0 | 0 | 0 | 0 | 0 | 0 | 0 | 0 | 0 | 0 | 0 | 0 | 0 | 0 | 0 | -28.0112 | 1.8827 | 0 | 1.1037 | 0 | 1.2927 | 9.9716 | 1.2663 | 3.1569 | 0.15353 | 0.055921 | 0 | 0.63797 | 0.20824 | 3.7009 | 3.3573 | 21.6581 | -28.8311 | 0 | 0.48567 | 0 | 1.7286 | 0.20148
2025_06_07 Hr 03 | 0 | 0 | 0 | 0.082163 | 0.082163 | 0.081818 | 0.082171 | 0.08218 | 0.082212 | 0 | 0 | 0.024893 | 2.58 | 0.081342 | 1.3997 | 1.3997 | 2.8933 | 0 | 0.0052034 | 0.003872 | 0.023281 | 0.085287 | 0 | -0.96175 | 0 | 0 | 0 | 0.011212 | 0.015969 | 0.79954 | 0.19614 | 2.1845 | 2.1271 | 0 | 0.33018 | 0.83819 | 0 | 0 | 0 | 0.097086 | -0.35517 | 0.048579 | 0 | 0.001689 | 0 | -0.13978 | 0 | 0 | 0 | 0 | 0 | 0 | 0 | 0 | 1.51 | 0.043723 | 0.00013688 | 0 | 0 | 0 | 0 | 0 | 0 | 0 | 0 | 0 | 0 | 0 | 0 | 0 | 0 | 0 | 0 | 0 | 0 | -28.5839 | 1.8827 | 0 | 1.1414 | 0 | 1.6061 | 10.507 | 1.2663 | 3.1569 | 0.15353 | 0.055921 | 0 | 0.63797 | 0.20824 | 3.7009 | 3.3758 | 22.8123 | -29.6854 | 0 | 0.48567 | 0 | 1.7286 | 0.2005
2025_06_07 Hr 04 | 0 | 0 | 0 | 0.082163 | 0.082163 | 0.081818 | 0.082171 | 0.08218 | 0.082212 | 0 | 0 | 0.024893 | 2.43 | 0.077171 | 1.3997 | 1.3997 | 2.8933 | 0 | 0.0052034 | 0.003872 | 0.023281 | 0.085287 | 0 | -0.9556 | 0 | 0 | 0 | 0.011212 | 0.015969 | 0.79954 | 0.19614 | 2.1845 | 2.1271 | 0 | 0.33018 | 0.83819 | 0 | 0 | 0 | 0.3276 | -0.42356 | 0.048579 | 0 | 0.0017013 | 0 | -0.14081 | 0 | 0 | 0 | 0 | 0 | 0 | 0 | 0 | 1.2994 | 0.043723 | 0.00013688 | 0 | 0 | 0 | 0 | 0 | 0 | 0 | 0 | 0 | 0 | 0 | 0 | 0 | 0 | 0 | 0 | 0 | 0 | -24.9782 | 1.8827 | 0 | 1.1414 | 0 | 1.4233 | 10.507 | 1.2663 | 3.1569 | 0.15353 | 0.055921 | 0 | 0.63797 | 0.20824 | 3.7009 | 6.5979 | 22.2615 | -26.0746 | 0 | 0.48567 | 0 | 1.7286 | 0.19718
2025_06_07 Hr 05 | 0 | 0 | 0 | 0.082163 | 0.082163 | 0.081818 | 0.082171 | 0.08218 | 0.082212 | 0 | 0 | 0.024893 | 2.43 | 0.08 | 1.3997 | 1.3997 | 2.8933 | 0 | 0.0052034 | 0.003872 | 0.023281 | 0.085287 | 0 | -0.92442 | 0 | 0 | 0 | 0.011212 | 0.015969 | 0.79954 | 0.19614 | 2.1845 | 2.1271 | 0 | 0.33018 | 0.83819 | 0 | 0 | 0 | 0.12434 | -0.70069 | 0.048579 | 0 | 0.0017637 | 0 | -0.14605 | 0 | 0 | 0 | 0 | 0 | 0 | 0 | 0 | 1.7785 | 0.043723 | 0.00013688 | 0 | 0 | 0 | 0 | 0 | 0 | 0 | 0 | 0 | 0 | 0 | 0 | 0 | 0 | 0 | 0 | 0 | 0 | -26.9242 | 1.8827 | 0 | 1.1414 | 0 | 1.3928 | 10.507 | 1.2663 | 3.1569 | 0.15353 | 0.055921 | 0 | 0.63797 | 0.20824 | 3.7009 | 4.6501 | 22.714 | -27.9946 | 0 | 0.48567 | 0 | 1.7286 | 0.19828
2025_06_07 Hr 06 | 0.068002 | 0 | 0 | 0.082163 | 0.082163 | 0.081818 | 0.082171 | 0.08218 | 0.082212 | 0 | 0 | 0.024893 | 2.49 | 0.093345 | 1.3997 | 1.3997 | 2.8933 | 0 | 0.0052034 | 0.003872 | 0.023281 | 0.085287 | 0 | -0.8021 | 0 | 0 | 0 | 0.011212 | 0.015969 | 0.79954 | 0.19614 | 2.1845 | 2.1271 | 0 | 0.33018 | 0.83819 | 0 | 0 | 0 | 0.84246 | -0.31949 | 0.048579 | 0 | 0.0020083 | 0 | -0.1666 | 0 | 0 | 0 | 0 | 0 | 0 | 0 | 0 | 1.9165 | 0.043723 | 0.00013688 | 0 | 0 | 0 | 0 | 0 | 0 | 0 | 0 | 0 | 0 | 0 | 0 | 0 | 0 | 0 | 0 | 0 | 0 | -37.2004 | 1.8827 | 0 | 1.1414 | 0 | 0.97495 | 10.507 | 1.2663 | 3.1569 | 0.15353 | 0.055921 | -0.068002 | 0.63797 | 0.20824 | 3.7009 | -4.6278 | 22.5792 | -38.2371 | 0 | 0.48567 | 0 | 1.7286 | 0.20202
2025_06_07 Hr 07 | 0.34081 | 3.6948e-07 | 0 | 0 | 0 | 0 | 0 | 0 | 0 | 0 | 0 | 0.024893 | 2.46 | 0.056554 | 1.3512 | 1.3512 | 2.5397 | 0 | 0.0052034 | 0.003872 | 0.023281 | 0.085287 | 0 | 0 | 0 | 0 | 0 | 0.011212 | 0.015969 | 0.42393 | 0 | 2.0759 | 2.1271 | 0 | 0.31027 | 0.83819 | 0 | 0 | 0 | 1.8142 | 0 | 0.048579 | 0 | 0.0027095 | 0 | -0.10135 | 0 | 0 | 0 | 0 | 0 | 0 | 0 | 0 | 3.4264 | 0.043723 | 0.00013688 | -1.0625 | 0 | 0 | 0 | 0 | 0 | 0 | 0 | 0 | 0 | -2.2 | 0 | 0 | 0 | 0 | 0 | 0 | 0 | -28.5993 | 1.8827 | 0 | 0.8835 | 0 | 1.1839 | 8.6255 | 1.2663 | 3.1569 | 0.15353 | 0.055921 | -0.34081 | 0.63797 | 0.20824 | 3.7009 | 2.6255 | 24.4898 | -32.3039 | 0 | 0.48567 | 0 | 1.7286 | 0.20763
2025_06_07 Hr 08 | 0.5892 | 8.6828e-06 | 0 | 0 | 0 | 0 | 0 | 0 | 0 | 0 | 0 | 0.024893 | 2.34 | 0.050569 | 1.3997 | 1.3997 | 2.7904 | 0 | 0.0052034 | 0.003872 | 0.023281 | 0.085287 | 0 | 0 | 0 | 0 | 0 | 0.011212 | 0.015969 | 0.30713 | 0 | 2.1397 | 2.1271 | 0 | 0.32182 | 0.83819 | 0 | 0 | 0 | 0.80075 | -0.02937 | 0.048579 | 0 | 0.002547 | 0 | -0.095148 | 0 | 0 | 0 | 0 | 0 | 0 | 0 | 0 | 4.9291 | 0.043723 | 0.00013688 | -1.0625 | 0 | 0 | 0 | 0 | 0 | 0 | 0 | 0 | 0 | -2.2 | 0 | 0 | 0 | 0 | 0 | 0 | 0 | -29.77 | 1.8827 | 0 | 0.82133 | 0 | 1.5538 | 8.858 | 1.2663 | 3.1569 | 0.15353 | 0.055921 | -0.5892 | 0.63797 | 0.20824 | 3.7009 | 2.4106 | 26.498 | -33.7168 | 0 | 0.48567 | 0 | 1.7286 | 0.20919
2025_06_07 Hr 09 | 0.69782 | 4.145e-05 | 0 | 0 | 0 | 0 | 0 | 0 | 0 | 0 | 0 | 0.024893 | 2.16 | 0.040664 | 1.3841 | 1.3841 | 2.7367 | 0 | 0.0052034 | 0.003872 | 0.023281 | 0.085287 | 0 | 0 | 0 | 0 | 0 | 0.011212 | 0.015969 | 0.29873 | 0 | 2.1256 | 2.1271 | 0 | 0.31925 | 0.83819 | 0 | 0 | 0 | 1.213 | 0 | 0.048579 | 0 | 0.0022188 | 0 | -0.082616 | 0 | 0 | 0 | 0 | 0 | 0 | 0 | 0 | 3.6297 | 0.043723 | 0.00013688 | -1.0625 | 0 | 0 | 0 | 0 | 0 | 0 | 0 | 0 | 0 | -2.2 | 0 | 0 | 0 | 0 | 0 | 0 | 0 | -28.0904 | 1.8827 | 0 | 0.80768 | 0 | 1.3623 | 8.7369 | 1.2663 | 3.1569 | 0.15353 | 0.055921 | -0.69782 | 0.63797 | 0.20824 | 3.7009 | 2.7477 | 24.9311 | -32.1333 | 0 | 0.48567 | 0 | 1.7286 | 0.2171
2025_06_07 Hr 10 | 0.71475 | 0.00011558 | 0 | 0 | 0 | 0 | 0 | 0 | 0 | 0 | 0 | 0.024893 | 1.95 | 0.039171 | 1.398 | 1.398 | 2.7814 | 0 | 0.0052034 | 0.003872 | 0.023281 | 0.085287 | 0 | 0 | 0 | 0 | 0 | 0.011212 | 0.015969 | 0.30377 | 0 | 2.1397 | 2.1271 | 0 | 0.32182 | 0.83819 | 0 | 0 | 0 | 1.362 | 0 | 0.048579 | 0 | 0.0023675 | 0 | -0.088296 | 0 | 0 | 0 | 0 | 0 | 0 | 0 | 0 | 3.833 | 0.043723 | 0.00013688 | -1.0625 | 0 | 0 | 0 | 0 | 0 | 0 | 0 | 0 | 0 | -2.2 | 0 | 0 | 0 | 0 | 0 | 0 | 0 | -30.0182 | 1.8827 | 0 | 0.80768 | 0 | 1.2448 | 8.8286 | 1.2663 | 3.1569 | 0.15353 | 0.055921 | -0.71475 | 0.63797 | 0.20824 | 3.7009 | 0.93434 | 24.8274 | -34.0837 | 0 | 0.48567 | 0 | 1.7286 | 0.21956
2025_06_07 Hr 11 | 0.74686 | 0.00018648 | 0 | 0 | 0 | 0 | 0 | 0 | 0 | 0 | 0 | 0.024893 | 1.56 | 0.032265 | 1.3997 | 1.3997 | 2.7904 | 0 | 0.0052034 | 0.003872 | 0.023281 | 0.085287 | 0 | 0 | 0 | 0 | 0 | 0.011212 | 0.015969 | 0.29873 | 0 | 2.1397 | 2.1271 | 0 | 0.32182 | 0.83819 | 0 | 0 | 0 | 1.202 | 0 | 0.048579 | 0 | 0.0024376 | 0 | -0.090972 | 0 | 0 | 0 | 0 | 0 | 0 | 0 | 0 | 3.833 | 0.043723 | 0.00013688 | -1.0625 | 0 | 0 | 0 | 0 | 0 | 0 | 0 | 0 | 0 | -2.2 | 0 | 0 | 0 | 0 | 0 | 0 | 0 | -29.3992 | 1.8827 | 0 | 0.80768 | 0 | 1.1534 | 8.836 | 1.2663 | 3.1569 | 0.15353 | 0.055921 | -0.74686 | 0.63797 | 0.20824 | 3.7009 | 0.90934 | 24.3709 | -33.4996 | 0 | 0.48567 | 0 | 1.7286 | 0.21916
2025_06_07 Hr 12 | 0.61289 | 0.00021998 | 0 | 0 | 0 | 0 | 0 | 0 | 0 | 0 | 0 | 0.024893 | 1.2 | 0.023566 | 1.3997 | 1.3997 | 2.7904 | 0 | 0.0052034 | 0.003872 | 0.023281 | 0.085287 | 0 | 0 | 0 | 0 | 0 | 0.011212 | 0.015969 | 0.29873 | 0 | 2.1397 | 2.1271 | 0 | 0.32182 | 0.83819 | 0 | 0 | 0 | 1.1822 | 0 | 0.048579 | 0 | 0.0023145 | 0 | -0.086272 | 0 | 0 | 0 | 0 | 0 | 0 | 0 | 0 | 3.9055 | 0.043723 | 0.00013688 | -1.0625 | 0 | 0 | 0 | 0 | 0 | 0 | 0 | 0 | 0 | -2.2 | 0 | 0 | 0 | 0 | 0 | 0 | 0 | -26.675 | 1.8827 | 0 | 0.80768 | 0 | 0.81391 | 8.836 | 1.2663 | 3.1569 | 0.15353 | 0.055921 | -0.61289 | 0.63797 | 0.20824 | 3.7009 | 2.9812 | 23.5997 | -30.6367 | 0 | 0.48567 | 0 | 1.7286 | 0.21752
2025_06_07 Hr 13 | 0.52215 | 0.00023343 | 0 | 0 | 0 | 0 | 0 | 0 | 0 | 0 | 0 | 0.024893 | 1.23 | 0.023171 | 1.3824 | 1.3824 | 2.7814 | 0 | 0.0052034 | 0.003872 | 0.023281 | 0.085287 | 0 | 0 | 0 | 0 | 0 | 0.011212 | 0.015969 | 0.29873 | 0 | 2.1397 | 2.1271 | 0 | 0.32182 | 0.83819 | 0 | 0 | 0 | 1.3829 | 0 | 0.048579 | 0 | 0.0022202 | 0 | -0.082673 | 0 | 0 | 0 | 0 | 0 | 0 | 0 | 0 | 3.7676 | 0.043723 | 0.00013688 | -1.0625 | 0 | 0 | 0 | 0 | 0 | 0 | 0 | 0 | 0 | -2.2 | 0 | 0 | 0 | 0 | 0 | 0 | 0 | -26.3481 | 1.8827 | 0 | 0.80768 | 0 | 0.5223 | 8.7924 | 1.2663 | 3.1569 | 0.15353 | 0.055921 | -0.52215 | 0.63797 | 0.20824 | 3.7009 | 3.0679 | 23.1081 | -30.2155 | 0 | 0.48567 | 0 | 1.7286 | 0.21657
2025_06_07 Hr 14 | 0.61296 | 0.00022874 | 0 | 0 | 0 | 0 | 0 | 0 | 0 | 0 | 0 | 0.024893 | 1.08 | 0.019606 | 1.3893 | 1.3893 | 2.7904 | 0 | 0.0052034 | 0.003872 | 0.023281 | 0.085287 | 0 | 0 | 0 | 0 | 0 | 0.011212 | 0.015969 | 0.29873 | 0 | 2.1397 | 2.1271 | 0 | 0.32182 | 0.83819 | 0 | 0 | 0 | 1.1875 | 0 | 0.048579 | 0 | 0.0021396 | 0 | -0.079592 | 0 | 0 | 0 | 0 | 0 | 0 | 0 | 0 | 3.1506 | 0.043723 | 0.00013688 | -1.0625 | 0 | 0 | 0 | 0 | 0 | 0 | 0 | 0 | 0 | -2.2 | 0 | 0 | 0 | 0 | 0 | 0 | 0 | -24.6804 | 1.8827 | 0 | 0.80768 | 0 | 0.5397 | 8.8152 | 1.2663 | 3.1569 | 0.15353 | 0.055921 | -0.61296 | 0.63797 | 0.20824 | 3.7009 | 3.8111 | 22.4439 | -28.6355 | 0 | 0.48567 | 0 | 1.7286 | 0.21473
2025_06_07 Hr 15 | 0.63577 | 0.00024958 | 0 | 0 | 0 | 0 | 0 | 0 | 0 | 0 | 0 | 0.024893 | 0.96 | 0.018705 | 1.3044 | 1.3044 | 2.3876 | 0 | 0.0052034 | 0.003872 | 0.023281 | 0.085287 | 0 | 0 | 0 | 0 | 0 | 0.011212 | 0.015969 | 0.29873 | 0 | 1.9567 | 2.1271 | 0 | 0.2887 | 0.83819 | 0 | 0 | 0 | 2.178 | 0 | 0.048579 | 0 | 0.0022964 | 0 | -0.085581 | 0 | 0 | 0 | 0 | 0 | 0 | 0 | 0 | 2.8747 | 0.043723 | 0.00013688 | -1.0625 | 0 | 0 | 0 | 0 | 0 | 0 | 0 | 0 | 0 | -2.2 | 0 | 0 | 0 | 0 | 0 | 0 | 0 | -22.9879 | 1.8827 | 0 | 0.80768 | 0 | 0.40043 | 8.0594 | 1.2663 | 3.1569 | 0.15353 | 0.055921 | -0.63577 | 0.63797 | 0.20824 | 3.7009 | 5.1625 | 21.8968 | -26.9717 | 0 | 0.48567 | 0 | 1.7286 | 0.21399
2025_06_07 Hr 16 | 0.45422 | 0.00024365 | 0 | 0 | 0 | 0 | 0 | 0 | 0 | 0 | 0 | 0.024893 | 1.11 | 0.022348 | 1.3737 | 1.3737 | 2.7814 | 0 | 0.0052034 | 0.003872 | 0.023281 | 0.085287 | 0 | 0 | 0 | 0 | 0 | 0.011212 | 0.015969 | 0.30376 | 0 | 2.1397 | 2.1271 | 0 | 0.32182 | 0.83819 | 0 | 0 | 0 | 1.3855 | 0 | 0.048579 | 0 | 0.0023729 | 0 | -0.088501 | 0 | 0 | 0 | 0 | 0 | 0 | 0 | 0 | 3.2159 | 0.043723 | 0.00013688 | -1.0625 | 0 | 0 | 0 | 0 | 0 | 0 | 0 | 0 | 0 | -2.2 | 0 | 0 | 0 | 0 | 0 | 0 | 0 | -25.3169 | 1.8827 | 0 | 0.80768 | 0 | 0.36996 | 8.7801 | 1.2663 | 3.1569 | 0.15353 | 0.055921 | -0.45422 | 0.63797 | 0.20824 | 3.7009 | 3.2563 | 22.2129 | -29.1222 | 0 | 0.48567 | 0 | 1.7286 | 0.21421
2025_06_07 Hr 17 | 0.27193 | 0.0001395 | 0 | 0 | 0 | 0 | 0 | 0 | 0 | 0 | 0 | 0.024893 | 1.41 | 0.025444 | 1.372 | 1.372 | 2.7635 | 0 | 0.0052034 | 0.003872 | 0.023281 | 0.085287 | 0 | 0 | 0 | 0 | 0 | 0.011212 | 0.015969 | 0.29873 | 0 | 2.1397 | 2.1271 | 0 | 0.32182 | 0.83819 | 0 | 0 | 0 | 1.2287 | 0 | 0.048579 | 0 | 0.0021268 | 0 | -0.079104 | 0 | 0 | 0 | 0 | 0 | 0 | 0 | 0 | 3.4264 | 0.043723 | 0.00013688 | -1.0625 | 0 | 0 | 0 | 0 | 0 | 0 | 0 | 0 | 0 | -2.2 | 0 | 0 | 0 | 0 | 0 | 0 | 0 | -21.3111 | 1.8827 | 0 | 0.80768 | 0 | 0.30902 | 8.7537 | 1.2663 | 3.1569 | 0.15353 | 0.055921 | -0.27193 | 0.63797 | 0.20824 | 3.7009 | 7.5422 | 22.4845 | -24.9246 | 0 | 0.48567 | 0 | 1.7286 | 0.21547
2025_06_07 Hr 18 | 0.34081 | 0.00010105 | 0 | 0 | 0 | 0 | 0 | 0 | 0 | 0 | 0 | 0.024893 | 0.87 | 0.020038 | 1.3963 | 1.3963 | 2.7814 | 0 | 0.0052034 | 0.003872 | 0.023281 | 0.085287 | 0 | 0 | 0 | 0 | 0 | 0.011212 | 0.015969 | 0.31381 | 0 | 2.1397 | 2.1271 | 0 | 0.32182 | 0.83819 | 0 | 0 | 0 | 1.4561 | 0 | 0.048579 | 0 | 0.0027145 | 0 | -0.10154 | 0 | 0 | 0 | 0 | 0 | 0 | 0 | 0 | 3.4264 | 0.043723 | 0.00013688 | -1.0625 | 0 | 0 | 0 | 0 | 0 | 0 | 0 | 0 | 0 | -2.2 | 0 | 0 | 0 | 0 | 0 | 0 | 0 | -25.2164 | 1.8827 | 0 | 0.84661 | 0 | 0.36996 | 8.8741 | 1.2663 | 3.1569 | 0.15353 | 0.055921 | -0.34081 | 0.63797 | 0.20824 | 3.7009 | 3.4766 | 22.0676 | -28.9213 | 0 | 0.48567 | 0 | 1.7286 | 0.21422
2025_06_07 Hr 19 | 0.045262 | 7.5232e-05 | 0 | 0 | 0 | 0 | 0 | 0 | 0 | 0 | 0 | 0.024893 | 0.9 | 0.021829 | 1.3997 | 1.3997 | 2.7904 | 0 | 0.0052034 | 0.003872 | 0.023281 | 0.085287 | 0 | 0 | 0 | 0 | 0 | 0.011212 | 0.015969 | 0.35902 | 0 | 2.1397 | 2.1271 | 0 | 0.32182 | 0.83819 | 0 | 0 | 0 | 1.2664 | 0 | 0.048579 | 0 | 0.0028586 | 0 | -0.10705 | 0 | 0 | 0 | 0 | 0 | 0 | 0 | 0 | 3.078 | 0.043723 | 0.00013688 | -1.0625 | 0 | 0 | 0 | 0 | 0 | 0 | 0 | 0 | 0 | -2.2 | 0 | 0 | 0 | 0 | 0 | 0 | 0 | -25.4977 | 1.8827 | 0 | 0.87189 | 0 | 0.29161 | 8.9605 | 1.2663 | 3.1569 | 0.15353 | 0.055921 | -0.045262 | 0.63797 | 0.20824 | 3.7009 | 2.6911 | 21.3767 | -28.9125 | 0 | 0.48567 | 0 | 1.7286 | 0.21383
2025_06_07 Hr 20 | 0 | 3.8327e-05 | 0 | 0 | 0 | 0 | 0 | 0 | 0 | 0 | 0 | 0.024893 | 1.47 | 0.036517 | 1.3997 | 1.3997 | 2.7904 | 0 | 0.0052034 | 0.003872 | 0.023281 | 0.085287 | 0 | 0 | 0 | 0 | 0 | 0.011212 | 0.015969 | 0.34562 | 0 | 2.1397 | 2.1271 | 0 | 0.32182 | 0.83819 | 0 | 0 | 0 | 1.1253 | 0 | 0.048579 | 0 | 0.0029278 | 0 | -0.10969 | 0 | 0 | 0 | 0 | 0 | 0 | 0 | 0 | 2.2577 | 0.043723 | 0.00013688 | -1.0625 | 0 | 0 | 0 | 0 | 0 | 0 | 0 | 0 | 0 | -2.2 | 0 | 0 | 0 | 0 | 0 | 0 | 0 | -24.8578 | 1.8827 | 0 | 0.87188 | 0 | 0.33079 | 8.9471 | 1.2663 | 3.1569 | 0.15353 | 0.055921 | 0 | 0.63797 | 0.20824 | 3.7009 | 2.9757 | 21.1334 | -28.23 | 0 | 0.48567 | 0 | 1.7286 | 0.21227
2025_06_07 Hr 21 | 0.044971 | 1.1923e-05 | 0 | 0 | 0 | 0 | 0 | 0 | 0 | 0 | 0 | 0.024893 | 1.74 | 0.04303 | 1.3945 | 1.3945 | 2.7635 | 0 | 0.0052034 | 0.003872 | 0.023281 | 0.085287 | 0 | 0 | 0 | 0 | 0 | 0.011212 | 0.015969 | 0.33215 | 0 | 2.1327 | 2.1271 | 0 | 0.32053 | 0.83819 | 0 | 0 | 0 | 1.2055 | 0 | 0.048579 | 0 | 0.0029146 | 0 | -0.10918 | 0 | 0 | 0 | 0 | 0 | 0 | 0 | 0 | 1.9891 | 0.043723 | 0.00013688 | -1.0625 | 0 | 0 | 0 | 0 | 0 | 0 | 0 | 0 | 0 | -2.2 | 0 | 0 | 0 | 0 | 0 | 0 | 0 | -25.0777 | 1.8827 | 0 | 0.84661 | 0 | 0.43089 | 8.864 | 1.2663 | 3.1569 | 0.15353 | 0.055921 | -0.044971 | 0.63797 | 0.20824 | 3.7009 | 2.8586 | 21.2835 | -28.4943 | 0 | 0.48567 | 0 | 1.7286 | 0.2107
2025_06_07 Hr 22 | 0 | 3.9496e-07 | 0 | 0 | 0 | 0 | 0 | 0 | 0 | 0 | 0 | 0.024893 | 1.77 | 0.043499 | 1.3997 | 1.3997 | 2.7904 | 0 | 0.0052034 | 0.003872 | 0.023281 | 0.085287 | 0 | 0 | 0 | 0 | 0 | 0.011212 | 0.015969 | 0.44811 | 0 | 2.1397 | 2.1271 | 0 | 0.32182 | 0.83819 | 0 | 0 | 0 | 0.88389 | 0 | 0.048579 | 0 | 0.0028964 | 0 | -0.10849 | 0 | 0 | 0 | 0 | 0 | 0 | 0 | 0 | 2.3956 | 0.043723 | 0.00013688 | -1.0625 | 0 | 0 | 0 | 0 | 0 | 0 | 0 | 0 | 0 | -2.2 | 0 | 0 | 0 | 0 | 0 | 0 | 0 | -26.2557 | 1.8827 | 0 | 0.85824 | 0 | 0.60064 | 9.0359 | 1.2663 | 3.1569 | 0.15353 | 0.055921 | 0 | 0.63797 | 0.20824 | 3.7009 | 2.141 | 21.8479 | -29.6267 | 0 | 0.48567 | 0 | 1.7286 | 0.21206
2025_06_07 Hr 23 | 0 | 0 | 0 | 0 | 0 | 0 | 0 | 0 | 0 | 0 | 0 | 0.024893 | 1.29 | 0.041289 | 1.3997 | 1.3997 | 2.8933 | 0 | 0.0052034 | 0.003872 | 0.023281 | 0.085287 | 0 | -0.94892 | 0 | 0 | 0 | 0.011212 | 0.015969 | 0.68914 | 0 | 2.1845 | 2.1271 | 0 | 0.33018 | 0.83819 | 0 | 0 | 0 | 0.49533 | -0.38691 | 0.048579 | 0 | 0.0037722 | 0 | -0.14193 | 0 | 0 | 0 | 0 | 0 | 0 | 0 | 0 | 2.8747 | 0.043723 | 0.00013688 | 0 | 0 | 0 | 0 | 0 | 0 | 0 | 0 | 0 | 0 | 0 | 0 | 0 | 0 | 0 | 0 | 0 | 0 | -30.2669 | 1.8827 | 0 | 0.99929 | 0 | 0.59193 | 9.5657 | 1.2663 | 3.1569 | 0.15353 | 0.055921 | 0 | 0.63797 | 0.20824 | 3.7009 | 0.15724 | 21.8409 | -31.3577 | 0 | 0.48567 | 0 | 1.7286 | 0.20854
2025_06_07 Hr 24 | 0 | 0 | 0 | 0 | 0 | 0 | 0 | 0 | 0 | 0 | 0 | 0.024893 | 2.73 | 0.081656 | 1.3997 | 1.3997 | 2.8933 | 0 | 0.0052034 | 0.003872 | 0.023281 | 0.085287 | 0 | -1.0051 | 0 | 0 | 0 | 0.011212 | 0.015969 | 0.7962 | 0 | 2.1845 | 2.1271 | 0 | 0.33018 | 0.83819 | 0 | 0 | 0 | 0.075597 | -0.52407 | 0.048579 | 0 | 0.0035252 | 0 | -0.1325 | 0 | 0 | 0 | 0 | 0 | 0 | 0 | 0 | 2.9473 | 0.043723 | 0.00013688 | 0 | 0 | 0 | 0 | 0 | 0 | 0 | 0 | 0 | 0 | 0 | 0 | 0 | 0 | 0 | 0 | 0 | 0 | -26.4569 | 1.8827 | 0 | 1.0423 | 0 | 0.63111 | 9.7157 | 1.2663 | 3.1569 | 0.15353 | 0.055921 | 0 | 0.63797 | 0.20824 | 3.7009 | 5.1016 | 23.4289 | -27.5945 | 0 | 0.48567 | 0 | 1.7286 | 0.20438
2025_06_08 Hr 01 | 0 | 0 | 0 | 0 | 0 | 0 | 0 | 0 | 0 | 0 | 0 | 0.024893 | 2.7 | 0.095446 | 1.3893 | 1.3893 | 2.8374 | 0 | 0.0052034 | 0.003872 | 0.023281 | 0.085287 | 0 | -0.85937 | 0 | 0 | 0 | 0.011212 | 0.015969 | 0.78951 | 0 | 2.1702 | 2.1271 | 0 | 0.32754 | 0.83819 | 0 | 0 | 0 | 0.21527 | -0.49252 | 0.048579 | 0 | 0.0041663 | 0 | -0.15698 | 0 | 0 | 0 | 0 | 0 | 0 | 0 | 0 | 2.4682 | 0.043723 | 0.00013688 | 0 | 0 | 0 | 0 | 0 | 0 | 0 | 0 | 0 | 0 | 0 | 0 | 0 | 0 | 0 | 0 | 0 | 0 | -25.8224 | 1.8827 | 0 | 1.08 | 0 | 0.22198 | 9.6558 | 1.2663 | 3.1569 | 0.15353 | 0.055921 | 0 | 0.63797 | 0.20824 | 3.7009 | 5.0592 | 22.5195 | -26.8388 | 0 | 0.48567 | 0 | 1.7286 | 0.20206
2025_06_08 Hr 02 | 0 | 0 | 0 | 0 | 0 | 0 | 0 | 0 | 0 | 0 | 0 | 0.024893 | 2.1 | 0.084467 | 1.398 | 1.398 | 2.8933 | 0 | 0.0052034 | 0.003872 | 0.023281 | 0.085287 | 0 | -0.72886 | 0 | 0 | 0 | 0.011212 | 0.015969 | 0.79452 | 0 | 2.1845 | 2.1271 | 0 | 0.33018 | 0.83819 | 0 | 0 | 0 | 0.28583 | -0.15794 | 0.048579 | 0 | 0.0047405 | 0 | -0.1789 | 0 | 0 | 0 | 0 | 0 | 0 | 0 | 0 | 3.2159 | 0.043723 | 0.00013688 | 0 | 0 | 0 | 0 | 0 | 0 | 0 | 0 | 0 | 0 | 0 | 0 | 0 | 0 | 0 | 0 | 0 | 0 | -24.3487 | 1.8827 | 0 | 1.1037 | 0 | 0.039172 | 9.772 | 1.2663 | 3.1569 | 0.15353 | 0.055921 | 0 | 0.63797 | 0.20824 | 3.7009 | 7.1178 | 22.4743 | -25.2564 | 0 | 0.48567 | 0 | 1.7286 | 0.20037
2025_06_08 Hr 03 | 0 | 0 | 0 | 0 | 0 | 0 | 0 | 0 | 0 | 0 | 0 | 0.024893 | 0.93 | 0.027173 | 1.3997 | 1.3997 | 2.8933 | 0 | 0.0052034 | 0.003872 | 0.023281 | 0.085287 | 0 | -1.0236 | 0 | 0 | 0 | 0.011212 | 0.015969 | 0.79954 | 0 | 2.1845 | 2.1271 | 0 | 0.33018 | 0.83819 | 0 | 0 | 0 | 0 | -0.21697 | 0.048579 | 0 | 0.0034436 | 0 | -0.12938 | 0 | 0 | 0 | 0 | 0 | 0 | 0 | 0 | 3.1506 | 0.043723 | 0.00013688 | 0 | 0 | 0 | 0 | 0 | 0 | 0 | 0 | 0 | 0 | 0 | 0 | 0 | 0 | 0 | 0 | 0 | 0 | -22.1379 | 1.8827 | 0 | 1.1414 | 0 | 0.17845 | 9.8182 | 1.2663 | 3.1569 | 0.15353 | 0.055921 | 0 | 0.63797 | 0.20824 | 3.7009 | 7.63 | 21.3198 | -23.2909 | 0 | 0.48567 | 0 | 1.7286 | 0.19915
2025_06_08 Hr 04 | 0 | 0 | 0 | 0 | 0 | 0 | 0 | 0 | 0 | 0 | 0 | 0.024893 | 1.26 | 0.035752 | 1.3997 | 1.3997 | 2.8933 | 0 | 0.0052034 | 0.003872 | 0.023281 | 0.085287 | 0 | -1.0462 | 0 | 0 | 0 | 0.011212 | 0.015969 | 0.79954 | 0 | 2.1845 | 2.1271 | 0 | 0.33018 | 0.83819 | 0 | 0 | 0 | 0.026625 | -0.26028 | 0.048579 | 0 | 0.0033441 | 0 | -0.12558 | 0 | 0 | 0 | 0 | 0 | 0 | 0 | 0 | 3.9055 | 0.043723 | 0.00013688 | 0 | 0 | 0 | 0 | 0 | 0 | 0 | 0 | 0 | 0 | 0 | 0 | 0 | 0 | 0 | 0 | 0 | 0 | -22.6012 | 1.8827 | 0 | 1.1274 | 0 | 0.16975 | 9.8041 | 1.2663 | 3.1569 | 0.15353 | 0.055921 | 0 | 0.63797 | 0.20824 | 3.7009 | 8.2023 | 22.4048 | -23.773 | 0 | 0.48567 | 0 | 1.7286 | 0.19931
2025_06_08 Hr 05 | 0 | 0 | 0 | 0 | 0 | 0 | 0 | 0 | 0 | 0 | 0 | 0.024893 | 0.96 | 0.027333 | 1.3997 | 1.3997 | 2.8933 | 0 | 0.0052034 | 0.003872 | 0.023281 | 0.085287 | 0 | -1.0436 | 0 | 0 | 0 | 0.011212 | 0.015969 | 0.79954 | 0 | 2.1845 | 2.1271 | 0 | 0.33018 | 0.83819 | 0 | 0 | 0 | 0.010167 | -0.16323 | 0.048579 | 0 | 0.0033556 | 0 | -0.12602 | 0 | 0 | 0 | 0 | 0 | 0 | 0 | 0 | 3.9055 | 0.043723 | 0.00013688 | 0 | 0 | 0 | 0 | 0 | 0 | 0 | 0 | 0 | 0 | 0 | 0 | 0 | 0 | 0 | 0 | 0 | 0 | -23.7236 | 1.8827 | 0 | 1.0897 | 0 | 0.091402 | 9.7664 | 1.2663 | 3.1569 | 0.15353 | 0.055921 | 0 | 0.63797 | 0.20824 | 3.7009 | 6.7391 | 22.019 | -24.8932 | 0 | 0.48567 | 0 | 1.7286 | 0.20024
2025_06_08 Hr 06 | 0.022813 | 0 | 0 | 0 | 0 | 0 | 0 | 0 | 0 | 0 | 0 | 0.024893 | 1.44 | 0.041227 | 1.3997 | 1.3997 | 2.8933 | 0 | 0.0052034 | 0.003872 | 0.023281 | 0.085287 | 0 | -1.0394 | 0 | 0 | 0 | 0.011212 | 0.015969 | 0.79452 | 0 | 2.1845 | 2.1271 | 0 | 0.33018 | 0.83819 | 0 | 0 | 0 | 0.055005 | -0.070061 | 0.048579 | 0 | 0.0033742 | 0 | -0.12673 | 0 | 0 | 0 | 0 | 0 | 0 | 0 | 0 | 3.695 | 0.043723 | 0.00013688 | 0 | 0 | 0 | 0 | 0 | 0 | 0 | 0 | 0 | 0 | 0 | 0 | 0 | 0 | 0 | 0 | 0 | 0 | -25.0188 | 1.8827 | 0 | 1.0563 | 0 | 0.069639 | 9.7281 | 1.2663 | 3.1569 | 0.15353 | 0.055921 | -0.022813 | 0.63797 | 0.20824 | 3.7009 | 5.8098 | 22.3045 | -26.2077 | 0 | 0.48567 | 0 | 1.7286 | 0.20138
2025_06_08 Hr 07 | 0.31821 | 0 | 0 | 0 | 0 | 0 | 0 | 0 | 0 | 0 | 0 | 0.024893 | 2.19 | 0.051322 | 1.3512 | 1.3512 | 2.6024 | 0 | 0.0052034 | 0.003872 | 0.023281 | 0.085287 | 0 | -1.1785 | 0 | 0 | 0 | 0.011212 | 0.015969 | 0.46567 | 0 | 2.0901 | 2.1271 | 0 | 0.31283 | 0.83819 | 0 | 0 | 0 | 1.565 | 0 | 0.048579 | 0 | 0.0027619 | 0 | -0.10336 | 0 | 0 | 0 | 0 | 0 | 0 | 0 | 0 | 4.1741 | 0.043723 | 0.00013688 | 0 | 0 | 0 | 0 | 0 | 0 | 0 | 0 | 0 | 0 | 0 | 0 | 0 | 0 | 0 | 0 | 0 | 0 | -28.6116 | 1.8827 | 0 | 0.8835 | 0 | 0.15234 | 8.744 | 1.2663 | 3.1569 | 0.15353 | 0.055921 | -0.31821 | 0.63797 | 0.20824 | 3.7009 | 4.0047 | 23.9073 | -30.2117 | 0 | 0.48567 | 0 | 1.7286 | 0.20424
2025_06_08 Hr 08 | 0.49941 | 1.97e-06 | 0 | 0 | 0 | 0 | 0 | 0 | 0 | 0 | 0 | 0.024893 | 2.16 | 0.044129 | 1.3997 | 1.3997 | 2.7904 | 0 | 0.0052034 | 0.003872 | 0.023281 | 0.085287 | 0 | -1.259 | 0 | 0 | 0 | 0.011212 | 0.015969 | 0.3021 | 0 | 2.1397 | 2.1271 | 0 | 0.32182 | 0.83819 | 0 | 0 | 0 | 1.2494 | 0 | 0.048579 | 0 | 0.0024078 | 0 | -0.089835 | 0 | 0 | 0 | 0 | 0 | 0 | 0 | 0 | 3.695 | 0.043723 | 0.00013688 | 0 | 0 | 0 | 0 | 0 | 0 | 0 | 0 | 0 | 0 | 0 | 0 | 0 | 0 | 0 | 0 | 0 | 0 | -29.8075 | 1.8827 | 0 | 0.80768 | 0 | 0.70075 | 8.8394 | 1.2663 | 3.1569 | 0.15353 | 0.055921 | -0.49941 | 0.63797 | 0.20824 | 3.7009 | 2.5662 | 24.1333 | -31.6558 | 0 | 0.48567 | 0 | 1.7286 | 0.20787
2025_06_08 Hr 09 | 0.49948 | 1.1512e-05 | 0 | 0 | 0 | 0 | 0 | 0 | 0 | 0 | 0 | 0.024893 | 2.01 | 0.03428 | 0.78605 | 0.78605 | 1.9897 | 0 | 0.0052034 | 0.003872 | 0.023281 | 0.085287 | 0 | -1.3494 | 0 | 0 | 0 | 0.011212 | 0.015969 | 0.29873 | 0 | 1.9335 | 2.1271 | 0 | 0.2845 | 0.83819 | 0 | 0 | 0 | 2.8366 | 0 | 0.048579 | 0 | 0.00201 | 0 | -0.074646 | 0 | 0 | 0 | 0 | 0 | 0 | 0 | 0 | 3.2159 | 0.043723 | 0.00013688 | 0 | 0 | 0 | 0 | 0 | 0 | 0 | 0 | 0 | 0 | 0 | 0 | 0 | 0 | 0 | 0 | 0 | 0 | -22.3858 | 1.8827 | 0 | 0.80768 | 0 | 1.3449 | 6.6017 | 1.2663 | 3.1569 | 0.15353 | 0.055921 | -0.49948 | 0.63797 | 0.20824 | 3.7009 | 9.2337 | 24.1047 | -24.3093 | 0 | 0.48567 | 0 | 1.7286 | 0.21136
2025_06_08 Hr 10 | 0.52215 | 1.6794e-05 | 0 | 0 | 0 | 0 | 0 | 0 | 0 | 0 | 0 | 0.024893 | 2.04 | 0.038066 | 1.0357 | 1.0357 | 2.4517 | 0 | 0.0052034 | 0.003872 | 0.023281 | 0.085287 | 0 | -1.3064 | 0 | 0 | 0 | 0.011212 | 0.015969 | 0.29873 | 0 | 2.1327 | 2.1271 | 0 | 0.32053 | 0.83819 | 0 | 0 | 0 | 1.5831 | 0 | 0.048579 | 0 | 0.0021992 | 0 | -0.081869 | 0 | 0 | 0 | 0 | 0 | 0 | 0 | 0 | 2.4682 | 0.043723 | 0.00013688 | 0 | 0 | 0 | 0 | 0 | 0 | 0 | 0 | 0 | 0 | 0 | 0 | 0 | 0 | 0 | 0 | 0 | 0 | -24.4806 | 1.8827 | 0 | 0.80768 | 0 | 0.94448 | 7.7622 | 1.2663 | 3.1569 | 0.15353 | 0.055921 | -0.52215 | 0.63797 | 0.20824 | 3.7009 | 6.0038 | 23.0496 | -26.391 | 0 | 0.48567 | 0 | 1.7286 | 0.2119
2025_06_08 Hr 11 | 0.59015 | 3.6932e-05 | 0 | 0 | 0 | 0 | 0 | 0 | 0 | 0 | 0 | 0.024893 | 2.01 | 0.03786 | 1.2853 | 1.2854 | 2.7814 | 0 | 0.0052034 | 0.003872 | 0.023281 | 0.085287 | 0 | -1.3017 | 0 | 0 | 0 | 0.011212 | 0.015969 | 0.29873 | 0 | 2.1397 | 2.1271 | 0 | 0.32182 | 0.83819 | 0 | 0 | 0 | 1.4016 | 0 | 0.048579 | 0 | 0.0022199 | 0 | -0.082662 | 0 | 0 | 0 | 0 | 0 | 0 | 0 | 0 | 1.7785 | 0.043723 | 0.00013688 | 0 | 0 | 0 | 0 | 0 | 0 | 0 | 0 | 0 | 0 | 0 | 0 | 0 | 0 | 0 | 0 | 0 | 0 | -26.8444 | 1.8827 | 0 | 0.80768 | 0 | 0.75298 | 8.5983 | 1.2663 | 3.1569 | 0.15353 | 0.055921 | -0.59015 | 0.63797 | 0.20824 | 3.7009 | 3.3916 | 22.2106 | -28.819 | 0 | 0.48567 | 0 | 1.7286 | 0.21498
2025_06_08 Hr 12 | 0.56726 | 5.3974e-05 | 0 | 0 | 0 | 0 | 0 | 0 | 0 | 0 | 0 | 0.024893 | 2.01 | 0.037712 | 1.3963 | 1.3963 | 2.7904 | 0 | 0.0052034 | 0.003872 | 0.023281 | 0.085287 | 0 | -1.3037 | 0 | 0 | 0 | 0.011212 | 0.015969 | 0.29873 | 0 | 2.1397 | 2.1271 | 0 | 0.32182 | 0.83819 | 0 | 0 | 0 | 1.2581 | 0 | 0.048579 | 0 | 0.0022112 | 0 | -0.082329 | 0 | 0 | 0 | 0 | 0 | 0 | 0 | 0 | 1.7132 | 0.043723 | 0.00013688 | 0 | 0 | 0 | 0 | 0 | 0 | 0 | 0 | 0 | 0 | 0 | 0 | 0 | 0 | 0 | 0 | 0 | 0 | -26.1692 | 1.8827 | 0 | 0.80768 | 0 | 0.75298 | 8.829 | 1.2663 | 3.1569 | 0.15353 | 0.055921 | -0.56726 | 0.63797 | 0.20824 | 3.7009 | 4.0888 | 22.1242 | -28.1225 | 0 | 0.48567 | 0 | 1.7286 | 0.21686
2025_06_08 Hr 13 | 0.61289 | 5.9441e-05 | 0 | 0 | 0 | 0 | 0 | 0 | 0 | 0 | 0 | 0.024893 | 2.04 | 0.037168 | 1.3512 | 1.3512 | 2.7009 | 0 | 0.0052034 | 0.003872 | 0.023281 | 0.085287 | 0 | -1.3182 | 0 | 0 | 0 | 0.011212 | 0.015969 | 0.29873 | 0 | 2.1397 | 2.1271 | 0 | 0.32182 | 0.83819 | 0 | 0 | 0 | 1.5413 | 0 | 0.048579 | 0 | 0.0021473 | 0 | -0.079888 | 0 | 0 | 0 | 0 | 0 | 0 | 0 | 0 | 1.7785 | 0.043723 | 0.00013688 | 0 | 0 | 0 | 0 | 0 | 0 | 0 | 0 | 0 | 0 | 0 | 0 | 0 | 0 | 0 | 0 | 0 | 0 | -25.218 | 1.8827 | 0 | 0.80768 | 0 | 0.72251 | 8.6494 | 1.2663 | 3.1569 | 0.15353 | 0.055921 | -0.61289 | 0.63797 | 0.20824 | 3.7009 | 5.1956 | 22.234 | -27.229 | 0 | 0.48567 | 0 | 1.7286 | 0.21673
2025_06_08 Hr 14 | 0.68082 | 0.00012834 | 0 | 0 | 0 | 0 | 0 | 0 | 0 | 0 | 0 | 0.024893 | 2.01 | 0.042127 | 1.3997 | 1.3997 | 2.7904 | 0 | 0.0052034 | 0.003872 | 0.023281 | 0.085287 | 0 | -1.2449 | 0 | 0 | 0 | 0.011212 | 0.015969 | 0.29873 | 0 | 2.1397 | 2.1271 | 0 | 0.32182 | 0.83819 | 0 | 0 | 0 | 1.3437 | 0 | 0.048579 | 0 | 0.0024701 | 0 | -0.092215 | 0 | 0 | 0 | 0 | 0 | 0 | 0 | 0 | 1.7785 | 0.043723 | 0.00013688 | 0 | 0 | 0 | 0 | 0 | 0 | 0 | 0 | 0 | 0 | 0 | 0 | 0 | 0 | 0 | 0 | 0 | 0 | -27.9498 | 1.8827 | 0 | 0.80768 | 0 | 0.78344 | 8.836 | 1.2663 | 3.1569 | 0.15353 | 0.055921 | -0.68082 | 0.63797 | 0.20824 | 3.7009 | 2.5478 | 22.3359 | -29.9676 | 0 | 0.48567 | 0 | 1.7286 | 0.21471
2025_06_08 Hr 15 | 0.74635 | 0.00013766 | 0 | 0 | 0 | 0 | 0 | 0 | 0 | 0 | 0 | 0.024893 | 2.04 | 0.051094 | 1.3893 | 1.3893 | 2.7635 | 0 | 0.0052034 | 0.003872 | 0.023281 | 0.085287 | 0 | -1.1354 | 0 | 0 | 0 | 0.011212 | 0.015969 | 0.35903 | 0 | 2.1397 | 2.1271 | 0 | 0.32182 | 0.83819 | 0 | 0 | 0 | 1.7742 | 0 | 0.048579 | 0 | 0.0029519 | 0 | -0.11061 | 0 | 0 | 0 | 0 | 0 | 0 | 0 | 0 | 1.9165 | 0.043723 | 0.00013688 | 0 | 0 | 0 | 0 | 0 | 0 | 0 | 0 | 0 | 0 | 0 | 0 | 0 | 0 | 0 | 0 | 0 | 0 | -29.3506 | 1.8827 | 0 | 0.92041 | 0 | 0.63981 | 8.9614 | 1.2663 | 3.1569 | 0.15353 | 0.055921 | -0.74635 | 0.63797 | 0.20824 | 3.7009 | 1.8275 | 22.4349 | -31.3429 | 0 | 0.48567 | 0 | 1.7286 | 0.21494
2025_06_08 Hr 16 | 0.78071 | 0.00012146 | 0 | 0 | 0 | 0 | 0 | 0 | 0 | 0 | 0 | 0.024893 | 1.8 | 0.035427 | 1.3633 | 1.3633 | 2.7814 | 0 | 0.0052034 | 0.003872 | 0.023281 | 0.085287 | 0 | -1.2791 | 0 | 0 | 0 | 0.011212 | 0.015969 | 0.30041 | 0 | 2.1397 | 2.1271 | 0 | 0.32182 | 0.83819 | 0 | 0 | 0 | 1.4101 | 0 | 0.048579 | 0 | 0.0023196 | 0 | -0.086468 | 0 | 0 | 0 | 0 | 0 | 0 | 0 | 0 | 1.8511 | 0.043723 | 0.00013688 | 0 | 0 | 0 | 0 | 0 | 0 | 0 | 0 | 0 | 0 | 0 | 0 | 0 | 0 | 0 | 0 | 0 | 0 | -23.887 | 1.8827 | 0 | 0.80768 | 0 | 0.86179 | 8.7559 | 1.2663 | 3.1569 | 0.15353 | 0.055921 | -0.78071 | 0.63797 | 0.20824 | 3.7009 | 6.5047 | 22.3718 | -26.0332 | 0 | 0.48567 | 0 | 1.7286 | 0.21657
2025_06_08 Hr 17 | 0.76727 | 0.0001078 | 0 | 0 | 0 | 0 | 0 | 0 | 0 | 0 | 0 | 0.024893 | 1.5 | 0.030213 | 1.3997 | 1.3997 | 2.7904 | 0 | 0.0052034 | 0.003872 | 0.023281 | 0.085287 | 0 | -1.2667 | 0 | 0 | 0 | 0.011212 | 0.015969 | 0.29873 | 0 | 2.1397 | 2.1271 | 0 | 0.32182 | 0.83819 | 0 | 0 | 0 | 1.4349 | 0 | 0.048579 | 0 | 0.0023739 | 0 | -0.08854 | 0 | 0 | 0 | 0 | 0 | 0 | 0 | 0 | 2.3303 | 0.043723 | 0.00013688 | 0 | 0 | 0 | 0 | 0 | 0 | 0 | 0 | 0 | 0 | 0 | 0 | 0 | 0 | 0 | 0 | 0 | 0 | -22.8592 | 1.8827 | 0 | 0.80768 | 0 | 0.80085 | 8.836 | 1.2663 | 3.1569 | 0.15353 | 0.055921 | -0.76727 | 0.63797 | 0.20824 | 3.7009 | 7.7619 | 22.4728 | -24.9817 | 0 | 0.48567 | 0 | 1.7286 | 0.21797
2025_06_08 Hr 18 | 0.80295 | 6.7816e-05 | 0 | 0 | 0 | 0 | 0 | 0 | 0 | 0 | 0 | 0.024893 | 1.59 | 0.034406 | 1.3963 | 1.3963 | 2.7725 | 0 | 0.0052034 | 0.003872 | 0.023281 | 0.085287 | 0 | -1.2266 | 0 | 0 | 0 | 0.011212 | 0.015969 | 0.30878 | 0 | 2.1327 | 2.1271 | 0 | 0.32053 | 0.83819 | 0 | 0 | 0 | 1.3279 | 0 | 0.048579 | 0 | 0.0025503 | 0 | -0.095276 | 0 | 0 | 0 | 0 | 0 | 0 | 0 | 0 | 1.7785 | 0.043723 | 0.00013688 | 0 | 0 | 0 | 0 | 0 | 0 | 0 | 0 | 0 | 0 | 0 | 0 | 0 | 0 | 0 | 0 | 0 | 0 | -22.8024 | 1.8827 | 0 | 0.84459 | 0 | 0.86179 | 8.851 | 1.2663 | 3.1569 | 0.15353 | 0.055921 | -0.80295 | 0.63797 | 0.20824 | 3.7009 | 7.3647 | 22.1131 | -24.9273 | 0 | 0.48567 | 0 | 1.7286 | 0.22056
2025_06_08 Hr 19 | 0.69767 | 9.066e-05 | 0 | 0 | 0 | 0 | 0 | 0 | 0 | 0 | 0 | 0.024893 | 1.5 | 0.031811 | 1.398 | 1.398 | 2.7814 | 0 | 0.0052034 | 0.003872 | 0.023281 | 0.085287 | 0 | -1.2382 | 0 | 0 | 0 | 0.011212 | 0.015969 | 0.30041 | 0 | 2.1397 | 2.1271 | 0 | 0.32182 | 0.83819 | 0 | 0 | 0 | 1.5047 | 0 | 0.048579 | 0 | 0.0024994 | 0 | -0.093332 | 0 | 0 | 0 | 0 | 0 | 0 | 0 | 0 | 1.9165 | 0.043723 | 0.00013688 | 0 | 0 | 0 | 0 | 0 | 0 | 0 | 0 | 0 | 0 | 0 | 0 | 0 | 0 | 0 | 0 | 0 | 0 | -23.3191 | 1.8827 | 0 | 0.80768 | 0 | 0.65287 | 8.8253 | 1.2663 | 3.1569 | 0.15353 | 0.055921 | -0.69767 | 0.63797 | 0.20824 | 3.7009 | 6.8276 | 21.846 | -25.3483 | 0 | 0.48567 | 0 | 1.7286 | 0.22098
2025_06_08 Hr 20 | 0.11341 | 5.7834e-05 | 0 | 0 | 0 | 0 | 0 | 0 | 0 | 0 | 0 | 0.024893 | 1.47 | 0.032856 | 1.3512 | 1.3512 | 2.7635 | 0 | 0.0052034 | 0.003872 | 0.023281 | 0.085287 | 0 | -1.2076 | 0 | 0 | 0 | 0.011212 | 0.015969 | 0.32386 | 0 | 2.1397 | 2.1271 | 0 | 0.32182 | 0.83819 | 0 | 0 | 0 | 2.068 | 0 | 0.048579 | 0 | 0.0026343 | 0 | -0.098481 | 0 | 0 | 0 | 0 | 0 | 0 | 0 | 0 | 1.8511 | 0.043723 | 0.00013688 | 0 | 0 | 0 | 0 | 0 | 0 | 0 | 0 | 0 | 0 | 0 | 0 | 0 | 0 | 0 | 0 | 0 | 0 | -24.7083 | 1.8827 | 0 | 0.87188 | 0 | 0.67028 | 8.8014 | 1.2663 | 3.1569 | 0.15353 | 0.055921 | -0.11341 | 0.63797 | 0.20824 | 3.7009 | 5.9259 | 21.1843 | -26.1278 | 0 | 0.48567 | 0 | 1.7286 | 0.22048
2025_06_08 Hr 21 | 0.022667 | 9.482e-06 | 0 | 0 | 0 | 0 | 0 | 0 | 0 | 0 | 0 | 0.024893 | 1.53 | 0.032239 | 1.3824 | 1.3824 | 2.7367 | 0 | 0.0052034 | 0.003872 | 0.023281 | 0.085287 | 0 | -1.2418 | 0 | 0 | 0 | 0.011212 | 0.015969 | 0.30377 | 0 | 2.1185 | 2.1271 | 0 | 0.31797 | 0.83819 | 0 | 0 | 0 | 1.5015 | 0 | 0.048579 | 0 | 0.0024834 | 0 | -0.09272 | 0 | 0 | 0 | 0 | 0 | 0 | 0 | 0 | 1.8511 | 0.043723 | 0.00013688 | 0 | 0 | 0 | 0 | 0 | 0 | 0 | 0 | 0 | 0 | 0 | 0 | 0 | 0 | 0 | 0 | 0 | 0 | -25.1682 | 1.8827 | 0 | 0.80768 | 0 | 1.2753 | 8.7314 | 1.2663 | 3.1569 | 0.15353 | 0.055921 | -0.022667 | 0.63797 | 0.20824 | 3.7009 | 5.4618 | 21.7544 | -26.5254 | 0 | 0.48567 | 0 | 1.7286 | 0.22085
2025_06_08 Hr 22 | 0 | 6.2799e-07 | 0 | 0 | 0 | 0 | 0 | 0 | 0 | 0 | 0 | 0.024893 | 2.13 | 0.041615 | 1.3893 | 1.3893 | 2.7904 | 0 | 0.0052034 | 0.003872 | 0.023281 | 0.085287 | 0 | -1.2829 | 0 | 0 | 0 | 0.011212 | 0.015969 | 0.29873 | 0 | 2.1397 | 2.1271 | 0 | 0.32182 | 0.83819 | 0 | 0 | 0 | 1.394 | 0 | 0.048579 | 0 | 0.0023026 | 0 | -0.085819 | 0 | 0 | 0 | 0 | 0 | 0 | 0 | 0 | 2.2577 | 0.043723 | 0.00013688 | 0 | 0 | 0 | 0 | 0 | 0 | 0 | 0 | 0 | 0 | 0 | 0 | 0 | 0 | 0 | 0 | 0 | 0 | -26.5683 | 1.8827 | 0 | 0.80768 | 0 | 1.1447 | 8.8152 | 1.2663 | 3.1569 | 0.15353 | 0.055921 | 0 | 0.63797 | 0.20824 | 3.7009 | 4.8911 | 22.619 | -27.937 | 0 | 0.48567 | 0 | 1.7286 | 0.21891
2025_06_08 Hr 23 | 0 | 0 | 0 | 0 | 0 | 0 | 0 | 0 | 0 | 0 | 0 | 0.024893 | 2.4 | 0.067162 | 1.398 | 1.398 | 2.8933 | 0 | 0.0052034 | 0.003872 | 0.023281 | 0.085287 | 0 | -1.0567 | 0 | 0 | 0 | 0.011212 | 0.015969 | 0.42934 | 0 | 2.1845 | 2.1271 | 0 | 0.33018 | 0.83819 | 0 | 0 | 0 | 1.0813 | -0.065041 | 0.048579 | 0 | 0.0032981 | 0 | -0.12383 | 0 | 0 | 0 | 0 | 0 | 0 | 0 | 0 | 2.4682 | 0.043723 | 0.00013688 | 0 | 0 | 0 | 0 | 0 | 0 | 0 | 0 | 0 | 0 | 0 | 0 | 0 | 0 | 0 | 0 | 0 | 0 | -25.4951 | 1.8827 | 0 | 0.96594 | 0 | 1.1447 | 9.269 | 1.2663 | 3.1569 | 0.15353 | 0.055921 | 0 | 0.63797 | 0.20824 | 3.7009 | 6.7361 | 23.1264 | -26.6756 | 0 | 0.48567 | 0 | 1.7286 | 0.21194
2025_06_08 Hr 24 | 0 | 0 | 0 | 0 | 0 | 0 | 0 | 0 | 0 | 0 | 0 | 0.024893 | 2.4 | 0.065451 | 1.3997 | 1.3997 | 2.8933 | 0 | 0.0052034 | 0.003872 | 0.023281 | 0.085287 | 0 | -1.0758 | 0 | 0 | 0 | 0.011212 | 0.015969 | 0.67034 | 0 | 2.1845 | 2.1271 | 0 | 0.33018 | 0.83819 | 0 | 0 | 0 | 0.44309 | -0.9555 | 0.048579 | 0 | 0.0032141 | 0 | -0.12062 | 0 | 0 | 0 | 0 | 0 | 0 | 0 | 0 | 2.4682 | 0.043723 | 0.00013688 | 0 | 0 | 0 | 0 | 0 | 0 | 0 | 0 | 0 | 0 | 0 | 0 | 0 | 0 | 0 | 0 | 0 | 0 | -20.233 | 1.8827 | 0 | 0.91857 | 0 | 1.3754 | 9.4661 | 1.2663 | 3.1569 | 0.15353 | 0.055921 | 0 | 0.63797 | 0.20824 | 3.7009 | 10.8713 | 23.347 | -21.4294 | 0 | 0.48567 | 0 | 1.7286 | 0.20356
2025_06_09 Hr 01 | 0 | 0 | 0 | 0 | 0 | 0 | 0 | 0 | 0 | 0 | 0 | 0.024893 | 2.4 | 0.054662 | 1.3997 | 1.3997 | 2.8933 | 0 | 0.0052034 | 0.003872 | 0.023281 | 0.085287 | 0 | -1.1962 | 0 | 0 | 0 | 0.011212 | 0.015969 | 0.38052 | 0 | 2.1845 | 2.1271 | 0 | 0.33018 | 0.83819 | 0 | 0 | 0 | 0.61918 | 0 | 0.048579 | 0 | 0.0026843 | 0 | -0.10039 | 0 | 0 | 0 | 0 | 0 | 0 | 0 | 0 | 2.2577 | 0.043723 | 0.00013688 | 0 | 0 | 0 | 0 | 0 | 0 | 0 | 0 | 0 | 0 | 0 | 0 | 0 | 0 | 0 | 0 | 0 | 0 | -24.7203 | 1.8827 | 0 | 0.85718 | 0 | 0.87484 | 9.1149 | 1.2663 | 3.1569 | 0.15353 | 0.055921 | 0 | 0.63797 | 0.20824 | 3.7009 | 6.3383 | 22.6211 | -26.0169 | 0 | 0.48567 | 0 | 1.7286 | 0.19948
2025_06_09 Hr 02 | 0 | 0 | 0 | 0 | 0 | 0 | 0 | 0 | 0 | 0 | 0 | 0.024893 | 2.34 | 0.053062 | 1.3997 | 1.3997 | 2.8933 | 0 | 0.0052034 | 0.003872 | 0.023281 | 0.085287 | 0 | -1.1989 | 0 | 0 | 0 | 0.011212 | 0.015969 | 0.30041 | 0 | 2.1845 | 2.1271 | 0 | 0.33018 | 0.83819 | 0 | 0 | 0 | 0.79957 | 0 | 0.048579 | 0 | 0.0026725 | 0 | -0.099943 | 0 | 0 | 0 | 0 | 0 | 0 | 0 | 0 | 1.9891 | 0.043723 | 0.00013688 | 0 | 0 | 0 | 0 | 0 | 0 | 0 | 0 | 0 | 0 | 0 | 0 | 0 | 0 | 0 | 0 | 0 | 0 | -25.0833 | 1.8827 | 0 | 0.85718 | 0 | 0.82261 | 9.0348 | 1.2663 | 3.1569 | 0.15353 | 0.055921 | 0 | 0.63797 | 0.20824 | 3.7009 | 5.6883 | 22.236 | -26.3821 | 0 | 0.48567 | 0 | 1.7286 | 0.19681
2025_06_09 Hr 03 | 0 | 0 | 0 | 0 | 0 | 0 | 0 | 0 | 0 | 0 | 0 | 0.024893 | 2.25 | 0.051172 | 1.3997 | 1.3997 | 2.8933 | 0 | 0.0052034 | 0.003872 | 0.023281 | 0.085287 | 0 | -1.1971 | 0 | 0 | 0 | 0.011212 | 0.015969 | 0.29873 | 0 | 2.1845 | 2.1271 | 0 | 0.33018 | 0.83819 | 0 | 0 | 0 | 0.39433 | 0 | 0.048579 | 0 | 0.0026804 | 0 | -0.10024 | 0 | 0 | 0 | 0 | 0 | 0 | 0 | 0 | 2.1923 | 0.043723 | 0.00013688 | 0 | 0 | 0 | 0 | 0 | 0 | 0 | 0 | 0 | 0 | 0 | 0 | 0 | 0 | 0 | 0 | 0 | 0 | -25.2482 | 1.8827 | 0 | 0.85718 | 0 | 0.87484 | 9.0331 | 1.2663 | 3.1569 | 0.15353 | 0.055921 | 0 | 0.63797 | 0.20824 | 3.7009 | 5.2806 | 22.3987 | -26.5455 | 0 | 0.48567 | 0 | 1.7286 | 0.19591
2025_06_09 Hr 04 | 0 | 0 | 0 | 0 | 0 | 0 | 0 | 0 | 0 | 0 | 0 | 0.024893 | 2.16 | 0.044325 | 1.3997 | 1.3997 | 2.8933 | 0 | 0.0052034 | 0.003872 | 0.023281 | 0.085287 | 0 | -1.2566 | 0 | 0 | 0 | 0.011212 | 0.015969 | 0.29873 | 0 | 2.1845 | 2.1271 | 0 | 0.33018 | 0.83819 | 0 | 0 | 0 | 0.18943 | 0 | 0.048579 | 0 | 0.0024185 | 0 | -0.090244 | 0 | 0 | 0 | 0 | 0 | 0 | 0 | 0 | 2.1197 | 0.043723 | 0.00013688 | 0 | 0 | 0 | 0 | 0 | 0 | 0 | 0 | 0 | 0 | 0 | 0 | 0 | 0 | 0 | 0 | 0 | 0 | -22.2957 | 1.8827 | 0 | 0.85718 | 0 | 0.46136 | 9.0331 | 1.2663 | 3.1569 | 0.15353 | 0.055921 | 0 | 0.63797 | 0.20824 | 3.7009 | 7.397 | 21.8169 | -23.6425 | 0 | 0.48567 | 0 | 1.7286 | 0.1971
2025_06_09 Hr 05 | 0 | 0 | 0 | 0 | 0 | 0 | 0 | 0 | 0 | 0 | 0 | 0.024893 | 2.31 | 0.056654 | 1.3997 | 1.3997 | 2.8933 | 0 | 0.0052034 | 0.003872 | 0.023281 | 0.085287 | 0 | -1.1493 | 0 | 0 | 0 | 0.011212 | 0.015969 | 0.42935 | 0 | 2.1845 | 2.1271 | 0 | 0.33018 | 0.83819 | 0 | 0 | 0 | 0.5942 | 0 | 0.048579 | 0 | 0.0028905 | 0 | -0.10826 | 0 | 0 | 0 | 0 | 0 | 0 | 0 | 0 | 1.7132 | 0.043723 | 0.00013688 | 0 | 0 | 0 | 0 | 0 | 0 | 0 | 0 | 0 | 0 | 0 | 0 | 0 | 0 | 0 | 0 | 0 | 0 | -26.614 | 1.8827 | 0 | 0.85718 | 0 | 0.39172 | 9.1638 | 1.2663 | 3.1569 | 0.15353 | 0.055921 | 0 | 0.63797 | 0.20824 | 3.7009 | 3.3914 | 21.5051 | -27.8716 | 0 | 0.48567 | 0 | 1.7286 | 0.1991
2025_06_09 Hr 06 | 0.022813 | 0 | 0 | 0 | 0 | 0 | 0 | 0 | 0 | 0 | 0 | 0.024893 | 2.1 | 0.057615 | 1.3997 | 1.3997 | 2.8933 | 0 | 0.0052034 | 0.003872 | 0.023281 | 0.085287 | 0 | -1.0714 | 0 | 0 | 0 | 0.011212 | 0.015969 | 0.67054 | 0 | 2.1845 | 2.1271 | 0 | 0.33018 | 0.83819 | 0 | 0 | 0 | 0.50578 | -0.0050982 | 0.048579 | 0 | 0.0032335 | 0 | -0.12136 | 0 | 0 | 0 | 0 | 0 | 0 | 0 | 0 | 0.82031 | 0.043723 | 0.00013688 | 0 | 0 | 0 | 0 | 0 | 0 | 0 | 0 | 0 | 0 | 0 | 0 | 0 | 0 | 0 | 0 | 0 | 0 | -31.7309 | 1.8827 | 0 | 1.094 | 0 | 0.60064 | 9.6418 | 1.2663 | 3.1569 | 0.15353 | 0.055921 | -0.022813 | 0.63797 | 0.20824 | 3.7009 | -2.1625 | 20.6415 | -32.9465 | 0 | 0.48567 | 0 | 1.7286 | 0.20568
2025_06_09 Hr 07 | 0.067929 | 0 | 0 | 0 | 0 | 0 | 0 | 0 | 0 | 0 | 0 | 0.024893 | 1.17 | 0.02339 | 1.3945 | 1.3945 | 2.7904 | 0 | 0.0052034 | 0.003872 | 0.023281 | 0.085287 | 0 | 0 | 0 | 0 | 0 | 0.011212 | 0.015969 | 0.3822 | 0 | 2.1397 | 2.1271 | 0 | 0.32182 | 0.83819 | 0 | 0 | 0 | 0.98608 | 0 | 0.048579 | 0 | 0.0023562 | 0 | -0.087863 | 0 | 0 | 0 | 0 | 0 | 0 | 0 | 0 | 0.61705 | 0.043723 | 0.00013688 | -1.0625 | 0 | 0 | 0 | 0 | 0 | 0 | 0 | 0 | 0 | -2.2 | 0 | 0 | 0 | 0 | 0 | 0 | 0 | -25.7213 | 1.8827 | 0 | 0.80768 | 0 | 0.89225 | 8.9091 | 1.2663 | 3.1569 | 0.15353 | 0.055921 | -0.067929 | 0.63797 | 0.20824 | 3.7009 | 0.56698 | 19.8114 | -29.1395 | 0 | 0.48567 | 0 | 1.7286 | 0.21471
2025_06_09 Hr 08 | 0.090669 | 6.1716e-06 | 0 | 0 | 0 | 0 | 0 | 0 | 0 | 0 | 0 | 0.024893 | 0.9 | 0.02033 | 1.3997 | 1.3997 | 2.7904 | 0 | 0.0052034 | 0.003872 | 0.023281 | 0.085287 | 0 | 0 | 0 | 0 | 0 | 0.011212 | 0.015969 | 0.33394 | 0.34578 | 2.1397 | 2.1271 | 0 | 0.32182 | 0.83819 | 0 | 0 | 0 | 0.85123 | 0 | 0.048579 | 0 | 0.0026623 | 0 | -0.099551 | 0 | 0 | 0 | 0 | 0 | 0 | 0 | 0 | 0.34119 | 0.043723 | 0.00013688 | -1.0625 | 0 | 0 | 0 | 0 | 0 | 0 | 0 | 0 | 0 | -2.2 | 0 | 0 | 0 | 0 | 0 | 0 | 0 | -26.5189 | 1.8827 | 0 | 0.80768 | 0 | 1.0925 | 9.0673 | 1.2663 | 3.1569 | 0.15353 | 0.055921 | -0.090669 | 0.63797 | 0.20824 | 3.7009 | -0.56314 | 19.4899 | -29.9716 | 0 | 0.48567 | 0 | 1.7286 | 0.21916
2025_06_09 Hr 09 | 0.13571 | 3.7486e-05 | 0 | 0 | 0 | 0 | 0 | 0 | 0 | 0 | 0 | 0.024893 | 1.14 | 0.025324 | 1.398 | 1.398 | 2.7904 | 0 | 0.0052034 | 0.003872 | 0.023281 | 0.085287 | 0 | 0 | 0 | 0 | 0 | 0.011212 | 0.015969 | 0.31549 | 0.19614 | 2.1397 | 2.1271 | 0 | 0.32182 | 0.83819 | 0 | 0 | 0 | 0.81059 | 0 | 0.048579 | 0 | 0.002618 | 0 | -0.097861 | 0 | 0 | 0 | 0 | 0 | 0 | 0 | 0 | 0.13793 | 0.043723 | 0.00013688 | -1.0625 | 0 | 0 | 0 | 0 | 0 | 0 | 0 | 0 | 0 | -2.2 | 0 | 0 | 0 | 0 | 0 | 0 | 0 | -24.5923 | 1.8827 | 0 | 0.82133 | 0 | 0.95319 | 9.0591 | 1.2663 | 3.1569 | 0.15353 | 0.055921 | -0.13571 | 0.63797 | 0.20824 | 3.7009 | 1.2247 | 19.4435 | -28.0884 | 0 | 0.48567 | 0 | 1.7286 | 0.22521
2025_06_09 Hr 10 | 0.15867 | 6.2994e-05 | 0 | 0 | 0 | 0 | 0 | 0 | 0 | 0 | 0 | 0.024893 | 1.44 | 0.035277 | 1.3997 | 1.3997 | 2.7904 | 0 | 0.0052034 | 0.003872 | 0.023281 | 0.085287 | 0 | 0 | 0 | 0 | 0 | 0.011212 | 0.015969 | 0.42939 | 0.19614 | 2.1397 | 2.1271 | 0 | 0.32182 | 0.83819 | 0 | 0 | 0 | 0.77603 | 0 | 0.048579 | 0 | 0.0028872 | 0 | -0.10814 | 0 | 0 | 0 | 0 | 0 | 0 | 0 | 0 | 0.13793 | 0.043723 | 0.00013688 | -1.0625 | 0 | 0 | 0 | 0 | 0 | 0 | 0 | 0 | 0 | -2.2 | 0 | 0 | 0 | 0 | 0 | 0 | 0 | -24.6121 | 1.8827 | 0 | 0.80768 | 0 | 0.73121 | 9.1628 | 1.2663 | 3.1569 | 0.15353 | 0.055921 | -0.15867 | 0.63797 | 0.20824 | 3.7009 | 1.3519 | 19.5545 | -28.1414 | 0 | 0.48567 | 0 | 1.7286 | 0.22529
2025_06_09 Hr 11 | 0.18141 | 7.2706e-05 | 0 | 0 | 0 | 0 | 0 | 0 | 0 | 0 | 0 | 0.024893 | 1.8 | 0.044256 | 1.3997 | 1.3997 | 2.7904 | 0 | 0.0052034 | 0.003872 | 0.023281 | 0.085287 | 0 | 0 | 0 | 0 | 0 | 0.011212 | 0.015969 | 0.67051 | 0.19614 | 2.1397 | 2.1271 | 0 | 0.32182 | 0.83819 | 0 | 0 | 0 | 0.87668 | 0 | 0.048579 | 0 | 0.0028977 | 0 | -0.10854 | 0 | 0 | 0 | 0 | 0 | 0 | 0 | 0 | 0.13793 | 0.043723 | 0.00013688 | -1.0625 | 0 | 0 | 0 | 0 | 0 | 0 | 0 | 0 | 0 | -2.2 | 0 | 0 | 0 | 0 | 0 | 0 | 0 | -23.9463 | 1.8827 | 0 | 0.80768 | 0 | 0.50053 | 9.4039 | 1.2663 | 3.1569 | 0.15353 | 0.055921 | -0.18141 | 0.63797 | 0.20824 | 3.7009 | 2.5007 | 19.7188 | -27.4987 | 0 | 0.48567 | 0 | 1.7286 | 0.22854
2025_06_09 Hr 12 | 0.27208 | 9.7598e-05 | 0 | 0.082163 | 0.082163 | 0.081818 | 0.082171 | 0.08218 | 0.082212 | 0 | 0 | 0.024893 | 1.98 | 0.050735 | 1.3997 | 1.3997 | 2.7904 | 0 | 0.0052034 | 0.003872 | 0.023281 | 0.085287 | 0 | 0 | 0 | 0 | 0 | 0.011212 | 0.015969 | 0.7828 | 0.19614 | 2.1397 | 2.1271 | 0 | 0.32182 | 0.83819 | 0 | 0 | 0 | 0.862 | 0 | 0.048579 | 0 | 0.0013727 | 0 | -0.11321 | 0 | 0 | 0 | 0 | 0 | 0 | 0 | 0 | 0.20326 | 0.043723 | 0.00013688 | -1.0625 | 0 | 0 | 0 | 0 | 0 | 0 | 0 | 0 | 0 | -2.2 | 0 | 0 | 0 | 0 | 0 | 0 | 0 | -24.1402 | 1.8827 | 0 | 0.94568 | 0 | 0.38302 | 10.1469 | 1.2663 | 3.1569 | 0.15353 | 0.055921 | -0.27208 | 0.63797 | 0.20824 | 3.7009 | 3.1671 | 19.9462 | -27.788 | 0 | 0.48567 | 0 | 1.7286 | 0.23091
2025_06_09 Hr 13 | 0.59008 | 8.5421e-05 | 0 | 0.082163 | 0.082163 | 0.081818 | 0.082171 | 0.08218 | 0.082212 | 0 | 0 | 0.024893 | 2.04 | 0.053151 | 1.3997 | 1.3997 | 2.7904 | 0 | 0.0052034 | 0.003872 | 0.023281 | 0.085287 | 0 | 0 | 0 | 0 | 0 | 0.011212 | 0.015969 | 0.73931 | 0.19614 | 2.1397 | 2.1271 | 0 | 0.32182 | 0.83819 | 0 | 0 | 0 | 1.0227 | 0 | 0.048579 | 0 | 0.0013958 | 0 | -0.11515 | 0 | 0 | 0 | 0 | 0 | 0 | 0 | 0 | 0.20326 | 0.043723 | 0.00013688 | -1.0625 | 0 | 0 | 0 | 0 | 0 | 0 | 0 | 0 | 0 | -2.2 | 0 | 0 | 0 | 0 | 0 | 0 | 0 | -22.6524 | 1.8827 | 0 | 0.89716 | 0 | 0.30032 | 10.0549 | 1.2663 | 3.1569 | 0.15353 | 0.055921 | -0.59008 | 0.63797 | 0.20824 | 3.7009 | 4.7024 | 20.2449 | -26.6201 | 0 | 0.48567 | 0 | 1.7286 | 0.23196
2025_06_09 Hr 14 | 0.74693 | 0.00015742 | 0 | 0.082163 | 0.082163 | 0.081818 | 0.082171 | 0.08218 | 0.082212 | 0 | 0 | 0.024893 | 2.1 | 0.053987 | 1.3997 | 1.3997 | 2.7904 | 0 | 0.0052034 | 0.003872 | 0.023281 | 0.085287 | 0 | 0 | 0 | 0 | 0 | 0.011212 | 0.015969 | 0.7527 | 0.19614 | 2.1397 | 2.1271 | 0 | 0.32182 | 0.83819 | 0 | 0 | 0 | 1.149 | 0 | 0.048579 | 0 | 0.0013772 | 0 | -0.11359 | 0 | 0 | 0 | 0 | 0 | 0 | 0 | 0 | 0.13793 | 0.043723 | 0.00013688 | -1.0625 | 0 | 0 | 0 | 0 | 0 | 0 | 0 | 0 | 0 | -2.2 | 0 | 0 | 0 | 0 | 0 | 0 | 0 | -21.4246 | 1.8827 | 0 | 0.89716 | 0 | 0.20892 | 10.0683 | 1.2663 | 3.1569 | 0.15353 | 0.055921 | -0.74693 | 0.63797 | 0.20824 | 3.7009 | 5.9771 | 20.3074 | -25.5476 | 0 | 0.48567 | 0 | 1.7286 | 0.23337
2025_06_09 Hr 15 | 0.63577 | 0.00013086 | 0 | 0.082163 | 0.082163 | 0.081818 | 0.082171 | 0.08218 | 0.082212 | 0 | 0 | 0.024893 | 1.83 | 0.058204 | 1.3997 | 1.3997 | 2.7904 | 0 | 0.0052034 | 0.003872 | 0.023281 | 0.085287 | 0 | 0 | 0 | 0 | 0 | 0.011212 | 0.015969 | 0.79954 | 0.19614 | 2.1397 | 2.1271 | 0 | 0.32182 | 0.83819 | 0 | 0 | 0 | 1.1354 | 0 | 0.048579 | 0 | 0.0017039 | 0 | -0.14103 | 0 | 0 | 0 | 0 | 0 | 0 | 0 | 0 | 0.065334 | 0.043723 | 0.00013688 | -1.0625 | 0 | 0 | 0 | 0 | 0 | 0 | 0 | 0 | 0 | -2.2 | 0 | 0 | 0 | 0 | 0 | 0 | 0 | -25.4177 | 1.8827 | 0 | 1.0994 | 0 | 0.23939 | 10.3173 | 1.2663 | 3.1569 | 0.15353 | 0.055921 | -0.63577 | 0.63797 | 0.20824 | 3.7009 | 1.8864 | 19.8907 | -29.457 | 0 | 0.48567 | 0 | 1.7286 | 0.23579
2025_06_09 Hr 16 | 0.59015 | 0.0002605 | 0 | 0.082163 | 0.082163 | 0.081818 | 0.082171 | 0.08218 | 0.082212 | 0 | 0 | 0.024893 | 1.44 | 0.062077 | 1.3997 | 1.3997 | 2.7904 | 0 | 0.0052034 | 0.003872 | 0.023281 | 0.085287 | 0 | 0 | 0 | 0 | 0 | 0.011212 | 0.015969 | 0.79954 | 0.19614 | 2.1397 | 2.1271 | 0 | 0.32182 | 0.83819 | 0 | 0 | 0 | 1.9488 | 0 | 0.048579 | 0 | 0.0023094 | 0 | -0.19189 | 0 | 0 | 0 | 0 | 0 | 0 | 0 | 0 | 0 | 0.043723 | 0.00013688 | -1.0625 | 0 | 0 | 0 | 0 | 0 | 0 | 0 | 0 | 0 | -2.2 | 0 | 0 | 0 | 0 | 0 | 0 | 0 | -32.8156 | 1.8827 | 0 | 1.111 | 0 | 0.29161 | 10.3289 | 1.2663 | 3.1569 | 0.15353 | 0.055921 | -0.59015 | 0.63797 | 0.20824 | 3.7009 | -5.1354 | 19.4471 | -36.8602 | 0 | 0.48567 | 0 | 1.7286 | 0.2369
2025_06_09 Hr 17 | 0.63563 | 0.00038507 | 0 | 0.082163 | 0.082163 | 0.081818 | 0.082171 | 0.08218 | 0.082212 | 0 | 0 | 0.024893 | 1.2 | 0.059039 | 1.3997 | 1.3997 | 2.7904 | 0 | 0.0052034 | 0.003872 | 0.023281 | 0.085287 | 0 | 0 | 0 | 0 | 0 | 0.011212 | 0.015969 | 0.79954 | 0.19614 | 2.1397 | 2.1271 | 0 | 0.32182 | 0.83819 | 0 | 0 | 0 | 2.1324 | 0 | 0.048579 | 0 | 0.0026357 | 0 | -0.2193 | 0 | 0 | 0 | 0 | 0 | 0 | 0 | 0 | 0.065334 | 0.043723 | 0.00013688 | -1.0625 | 0 | 0 | 0 | 0 | 0 | 0 | 0 | 0 | 0 | -2.2 | 0 | 0 | 0 | 0 | 0 | 0 | 0 | -36.0799 | 1.8827 | 0 | 1.111 | 0 | 0.65287 | 10.3289 | 1.2663 | 3.1569 | 0.15353 | 0.055921 | -0.63563 | 0.63797 | 0.20824 | 3.7009 | -8.0606 | 19.6753 | -40.1973 | 0 | 0.48567 | 0 | 1.7286 | 0.23601
2025_06_09 Hr 18 | 0.52215 | 0.00029289 | 0 | 0.082163 | 0.082163 | 0.081818 | 0.082171 | 0.08218 | 0.082212 | 0 | 0 | 0.024893 | 1.17 | 0.061984 | 1.3997 | 1.3997 | 2.7904 | 0 | 0.0052034 | 0.003872 | 0.023281 | 0.085287 | 0 | 0 | 0 | 0 | 0 | 0.011212 | 0.015969 | 0.79954 | 0.19614 | 2.1397 | 2.1271 | 0 | 0.32182 | 0.83819 | 0 | 0 | 0 | 2.1146 | 0 | 0.048579 | 0 | 0.0028381 | 0 | -0.2363 | 0 | 0 | 0 | 0 | 0 | 0 | 0 | 0 | 0 | 0.043723 | 0.00013688 | -1.0625 | 0 | 0 | 0 | 0 | 0 | 0 | 0 | 0 | 0 | -2.2 | 0 | 0 | 0 | 0 | 0 | 0 | 0 | -41.5807 | 1.8827 | 0 | 1.111 | 0 | 0.94448 | 10.3289 | 1.2663 | 3.1569 | 0.15353 | 0.055921 | -0.52215 | 0.63797 | 0.20824 | 3.7009 | -13.3961 | 19.762 | -45.6016 | 0 | 0.48567 | 0 | 1.7286 | 0.237
2025_06_09 Hr 19 | 0.20408 | 0.00021172 | 0 | 0.082163 | 0.082163 | 0.081818 | 0.082171 | 0.08218 | 0.082212 | 0 | 0 | 0.024893 | 0.87 | 0.048359 | 1.3997 | 1.3997 | 2.7904 | 0 | 0.0052034 | 0.003872 | 0.023281 | 0.085287 | 0 | 0 | 0 | 0 | 0 | 0.011212 | 0.015969 | 0.79954 | 0.19614 | 2.1397 | 2.1271 | 0 | 0.32182 | 0.83819 | 0 | 0 | 0 | 2.0116 | 0 | 0.048579 | 0 | 0.0029778 | 0 | -0.24803 | 0 | 0 | 0 | 0 | 0 | 0 | 0 | 0 | 0.065334 | 0.043723 | 0.00013688 | -1.0625 | 0 | 0 | 0 | 0 | 0 | 0 | 0 | 0 | 0 | -2.2 | 0 | 0 | 0 | 0 | 0 | 0 | 0 | -45.5736 | 1.8827 | 0 | 1.111 | 0 | 1.1621 | 10.3289 | 1.2663 | 3.1569 | 0.15353 | 0.055921 | -0.20408 | 0.63797 | 0.20824 | 3.7009 | -17.5352 | 19.4125 | -49.2882 | 0 | 0.48567 | 0 | 1.7286 | 0.23631
2025_06_09 Hr 20 | 0.090742 | 8.0538e-05 | 0 | 0.082163 | 0.082163 | 0.081818 | 0.082171 | 0.08218 | 0.082212 | 0 | 0 | 0.024893 | 1.14 | 0.045702 | 1.3997 | 1.3997 | 2.7904 | 0 | 0.0052034 | 0.003872 | 0.023281 | 0.085287 | 0 | 0 | 0 | 0 | 0 | 0.011212 | 0.015969 | 0.79954 | 0.19614 | 2.1397 | 2.1271 | 0 | 0.32182 | 0.83819 | 0 | 0 | 0 | 1.3872 | 0 | 0.048579 | 0 | 0.0021477 | 0 | -0.1783 | 0 | 0 | 0 | 0 | 0 | 0 | 0 | 0 | 0.82031 | 0.043723 | 0.00013688 | -1.0625 | 0 | 0 | 0 | 0 | 0 | 0 | 0 | 0 | 0 | -2.2 | 0 | 0 | 0 | 0 | 0 | 0 | 0 | -37.1214 | 1.8827 | 0 | 1.111 | 0 | 1.2535 | 10.3289 | 1.2663 | 3.1569 | 0.15353 | 0.055921 | -0.090742 | 0.63797 | 0.20824 | 3.7009 | -8.5269 | 20.4098 | -40.6529 | 0 | 0.48567 | 0 | 1.7286 | 0.23344
2025_06_09 Hr 21 | 0 | 1.3414e-05 | 0 | 0.082163 | 0.082163 | 0.081818 | 0.082171 | 0.08218 | 0.082212 | 0 | 0 | 0.024893 | 1.68 | 0.042491 | 1.3997 | 1.3997 | 2.7904 | 0 | 0.0052034 | 0.003872 | 0.023281 | 0.085287 | 0 | 0 | 0 | 0 | 0 | 0.011212 | 0.015969 | 0.7895 | 0.19614 | 2.1397 | 2.1271 | 0 | 0.32182 | 0.83819 | 0 | 0 | 0 | 0.95168 | 0 | 0.048579 | 0 | 0.0013549 | 0 | -0.11171 | 0 | 0 | 0 | 0 | 0 | 0 | 0 | 0 | 2.3956 | 0.043723 | 0.00013688 | -1.0625 | 0 | 0 | 0 | 0 | 0 | 0 | 0 | 0 | 0 | -2.2 | 0 | 0 | 0 | 0 | 0 | 0 | 0 | -27.7552 | 1.8827 | 0 | 0.92243 | 0 | 1.2927 | 10.1304 | 1.2663 | 3.1569 | 0.15353 | 0.055921 | 0 | 0.63797 | 0.20824 | 3.7009 | 2.4209 | 22.4682 | -31.1294 | 0 | 0.48567 | 0 | 1.7286 | 0.23136
2025_06_09 Hr 22 | 0 | 4.2349e-07 | 0 | 0.082163 | 0.082163 | 0.081818 | 0.082171 | 0.08218 | 0.082212 | 0 | 0 | 0.024893 | 2.13 | 0.056127 | 1.3997 | 1.3997 | 2.7904 | 0 | 0.0052034 | 0.003872 | 0.023281 | 0.085287 | 0 | 0 | 0 | 0 | 0 | 0.011212 | 0.015969 | 0.79452 | 0.19614 | 2.1397 | 2.1271 | 0 | 0.32182 | 0.83819 | 0 | 0 | 0 | 0.95535 | 0 | 0.048579 | 0 | 0.0014116 | 0 | -0.11648 | 0 | 0 | 0 | 0 | 0 | 0 | 0 | 0 | 2.7368 | 0.043723 | 0.00013688 | -1.0625 | 0 | 0 | 0 | 0 | 0 | 0 | 0 | 0 | 0 | -2.2 | 0 | 0 | 0 | 0 | 0 | 0 | 0 | -31.4168 | 1.8827 | 0 | 0.95934 | 0 | 1.2927 | 10.1723 | 1.2663 | 3.1569 | 0.15353 | 0.055921 | 0 | 0.63797 | 0.20824 | 3.7009 | -0.39849 | 23.2697 | -34.7958 | 0 | 0.48567 | 0 | 1.7286 | 0.22803
2025_06_09 Hr 23 | 0 | 0 | 0 | 0 | 0 | 0 | 0 | 0 | 0 | 0 | 0 | 0.024893 | 2.19 | 0.061833 | 1.3997 | 1.3997 | 2.8933 | 0 | 0.0052034 | 0.003872 | 0.023281 | 0.085287 | 0 | -1.05 | 0 | 0 | 0 | 0.011212 | 0.015969 | 0.79954 | 0.19614 | 2.1845 | 2.1271 | 0 | 0.33018 | 0.83819 | 0 | 0 | 0 | 0.30937 | -0.0065519 | 0.048579 | 0 | 0.0033276 | 0 | -0.12495 | 0 | 0 | 0 | 0 | 0 | 0 | 0 | 0 | 3.1506 | 0.043723 | 0.00013688 | 0 | 0 | 0 | 0 | 0 | 0 | 0 | 0 | 0 | 0 | 0 | 0 | 0 | 0 | 0 | 0 | 0 | 0 | -31.0294 | 1.8827 | 0 | 1.1414 | 0 | 1.5364 | 10.0143 | 1.2663 | 3.1569 | 0.15353 | 0.055921 | 0 | 0.63797 | 0.20824 | 3.7009 | 2.1065 | 23.9937 | -32.2044 | 0 | 0.48567 | 0 | 1.7286 | 0.22046
2025_06_09 Hr 24 | 0 | 0 | 0 | 0 | 0 | 0 | 0 | 0 | 0 | 0 | 0 | 0.024893 | 2.22 | 0.072833 | 1.3997 | 1.3997 | 2.8933 | 0 | 0.0052034 | 0.003872 | 0.023281 | 0.085287 | 0 | -0.92748 | 0 | 0 | 0 | 0.011212 | 0.015969 | 0.79954 | 0.19614 | 2.1845 | 2.1271 | 0 | 0.33018 | 0.83819 | 0 | 0 | 0 | 0.19977 | -0.1205 | 0.048579 | 0 | 0.0038666 | 0 | -0.14553 | 0 | 0 | 0 | 0 | 0 | 0 | 0 | 0 | 3.1506 | 0.043723 | 0.00013688 | 0 | 0 | 0 | 0 | 0 | 0 | 0 | 0 | 0 | 0 | 0 | 0 | 0 | 0 | 0 | 0 | 0 | 0 | -36.6095 | 1.8827 | 0 | 1.1414 | 0 | 1.8367 | 10.0143 | 1.2663 | 3.1569 | 0.15353 | 0.055921 | 0 | 0.63797 | 0.20824 | 3.7009 | -3.2641 | 24.3249 | -37.6825 | 0 | 0.48567 | 0 | 1.7286 | 0.21034
2025_06_10 Hr 01 | 0 | 0 | 0 | 0 | 0 | 0 | 0 | 0 | 0 | 0 | 0 | 0.024893 | 2.1 | 0.060482 | 1.3997 | 1.3997 | 4.1555 | 0 | 0.0052034 | 0.003872 | 0.023281 | 0.085287 | 0 | -1.0348 | 0 | 0 | 0 | 0.011212 | 0.015969 | 0.79954 | 0 | 3.1389 | 2.1271 | 0 | 0.33018 | 0.83819 | 0 | 0 | 0 | 0 | -0.43315 | 0.048579 | 0 | 0.0049373 | 0 | -0.12751 | 0 | 0 | 0 | 0 | 0 | 0 | 0 | 0 | 2.2577 | 0.043723 | 0.00013688 | 0 | 0 | 0 | 0 | 0 | 0 | 0 | 0 | 0 | 0 | 0 | 0 | 0 | 0 | 0 | 0 | 0 | 0 | -30.7944 | 1.8827 | 0 | 0 | 0 | 1.9064 | 10.8934 | 1.2663 | 3.1569 | 0.15353 | 0.055921 | 0 | 0.63797 | 0.20824 | 3.7009 | 1.8655 | 23.3619 | -31.9567 | 0 | 0.48567 | 0 | 1.7286 | 0.20299
2025_06_10 Hr 02 | 0 | 0 | 0 | 0 | 0 | 0 | 0 | 0 | 0 | 0 | 0 | 0.024893 | 2.31 | 0.059671 | 1.3997 | 1.3997 | 4.1555 | 0 | 0.0052034 | 0.003872 | 0.023281 | 0.085287 | 0 | -1.1143 | 0 | 0 | 0 | 0.011212 | 0.015969 | 0.79954 | 0 | 3.1389 | 2.1271 | 0 | 0.33018 | 0.83819 | 0 | 0 | 0 | 0 | -1.1369 | 0.048579 | 0 | 0.0044283 | 0 | -0.11414 | 0 | 0 | 0 | 0 | 0 | 0 | 0 | 0 | 2.5989 | 0.043723 | 0.00013688 | 0 | 0 | 0 | 0 | 0 | 0 | 0 | 0 | 0 | 0 | 0 | 0 | 0 | 0 | 0 | 0 | 0 | 0 | -27.6392 | 1.8827 | 0 | 0 | 0 | 1.9673 | 10.8934 | 1.2663 | 3.1569 | 0.15353 | 0.055921 | 0 | 0.63797 | 0.20824 | 3.7009 | 4.8594 | 23.9706 | -28.8677 | 0 | 0.48567 | 0 | 1.7286 | 0.20033
2025_06_10 Hr 03 | 0 | 0 | 0 | 0 | 0 | 0 | 0 | 0 | 0 | 0 | 0 | 0.024893 | 2.01 | 0.052598 | 1.3997 | 1.3997 | 4.1555 | 0 | 0.0052034 | 0.003872 | 0.023281 | 0.085287 | 0 | -1.1053 | 0 | 0 | 0 | 0.011212 | 0.015969 | 0.79954 | 0 | 3.1389 | 2.1271 | 0 | 0.33018 | 0.83819 | 0 | 0 | 0 | 0 | -0.46369 | 0.048579 | 0 | 0.004486 | 0 | -0.11566 | 0 | 0 | 0 | 0 | 0 | 0 | 0 | 0 | 3.2885 | 0.043723 | 0.00013688 | 0 | 0 | 0 | 0 | 0 | 0 | 0 | 0 | 0 | 0 | 0 | 0 | 0 | 0 | 0 | 0 | 0 | 0 | -27.779 | 1.8827 | 0 | 0 | 0 | 1.2317 | 10.8934 | 1.2663 | 3.1569 | 0.15353 | 0.055921 | 0 | 0.63797 | 0.20824 | 3.7009 | 5.0438 | 23.6141 | -29 | 0 | 0.48567 | 0 | 1.7286 | 0.19685
2025_06_10 Hr 04 | 0 | 0 | 0 | 0 | 0 | 0 | 0 | 0 | 0 | 0 | 0 | 0.024893 | 2.61 | 0.070098 | 1.3997 | 1.3997 | 4.1555 | 0 | 0.0052034 | 0.003872 | 0.023281 | 0.085287 | 0 | -1.0869 | 0 | 0 | 0 | 0.011212 | 0.015969 | 0.79954 | 0 | 3.1389 | 2.1271 | 0 | 0.33018 | 0.83819 | 0 | 0 | 0 | 0 | -0.38189 | 0.048579 | 0 | 0.0046041 | 0 | -0.11876 | 0 | 0 | 0 | 0 | 0 | 0 | 0 | 0 | 3.3538 | 0.043723 | 0.00013688 | 0 | 0 | 0 | 0 | 0 | 0 | 0 | 0 | 0 | 0 | 0 | 0 | 0 | 0 | 0 | 0 | 0 | 0 | -30.475 | 1.8827 | 0 | 0 | 0 | 1.2056 | 10.8934 | 1.2663 | 3.1569 | 0.15353 | 0.055921 | 0 | 0.63797 | 0.20824 | 3.7009 | 3.1031 | 24.2722 | -31.6806 | 0 | 0.48567 | 0 | 1.7286 | 0.19818
2025_06_10 Hr 05 | 0 | 0 | 0 | 0 | 0 | 0 | 0 | 0 | 0 | 0 | 0 | 0.024893 | 2.61 | 0.066936 | 1.3997 | 1.3997 | 4.1555 | 0 | 0.0052034 | 0.003872 | 0.023281 | 0.085287 | 0 | -1.1193 | 0 | 0 | 0 | 0.011212 | 0.015969 | 0.76443 | 0 | 3.1389 | 2.1271 | 0 | 0.33018 | 0.83819 | 0 | 0 | 0 | 0.031918 | -0.05662 | 0.048579 | 0 | 0.0043964 | 0 | -0.11331 | 0 | 0 | 0 | 0 | 0 | 0 | 0 | 0 | 3.6297 | 0.043723 | 0.00013688 | 0 | 0 | 0 | 0 | 0 | 0 | 0 | 0 | 0 | 0 | 0 | 0 | 0 | 0 | 0 | 0 | 0 | 0 | -29.186 | 1.8827 | 0 | 0 | 0 | 1.2753 | 10.8583 | 1.2663 | 3.1569 | 0.15353 | 0.055921 | 0 | 0.63797 | 0.20824 | 3.7009 | 5.0303 | 24.6153 | -30.4186 | 0 | 0.48567 | 0 | 1.7286 | 0.19894
2025_06_10 Hr 06 | 0.068002 | 0 | 0 | 0 | 0 | 0 | 0 | 0 | 0 | 0 | 0 | 0.024893 | 2.46 | 0.0698 | 1.3997 | 1.3997 | 4.1555 | 0 | 0.0052034 | 0.003872 | 0.023281 | 0.085287 | 0 | -1.0462 | 0 | 0 | 0 | 0.011212 | 0.015969 | 0.79954 | 0 | 3.1389 | 2.1271 | 0 | 0.33018 | 0.83819 | 0 | 0 | 0 | 0.63136 | -0.083568 | 0.048579 | 0 | 0.0048641 | 0 | -0.12558 | 0 | 0 | 0 | 0 | 0 | 0 | 0 | 0 | 3.1506 | 0.043723 | 0.00013688 | 0 | 0 | 0 | 0 | 0 | 0 | 0 | 0 | 0 | 0 | 0 | 0 | 0 | 0 | 0 | 0 | 0 | 0 | -34.8475 | 1.8827 | 0 | 0 | 0 | 1.6975 | 10.8934 | 1.2663 | 3.1569 | 0.15353 | 0.055921 | -0.068002 | 0.63797 | 0.20824 | 3.7009 | -0.1594 | 24.4867 | -36.0873 | 0 | 0.48567 | 0 | 1.7286 | 0.20647
2025_06_10 Hr 07 | 0.34081 | 3.0056e-07 | 0 | 0 | 0 | 0 | 0 | 0 | 0 | 0 | 0 | 0.024893 | 1.68 | 0.031419 | 1.3824 | 1.3824 | 2.8244 | 0 | 0.0052034 | 0.003872 | 0.023281 | 0.085287 | 0 | 0 | 0 | 0 | 0 | 0.011212 | 0.015969 | 0.29873 | 0 | 2.5633 | 2.1271 | 0 | 0.25745 | 0.83819 | 0 | 0 | 0 | 1.7128 | 0 | 0.048579 | 0 | 0.003206 | 0 | -0.082058 | 0 | 0 | 0 | 0 | 0 | 0 | 0 | 0 | 3.2885 | 0.043723 | 0.00013688 | -1.0625 | 0 | 0 | 0 | 0 | 0 | 0 | 0 | 0 | 0 | -2.2 | 0 | 0 | 0 | 0 | 0 | 0 | 0 | -24.9748 | 1.8827 | 0 | 0 | 0 | 2.6681 | 8.4513 | 1.2663 | 3.1569 | 0.15353 | 0.055921 | -0.34081 | 0.63797 | 0.20824 | 3.7009 | 6.4895 | 24.9855 | -28.6601 | 0 | 0.48567 | 0 | 1.7286 | 0.21505
2025_06_10 Hr 08 | 0.62655 | 8.9139e-06 | 0 | 0 | 0 | 0 | 0 | 0 | 0 | 0 | 0 | 0.024893 | 0.39 | 0.0055465 | 0.49751 | 0.49751 | 2.5878 | 0 | 0.0052034 | 0.003872 | 0.023281 | 0.085287 | 0 | 0 | 0 | 0 | 0 | 0.011212 | 0.015969 | 0.29873 | 0 | 2.3077 | 2.1271 | 0 | 0.22527 | 0.83819 | 0 | 0 | 0 | 3.146 | 0 | 0.048579 | 0 | 0.002438 | 0 | -0.061898 | 0 | 0 | 0 | 0 | 0 | 0 | 0 | 0 | 3.7676 | 0.043723 | 0.00013688 | -1.0625 | 0 | 0 | 0 | 0 | 0 | 0 | 0 | 0 | 0 | -2.2 | 0 | 0 | 0 | 0 | 0 | 0 | 0 | -17.3207 | 1.8827 | 0 | 0 | 0 | 2.3373 | 6.1893 | 1.2663 | 3.1569 | 0.15353 | 0.055921 | -0.62655 | 0.63797 | 0.20824 | 3.7009 | 12.143 | 24.0794 | -21.2717 | 0 | 0.48567 | 0 | 1.7286 | 0.22289
2025_06_10 Hr 09 | 0.66658 | 3.24e-05 | 0 | 0 | 0 | 0 | 0 | 0 | 0 | 0 | 0 | 0.024893 | 0.3 | 0.0054 | 0.63273 | 0.63276 | 2.5878 | 0 | 0.0052034 | 0.003872 | 0.023281 | 0.085287 | 0 | 0 | 0 | 0 | 0 | 0.011212 | 0.015969 | 0.29873 | 0 | 2.3077 | 2.1271 | 0 | 0.22527 | 0.83819 | 0 | 0 | 0 | 4.649 | 0 | 0.048579 | 0 | 0.0030857 | 0 | -0.078901 | 0 | 0 | 0 | 0 | 0 | 0 | 0 | 0 | 3.6297 | 0.043723 | 0.00013688 | -1.0625 | 0 | 0 | 0 | 0 | 0 | 0 | 0 | 0 | 0 | -2.2 | 0 | 0 | 0 | 0 | 0 | 0 | 0 | -20.1827 | 1.8827 | 0 | 0 | 0 | 2.6594 | 6.4597 | 1.2663 | 3.1569 | 0.15353 | 0.055921 | -0.66658 | 0.63797 | 0.20824 | 3.7009 | 11.1359 | 24.2178 | -24.1907 | 0 | 0.48567 | 0 | 1.7286 | 0.22725
2025_06_10 Hr 10 | 0.71475 | 6.2524e-05 | 0 | 0 | 0 | 0 | 0 | 0 | 0 | 0 | 0 | 0.024893 | 0.45 | 0.0082191 | 0.88236 | 0.88251 | 2.5878 | 0 | 0.0052034 | 0.003872 | 0.023281 | 0.085287 | 0 | 0 | 0 | 0 | 0 | 0.011212 | 0.015969 | 0.29873 | 0 | 2.3077 | 2.1271 | 0 | 0.22527 | 0.83819 | 0 | 0 | 0 | 4.2471 | 0 | 0.048579 | 0 | 0.0031311 | 0 | -0.080091 | 0 | 0 | 0 | 0 | 0 | 0 | 0 | 0 | 3.7676 | 0.043723 | 0.00013688 | -1.0625 | 0 | 0 | 0 | 0 | 0 | 0 | 0 | 0 | 0 | -2.2 | 0 | 0 | 0 | 0 | 0 | 0 | 0 | -20.7661 | 1.8827 | 0 | 0 | 0 | 2.6594 | 6.9591 | 1.2663 | 3.1569 | 0.15353 | 0.055921 | -0.71475 | 0.63797 | 0.20824 | 3.7009 | 10.9411 | 24.5583 | -24.8234 | 0 | 0.48567 | 0 | 1.7286 | 0.22881
2025_06_10 Hr 11 | 0.72644 | 9.6115e-05 | 0 | 0 | 0 | 0 | 0 | 0 | 0 | 0 | 0 | 0.024893 | 0.24 | 0.0043363 | 1.132 | 1.1321 | 2.5878 | 0 | 0.0052034 | 0.003872 | 0.023281 | 0.085287 | 0 | 0 | 0 | 0 | 0 | 0.011212 | 0.015969 | 0.29873 | 0 | 2.3077 | 2.1271 | 0 | 0.22527 | 0.83819 | 0 | 0 | 0 | 3.7302 | 0 | 0.048579 | 0 | 0.0030974 | 0 | -0.079206 | 0 | 0 | 0 | 0 | 0 | 0 | 0 | 0 | 4.1088 | 0.043723 | 0.00013688 | -1.0625 | 0 | 0 | 0 | 0 | 0 | 0 | 0 | 0 | 0 | -2.2 | 0 | 0 | 0 | 0 | 0 | 0 | 0 | -18.8992 | 1.8827 | 0 | 0 | 0 | 2.5592 | 7.4584 | 1.2663 | 3.1569 | 0.15353 | 0.055921 | -0.72644 | 0.63797 | 0.20824 | 3.7009 | 12.8222 | 24.601 | -22.9673 | 0 | 0.48567 | 0 | 1.7286 | 0.23251
2025_06_10 Hr 12 | 0.67973 | 0.00012401 | 0 | 0 | 0 | 0 | 0 | 0 | 0 | 0 | 0 | 0.024893 | 1.14 | 0.021828 | 1.3588 | 1.3589 | 2.5878 | 0 | 0.0052034 | 0.003872 | 0.023281 | 0.085287 | 0 | 0 | 0 | 0 | 0 | 0.011212 | 0.015969 | 0.29873 | 0 | 2.3689 | 2.1271 | 0 | 0.23297 | 0.83819 | 0 | 0 | 0 | 3.2851 | 0 | 0.048579 | 0 | 0.0032824 | 0 | -0.084062 | 0 | 0 | 0 | 0 | 0 | 0 | 0 | 0 | 4.45 | 0.043723 | 0.00013688 | -1.0625 | 0 | 0 | 0 | 0 | 0 | 0 | 0 | 0 | 0 | -2.2 | 0 | 0 | 0 | 0 | 0 | 0 | 0 | -19.7886 | 1.8827 | 0 | 0 | 0 | 2.7682 | 7.9732 | 1.2663 | 3.1569 | 0.15353 | 0.055921 | -0.67973 | 0.63797 | 0.20824 | 3.7009 | 13.4748 | 26.0313 | -23.8148 | 0 | 0.48567 | 0 | 1.7286 | 0.23428
2025_06_10 Hr 13 | 0.72637 | 0.0002025 | 0 | 0 | 0 | 0 | 0 | 0 | 0 | 0 | 0 | 0.024893 | 1.14 | 0.020698 | 1.2853 | 1.2853 | 2.5878 | 0 | 0.0052034 | 0.003872 | 0.023281 | 0.085287 | 0 | 0 | 0 | 0 | 0 | 0.011212 | 0.015969 | 0.29873 | 0 | 2.3077 | 2.1271 | 0 | 0.22527 | 0.83819 | 0 | 0 | 0 | 3.1614 | 0 | 0.048579 | 0 | 0.0031124 | 0 | -0.079601 | 0 | 0 | 0 | 0 | 0 | 0 | 0 | 0 | 4.1741 | 0.043723 | 0.00013688 | -1.0625 | 0 | 0 | 0 | 0 | 0 | 0 | 0 | 0 | 0 | -2.2 | 0 | 0 | 0 | 0 | 0 | 0 | 0 | -18.0106 | 1.8827 | 0 | 0 | 0 | 3.0119 | 7.7649 | 1.2663 | 3.1569 | 0.15353 | 0.055921 | -0.72637 | 0.63797 | 0.20824 | 3.7009 | 14.8868 | 26.0395 | -22.0791 | 0 | 0.48567 | 0 | 1.7286 | 0.23671
2025_06_10 Hr 14 | 0.68082 | 0.00016463 | 0 | 0 | 0 | 0 | 0 | 0 | 0 | 0 | 0 | 0.024893 | 1.17 | 0.020953 | 1.3044 | 1.3044 | 2.5878 | 0 | 0.0052034 | 0.003872 | 0.023281 | 0.085287 | 0 | 0 | 0 | 0 | 0 | 0.011212 | 0.015969 | 0.29873 | 0 | 2.3077 | 2.1271 | 0 | 0.22527 | 0.83819 | 0 | 0 | 0 | 3.3851 | 0 | 0.048579 | 0 | 0.0030701 | 0 | -0.07849 | 0 | 0 | 0 | 0 | 0 | 0 | 0 | 0 | 4.5226 | 0.043723 | 0.00013688 | -1.0625 | 0 | 0 | 0 | 0 | 0 | 0 | 0 | 0 | 0 | -2.2 | 0 | 0 | 0 | 0 | 0 | 0 | 0 | -17.3812 | 1.8827 | 0 | 0 | 0 | 2.9292 | 7.803 | 1.2663 | 3.1569 | 0.15353 | 0.055921 | -0.68082 | 0.63797 | 0.20824 | 3.7009 | 16.0788 | 26.2936 | -21.403 | 0 | 0.48567 | 0 | 1.7286 | 0.24033
2025_06_10 Hr 15 | 0.59015 | 0.00012658 | 0 | 0 | 0 | 0 | 0 | 0 | 0 | 0 | 0 | 0.024893 | 1.02 | 0.014606 | 0.49751 | 0.49751 | 2.5878 | 0 | 0.0052034 | 0.003872 | 0.023281 | 0.085287 | 0 | 0 | 0 | 0 | 0 | 0.011212 | 0.015969 | 0.29873 | 0 | 2.3077 | 2.1271 | 0 | 0.22527 | 0.83819 | 0 | 0 | 0 | 3.8385 | 0 | 0.048579 | 0 | 0.0024548 | 0 | -0.062339 | 0 | 0 | 0 | 0 | 0 | 0 | 0 | 0 | 4.5226 | 0.043723 | 0.00013688 | -1.0625 | 0 | 0 | 0 | 0 | 0 | 0 | 0 | 0 | 0 | -2.2 | 0 | 0 | 0 | 0 | 0 | 0 | 0 | -13.4324 | 1.8827 | 0 | 0 | 0 | 3.0206 | 6.1893 | 1.2663 | 3.1569 | 0.15353 | 0.055921 | -0.59015 | 0.63797 | 0.20824 | 3.7009 | 18.8196 | 26.1393 | -17.3474 | 0 | 0.48567 | 0 | 1.7286 | 0.24167
2025_06_10 Hr 16 | 0.56726 | 0.00011033 | 0 | 0 | 0 | 0 | 0 | 0 | 0 | 0 | 0 | 0.024893 | 0.87 | 0.012521 | 0.51485 | 0.51486 | 2.5878 | 0 | 0.0052034 | 0.003872 | 0.023281 | 0.085287 | 0 | 0 | 0 | 0 | 0 | 0.011212 | 0.015969 | 0.29873 | 0 | 2.3077 | 2.1271 | 0 | 0.22527 | 0.83819 | 0 | 0 | 0 | 3.9132 | 0 | 0.048579 | 0 | 0.0024673 | 0 | -0.062666 | 0 | 0 | 0 | 0 | 0 | 0 | 0 | 0 | 4.5879 | 0.043723 | 0.00013688 | -1.0625 | 0 | 0 | 0 | 0 | 0 | 0 | 0 | 0 | 0 | -2.2 | 0 | 0 | 0 | 0 | 0 | 0 | 0 | -13.0122 | 1.8827 | 0 | 0 | 0 | 2.4983 | 6.224 | 1.2663 | 3.1569 | 0.15353 | 0.055921 | -0.56726 | 0.63797 | 0.20824 | 3.7009 | 18.7416 | 25.5091 | -16.9047 | 0 | 0.48567 | 0 | 1.7286 | 0.24347
2025_06_10 Hr 17 | 0.54503 | 9.0862e-05 | 0 | 0 | 0 | 0 | 0 | 0 | 0 | 0 | 0 | 0.024893 | 0.69 | 0.0072375 | 0.49751 | 0.49751 | 2.5878 | 0 | 0.0052034 | 0.003872 | 0.023281 | 0.085287 | 0 | 0 | 0 | 0 | 0 | 0.011212 | 0.015969 | 0.29873 | 0 | 2.3077 | 2.1271 | 0 | 0.22527 | 0.83819 | 0 | 0 | 0 | 1.6205 | 0 | 0.048579 | 0 | 0.0017981 | 0 | -0.045101 | 0 | 0 | 0 | 0 | 0 | 0 | 0 | 0 | 4.2467 | 0.043723 | 0.00013688 | -1.0625 | 0 | 0 | 0 | 0 | 0 | 0 | 0 | 0 | 0 | -2.2 | 0 | 0 | 0 | 0 | 0 | 0 | 0 | -7.1731 | 1.8827 | 0 | 0 | 0 | 2.0152 | 6.1893 | 1.2663 | 3.1569 | 0.15353 | 0.055921 | -0.54503 | 0.63797 | 0.20824 | 3.7009 | 21.2633 | 24.4793 | -11.0257 | 0 | 0.48567 | 0 | 1.7286 | 0.24553
2025_06_10 Hr 18 | 0.54503 | 0.00012389 | 0 | 0 | 0 | 0 | 0 | 0 | 0 | 0 | 0 | 0.024893 | 0.45 | 0.00822 | 0.63273 | 0.63275 | 2.5878 | 0 | 0.0052034 | 0.003872 | 0.023281 | 0.085287 | 0 | 0 | 0 | 0 | 0 | 0.011212 | 0.015969 | 0.29873 | 0 | 2.3383 | 2.1271 | 0 | 0.22912 | 0.83819 | 0 | 0 | 0 | 4.8729 | 0 | 0.048579 | 0 | 0.0031314 | 0 | -0.0801 | 0 | 0 | 0 | 0 | 0 | 0 | 0 | 0 | 4.5879 | 0.043723 | 0.00013688 | -1.0625 | 0 | 0 | 0 | 0 | 0 | 0 | 0 | 0 | 0 | -2.2 | 0 | 0 | 0 | 0 | 0 | 0 | 0 | -14.6053 | 1.8827 | 0 | 0 | 0 | 1.6148 | 6.4903 | 1.2663 | 3.1569 | 0.15353 | 0.055921 | -0.54503 | 0.63797 | 0.20824 | 3.7009 | 17.0561 | 24.1858 | -18.4929 | 0 | 0.48567 | 0 | 1.7286 | 0.24633
2025_06_10 Hr 19 | 0.45436 | 6.2615e-05 | 0 | 0 | 0 | 0 | 0 | 0 | 0 | 0 | 0 | 0.024893 | 0.42 | 0.0076823 | 0.88236 | 0.8825 | 2.5878 | 0 | 0.0052034 | 0.003872 | 0.023281 | 0.085287 | 0 | 0 | 0 | 0 | 0 | 0.011212 | 0.015969 | 0.29873 | 0 | 2.3077 | 2.1271 | 0 | 0.22527 | 0.83819 | 0 | 0 | 0 | 4.5816 | 0 | 0.048579 | 0 | 0.0031356 | 0 | -0.080211 | 0 | 0 | 0 | 0 | 0 | 0 | 0 | 0 | 4.7259 | 0.043723 | 0.00013688 | -1.0625 | 0 | 0 | 0 | 0 | 0 | 0 | 0 | 0 | 0 | -2.2 | 0 | 0 | 0 | 0 | 0 | 0 | 0 | -16.6563 | 1.8827 | 0 | 0 | 0 | 1.2622 | 6.9591 | 1.2663 | 3.1569 | 0.15353 | 0.055921 | -0.45436 | 0.63797 | 0.20824 | 3.7009 | 14.9321 | 23.8447 | -20.4533 | 0 | 0.48567 | 0 | 1.7286 | 0.245
2025_06_10 Hr 20 | 0.11341 | 5.0964e-05 | 0 | 0 | 0 | 0 | 0 | 0 | 0 | 0 | 0 | 0.024893 | 0.36 | 0.0071798 | 1.132 | 1.1321 | 2.5878 | 0 | 0.0052034 | 0.003872 | 0.023281 | 0.085287 | 0 | 0 | 0 | 0 | 0 | 0.011212 | 0.015969 | 0.29873 | 0 | 2.4709 | 2.1271 | 0 | 0.24581 | 0.83819 | 0 | 0 | 0 | 3.8521 | 0 | 0.048579 | 0 | 0.0034189 | 0 | -0.087647 | 0 | 0 | 0 | 0 | 0 | 0 | 0 | 0 | 4.7259 | 0.043723 | 0.00013688 | -1.0625 | 0 | 0 | 0 | 0 | 0 | 0 | 0 | 0 | 0 | -2.2 | 0 | 0 | 0 | 0 | 0 | 0 | 0 | -19.6875 | 1.8827 | 0 | 0 | 0 | 1.1316 | 7.6215 | 1.2663 | 3.1569 | 0.15353 | 0.055921 | -0.11341 | 0.63797 | 0.20824 | 3.7009 | 11.6525 | 23.3299 | -23.1511 | 0 | 0.48567 | 0 | 1.7286 | 0.24174
2025_06_10 Hr 21 | 0 | 6.454e-06 | 0 | 0 | 0 | 0 | 0 | 0 | 0 | 0 | 0 | 0.024893 | 0.18 | 0.0024926 | 0.49751 | 0.49751 | 2.5878 | 0 | 0.0052034 | 0.003872 | 0.023281 | 0.085287 | 0 | 0 | 0 | 0 | 0 | 0.011212 | 0.015969 | 0.29873 | 0 | 0 | 2.1271 | 0 | 0 | 0.83819 | 0 | 0 | 0 | 3.0865 | 0 | 0.048579 | 0 | 0.027893 | 0 | -0.060214 | 0 | 0 | 0 | 0 | 0 | 0 | 0 | 0 | 4.7912 | 0.043723 | 0.00013688 | -1.0625 | 0 | 0 | 0 | 0 | 0 | 0 | 0 | 0 | 0 | -2.2 | 0 | 0 | 0 | 0 | 0 | 0 | 0 | -12.6235 | 1.8827 | 0 | 0 | 0 | 0.68334 | 3.8815 | 1.2663 | 3.1569 | 0.15353 | 0.055921 | 0 | 0.63797 | 0.20824 | 3.7009 | 13.4232 | 22.4014 | -15.9462 | 0 | 0.48567 | 0 | 1.7286 | 0.24014
2025_06_10 Hr 22 | 0 | 3.641e-07 | 0 | 0 | 0 | 0 | 0 | 0 | 0 | 0 | 0 | 0.024893 | 0.21 | 0.0023788 | 0.49751 | 0.49751 | 2.5878 | 0 | 0.0052034 | 0.003872 | 0.023281 | 0.085287 | 0 | 0 | 0 | 0 | 0 | 0.011212 | 0.015969 | 0.29873 | 0 | 0 | 2.1271 | 0 | 0 | 0.83819 | 0 | 0 | 0 | 1.5822 | 0 | 0.048579 | 0 | 0.022817 | 0 | -0.048874 | 0 | 0 | 0 | 0 | 0 | 0 | 0 | 0 | 4.6533 | 0.043723 | 0.00013688 | -1.0625 | 0 | 0 | 0 | 0 | 0 | 0 | 0 | 0 | 0 | -2.2 | 0 | 0 | 0 | 0 | 0 | 0 | 0 | -9.8339 | 1.8827 | 0 | 0 | 0 | 0.47007 | 3.8815 | 1.2663 | 3.1569 | 0.15353 | 0.055921 | 0 | 0.63797 | 0.20824 | 3.7009 | 14.3927 | 22.0742 | -13.1453 | 0 | 0.48567 | 0 | 1.7286 | 0.23427
2025_06_10 Hr 23 | 0 | 0 | 0 | 0 | 0 | 0 | 0 | 0 | 0 | 0 | 0 | 0.024893 | 0.06 | 0.0010934 | 0.63273 | 0.63279 | 2.6789 | 0 | 0.0052034 | 0.003872 | 0.023281 | 0.085287 | 0 | -1.3181 | 0 | 0 | 0 | 0.011212 | 0.015969 | 0.29873 | 0 | 0 | 2.1271 | 0 | 0 | 0.83819 | 0 | 0 | 0 | 1.8478 | 0 | 0.048579 | 0 | 0.036708 | 0 | -0.079908 | 0 | 0 | 0 | 0 | 0 | 0 | 0 | 0 | 4.1088 | 0.043723 | 0.00013688 | 0 | 0 | 0 | 0 | 0 | 0 | 0 | 0 | 0 | 0 | 0 | 0 | 0 | 0 | 0 | 0 | 0 | 0 | -12.3182 | 1.8827 | 0 | 0 | 0 | 0.40913 | 4.2431 | 1.2663 | 3.1569 | 0.15353 | 0.055921 | 0 | 0.63797 | 0.20824 | 3.7009 | 13.6822 | 21.3075 | -13.7162 | 0 | 0.48567 | 0 | 1.7286 | 0.22421
2025_06_10 Hr 24 | 0 | 0 | 0 | 0 | 0 | 0 | 0 | 0 | 0 | 0 | 0 | 0.024893 | 0.18 | 0.0026345 | 0.49751 | 0.49751 | 2.6789 | 0 | 0.0052034 | 0.003872 | 0.023281 | 0.085287 | 0 | -1.4142 | 0 | 0 | 0 | 0.011212 | 0.015969 | 0.29873 | 0 | 0 | 2.1271 | 0 | 0 | 0.83819 | 0 | 0 | 0 | 0 | -0.24037 | 0.048579 | 0 | 0.029482 | 0 | -0.063763 | 0 | 0 | 0 | 0 | 0 | 0 | 0 | 0 | 4.5226 | 0.043723 | 0.00013688 | 0 | 0 | 0 | 0 | 0 | 0 | 0 | 0 | 0 | 0 | 0 | 0 | 0 | 0 | 0 | 0 | 0 | 0 | -7.8104 | 1.8827 | 0 | 0 | 0 | 0.25244 | 3.9726 | 1.2663 | 3.1569 | 0.15353 | 0.055921 | 0 | 0.63797 | 0.20824 | 3.7009 | 16.1191 | 21.6752 | -9.2884 | 0 | 0.48567 | 0 | 1.7286 | 0.21331
2025_06_11 Hr 01 | 0 | 0 | 0 | 0 | 0 | 0 | 0 | 0 | 0 | 0 | 0 | 0.024893 | 0.21 | 0.0029493 | 0.49751 | 0.49751 | 2.6547 | 0 | 0.0052034 | 0.003872 | 0.023281 | 0.085287 | 0 | -1.4301 | 0 | 0 | 0 | 0.011212 | 0.015969 | 0.29873 | 0 | 0 | 2.1271 | 0 | 0 | 0.83819 | 0 | 0 | 0 | 0 | -0.43803 | 0.048579 | 0 | 0.028289 | 0 | -0.0611 | 0 | 0 | 0 | 0 | 0 | 0 | 0 | 0 | 5.4082 | 0.043723 | 0.00013688 | 0 | 0 | 0 | 0 | 0 | 0 | 0 | 0 | 0 | 0 | 0 | 0 | 0 | 0 | 0 | 0 | 0 | 0 | -8.8481 | 1.8827 | 0 | 0 | 0 | 0.45266 | 3.9484 | 1.2663 | 3.1569 | 0.15353 | 0.055921 | 0 | 0.63797 | 0.20824 | 3.7009 | 15.9569 | 22.7858 | -10.3393 | 0 | 0.48567 | 0 | 1.7286 | 0.20771
2025_06_11 Hr 02 | 0 | 0 | 0 | 0 | 0 | 0 | 0 | 0 | 0 | 0 | 0 | 0.024893 | 0.27 | 0.0038342 | 0.49751 | 0.49751 | 2.6547 | 0 | 0.0052034 | 0.003872 | 0.023281 | 0.085287 | 0 | -1.4259 | 0 | 0 | 0 | 0.011212 | 0.015969 | 0.29873 | 0 | 0 | 2.1271 | 0 | 0 | 0.83819 | 0 | 0 | 0 | 0.28981 | -0.63808 | 0.048579 | 0 | 0.028604 | 0 | -0.061803 | 0 | 0 | 0 | 0 | 0 | 0 | 0 | 0 | 5.4082 | 0.043723 | 0.00013688 | 0 | 0 | 0 | 0 | 0 | 0 | 0 | 0 | 0 | 0 | 0 | 0 | 0 | 0 | 0 | 0 | 0 | 0 | -8.8989 | 1.8827 | 0 | 0 | 0 | 0.69204 | 3.9484 | 1.2663 | 3.1569 | 0.15353 | 0.055921 | 0 | 0.63797 | 0.20824 | 3.7009 | 16.294 | 23.0805 | -10.3866 | 0 | 0.48567 | 0 | 1.7286 | 0.2021
2025_06_11 Hr 03 | 0 | 0 | 0 | 0 | 0 | 0 | 0 | 0 | 0 | 0 | 0 | 0.024893 | 0.51 | 0.0065696 | 0.49751 | 0.49751 | 2.6547 | 0 | 0.0052034 | 0.003872 | 0.023281 | 0.085287 | 0 | -1.4612 | 0 | 0 | 0 | 0.011212 | 0.015969 | 0.29873 | 0 | 0 | 2.1271 | 0 | 0 | 0.83819 | 0 | 0 | 0 | 0 | -0.50917 | 0.048579 | 0 | 0.025947 | 0 | -0.055867 | 0 | 0 | 0 | 0 | 0 | 0 | 0 | 0 | 5.96 | 0.043723 | 0.00013688 | 0 | 0 | 0 | 0 | 0 | 0 | 0 | 0 | 0 | 0 | 0 | 0 | 0 | 0 | 0 | 0 | 0 | 0 | -8.253 | 1.8827 | 0 | 0 | 0 | 1.1752 | 3.9484 | 1.2663 | 3.1569 | 0.15353 | 0.055921 | 0 | 0.63797 | 0.20824 | 3.7009 | 18.0254 | 24.3563 | -9.7701 | 0 | 0.48567 | 0 | 1.7286 | 0.20032
2025_06_11 Hr 04 | 0 | 0 | 0 | 0 | 0 | 0 | 0 | 0 | 0 | 0 | 0 | 0.024893 | 0.27 | 0.0042279 | 0.49751 | 0.49751 | 2.6547 | 0 | 0.0052034 | 0.003872 | 0.023281 | 0.085287 | 0 | -1.3868 | 0 | 0 | 0 | 0.011212 | 0.015969 | 0.29873 | 0 | 0 | 2.1271 | 0 | 0 | 0.83819 | 0 | 0 | 0 | 0 | -0.096923 | 0.048579 | 0 | 0.031542 | 0 | -0.068366 | 0 | 0 | 0 | 0 | 0 | 0 | 0 | 0 | 6.3665 | 0.043723 | 0.00013688 | 0 | 0 | 0 | 0 | 0 | 0 | 0 | 0 | 0 | 0 | 0 | 0 | 0 | 0 | 0 | 0 | 0 | 0 | -11.3044 | 1.8827 | 0 | 0 | 0 | 1.2448 | 3.9484 | 1.2663 | 3.1569 | 0.15353 | 0.055921 | 0 | 0.63797 | 0.20824 | 3.7009 | 15.6805 | 24.5885 | -12.7596 | 0 | 0.48567 | 0 | 1.7286 | 0.19878
2025_06_11 Hr 05 | 0 | 0 | 0 | 0 | 0 | 0 | 0 | 0 | 0 | 0 | 0 | 0.024893 | 0.36 | 0.0061735 | 0.57552 | 0.57555 | 2.6547 | 0 | 0.0052034 | 0.003872 | 0.023281 | 0.085287 | 0 | -1.3469 | 0 | 0 | 0 | 0.011212 | 0.015969 | 0.29873 | 0 | 0 | 2.1271 | 0 | 0 | 0.83819 | 0 | 0 | 0 | 0.30443 | -0.075387 | 0.048579 | 0 | 0.034542 | 0 | -0.075069 | 0 | 0 | 0 | 0 | 0 | 0 | 0 | 0 | 6.0979 | 0.043723 | 0.00013688 | 0 | 0 | 0 | 0 | 0 | 0 | 0 | 0 | 0 | 0 | 0 | 0 | 0 | 0 | 0 | 0 | 0 | 0 | -13.2967 | 1.8827 | 0 | 0 | 0 | 1.2753 | 4.1045 | 1.2663 | 3.1569 | 0.15353 | 0.055921 | 0 | 0.63797 | 0.20824 | 3.7009 | 14.0612 | 24.4464 | -14.7187 | 0 | 0.48567 | 0 | 1.7286 | 0.20282
2025_06_11 Hr 06 | 0.022813 | 0 | 0 | 0 | 0 | 0 | 0 | 0 | 0 | 0 | 0 | 0.024893 | 1.08 | 0.018152 | 0.52352 | 0.52355 | 2.6547 | 0 | 0.0052034 | 0.003872 | 0.023281 | 0.085287 | 0 | -1.3561 | 0 | 0 | 0 | 0.011212 | 0.015969 | 0.29873 | 0 | 0 | 2.1271 | 0 | 0 | 0.83819 | 0 | 0 | 0 | 1.3341 | 0 | 0.048579 | 0 | 0.033854 | 0 | -0.073532 | 0 | 0 | 0 | 0 | 0 | 0 | 0 | 0 | 6.0253 | 0.043723 | 0.00013688 | 0 | 0 | 0 | 0 | 0 | 0 | 0 | 0 | 0 | 0 | 0 | 0 | 0 | 0 | 0 | 0 | 0 | 0 | -14.1961 | 1.8827 | 0 | 0 | 0 | 1.1621 | 4.0005 | 1.2663 | 3.1569 | 0.15353 | 0.055921 | -0.022813 | 0.63797 | 0.20824 | 3.7009 | 14.7058 | 25.0197 | -15.6485 | 0 | 0.48567 | 0 | 1.7286 | 0.20714
2025_06_11 Hr 07 | 0.20422 | 2.2015e-07 | 0 | 0 | 0 | 0 | 0 | 0 | 0 | 0 | 0 | 0.024893 | 1.17 | 0.0080135 | 0.49751 | 0.49751 | 2.5644 | 0 | 0.0052034 | 0.003872 | 0.023281 | 0.085287 | 0 | 0 | 0 | 0 | 0 | 0.011212 | 0.015969 | 0.29873 | 0 | 0 | 2.1271 | 0 | 0 | 0.83819 | 0 | 0 | 0 | 0.020654 | -0.070592 | 0.048579 | 0 | 0.013796 | 0 | -0.028721 | 0 | 0 | 0 | 0 | 0 | 0 | 0 | 0 | 5.4808 | 0.043723 | 0.00013688 | -1.0625 | 0 | 0 | 0 | 0 | 0 | 0 | 0 | 0 | 0 | -2.2 | 0 | 0 | 0 | 0 | 0 | 0 | 0 | -7.6753 | 1.8827 | 0 | 0 | 0 | 1.5843 | 3.8582 | 1.2663 | 3.1569 | 0.15353 | 0.055921 | -0.20422 | 0.63797 | 0.20824 | 3.7009 | 17.8073 | 25.1698 | -11.1708 | 0 | 0.48567 | 0 | 1.7286 | 0.21816
2025_06_11 Hr 08 | 0.34081 | 2.6781e-06 | 0 | 0 | 0 | 0 | 0 | 0 | 0 | 0 | 0 | 0.024893 | 0.93 | 0.006199 | 0.49751 | 0.49751 | 2.5644 | 0 | 0.0052034 | 0.003872 | 0.023281 | 0.085287 | 0 | 0 | 0 | 0 | 0 | 0.011212 | 0.015969 | 0.29873 | 0 | 0 | 2.1271 | 0 | 0 | 0.83819 | 0 | 0 | 0 | 0.025194 | -0.031124 | 0.048579 | 0 | 0.013426 | 0 | -0.027895 | 0 | 0 | 0 | 0 | 0 | 0 | 0 | 0 | 4.7912 | 0.043723 | 0.00013688 | -1.0625 | 0 | 0 | 0 | 0 | 0 | 0 | 0 | 0 | 0 | -2.2 | 0 | 0 | 0 | 0 | 0 | 0 | 0 | -7.1329 | 1.8827 | 0 | 0 | 0 | 1.445 | 3.8582 | 1.2663 | 3.1569 | 0.15353 | 0.055921 | -0.34081 | 0.63797 | 0.20824 | 3.7009 | 17.3308 | 24.2427 | -10.7641 | 0 | 0.48567 | 0 | 1.7286 | 0.22519
2025_06_11 Hr 09 | 0.40874 | 1.0041e-05 | 0 | 0 | 0 | 0 | 0 | 0 | 0 | 0 | 0 | 0.024893 | 1.29 | 0.0055203 | 0.49751 | 0.49751 | 2.5644 | 0 | 0.0052034 | 0.003872 | 0.023281 | 0.085287 | 0 | 0 | 0 | 0 | 0 | 0.011212 | 0.015969 | 0.29873 | 0 | 0 | 2.1271 | 0 | 0 | 0.83819 | 0 | 0 | 0 | 0.016618 | -0.02217 | 0.048579 | 0 | 0.0086198 | 0 | -0.017157 | 0 | 0 | 0 | 0 | 0 | 0 | 0 | 0 | 5.0017 | 0.043723 | 0.00013688 | -1.0625 | 0 | 0 | 0 | 0 | 0 | 0 | 0 | 0 | 0 | -2.2 | 0 | 0 | 0 | 0 | 0 | 0 | 0 | -5.5103 | 1.8827 | 0 | 0 | 0 | 1.2622 | 3.8582 | 1.2663 | 3.1569 | 0.15353 | 0.055921 | -0.40874 | 0.63797 | 0.20824 | 3.7009 | 19.3558 | 24.7018 | -9.1987 | 0 | 0.48567 | 0 | 1.7286 | 0.22934
2025_06_11 Hr 10 | 0.43148 | 2.2922e-05 | 0 | 0 | 0 | 0 | 0 | 0 | 0 | 0 | 0 | 0.024893 | 1.77 | 0.006714 | 0.49751 | 0.49751 | 2.5644 | 0 | 0.0052034 | 0.003872 | 0.023281 | 0.085287 | 0 | 0 | 0 | 0 | 0 | 0.011212 | 0.015969 | 0.29873 | 0 | 0 | 2.1271 | 0 | 0 | 0.83819 | 0 | 0 | 0 | 0.045178 | -0.0046341 | 0.048579 | 0 | 0.0076406 | 0 | -0.01497 | 0 | 0 | 0 | 0 | 0 | 0 | 0 | 0 | 4.5879 | 0.043723 | 0.00013688 | -1.0625 | 0 | 0 | 0 | 0 | 0 | 0 | 0 | 0 | 0 | -2.2 | 0 | 0 | 0 | 0 | 0 | 0 | 0 | -5.4779 | 1.8827 | 0 | 0 | 0 | 1.0228 | 3.8582 | 1.2663 | 3.1569 | 0.15353 | 0.055921 | -0.43148 | 0.63797 | 0.20824 | 3.7009 | 19.2684 | 24.5565 | -9.1869 | 0 | 0.48567 | 0 | 1.7286 | 0.2333
2025_06_11 Hr 11 | 0.72644 | 3.0824e-05 | 0 | 0 | 0 | 0 | 0 | 0 | 0 | 0 | 0 | 0.024893 | 1.95 | 0.0065384 | 0.49751 | 0.49751 | 2.5644 | 0 | 0.0052034 | 0.003872 | 0.023281 | 0.085287 | 0 | 0 | 0 | 0 | 0 | 0.011212 | 0.015969 | 0.29873 | 0 | 0 | 2.1271 | 0 | 0 | 0.83819 | 0 | 0 | 0 | 0.023204 | -0.014155 | 0.048579 | 0 | 0.0067539 | 0 | -0.012989 | 0 | 0 | 0 | 0 | 0 | 0 | 0 | 0 | 4.5879 | 0.043723 | 0.00013688 | -1.0625 | 0 | 0 | 0 | 0 | 0 | 0 | 0 | 0 | 0 | -2.2 | 0 | 0 | 0 | 0 | 0 | 0 | 0 | -5.0869 | 1.8827 | 0 | 0 | 0 | 1.0751 | 3.8582 | 1.2663 | 3.1569 | 0.15353 | 0.055921 | -0.72644 | 0.63797 | 0.20824 | 3.7009 | 19.8635 | 25.0851 | -9.0888 | 0 | 0.48567 | 0 | 1.7286 | 0.23484
2025_06_11 Hr 12 | 0.73146 | 5.5865e-05 | 0 | 0 | 0 | 0 | 0 | 0 | 0 | 0 | 0 | 0.024893 | 2.04 | 0.010174 | 0.49751 | 0.49751 | 2.5644 | 0 | 0.0052034 | 0.003872 | 0.023281 | 0.085287 | 0 | 0 | 0 | 0 | 0 | 0.011212 | 0.015969 | 0.29873 | 0 | 0 | 2.1271 | 0 | 0 | 0.83819 | 0 | 0 | 0 | 0.14926 | 0 | 0.048579 | 0 | 0.010045 | 0 | -0.020342 | 0 | 0 | 0 | 0 | 0 | 0 | 0 | 0 | 4.1741 | 0.043723 | 0.00013688 | -1.0625 | 0 | 0 | 0 | 0 | 0 | 0 | 0 | 0 | 0 | -2.2 | 0 | 0 | 0 | 0 | 0 | 0 | 0 | -6.1212 | 1.8827 | 0 | 0 | 0 | 0.74427 | 3.8582 | 1.2663 | 3.1569 | 0.15353 | 0.055921 | -0.73146 | 0.63797 | 0.20824 | 3.7009 | 18.314 | 24.442 | -10.1355 | 0 | 0.48567 | 0 | 1.7286 | 0.23767
2025_06_11 Hr 13 | 0.74722 | 2.0056e-05 | 0 | 0 | 0 | 0 | 0 | 0 | 0 | 0 | 0 | 0.024893 | 2.25 | 0.0035543 | 0.49751 | 0.49751 | 2.5644 | 0 | 0.0052034 | 0.003872 | 0.023281 | 0.085287 | 0 | 0 | 0 | 0 | 0 | 0.011212 | 0.015969 | 0.29873 | 0 | 0 | 2.1271 | 0 | 0 | 0.83819 | 0 | 0 | 0 | 0.072172 | 0 | 0.048579 | 0 | 0.0031819 | 0 | -0.0050085 | 0 | 0 | 0 | 0 | 0 | 0 | 0 | 0 | 3.5644 | 0.043723 | 0.00013688 | -1.0625 | 0 | 0 | 0 | 0 | 0 | 0 | 0 | 0 | 0 | -2.2 | 0 | 0 | 0 | 0 | 0 | 0 | 0 | -4.5387 | 1.8827 | 0 | 0 | 0 | 0.80085 | 3.8582 | 1.2663 | 3.1569 | 0.15353 | 0.055921 | -0.74722 | 0.63797 | 0.20824 | 3.7009 | 19.4898 | 24.1129 | -8.5535 | 0 | 0.48567 | 0 | 1.7286 | 0.24268
2025_06_11 Hr 14 | 0.68082 | -5.247e-07 | 0 | 0 | 0 | 0 | 0 | 0 | 0 | 0 | 0 | 0.024893 | 2.49 | -0.00010264 | 0.49751 | 0.49751 | 2.5644 | 0 | 0.0052034 | 0.003872 | 0.023281 | 0.085287 | 0 | 0 | 0 | 0 | 0 | 0.011212 | 0.015969 | 0.29873 | 0 | 0 | 2.1271 | 0 | 0 | 0.83819 | 0 | 0 | 0 | -0.0020603 | 0 | 0.048579 | 0 | -8.3033e-05 | 0 | 0.0022855 | 0 | 0 | 0 | 0 | 0 | 0 | 0 | 0 | 3.2885 | 0.043723 | 0.00013688 | -1.0625 | 0 | 0 | 0 | 0 | 0 | 0 | 0 | 0 | 0 | -2.2 | 0 | 0 | 0 | 0 | 0 | 0 | 0 | -3.3332 | 1.8827 | 0 | 0 | 0 | 1.1055 | 3.8582 | 1.2663 | 3.1569 | 0.15353 | 0.055921 | -0.68082 | 0.63797 | 0.20824 | 3.7009 | 20.8971 | 24.3152 | -7.2743 | 0 | 0.48567 | 0 | 1.7286 | 0.24622
2025_06_11 Hr 15 | 0.59015 | -1.0767e-05 | 0 | 0 | 0 | 0 | 0 | 0 | 0 | 0 | 0 | 0.024893 | 2.46 | -0.0021487 | 0.49751 | 0.49751 | 2.5644 | 0 | 0.0052034 | 0.003872 | 0.023281 | 0.085287 | 0 | 0 | 0 | 0 | 0 | 0.011212 | 0.015969 | 0.29873 | 0 | 0 | 2.1271 | 0 | 0 | 0.83819 | 0 | 0 | 0 | -0.031479 | 0 | 0.048579 | 0 | -0.0017594 | 0 | 0.0060305 | 0 | 0 | 0 | 0 | 0 | 0 | 0 | 0 | 2.2577 | 0.043723 | 0.00013688 | -1.0625 | 0 | 0 | 0 | 0 | 0 | 0 | 0 | 0 | 0 | -2.2 | 0 | 0 | 0 | 0 | 0 | 0 | 0 | -2.7029 | 1.8827 | 0 | 0 | 0 | 1.5234 | 3.8582 | 1.2663 | 3.1569 | 0.15353 | 0.055921 | -0.59015 | 0.63797 | 0.20824 | 3.7009 | 20.8601 | 23.5829 | -6.5495 | 0 | 0.48567 | 0 | 1.7286 | 0.24962
2025_06_11 Hr 16 | 0.54496 | 8.3955e-07 | 0 | 0 | 0 | 0 | 0 | 0 | 0 | 0 | 0 | 0.024893 | 2.43 | 0.00016443 | 0.49751 | 0.49751 | 2.5644 | 0 | 0.0052034 | 0.003872 | 0.023281 | 0.085287 | 0 | 0 | 0 | 0 | 0 | 0.011212 | 0.015969 | 0.29873 | 0 | 0 | 2.1271 | 0 | 0 | 0.83819 | 0 | 0 | 0 | 0.0029338 | 0 | 0.048579 | 0 | 0.0001363 | 0 | 0.0017955 | 0 | 0 | 0 | 0 | 0 | 0 | 0 | 0 | 1.8511 | 0.043723 | 0.00013688 | -1.0625 | 0 | 0 | 0 | 0 | 0 | 0 | 0 | 0 | 0 | -2.2 | 0 | 0 | 0 | 0 | 0 | 0 | 0 | -3.4757 | 1.8827 | 0 | 0 | 0 | 1.5669 | 3.8582 | 1.2663 | 3.1569 | 0.15353 | 0.055921 | -0.54496 | 0.63797 | 0.20824 | 3.7009 | 19.729 | 23.1493 | -7.2814 | 0 | 0.48567 | 0 | 1.7286 | 0.2519
2025_06_11 Hr 17 | 0.49955 | 5.575e-06 | 0 | 0 | 0 | 0 | 0 | 0 | 0 | 0 | 0 | 0.024893 | 2.13 | 0.0010818 | 0.49751 | 0.49751 | 2.5644 | 0 | 0.0052034 | 0.003872 | 0.023281 | 0.085287 | 0 | 0 | 0 | 0 | 0 | 0.011212 | 0.015969 | 0.29873 | 0 | 0 | 2.1271 | 0 | 0 | 0.83819 | 0 | 0 | 0 | 0.0071072 | -0.00016314 | 0.048579 | 0 | 0.001023 | 0 | -0.0001855 | 0 | 0 | 0 | 0 | 0 | 0 | 0 | 0 | 1.372 | 0.043723 | 0.00013688 | -1.0625 | 0 | 0 | 0 | 0 | 0 | 0 | 0 | 0 | 0 | -2.2 | 0 | 0 | 0 | 0 | 0 | 0 | 0 | -3.0145 | 1.8827 | 0 | 0 | 0 | 1.7976 | 3.8582 | 1.2663 | 3.1569 | 0.15353 | 0.055921 | -0.49955 | 0.63797 | 0.20824 | 3.7009 | 19.6448 | 22.5564 | -6.7768 | 0 | 0.48567 | 0 | 1.7286 | 0.25195
2025_06_11 Hr 18 | 0.54503 | 3.4776e-05 | 0 | 0 | 0 | 0 | 0 | 0 | 0 | 0 | 0 | 0.024893 | 1.74 | 0.0069467 | 0.49751 | 0.49751 | 2.5644 | 0 | 0.0052034 | 0.003872 | 0.023281 | 0.085287 | 0 | 0 | 0 | 0 | 0 | 0.011212 | 0.015969 | 0.29873 | 0 | 0 | 2.1271 | 0 | 0 | 0.83819 | 0 | 0 | 0 | 0.1726 | 0 | 0.048579 | 0 | 0.0080417 | 0 | -0.015866 | 0 | 0 | 0 | 0 | 0 | 0 | 0 | 0 | 1.0236 | 0.043723 | 0.00013688 | -1.0625 | 0 | 0 | 0 | 0 | 0 | 0 | 0 | 0 | 0 | -2.2 | 0 | 0 | 0 | 0 | 0 | 0 | 0 | -5.558 | 1.8827 | 0 | 0 | 0 | 1.2143 | 3.8582 | 1.2663 | 3.1569 | 0.15353 | 0.055921 | -0.54503 | 0.63797 | 0.20824 | 3.7009 | 15.9355 | 21.2861 | -9.3814 | 0 | 0.48567 | 0 | 1.7286 | 0.25195
2025_06_11 Hr 19 | 0.43148 | 3.9836e-05 | 0 | 0 | 0 | 0 | 0 | 0 | 0 | 0 | 0 | 0.024893 | 1.35 | 0.0093471 | 0.49751 | 0.49751 | 2.5644 | 0 | 0.0052034 | 0.003872 | 0.023281 | 0.085287 | 0 | 0 | 0 | 0 | 0 | 0.011212 | 0.015969 | 0.29873 | 0 | 0 | 2.1271 | 0 | 0 | 0.83819 | 0 | 0 | 0 | 0.16231 | 0 | 0.048579 | 0 | 0.013946 | 0 | -0.029057 | 0 | 0 | 0 | 0 | 0 | 0 | 0 | 0 | 0.95824 | 0.043723 | 0.00013688 | -1.0625 | 0 | 0 | 0 | 0 | 0 | 0 | 0 | 0 | 0 | -2.2 | 0 | 0 | 0 | 0 | 0 | 0 | 0 | -7.6991 | 1.8827 | 0 | 0 | 0 | 1.4668 | 3.8582 | 1.2663 | 3.1569 | 0.15353 | 0.055921 | -0.43148 | 0.63797 | 0.20824 | 3.7009 | 13.5701 | 20.9717 | -11.4221 | 0 | 0.48567 | 0 | 1.7286 | 0.25154
2025_06_11 Hr 20 | 0.067929 | 1.5172e-05 | 0 | 0 | 0 | 0 | 0 | 0 | 0 | 0 | 0 | 0.024893 | 0.87 | 0.0055493 | 0.49751 | 0.49751 | 2.5644 | 0 | 0.0052034 | 0.003872 | 0.023281 | 0.085287 | 0 | 0 | 0 | 0 | 0 | 0.011212 | 0.015969 | 0.29873 | 0 | 0 | 2.1271 | 0 | 0 | 0.83819 | 0 | 0 | 0 | 0.035768 | -0.015636 | 0.048579 | 0 | 0.012848 | 0 | -0.026604 | 0 | 0 | 0 | 0 | 0 | 0 | 0 | 0 | 1.372 | 0.043723 | 0.00013688 | -1.0625 | 0 | 0 | 0 | 0 | 0 | 0 | 0 | 0 | 0 | -2.2 | 0 | 0 | 0 | 0 | 0 | 0 | 0 | -6.9469 | 1.8827 | 0 | 0 | 0 | 1.1926 | 3.8582 | 1.2663 | 3.1569 | 0.15353 | 0.055921 | -0.067929 | 0.63797 | 0.20824 | 3.7009 | 13.8366 | 20.2622 | -10.3039 | 0 | 0.48567 | 0 | 1.7286 | 0.24983
2025_06_11 Hr 21 | 0 | 3.5226e-06 | 0 | 0 | 0 | 0 | 0 | 0 | 0 | 0 | 0 | 0.024893 | 0.6 | 0.0054796 | 0.49751 | 0.49751 | 2.5644 | 0 | 0.0052034 | 0.003872 | 0.023281 | 0.085287 | 0 | 0 | 0 | 0 | 0 | 0.011212 | 0.015969 | 0.29873 | 0 | 0 | 2.1271 | 0 | 0 | 0.83819 | 0 | 0 | 0 | 0.60108 | 0 | 0.048579 | 0 | 0.018396 | 0 | -0.038997 | 0 | 0 | 0 | 0 | 0 | 0 | 0 | 0 | 2.4682 | 0.043723 | 0.00013688 | -1.0625 | 0 | 0 | 0 | 0 | 0 | 0 | 0 | 0 | 0 | -2.2 | 0 | 0 | 0 | 0 | 0 | 0 | 0 | -9.6834 | 1.8827 | 0 | 0 | 0 | 0.32208 | 3.8582 | 1.2663 | 3.1569 | 0.15353 | 0.055921 | 0 | 0.63797 | 0.20824 | 3.7009 | 11.6175 | 20.143 | -12.9849 | 0 | 0.48567 | 0 | 1.7286 | 0.24303
2025_06_11 Hr 22 | 0 | 2.3935e-07 | 0 | 0 | 0 | 0 | 0 | 0 | 0 | 0 | 0 | 0.024893 | 0.24 | 0.0017871 | 0.49751 | 0.49751 | 2.5644 | 0 | 0.0052034 | 0.003872 | 0.023281 | 0.085287 | 0 | 0 | 0 | 0 | 0 | 0.011212 | 0.015969 | 0.29873 | 0 | 0 | 2.1271 | 0 | 0 | 0.83819 | 0 | 0 | 0 | 1.0463 | 0 | 0.048579 | 0 | 0.014999 | 0 | -0.031409 | 0 | 0 | 0 | 0 | 0 | 0 | 0 | 0 | 3.2885 | 0.043723 | 0.00013688 | -1.0625 | 0 | 0 | 0 | 0 | 0 | 0 | 0 | 0 | 0 | -2.2 | 0 | 0 | 0 | 0 | 0 | 0 | 0 | -9.7227 | 1.8827 | 0 | 0 | 0 | 0.20021 | 3.8582 | 1.2663 | 3.1569 | 0.15353 | 0.055921 | 0 | 0.63797 | 0.20824 | 3.7009 | 12.3621 | 20.4742 | -13.0166 | 0 | 0.48567 | 0 | 1.7286 | 0.23946
2025_06_11 Hr 23 | 0 | 0 | 0 | 0 | 0 | 0 | 0 | 0 | 0 | 0 | 0 | 0.024893 | 0.21 | 0.0038008 | 0.63273 | 0.63278 | 2.6547 | 0 | 0.0052034 | 0.003872 | 0.023281 | 0.085287 | 0 | -1.3215 | 0 | 0 | 0 | 0.011212 | 0.015969 | 0.29873 | 0 | 0 | 2.1271 | 0 | 0 | 0.83819 | 0 | 0 | 0 | 1.7726 | 0 | 0.048579 | 0 | 0.036457 | 0 | -0.079346 | 0 | 0 | 0 | 0 | 0 | 0 | 0 | 0 | 3.7676 | 0.043723 | 0.00013688 | 0 | 0 | 0 | 0 | 0 | 0 | 0 | 0 | 0 | 0 | 0 | 0 | 0 | 0 | 0 | 0 | 0 | 0 | -16.4872 | 1.8827 | 0 | 0 | 0 | 1.1621 | 4.2189 | 1.2663 | 3.1569 | 0.15353 | 0.055921 | 0 | 0.63797 | 0.20824 | 3.7009 | 9.9798 | 21.8764 | -17.888 | 0 | 0.48567 | 0 | 1.7286 | 0.2286
2025_06_11 Hr 24 | 0 | 0 | 0 | 0 | 0 | 0 | 0 | 0 | 0 | 0 | 0 | 0.024893 | 0.18 | 0.002031 | 0.49751 | 0.49751 | 2.6547 | 0 | 0.0052034 | 0.003872 | 0.023281 | 0.085287 | 0 | -1.504 | 0 | 0 | 0 | 0.011212 | 0.015969 | 0.29873 | 0 | 0 | 2.1271 | 0 | 0 | 0.83819 | 0 | 0 | 0 | 0 | -0.1478 | 0.048579 | 0 | 0.022728 | 0 | -0.048675 | 0 | 0 | 0 | 0 | 0 | 0 | 0 | 0 | 3.5644 | 0.043723 | 0.00013688 | 0 | 0 | 0 | 0 | 0 | 0 | 0 | 0 | 0 | 0 | 0 | 0 | 0 | 0 | 0 | 0 | 0 | 0 | -7.6469 | 1.8827 | 0 | 0 | 0 | 1.3449 | 3.9484 | 1.2663 | 3.1569 | 0.15353 | 0.055921 | 0 | 0.63797 | 0.20824 | 3.7009 | 16.4138 | 21.8127 | -9.1996 | 0 | 0.48567 | 0 | 1.7286 | 0.21713
2025_06_12 Hr 01 | 0 | 0 | 0 | 0 | 0 | 0 | 0 | 0 | 0 | 0 | 0 | 0.024893 | 0.24 | 0.0040931 | 0.63273 | 0.63273 | 2.6789 | 0 | 0.0052034 | 0.003872 | 0.023281 | 0.085287 | 0 | -1.3494 | 0 | 0 | 0 | 0.011212 | 0.015969 | 0.29873 | 0 | 0 | 2.1271 | 0 | 0 | 0.83819 | 0 | 0 | 0 | 0.032198 | -0.17034 | 0.048579 | 0 | 0.034353 | 0 | -0.074646 | 0 | 0 | 0 | 0 | 0 | 0 | 0 | 0 | 2.9473 | 0.043723 | 0.00013688 | 0 | 0 | 0 | 0 | 0 | 0 | 0 | 0 | 0 | 0 | 0 | 0 | 0 | 0 | 0 | 0 | 0 | 0 | -10.7955 | 1.8827 | 0 | 0 | 0 | 1.2927 | 4.243 | 1.2663 | 3.1569 | 0.15353 | 0.055921 | 0 | 0.63797 | 0.20824 | 3.7009 | 13.0859 | 21.2006 | -12.2196 | 0 | 0.48567 | 0 | 1.7286 | 0.21231
2025_06_12 Hr 02 | 0 | 0 | 0 | 0 | 0 | 0 | 0 | 0 | 0 | 0 | 0 | 0.024893 | 0.39 | 0.0066514 | 0.88236 | 0.88236 | 2.6789 | 0 | 0.0052034 | 0.003872 | 0.023281 | 0.085287 | 0 | -1.3494 | 0 | 0 | 0 | 0.011212 | 0.015969 | 0.29873 | 0 | 0 | 2.1271 | 0 | 0 | 0.83819 | 0 | 0 | 0 | 0.15183 | -0.017243 | 0.048579 | 0 | 0.034353 | 0 | -0.074646 | 0 | 0 | 0 | 0 | 0 | 0 | 0 | 0 | 3.2159 | 0.043723 | 0.00013688 | 0 | 0 | 0 | 0 | 0 | 0 | 0 | 0 | 0 | 0 | 0 | 0 | 0 | 0 | 0 | 0 | 0 | 0 | -10.2513 | 1.8827 | 0 | 0 | 0 | 1.2317 | 4.7423 | 1.2663 | 3.1569 | 0.15353 | 0.055921 | 0 | 0.63797 | 0.20824 | 3.7009 | 14.7568 | 21.5552 | -11.6753 | 0 | 0.48567 | 0 | 1.7286 | 0.20669
2025_06_12 Hr 03 | 0 | 0 | 0 | 0 | 0 | 0 | 0 | 0 | 0 | 0 | 0 | 0.024893 | 0.45 | 0.011437 | 1.132 | 1.132 | 3.6497 | 0 | 0.0052034 | 0.003872 | 0.023281 | 0.085287 | 0 | -1.1255 | 0 | 0 | 0 | 0.011212 | 0.015969 | 0.42941 | 0 | 9.4978 | 2.1271 | 0 | 0.29179 | 0.83819 | 0 | 0 | 0 | 0.55446 | -0.66124 | 0.048579 | 0 | 0.0043568 | 0 | -0.11227 | 0 | 0 | 0 | 0 | 0 | 0 | 0 | 0 | 3.4264 | 0.043723 | 0.00013688 | 0 | 0 | 0 | 0 | 0 | 0 | 0 | 0 | 0 | 0 | 0 | 0 | 0 | 0 | 0 | 0 | 0 | 0 | -31.3084 | 1.8827 | 0 | 0 | 0 | 1.6148 | 9.1831 | 1.2663 | 3.1569 | 0.15353 | 0.055921 | 0 | 0.63797 | 0.20824 | 3.7009 | -0.9654 | 22.5045 | -32.5462 | 0 | 0.48567 | 0 | 1.7286 | 0.20581
2025_06_12 Hr 04 | 0 | 0 | 0 | 0 | 0 | 0 | 0 | 0 | 0 | 0 | 0 | 0.024893 | 0.48 | 0.011955 | 1.3588 | 1.3588 | 4.1555 | 0 | 0.0052034 | 0.003872 | 0.023281 | 0.085287 | 0 | -1.1391 | 0 | 0 | 0 | 0.011212 | 0.015969 | 0.67056 | 0 | 2.9685 | 2.1271 | 0 | 0.3083 | 0.83819 | 0 | 0 | 0 | 0.15762 | -0.25291 | 0.048579 | 0 | 0.0042697 | 0 | -0.10998 | 0 | 0 | 0 | 0 | 0 | 0 | 0 | 0 | 3.078 | 0.043723 | 0.00013688 | 0 | 0 | 0 | 0 | 0 | 0 | 0 | 0 | 0 | 0 | 0 | 0 | 0 | 0 | 0 | 0 | 0 | 0 | -32.3166 | 1.8827 | 0 | 0 | 0 | 1.4145 | 10.5123 | 1.2663 | 3.1569 | 0.15353 | 0.055921 | 0 | 0.63797 | 0.20824 | 3.7009 | -1.148 | 22.0007 | -33.5657 | 0 | 0.48567 | 0 | 1.7286 | 0.20366
2025_06_12 Hr 05 | 0 | 0 | 0 | 0 | 0 | 0 | 0 | 0 | 0 | 0 | 0 | 0.024893 | 0.3 | 0.0077953 | 1.3997 | 1.3997 | 4.1555 | 0 | 0.0052034 | 0.003872 | 0.023281 | 0.085287 | 0 | -1.1102 | 0 | 0 | 0 | 0.011212 | 0.015969 | 0.77446 | 0 | 3.1389 | 2.1271 | 0 | 0.33018 | 0.83819 | 0 | 0 | 0 | 0 | -0.81314 | 0.048579 | 0 | 0.0044544 | 0 | -0.11483 | 0 | 0 | 0 | 0 | 0 | 0 | 0 | 0 | 2.5989 | 0.043723 | 0.00013688 | 0 | 0 | 0 | 0 | 0 | 0 | 0 | 0 | 0 | 0 | 0 | 0 | 0 | 0 | 0 | 0 | 0 | 0 | -31.6489 | 1.8827 | 0 | 0 | 0 | 1.2927 | 10.8683 | 1.2663 | 3.1569 | 0.15353 | 0.055921 | 0 | 0.63797 | 0.20824 | 3.7009 | -1.5816 | 21.2373 | -32.874 | 0 | 0.48567 | 0 | 1.7286 | 0.20351
2025_06_12 Hr 06 | 0.044971 | 0 | 0 | 0 | 0 | 0 | 0 | 0 | 0 | 0 | 0 | 0.024893 | 0.21 | 0.0054697 | 1.3997 | 1.3997 | 4.1555 | 0 | 0.0052034 | 0.003872 | 0.023281 | 0.085287 | 0 | -1.1086 | 0 | 0 | 0 | 0.011212 | 0.015969 | 0.79787 | 0 | 3.1389 | 2.1271 | 0 | 0.33018 | 0.83819 | 0 | 0 | 0 | 0 | -0.63231 | 0.048579 | 0 | 0.0044651 | 0 | -0.11511 | 0 | 0 | 0 | 0 | 0 | 0 | 0 | 0 | 2.3303 | 0.043723 | 0.00013688 | 0 | 0 | 0 | 0 | 0 | 0 | 0 | 0 | 0 | 0 | 0 | 0 | 0 | 0 | 0 | 0 | 0 | 0 | -31.4334 | 1.8827 | 0 | 0 | 0 | 0.93143 | 10.8917 | 1.2663 | 3.1569 | 0.15353 | 0.055921 | -0.044971 | 0.63797 | 0.20824 | 3.7009 | -1.8764 | 20.5662 | -32.702 | 0 | 0.48567 | 0 | 1.7286 | 0.20965
2025_06_12 Hr 07 | 0.22638 | 6.0938e-07 | 0 | 0 | 0 | 0 | 0 | 0 | 0 | 0 | 0 | 0.024893 | 0.18 | 0.0034125 | 1.3824 | 1.3824 | 2.9428 | 0 | 0.0052034 | 0.003872 | 0.023281 | 0.085287 | 0 | 0 | 0 | 0 | 0 | 0.011212 | 0.015969 | 0.29873 | 0 | 2.5633 | 2.1271 | 0 | 0.25745 | 0.83819 | 0 | 0 | 0 | 1.7624 | 0 | 0.048579 | 0 | 0.00325 | 0 | -0.083213 | 0 | 0 | 0 | 0 | 0 | 0 | 0 | 0 | 1.5753 | 0.043723 | 0.00013688 | -1.0625 | 0 | 0 | 0 | 0 | 0 | 0 | 0 | 0 | 0 | -2.2 | 0 | 0 | 0 | 0 | 0 | 0 | 0 | -26.3202 | 1.8827 | 0 | 0 | 0 | 0.74427 | 8.5696 | 1.2663 | 3.1569 | 0.15353 | 0.055921 | -0.22638 | 0.63797 | 0.20824 | 3.7009 | 0.14935 | 19.7096 | -29.8923 | 0 | 0.48567 | 0 | 1.7286 | 0.21859
2025_06_12 Hr 08 | 0.52215 | 8.0571e-06 | 0 | 0 | 0 | 0 | 0 | 0 | 0 | 0 | 0 | 0.024893 | 0.09 | 0.0016711 | 1.3893 | 1.3893 | 2.5878 | 0 | 0.0052034 | 0.003872 | 0.023281 | 0.085287 | 0 | 0 | 0 | 0 | 0 | 0.011212 | 0.015969 | 0.29873 | 0 | 2.3383 | 2.1271 | 0 | 0.22912 | 0.83819 | 0 | 0 | 0 | 2.3898 | 0 | 0.048579 | 0 | 0.0031831 | 0 | -0.081455 | 0 | 0 | 0 | 0 | 0 | 0 | 0 | 0 | 0.95824 | 0.043723 | 0.00013688 | -1.0625 | 0 | 0 | 0 | 0 | 0 | 0 | 0 | 0 | 0 | -2.2 | 0 | 0 | 0 | 0 | 0 | 0 | 0 | -25.3191 | 1.8827 | 0 | 0 | 0 | 0.6224 | 8.0035 | 1.2663 | 3.1569 | 0.15353 | 0.055921 | -0.52215 | 0.63797 | 0.20824 | 3.7009 | 0.364 | 19.156 | -29.1852 | 0 | 0.48567 | 0 | 1.7286 | 0.22813
2025_06_12 Hr 09 | 0.52229 | 5.1617e-05 | 0 | 0 | 0 | 0 | 0 | 0 | 0 | 0 | 0 | 0.024893 | 0.06 | 0.0013382 | 1.3945 | 1.3945 | 2.9478 | 0 | 0.0052034 | 0.003872 | 0.023281 | 0.085287 | 0 | 0 | 0 | 0 | 0 | 0.011212 | 0.015969 | 0.3088 | 0 | 2.7327 | 2.1271 | 0 | 0.27878 | 0.83819 | 0 | 0 | 0 | 2.7916 | 0 | 0.048579 | 0 | 0.0038235 | 0 | -0.098267 | 0 | 0 | 0 | 0 | 0 | 0 | 0 | 0 | 0.54445 | 0.043723 | 0.00013688 | -1.0625 | 0 | 0 | 0 | 0 | 0 | 0 | 0 | 0 | 0 | -2.2 | 0 | 0 | 0 | 0 | 0 | 0 | 0 | -28.447 | 1.8827 | 0 | 0 | 0 | 0.23939 | 8.7784 | 1.2663 | 3.1569 | 0.15353 | 0.055921 | -0.52229 | 0.63797 | 0.20824 | 3.7009 | -2.3761 | 18.3839 | -32.33 | 0 | 0.48567 | 0 | 1.7286 | 0.23339
2025_06_12 Hr 10 | 0.63091 | 0.00010965 | 0 | 0 | 0 | 0 | 0 | 0 | 0 | 0 | 0 | 0.024893 | 0.09 | 0.0016778 | 1.3997 | 1.3997 | 2.5878 | 0 | 0.0052034 | 0.003872 | 0.023281 | 0.085287 | 0 | 0 | 0 | 0 | 0 | 0.011212 | 0.015969 | 0.29873 | 0 | 2.3077 | 2.1271 | 0 | 0.22527 | 0.83819 | 0 | 0 | 0 | 3.1612 | 0 | 0.048579 | 0 | 0.0031957 | 0 | -0.081788 | 0 | 0 | 0 | 0 | 0 | 0 | 0 | 0 | 0.41378 | 0.043723 | 0.00013688 | -1.0625 | 0 | 0 | 0 | 0 | 0 | 0 | 0 | 0 | 0 | -2.2 | 0 | 0 | 0 | 0 | 0 | 0 | 0 | -25.5216 | 1.8827 | 0 | 0 | 0 | 0.30902 | 7.9937 | 1.2663 | 3.1569 | 0.15353 | 0.055921 | -0.63091 | 0.63797 | 0.20824 | 3.7009 | 0.073689 | 18.4157 | -29.4968 | 0 | 0.48567 | 0 | 1.7286 | 0.24063
2025_06_12 Hr 11 | 0.68075 | 0.00019221 | 0 | 0 | 0 | 0 | 0 | 0 | 0 | 0 | 0 | 0.024893 | 0.12 | 0.0025537 | 1.3997 | 1.3997 | 2.6264 | 0 | 0.0052034 | 0.003872 | 0.023281 | 0.085287 | 0 | 0 | 0 | 0 | 0 | 0.011212 | 0.015969 | 0.29873 | 0 | 2.9052 | 2.1271 | 0 | 0.3005 | 0.83819 | 0 | 0 | 0 | 2.8567 | 0 | 0.048579 | 0 | 0.0036481 | 0 | -0.093664 | 0 | 0 | 0 | 0 | 0 | 0 | 0 | 0 | 0.34119 | 0.043723 | 0.00013688 | -1.0625 | 0 | 0 | 0 | 0 | 0 | 0 | 0 | 0 | 0 | -2.2 | 0 | 0 | 0 | 0 | 0 | 0 | 0 | -28.2644 | 1.8827 | 0 | 0 | 0 | 0.26115 | 8.6298 | 1.2663 | 3.1569 | 0.15353 | 0.055921 | -0.68075 | 0.63797 | 0.20824 | 3.7009 | -2.359 | 18.4559 | -32.3013 | 0 | 0.48567 | 0 | 1.7286 | 0.24528
2025_06_12 Hr 12 | 0.67973 | 0.00025279 | 0 | 0 | 0 | 0 | 0 | 0 | 0 | 0 | 0 | 0.024893 | 0.15 | 0.0034343 | 1.3997 | 1.3997 | 3.5213 | 0 | 0.0052034 | 0.003872 | 0.023281 | 0.085287 | 0 | 0 | 0 | 0 | 0 | 0.011212 | 0.015969 | 0.30879 | 0 | 3.0746 | 2.1271 | 0 | 0.32182 | 0.83819 | 0 | 0 | 0 | 1.8511 | 0 | 0.048579 | 0 | 0.0039249 | 0 | -0.10093 | 0 | 0 | 0 | 0 | 0 | 0 | 0 | 0 | 0.41378 | 0.043723 | 0.00013688 | -1.0625 | 0 | 0 | 0 | 0 | 0 | 0 | 0 | 0 | 0 | -2.2 | 0 | 0 | 0 | 0 | 0 | 0 | 0 | -29.1774 | 1.8827 | 0 | 0 | 0 | 0.22198 | 9.7042 | 1.2663 | 3.1569 | 0.15353 | 0.055921 | -0.67973 | 0.63797 | 0.20824 | 3.7009 | -3.1193 | 18.546 | -33.2205 | 0 | 0.48567 | 0 | 1.7286 | 0.25072
2025_06_12 Hr 13 | 0.74722 | 0.00027415 | 0 | 0 | 0 | 0 | 0 | 0 | 0 | 0 | 0 | 0.024893 | 0.15 | 0.0034026 | 1.3997 | 1.3997 | 3.0506 | 0 | 0.0052034 | 0.003872 | 0.023281 | 0.085287 | 0 | 0 | 0 | 0 | 0 | 0.011212 | 0.015969 | 0.31549 | 0 | 2.7966 | 2.1271 | 0 | 0.28682 | 0.83819 | 0 | 0 | 0 | 2.6273 | 0 | 0.048579 | 0 | 0.0038887 | 0 | -0.099978 | 0 | 0 | 0 | 0 | 0 | 0 | 0 | 0 | 0.41378 | 0.043723 | 0.00013688 | -1.0625 | 0 | 0 | 0 | 0 | 0 | 0 | 0 | 0 | 0 | -2.2 | 0 | 0 | 0 | 0 | 0 | 0 | 0 | -28.9432 | 1.8827 | 0 | 0 | 0 | 0.26115 | 8.9622 | 1.2663 | 3.1569 | 0.15353 | 0.055921 | -0.74722 | 0.63797 | 0.20824 | 3.7009 | -2.8445 | 18.6189 | -33.0529 | 0 | 0.48567 | 0 | 1.7286 | 0.25195
2025_06_12 Hr 14 | 0.59015 | 0.00029536 | 0 | 0 | 0 | 0 | 0 | 0 | 0 | 0 | 0 | 0.024893 | 0.12 | 0.0028202 | 1.3997 | 1.3997 | 3.3237 | 0 | 0.0052034 | 0.003872 | 0.023281 | 0.085287 | 0 | 0 | 0 | 0 | 0 | 0.011212 | 0.015969 | 0.32544 | 0 | 2.9727 | 2.1271 | 0 | 0.30898 | 0.83819 | 0 | 0 | 0 | 2.6204 | 0 | 0.048579 | 0 | 0.0027698 | 0 | -0.10366 | 0 | 0 | 0 | 0 | 0 | 0 | 0 | 0 | 0.41378 | 0.043723 | 0.00013688 | -1.0625 | 0 | 0 | 0 | 0 | 0 | 0 | 0 | 0 | 0 | -2.2 | 0 | 0 | 0 | 0 | 0 | 0 | 0 | -30.3911 | 1.8827 | 0 | 2.3153 | 0 | 0.20021 | 10.5818 | 1.2663 | 3.1569 | 0.15353 | 0.055921 | -0.59015 | 0.63797 | 0.20824 | 3.7009 | -2.7527 | 18.3925 | -34.3474 | 0 | 0.48567 | 0 | 1.7286 | 0.25195
2025_06_12 Hr 15 | 0.56741 | 0.0003182 | 0 | 0 | 0 | 0 | 0 | 0 | 0 | 0 | 0 | 0.024893 | 0.15 | 0.0038321 | 1.3997 | 1.3997 | 4.0077 | 0 | 0.0052034 | 0.003872 | 0.023281 | 0.085287 | 0 | 0 | 0 | 0 | 0 | 0.011212 | 0.015969 | 0.44825 | 0 | 3.0746 | 2.1271 | 0 | 0.32182 | 0.83819 | 0 | 0 | 0 | 1.7221 | 0 | 0.048579 | 0 | 0.0030109 | 0 | -0.11286 | 0 | 0 | 0 | 0 | 0 | 0 | 0 | 0 | 0.34119 | 0.043723 | 0.00013688 | -1.0625 | 0 | 0 | 0 | 0 | 0 | 0 | 0 | 0 | 0 | -2.2 | 0 | 0 | 0 | 0 | 0 | 0 | 0 | -33.9111 | 1.8827 | 0 | 1.1606 | 0 | 0.26985 | 11.4906 | 1.2663 | 3.1569 | 0.15353 | 0.055921 | -0.56741 | 0.63797 | 0.20824 | 3.7009 | -6.2306 | 18.4106 | -37.8539 | 0 | 0.48567 | 0 | 1.7286 | 0.25195
2025_06_12 Hr 16 | 0.54496 | 0.00037477 | 0 | 0.11806 | 0.11806 | 0.11756 | 0.11807 | 0.11808 | 0.11813 | 0 | 0 | 0.024893 | 0.12 | 0.0037969 | 1.3997 | 1.3997 | 4.0077 | 0 | 0.0052034 | 0.003872 | 0.023281 | 0.085287 | 0 | 0 | 0 | 0 | 0 | 0.011212 | 0.015969 | 0.68929 | 0.4293 | 3.0746 | 2.1271 | 0 | 0.32182 | 0.83819 | 0 | 0 | 0 | 1.6228 | 0 | 0.048579 | 0 | 0.001695 | 0 | -0.14028 | 0 | 0 | 0 | 0 | 0 | 0 | 0 | 0 | 1.372 | 0.043723 | 0.00013688 | -1.0625 | 0 | 0 | 0 | 0 | 0 | 0 | 0 | 0 | 0 | -2.2 | 0 | 0 | 0 | 0 | 0 | 0 | 0 | -43.1456 | 1.8827 | 0 | 1.2528 | 0 | 0.36125 | 12.8115 | 1.2663 | 3.1569 | 0.15353 | 0.055921 | -0.54496 | 0.63797 | 0.20824 | 3.7009 | -13.1787 | 19.4804 | -47.0934 | 0 | 0.48567 | 0 | 1.7286 | 0.25195
2025_06_12 Hr 17 | 0.40874 | 0.00036208 | 0 | 0.11806 | 0.11806 | 0.11756 | 0.11807 | 0.11808 | 0.11813 | 0 | 0 | 0.024893 | 0.12 | 0.004198 | 1.3997 | 1.3997 | 4.0077 | 0 | 0.0052034 | 0.003872 | 0.023281 | 0.085287 | 0 | 0 | 0 | 0 | 0 | 0.011212 | 0.015969 | 0.79954 | 0.27966 | 3.0746 | 2.1271 | 0 | 0.32182 | 0.83819 | 0 | 0 | 0 | 1.9105 | 0 | 0.048579 | 0 | 0.0018741 | 0 | -0.15533 | 0 | 0 | 0 | 0 | 0 | 0 | 0 | 0 | 1.5753 | 0.043723 | 0.00013688 | -1.0625 | 0 | 0 | 0 | 0 | 0 | 0 | 0 | 0 | 0 | -2.2 | 0 | 0 | 0 | 0 | 0 | 0 | 0 | -45.9245 | 1.8827 | 0 | 1.2528 | 0 | 0.36125 | 12.9217 | 1.2663 | 3.1569 | 0.15353 | 0.055921 | -0.40874 | 0.63797 | 0.20824 | 3.7009 | -15.371 | 19.5479 | -49.7511 | 0 | 0.48567 | 0 | 1.7286 | 0.25195
2025_06_12 Hr 18 | 0.45422 | 0.00028908 | 0 | 0.11806 | 0.11806 | 0.11756 | 0.11807 | 0.11808 | 0.11813 | 0 | 0 | 0.024893 | 0.09 | 0.0032248 | 1.3997 | 1.3997 | 4.0077 | 0 | 0.0052034 | 0.003872 | 0.023281 | 0.085287 | 0 | 0 | 0 | 0 | 0 | 0.011212 | 0.015969 | 0.79954 | 0.27966 | 3.0746 | 2.1271 | 0 | 0.32182 | 0.83819 | 0 | 0 | 0 | 2.4938 | 0 | 0.048579 | 0 | 0.0019195 | 0 | -0.15914 | 0 | 0 | 0 | 0 | 0 | 0 | 0 | 0 | 1.4374 | 0.043723 | 0.00013688 | -1.0625 | 0 | 0 | 0 | 0 | 0 | 0 | 0 | 0 | 0 | -2.2 | 0 | 0 | 0 | 0 | 0 | 0 | 0 | -47.122 | 1.8827 | 0 | 1.2891 | 0 | 0.55276 | 12.9581 | 1.2663 | 3.1569 | 0.15353 | 0.055921 | -0.45422 | 0.63797 | 0.20824 | 3.7009 | -15.9302 | 19.6159 | -50.9979 | 0 | 0.48567 | 0 | 1.7286 | 0.25195
2025_06_12 Hr 19 | 0.22653 | 0.00024379 | 0 | 0.11806 | 0.11806 | 0.11756 | 0.11807 | 0.11808 | 0.11813 | 0 | 0 | 0.024893 | 0.03 | 0.0012168 | 1.3997 | 1.3997 | 4.0077 | 0 | 0.0052034 | 0.003872 | 0.023281 | 0.085287 | 0 | 0 | 0 | 0 | 0 | 0.011212 | 0.015969 | 0.79954 | 0.27966 | 3.0746 | 2.1271 | 0 | 0.32182 | 0.83819 | 0 | 0 | 0 | 1.8339 | 0 | 0.048579 | 0 | 0.0021728 | 0 | -0.18041 | 0 | 0 | 0 | 0 | 0 | 0 | 0 | 0 | 1.2341 | 0.043723 | 0.00013688 | -1.0625 | 0 | 0 | 0 | 0 | 0 | 0 | 0 | 0 | 0 | -2.2 | 0 | 0 | 0 | 0 | 0 | 0 | 0 | -53.3684 | 1.8827 | 0 | 1.5797 | 0 | 1.2448 | 13.2486 | 1.2663 | 3.1569 | 0.15353 | 0.055921 | -0.22653 | 0.63797 | 0.20824 | 3.7009 | -22.1405 | 19.8149 | -57.0379 | 0 | 0.48567 | 0 | 1.7286 | 0.25195
2025_06_12 Hr 20 | 0.045044 | 9.7914e-05 | 0 | 0.11806 | 0.11806 | 0.11756 | 0.11807 | 0.11808 | 0.11813 | 0 | 0 | 0.024893 | 0.03 | 0.0010504 | 1.3997 | 1.3997 | 4.0077 | 0 | 0.0052034 | 0.003872 | 0.023281 | 0.085287 | 0 | 0 | 0 | 0 | 0 | 0.011212 | 0.015969 | 0.79954 | 0.27966 | 3.0746 | 2.1271 | 0 | 0.32182 | 0.83819 | 0 | 0 | 0 | 2.0951 | 0 | 0.048579 | 0 | 0.0018758 | 0 | -0.15546 | 0 | 0 | 0 | 0 | 0 | 0 | 0 | 0 | 1.372 | 0.043723 | 0.00013688 | -1.0625 | 0 | 0 | 0 | 0 | 0 | 0 | 0 | 0 | 0 | -2.2 | 0 | 0 | 0 | 0 | 0 | 0 | 0 | -48.8988 | 1.8827 | 0 | 1.3421 | 0 | 1.4668 | 13.0111 | 1.2663 | 3.1569 | 0.15353 | 0.055921 | -0.045044 | 0.63797 | 0.20824 | 3.7009 | -17.2627 | 19.993 | -52.3618 | 0 | 0.48567 | 0 | 1.7286 | 0.2519
2025_06_12 Hr 21 | 0 | 1.8511e-05 | 0 | 0.11806 | 0.11806 | 0.11756 | 0.11807 | 0.11808 | 0.11813 | 0 | 0 | 0.024893 | 0.03 | 0.0010798 | 1.3997 | 1.3997 | 4.0077 | 0 | 0.0052034 | 0.003872 | 0.023281 | 0.085287 | 0 | 0 | 0 | 0 | 0 | 0.011212 | 0.015969 | 0.79954 | 0.27966 | 3.0746 | 2.1271 | 0 | 0.32182 | 0.83819 | 0 | 0 | 0 | 2.5472 | 0 | 0.048579 | 0 | 0.0019282 | 0 | -0.15987 | 0 | 0 | 0 | 0 | 0 | 0 | 0 | 0 | 1.372 | 0.043723 | 0.00013688 | -1.0625 | 0 | 0 | 0 | 0 | 0 | 0 | 0 | 0 | 0 | -2.2 | 0 | 0 | 0 | 0 | 0 | 0 | 0 | -52.9531 | 1.8827 | 0 | 1.3087 | 0 | 1.8846 | 12.9777 | 1.2663 | 3.1569 | 0.15353 | 0.055921 | 0 | 0.63797 | 0.20824 | 3.7009 | -20.4892 | 20.3614 | -56.3755 | 0 | 0.48567 | 0 | 1.7286 | 0.24758
2025_06_12 Hr 22 | 0 | 1.6079e-06 | 0 | 0.11806 | 0.11806 | 0.11756 | 0.11807 | 0.11808 | 0.11813 | 0 | 0 | 0.024893 | 0.3 | 0.010005 | 1.3997 | 1.3997 | 4.0077 | 0 | 0.0052034 | 0.003872 | 0.023281 | 0.085287 | 0 | 0 | 0 | 0 | 0 | 0.011212 | 0.015969 | 0.79954 | 0.27966 | 3.0746 | 2.1271 | 0 | 0.32182 | 0.83819 | 0 | 0 | 0 | 1.766 | 0 | 0.048579 | 0 | 0.0017866 | 0 | -0.14797 | 0 | 0 | 0 | 0 | 0 | 0 | 0 | 0 | 1.9165 | 0.043723 | 0.00013688 | -1.0625 | 0 | 0 | 0 | 0 | 0 | 0 | 0 | 0 | 0 | -2.2 | 0 | 0 | 0 | 0 | 0 | 0 | 0 | -51.6475 | 1.8827 | 0 | 1.2165 | 0 | 2.5592 | 12.8854 | 1.2663 | 3.1569 | 0.15353 | 0.055921 | 0 | 0.63797 | 0.20824 | 3.7009 | -18.5536 | 21.8529 | -55.0579 | 0 | 0.48567 | 0 | 1.7286 | 0.24113
2025_06_12 Hr 23 | 0 | 0 | 0 | 0.11806 | 0.11806 | 0.11756 | 0.11807 | 0.11808 | 0.11813 | 0 | 0 | 0.024893 | 1.08 | 0.043985 | 1.3997 | 1.3997 | 4.1555 | 0 | 0.0052034 | 0.003872 | 0.023281 | 0.085287 | 0 | -0.71535 | 0 | 0 | 0 | 0.011212 | 0.015969 | 0.79954 | 0.27966 | 3.1389 | 2.1271 | 0 | 0.33018 | 0.83819 | 0 | 0 | 0 | 0.46281 | -0.14815 | 0.048579 | 0 | 0.0021818 | 0 | -0.18117 | 0 | 0 | 0 | 0 | 0 | 0 | 0 | 0 | 2.3956 | 0.043723 | 0.00013688 | 0 | 0 | 0 | 0 | 0 | 0 | 0 | 0 | 0 | 0 | 0 | 0 | 0 | 0 | 0 | 0 | 0 | 0 | -62.0175 | 1.8827 | 0 | 1.5921 | 0 | 2.6202 | 13.4732 | 1.2663 | 3.1569 | 0.15353 | 0.055921 | 0 | 0.63797 | 0.20824 | 3.7009 | -25.9229 | 23.2033 | -62.914 | 0 | 0.48567 | 0 | 1.7286 | 0.22907
2025_06_12 Hr 24 | 0 | 0 | 0 | 0 | 0 | 0 | 0 | 0 | 0 | 0 | 0 | 0.024893 | 1.62 | 0.055406 | 1.3997 | 1.3997 | 4.1555 | 0 | 0.0052034 | 0.003872 | 0.023281 | 0.085287 | 0 | -0.89015 | 0 | 0 | 0 | 0.011212 | 0.015969 | 0.79954 | 0.27966 | 3.1389 | 2.1271 | 0 | 0.33018 | 0.83819 | 0 | 0 | 0 | 0 | -0.26234 | 0.048579 | 0 | 0.0040309 | 0 | -0.15181 | 0 | 0 | 0 | 0 | 0 | 0 | 0 | 0 | 2.3303 | 0.043723 | 0.00013688 | 0 | 0 | 0 | 0 | 0 | 0 | 0 | 0 | 0 | 0 | 0 | 0 | 0 | 0 | 0 | 0 | 0 | 0 | -51.5708 | 1.8827 | 0 | 1.3338 | 0 | 2.6506 | 12.5068 | 1.2663 | 3.1569 | 0.15353 | 0.055921 | 0 | 0.63797 | 0.20824 | 3.7009 | -16.6602 | 23.7081 | -52.6128 | 0 | 0.48567 | 0 | 1.7286 | 0.21731
2025_06_13 Hr 01 | 0 | 0 | 0 | 0 | 0 | 0 | 0 | 0 | 0 | 0 | 0 | 0.024893 | 1.8 | 0.055499 | 1.3997 | 1.3997 | 3.7681 | 0 | 0.0052034 | 0.003872 | 0.023281 | 0.085287 | 0 | -0.98037 | 0 | 0 | 0 | 0.011212 | 0.015969 | 0.79954 | 0.25403 | 2.846 | 2.1271 | 0 | 0.33018 | 0.83819 | 0 | 0 | 0 | 0.12854 | -0.01591 | 0.048579 | 0 | 0.0036339 | 0 | -0.13665 | 0 | 0 | 0 | 0 | 0 | 0 | 0 | 0 | 2.2577 | 0.043723 | 0.00013688 | 0 | 0 | 0 | 0 | 0 | 0 | 0 | 0 | 0 | 0 | 0 | 0 | 0 | 0 | 0 | 0 | 0 | 0 | -42.5983 | 1.8827 | 0 | 1.1167 | 0 | 2.5375 | 11.5838 | 1.2663 | 3.1569 | 0.15353 | 0.055921 | 0 | 0.63797 | 0.20824 | 3.7009 | -8.3244 | 23.6945 | -43.7153 | 0 | 0.48567 | 0 | 1.7286 | 0.20945
2025_06_13 Hr 02 | 0 | 0 | 0 | 0 | 0 | 0 | 0 | 0 | 0 | 0 | 0 | 0.024893 | 1.68 | 0.049541 | 1.3997 | 1.3997 | 3.7681 | 0 | 0.0052034 | 0.003872 | 0.023281 | 0.085287 | 0 | -1.0164 | 0 | 0 | 0 | 0.011212 | 0.015969 | 0.79954 | 0.25403 | 2.846 | 2.1271 | 0 | 0.33018 | 0.83819 | 0 | 0 | 0 | 0.0058428 | -0.17181 | 0.048579 | 0 | 0.0034755 | 0 | -0.1306 | 0 | 0 | 0 | 0 | 0 | 0 | 0 | 0 | 2.4682 | 0.043723 | 0.00013688 | 0 | 0 | 0 | 0 | 0 | 0 | 0 | 0 | 0 | 0 | 0 | 0 | 0 | 0 | 0 | 0 | 0 | 0 | -40.4909 | 1.8827 | 0 | 1.1167 | 0 | 2.8073 | 11.5838 | 1.2663 | 3.1569 | 0.15353 | 0.055921 | 0 | 0.63797 | 0.20824 | 3.7009 | -6.1736 | 24.0464 | -41.6379 | 0 | 0.48567 | 0 | 1.7286 | 0.2069
2025_06_13 Hr 03 | 0 | 0 | 0 | 0 | 0 | 0 | 0 | 0 | 0 | 0 | 0 | 0.024893 | 1.71 | 0.053596 | 1.3997 | 1.3997 | 3.7681 | 0 | 0.0052034 | 0.003872 | 0.023281 | 0.085287 | 0 | -0.96671 | 0 | 0 | 0 | 0.011212 | 0.015969 | 0.79954 | 0.25403 | 2.846 | 2.1271 | 0 | 0.33018 | 0.83819 | 0 | 0 | 0 | 0.038398 | -0.6168 | 0.048579 | 0 | 0.003694 | 0 | -0.13894 | 0 | 0 | 0 | 0 | 0 | 0 | 0 | 0 | 2.5989 | 0.043723 | 0.00013688 | 0 | 0 | 0 | 0 | 0 | 0 | 0 | 0 | 0 | 0 | 0 | 0 | 0 | 0 | 0 | 0 | 0 | 0 | -42.7278 | 1.8827 | 0 | 1.1167 | 0 | 2.8073 | 11.5838 | 1.2663 | 3.1569 | 0.15353 | 0.055921 | 0 | 0.63797 | 0.20824 | 3.7009 | -8.6197 | 24.2083 | -43.8334 | 0 | 0.48567 | 0 | 1.7286 | 0.20409
2025_06_13 Hr 04 | 0 | 0 | 0 | 0 | 0 | 0 | 0 | 0 | 0 | 0 | 0 | 0.024893 | 1.86 | 0.060367 | 1.3997 | 1.3997 | 3.7681 | 0 | 0.0052034 | 0.003872 | 0.023281 | 0.085287 | 0 | -0.93692 | 0 | 0 | 0 | 0.011212 | 0.015969 | 0.79954 | 0.25403 | 2.846 | 2.1271 | 0 | 0.33018 | 0.83819 | 0 | 0 | 0 | 0 | -0.52281 | 0.048579 | 0 | 0.0038251 | 0 | -0.14395 | 0 | 0 | 0 | 0 | 0 | 0 | 0 | 0 | 2.4682 | 0.043723 | 0.00013688 | 0 | 0 | 0 | 0 | 0 | 0 | 0 | 0 | 0 | 0 | 0 | 0 | 0 | 0 | 0 | 0 | 0 | 0 | -43.6262 | 1.8827 | 0 | 1.1167 | 0 | 2.4461 | 11.5838 | 1.2663 | 3.1569 | 0.15353 | 0.055921 | 0 | 0.63797 | 0.20824 | 3.7009 | -9.7746 | 23.8715 | -44.7071 | 0 | 0.48567 | 0 | 1.7286 | 0.20245
2025_06_13 Hr 05 | 0 | 0 | 0 | 0.10704 | 0.10704 | 0.10659 | 0.10705 | 0.10706 | 0.1071 | 0 | 0 | 0.024893 | 1.89 | 0.069796 | 1.3997 | 1.3997 | 3.7681 | 0 | 0.0052034 | 0.003872 | 0.023281 | 0.085287 | 0 | -0.81708 | 0 | 0 | 0 | 0.011212 | 0.015969 | 0.79954 | 0.25403 | 2.846 | 2.1271 | 0 | 0.33018 | 0.83819 | 0 | 0 | 0 | 0 | -0.89675 | 0.048579 | 0 | 0.0019783 | 0 | -0.16408 | 0 | 0 | 0 | 0 | 0 | 0 | 0 | 0 | 2.5989 | 0.043723 | 0.00013688 | 0 | 0 | 0 | 0 | 0 | 0 | 0 | 0 | 0 | 0 | 0 | 0 | 0 | 0 | 0 | 0 | 0 | 0 | -49.7114 | 1.8827 | 0 | 1.4379 | 0 | 2.1284 | 12.5468 | 1.2663 | 3.1569 | 0.15353 | 0.055921 | 0 | 0.63797 | 0.20824 | 3.7009 | -15.3191 | 23.7234 | -50.6926 | 0 | 0.48567 | 0 | 1.7286 | 0.20192
2025_06_13 Hr 06 | 0.022813 | 0 | 0 | 0.10704 | 0.10704 | 0.10659 | 0.10705 | 0.10706 | 0.1071 | 0 | 0 | 0.024893 | 1.65 | 0.064104 | 1.3997 | 1.3997 | 3.7681 | 0 | 0.0052034 | 0.003872 | 0.023281 | 0.085287 | 0 | -0.7656 | 0 | 0 | 0 | 0.011212 | 0.015969 | 0.79954 | 0.25403 | 2.846 | 2.1271 | 0 | 0.33018 | 0.83819 | 0 | 0 | 0 | 0.092547 | -0.46174 | 0.048579 | 0 | 0.0020813 | 0 | -0.17273 | 0 | 0 | 0 | 0 | 0 | 0 | 0 | 0 | 2.1197 | 0.043723 | 0.00013688 | 0 | 0 | 0 | 0 | 0 | 0 | 0 | 0 | 0 | 0 | 0 | 0 | 0 | 0 | 0 | 0 | 0 | 0 | -52.9185 | 1.8827 | 0 | 1.487 | 0 | 1.8846 | 12.596 | 1.2663 | 3.1569 | 0.15353 | 0.055921 | -0.022813 | 0.63797 | 0.20824 | 3.7009 | -18.8702 | 22.7827 | -53.8796 | 0 | 0.48567 | 0 | 1.7286 | 0.20701
2025_06_13 Hr 07 | 0.15853 | 9.7158e-07 | 0 | 0.10704 | 0.10704 | 0.10659 | 0.10705 | 0.10706 | 0.1071 | 0 | 0 | 0.024893 | 1.17 | 0.035365 | 1.3997 | 1.3997 | 3.6341 | 0 | 0.0052034 | 0.003872 | 0.023281 | 0.085287 | 0 | 0 | 0 | 0 | 0 | 0.011212 | 0.015969 | 0.79954 | 0.25403 | 2.7876 | 2.1271 | 0 | 0.32182 | 0.83819 | 0 | 0 | 0 | 0.14562 | -0.11982 | 0.048579 | 0 | 0.0016193 | 0 | -0.13392 | 0 | 0 | 0 | 0 | 0 | 0 | 0 | 0 | 2.4682 | 0.043723 | 0.00013688 | -1.0625 | 0 | 0 | 0 | 0 | 0 | 0 | 0 | 0 | 0 | -2.2 | 0 | 0 | 0 | 0 | 0 | 0 | 0 | -45.1333 | 1.8827 | 0 | 1.184 | 0 | 2.0674 | 12.1006 | 1.2663 | 3.1569 | 0.15353 | 0.055921 | -0.15853 | 0.63797 | 0.20824 | 3.7009 | -13.6185 | 22.9433 | -48.6882 | 0 | 0.48567 | 0 | 1.7286 | 0.21774
2025_06_13 Hr 08 | 0.29569 | 1.295e-05 | 0 | 0.10704 | 0.10704 | 0.10659 | 0.10705 | 0.10706 | 0.1071 | 0 | 0 | 0.024893 | 0.57 | 0.017011 | 1.3997 | 1.3997 | 3.6341 | 0 | 0.0052034 | 0.003872 | 0.023281 | 0.085287 | 0 | 0 | 0 | 0 | 0 | 0.011212 | 0.015969 | 0.79954 | 0.25403 | 2.7876 | 2.1271 | 0 | 0.32182 | 0.83819 | 0 | 0 | 0 | 0.7227 | 0 | 0.048579 | 0 | 0.0015988 | 0 | -0.1322 | 0 | 0 | 0 | 0 | 0 | 0 | 0 | 0 | 2.3303 | 0.043723 | 0.00013688 | -1.0625 | 0 | 0 | 0 | 0 | 0 | 0 | 0 | 0 | 0 | -2.2 | 0 | 0 | 0 | 0 | 0 | 0 | 0 | -43.5956 | 1.8827 | 0 | 1.07 | 0 | 1.8672 | 11.9867 | 1.2663 | 3.1569 | 0.15353 | 0.055921 | -0.29569 | 0.63797 | 0.20824 | 3.7009 | -12.4449 | 22.1316 | -47.2859 | 0 | 0.48567 | 0 | 1.7286 | 0.22538
2025_06_13 Hr 09 | 0.29576 | 6.4765e-05 | 0 | 0 | 0 | 0 | 0 | 0 | 0 | 0 | 0 | 0.024893 | 0.24 | 0.006811 | 1.3997 | 1.3997 | 3.6341 | 0 | 0.0052034 | 0.003872 | 0.023281 | 0.085287 | 0 | 0 | 0 | 0 | 0 | 0.011212 | 0.015969 | 0.78951 | 0.25403 | 2.7876 | 2.1271 | 0 | 0.32182 | 0.83819 | 0 | 0 | 0 | 1.1331 | 0 | 0.048579 | 0 | 0.0033447 | 0 | -0.12561 | 0 | 0 | 0 | 0 | 0 | 0 | 0 | 0 | 2.1923 | 0.043723 | 0.00013688 | -1.0625 | 0 | 0 | 0 | 0 | 0 | 0 | 0 | 0 | 0 | -2.2 | 0 | 0 | 0 | 0 | 0 | 0 | 0 | -38.258 | 1.8827 | 0 | 1.07 | 0 | 1.6539 | 11.3348 | 1.2663 | 3.1569 | 0.15353 | 0.055921 | -0.29576 | 0.63797 | 0.20824 | 3.7009 | -8.0307 | 21.4432 | -41.9419 | 0 | 0.48567 | 0 | 1.7286 | 0.22826
2025_06_13 Hr 10 | 0.34074 | 0.00016102 | 0 | 0 | 0 | 0 | 0 | 0 | 0 | 0 | 0 | 0.024893 | 0.18 | 0.0049543 | 1.3997 | 1.3997 | 3.6341 | 0 | 0.0052034 | 0.003872 | 0.023281 | 0.085287 | 0 | 0 | 0 | 0 | 0 | 0.011212 | 0.015969 | 0.79954 | 0.25403 | 2.7876 | 2.1271 | 0 | 0.32182 | 0.83819 | 0 | 0 | 0 | 1.2649 | 0 | 0.048579 | 0 | 0.0032439 | 0 | -0.12176 | 0 | 0 | 0 | 0 | 0 | 0 | 0 | 0 | 1.7785 | 0.043723 | 0.00013688 | -1.0625 | 0 | 0 | 0 | 0 | 0 | 0 | 0 | 0 | 0 | -2.2 | 0 | 0 | 0 | 0 | 0 | 0 | 0 | -37.9272 | 1.8827 | 0 | 1.0522 | 0 | 1.7062 | 11.327 | 1.2663 | 3.1569 | 0.15353 | 0.055921 | -0.34074 | 0.63797 | 0.20824 | 3.7009 | -7.9915 | 21.0688 | -41.6521 | 0 | 0.48567 | 0 | 1.7286 | 0.23211
2025_06_13 Hr 11 | 0.43148 | 0.00023862 | 0 | 0 | 0 | 0 | 0 | 0 | 0 | 0 | 0 | 0.024893 | 0.18 | 0.0048415 | 1.3997 | 1.3997 | 3.6341 | 0 | 0.0052034 | 0.003872 | 0.023281 | 0.085287 | 0 | 0 | 0 | 0 | 0 | 0.011212 | 0.015969 | 0.79954 | 0.25403 | 2.7876 | 2.1271 | 0 | 0.32182 | 0.83819 | 0 | 0 | 0 | 1.2037 | 0 | 0.048579 | 0 | 0.00317 | 0 | -0.11894 | 0 | 0 | 0 | 0 | 0 | 0 | 0 | 0 | 1.372 | 0.043723 | 0.00013688 | -1.0625 | 0 | 0 | 0 | 0 | 0 | 0 | 0 | 0 | 0 | -2.2 | 0 | 0 | 0 | 0 | 0 | 0 | 0 | -36.1018 | 1.8827 | 0 | 1.0522 | 0 | 1.9064 | 11.327 | 1.2663 | 3.1569 | 0.15353 | 0.055921 | -0.43148 | 0.63797 | 0.20824 | 3.7009 | -6.4283 | 20.9557 | -39.9147 | 0 | 0.48567 | 0 | 1.7286 | 0.23471
2025_06_13 Hr 12 | 0.38636 | 0.00029426 | 0 | 0 | 0 | 0 | 0 | 0 | 0 | 0 | 0 | 0.024893 | 0.24 | 0.0065294 | 1.3997 | 1.3997 | 3.6341 | 0 | 0.0052034 | 0.003872 | 0.023281 | 0.085287 | 0 | 0 | 0 | 0 | 0 | 0.011212 | 0.015969 | 0.79954 | 0.25403 | 2.7876 | 2.1271 | 0 | 0.32182 | 0.83819 | 0 | 0 | 0 | 1.439 | 0 | 0.048579 | 0 | 0.0032064 | 0 | -0.12033 | 0 | 0 | 0 | 0 | 0 | 0 | 0 | 0 | 0.8929 | 0.043723 | 0.00013688 | -1.0625 | 0 | 0 | 0 | 0 | 0 | 0 | 0 | 0 | 0 | -2.2 | 0 | 0 | 0 | 0 | 0 | 0 | 0 | -37.0306 | 1.8827 | 0 | 1.0522 | 0 | 2.0761 | 11.327 | 1.2663 | 3.1569 | 0.15353 | 0.055921 | -0.38636 | 0.63797 | 0.20824 | 3.7009 | -7.3682 | 20.6656 | -40.7998 | 0 | 0.48567 | 0 | 1.7286 | 0.23728
2025_06_13 Hr 13 | 0.4771 | 0.00032222 | 0 | 0 | 0 | 0 | 0 | 0 | 0 | 0 | 0 | 0.024893 | 0.33 | 0.0091638 | 1.3997 | 1.3997 | 3.6341 | 0 | 0.0052034 | 0.003872 | 0.023281 | 0.085287 | 0 | 0 | 0 | 0 | 0 | 0.011212 | 0.015969 | 0.79954 | 0.25403 | 2.7876 | 2.1271 | 0 | 0.32182 | 0.83819 | 0 | 0 | 0 | 1.8013 | 0 | 0.048579 | 0 | 0.0032728 | 0 | -0.12286 | 0 | 0 | 0 | 0 | 0 | 0 | 0 | 0 | 0.54445 | 0.043723 | 0.00013688 | -1.0625 | 0 | 0 | 0 | 0 | 0 | 0 | 0 | 0 | 0 | -2.2 | 0 | 0 | 0 | 0 | 0 | 0 | 0 | -38.2437 | 1.8827 | 0 | 1.0522 | 0 | 2.4069 | 11.327 | 1.2663 | 3.1569 | 0.15353 | 0.055921 | -0.4771 | 0.63797 | 0.20824 | 3.7009 | -8.143 | 20.8349 | -42.1062 | 0 | 0.48567 | 0 | 1.7286 | 0.24088
2025_06_13 Hr 14 | 0.5451 | 0.0003297 | 0 | 0 | 0 | 0 | 0 | 0 | 0 | 0 | 0 | 0.024893 | 0.36 | 0.0098997 | 1.3997 | 1.3997 | 3.6341 | 0 | 0.0052034 | 0.003872 | 0.023281 | 0.085287 | 0 | 0 | 0 | 0 | 0 | 0.011212 | 0.015969 | 0.78951 | 0.25403 | 2.7876 | 2.1271 | 0 | 0.32182 | 0.83819 | 0 | 0 | 0 | 1.6604 | 0 | 0.048579 | 0 | 0.003241 | 0 | -0.12165 | 0 | 0 | 0 | 0 | 0 | 0 | 0 | 0 | 0.13793 | 0.043723 | 0.00013688 | -1.0625 | 0 | 0 | 0 | 0 | 0 | 0 | 0 | 0 | 0 | -2.2 | 0 | 0 | 0 | 0 | 0 | 0 | 0 | -37.372 | 1.8827 | 0 | 1.0522 | 0 | 2.6376 | 11.317 | 1.2663 | 3.1569 | 0.15353 | 0.055921 | -0.5451 | 0.63797 | 0.20824 | 3.7009 | -7.566 | 20.7578 | -41.3012 | 0 | 0.48567 | 0 | 1.7286 | 0.24089
2025_06_13 Hr 15 | 0.59015 | 0.00030409 | 0 | 0 | 0 | 0 | 0 | 0 | 0 | 0 | 0 | 0.024893 | 0.3 | 0.0076499 | 1.3997 | 1.3997 | 3.6341 | 0 | 0.0052034 | 0.003872 | 0.023281 | 0.085287 | 0 | 0 | 0 | 0 | 0 | 0.011212 | 0.015969 | 0.76441 | 0 | 2.7876 | 2.1271 | 0 | 0.32182 | 0.83819 | 0 | 0 | 0 | 1.3168 | 0 | 0.048579 | 0 | 0.0030053 | 0 | -0.11265 | 0 | 0 | 0 | 0 | 0 | 0 | 0 | 0 | 0.065334 | 0.043723 | 0.00013688 | -1.0625 | 0 | 0 | 0 | 0 | 0 | 0 | 0 | 0 | 0 | -2.2 | 0 | 0 | 0 | 0 | 0 | 0 | 0 | -32.663 | 1.8827 | 0 | 1.0522 | 0 | 2.7377 | 11.0379 | 1.2663 | 3.1569 | 0.15353 | 0.055921 | -0.59015 | 0.63797 | 0.20824 | 3.7009 | -3.5048 | 20.7689 | -36.6283 | 0 | 0.48567 | 0 | 1.7286 | 0.24169
2025_06_13 Hr 16 | 0.68082 | 0.00025743 | 0 | 0 | 0 | 0 | 0 | 0 | 0 | 0 | 0 | 0.024893 | 0.24 | 0.0055472 | 1.3893 | 1.3893 | 3.0857 | 0 | 0.0052034 | 0.003872 | 0.023281 | 0.085287 | 0 | 0 | 0 | 0 | 0 | 0.011212 | 0.015969 | 0.32388 | 0 | 2.5356 | 2.1271 | 0 | 0.28682 | 0.83819 | 0 | 0 | 0 | 2.5571 | 0 | 0.048579 | 0 | 0.0027241 | 0 | -0.10191 | 0 | 0 | 0 | 0 | 0 | 0 | 0 | 0 | 0.20326 | 0.043723 | 0.00013688 | -1.0625 | 0 | 0 | 0 | 0 | 0 | 0 | 0 | 0 | 0 | -2.2 | 0 | 0 | 0 | 0 | 0 | 0 | 0 | -28.2336 | 1.8827 | 0 | 1.0522 | 0 | 2.4591 | 9.7761 | 1.2663 | 3.1569 | 0.15353 | 0.055921 | -0.68082 | 0.63797 | 0.20824 | 3.7009 | 0.67954 | 20.6251 | -32.2788 | 0 | 0.48567 | 0 | 1.7286 | 0.24495
2025_06_13 Hr 17 | 0.72397 | 0.00015985 | 0 | 0 | 0 | 0 | 0 | 0 | 0 | 0 | 0 | 0.024893 | 0.24 | 0.0038563 | 0.52352 | 0.52352 | 2.3465 | 0 | 0.0052034 | 0.003872 | 0.023281 | 0.085287 | 0 | 0 | 0 | 0 | 0 | 0.011212 | 0.015969 | 0.29873 | 0 | 2.1016 | 2.1271 | 0 | 0.22656 | 0.83819 | 0 | 0 | 0 | 4.2818 | 0 | 0.048579 | 0 | 0.0027545 | 0 | -0.070206 | 0 | 0 | 0 | 0 | 0 | 0 | 0 | 0 | 0.13793 | 0.043723 | 0.00013688 | -1.0625 | 0 | 0 | 0 | 0 | 0 | 0 | 0 | 0 | 0 | -2.2 | 0 | 0 | 0 | 0 | 0 | 0 | 0 | -18.7218 | 1.8827 | 0 | 0 | 0 | 2.198 | 5.7939 | 1.2663 | 3.1569 | 0.15353 | 0.055921 | -0.72397 | 0.63797 | 0.20824 | 3.7009 | 7.5794 | 20.2823 | -22.7785 | 0 | 0.48567 | 0 | 1.7286 | 0.24753
2025_06_13 Hr 18 | 0.43155 | 0.00012381 | 0 | 0 | 0 | 0 | 0 | 0 | 0 | 0 | 0 | 0.024893 | 0.3 | 0.0045947 | 0.52352 | 0.52353 | 2.3465 | 0 | 0.0052034 | 0.003872 | 0.023281 | 0.085287 | 0 | 0 | 0 | 0 | 0 | 0.011212 | 0.015969 | 0.29873 | 0 | 2.1016 | 2.1271 | 0 | 0.22656 | 0.83819 | 0 | 0 | 0 | 4.536 | 0 | 0.048579 | 0 | 0.0026255 | 0 | -0.066821 | 0 | 0 | 0 | 0 | 0 | 0 | 0 | 0 | 0.13793 | 0.043723 | 0.00013688 | -1.0625 | 0 | 0 | 0 | 0 | 0 | 0 | 0 | 0 | 0 | -2.2 | 0 | 0 | 0 | 0 | 0 | 0 | 0 | -18.2044 | 1.8827 | 0 | 0 | 0 | 1.6452 | 5.7939 | 1.2663 | 3.1569 | 0.15353 | 0.055921 | -0.43155 | 0.63797 | 0.20824 | 3.7009 | 7.863 | 19.4984 | -21.9653 | 0 | 0.48567 | 0 | 1.7286 | 0.24814
2025_06_13 Hr 19 | 0.27208 | 7.6064e-05 | 0 | 0 | 0 | 0 | 0 | 0 | 0 | 0 | 0 | 0.024893 | 0.54 | 0.0078158 | 0.49751 | 0.49751 | 2.3465 | 0 | 0.0052034 | 0.003872 | 0.023281 | 0.085287 | 0 | 0 | 0 | 0 | 0 | 0.011212 | 0.015969 | 0.29873 | 0 | 2.0924 | 2.1271 | 0 | 0.22527 | 0.83819 | 0 | 0 | 0 | 4.5888 | 0 | 0.048579 | 0 | 0.0024812 | 0 | -0.063032 | 0 | 0 | 0 | 0 | 0 | 0 | 0 | 0 | 0.34119 | 0.043723 | 0.00013688 | -1.0625 | 0 | 0 | 0 | 0 | 0 | 0 | 0 | 0 | 0 | -2.2 | 0 | 0 | 0 | 0 | 0 | 0 | 0 | -19.6425 | 1.8827 | 0 | 0 | 0 | 1.9281 | 5.7326 | 1.2663 | 3.1569 | 0.15353 | 0.055921 | -0.27208 | 0.63797 | 0.20824 | 3.7009 | 7.1434 | 20.0621 | -23.2401 | 0 | 0.48567 | 0 | 1.7286 | 0.24327
2025_06_13 Hr 20 | 0.067929 | 3.1462e-05 | 0 | 0 | 0 | 0 | 0 | 0 | 0 | 0 | 0 | 0.024893 | 0.78 | 0.011065 | 0.49751 | 0.49751 | 2.3465 | 0 | 0.0052034 | 0.003872 | 0.023281 | 0.085287 | 0 | 0 | 0 | 0 | 0 | 0.011212 | 0.015969 | 0.29873 | 0 | 2.0924 | 2.1271 | 0 | 0.22527 | 0.83819 | 0 | 0 | 0 | 4.0659 | 0 | 0.048579 | 0 | 0.0024319 | 0 | -0.061737 | 0 | 0 | 0 | 0 | 0 | 0 | 0 | 0 | 0.34119 | 0.043723 | 0.00013688 | -1.0625 | 0 | 0 | 0 | 0 | 0 | 0 | 0 | 0 | 0 | -2.2 | 0 | 0 | 0 | 0 | 0 | 0 | 0 | -19.8668 | 1.8827 | 0 | 0 | 0 | 2.6898 | 5.7326 | 1.2663 | 3.1569 | 0.15353 | 0.055921 | -0.067929 | 0.63797 | 0.20824 | 3.7009 | 7.3974 | 20.8578 | -23.259 | 0 | 0.48567 | 0 | 1.7286 | 0.23822
2025_06_13 Hr 21 | 0.022667 | 7.2257e-06 | 0 | 0 | 0 | 0 | 0 | 0 | 0 | 0 | 0 | 0.024893 | 1.77 | 0.029474 | 0.55119 | 0.55119 | 2.3465 | 0 | 0.0052034 | 0.003872 | 0.023281 | 0.085287 | 0 | 0 | 0 | 0 | 0 | 0.011212 | 0.015969 | 0.29873 | 0 | 2.0924 | 2.1271 | 0 | 0.22527 | 0.83819 | 0 | 0 | 0 | 4.9905 | 0 | 0.048579 | 0 | 0.0028546 | 0 | -0.072833 | 0 | 0 | 0 | 0 | 0 | 0 | 0 | 0 | 0.20326 | 0.043723 | 0.00013688 | -1.0625 | 0 | 0 | 0 | 0 | 0 | 0 | 0 | 0 | 0 | -2.2 | 0 | 0 | 0 | 0 | 0 | 0 | 0 | -21.7338 | 1.8827 | 0 | 0 | 0 | 3.0119 | 5.84 | 1.2663 | 3.1569 | 0.15353 | 0.055921 | -0.022667 | 0.63797 | 0.20824 | 3.7009 | 7.7383 | 21.9996 | -25.0918 | 0 | 0.48567 | 0 | 1.7286 | 0.23277
2025_06_13 Hr 22 | 0 | 8.2228e-07 | 0 | 0 | 0 | 0 | 0 | 0 | 0 | 0 | 0 | 0.024893 | 2.64 | 0.045025 | 0.78605 | 0.78605 | 2.3465 | 0 | 0.0052034 | 0.003872 | 0.023281 | 0.085287 | 0 | 0 | 0 | 0 | 0 | 0.011212 | 0.015969 | 0.29873 | 0 | 2.0924 | 2.1271 | 0 | 0.22527 | 0.83819 | 0 | 0 | 0 | 3.1953 | 0 | 0.048579 | 0 | 0.0029237 | 0 | -0.074646 | 0 | 0 | 0 | 0 | 0 | 0 | 0 | 0 | 0.41378 | 0.043723 | 0.00013688 | -1.0625 | 0 | 0 | 0 | 0 | 0 | 0 | 0 | 0 | 0 | -2.2 | 0 | 0 | 0 | 0 | 0 | 0 | 0 | -19.0752 | 1.8827 | 0 | 0 | 0 | 4.0652 | 6.3097 | 1.2663 | 3.1569 | 0.15353 | 0.055921 | 0 | 0.63797 | 0.20824 | 3.7009 | 11.2156 | 24.1229 | -22.4123 | 0 | 0.48567 | 0 | 1.7286 | 0.22937
2025_06_13 Hr 23 | 0 | 0 | 0 | 0 | 0 | 0 | 0 | 0 | 0 | 0 | 0 | 0.024893 | 2.7 | 0.050772 | 1.0357 | 1.0357 | 2.4291 | 0 | 0.0052034 | 0.003872 | 0.023281 | 0.085287 | 0 | -1.3026 | 0 | 0 | 0 | 0.011212 | 0.015969 | 0.29873 | 0 | 2.4964 | 2.1271 | 0 | 0.28065 | 0.83819 | 0 | 0 | 0 | 1.8787 | 0 | 0.048579 | 0 | 0.0032236 | 0 | -0.08252 | 0 | 0 | 0 | 0 | 0 | 0 | 0 | 0 | 1.2341 | 0.043723 | 0.00013688 | 0 | 0 | 0 | 0 | 0 | 0 | 0 | 0 | 0 | 0 | 0 | 0 | 0 | 0 | 0 | 0 | 0 | 0 | -20.8732 | 1.8827 | 0 | 0 | 0 | 4.2045 | 7.2956 | 1.2663 | 3.1569 | 0.15353 | 0.055921 | 0 | 0.63797 | 0.20824 | 3.7009 | 12.111 | 25.195 | -22.2582 | 0 | 0.48567 | 0 | 1.7286 | 0.22072
2025_06_13 Hr 24 | 0 | 0 | 0 | 0 | 0 | 0 | 0 | 0 | 0 | 0 | 0 | 0.024893 | 2.7 | 0.06768 | 1.2853 | 1.2853 | 3.3094 | 0 | 0.0052034 | 0.003872 | 0.023281 | 0.085287 | 0 | -1.1348 | 0 | 0 | 0 | 0.011212 | 0.015969 | 0.42935 | 0 | 2.846 | 2.1271 | 0 | 0.33018 | 0.83819 | 0 | 0 | 0 | 0.80153 | -0.069678 | 0.048579 | 0 | 0.0042972 | 0 | -0.1107 | 0 | 0 | 0 | 0 | 0 | 0 | 0 | 0 | 1.8511 | 0.043723 | 0.00013688 | 0 | 0 | 0 | 0 | 0 | 0 | 0 | 0 | 0 | 0 | 0 | 0 | 0 | 0 | 0 | 0 | 0 | 0 | -30.083 | 1.8827 | 0 | 0 | 0 | 4.2349 | 9.1553 | 1.2663 | 3.1569 | 0.15353 | 0.055921 | 0 | 0.63797 | 0.20824 | 3.7009 | 4.4587 | 25.9001 | -31.3285 | 0 | 0.48567 | 0 | 1.7286 | 0.21185
2025_06_14 Hr 01 | 0 | 0 | 0 | 0 | 0 | 0 | 0 | 0 | 0 | 0 | 0 | 0.024893 | 2.7 | 0.095002 | 1.3893 | 1.3893 | 3.1928 | 0 | 0.0052034 | 0.003872 | 0.023281 | 0.085287 | 0 | -0.86377 | 0 | 0 | 0 | 0.011212 | 0.015969 | 0.67042 | 0 | 2.4104 | 2.1271 | 0 | 0.32228 | 0.83819 | 0 | 0 | 0 | 0.016789 | -1.4085 | 0.048579 | 0 | 0.0060319 | 0 | -0.15624 | 0 | 0 | 0 | 0 | 0 | 0 | 0 | 0 | 1.7132 | 0.043723 | 0.00013688 | 0 | 0 | 0 | 0 | 0 | 0 | 0 | 0 | 0 | 0 | 0 | 0 | 0 | 0 | 0 | 0 | 0 | 0 | -32.5861 | 1.8827 | 0 | 0 | 0 | 4.2132 | 9.0523 | 1.2663 | 3.1569 | 0.15353 | 0.055921 | 0 | 0.63797 | 0.20824 | 3.7009 | -0.19189 | 25.7536 | -33.6061 | 0 | 0.48567 | 0 | 1.7286 | 0.2057
2025_06_14 Hr 02 | 0 | 0 | 0 | 0 | 0 | 0 | 0 | 0 | 0 | 0 | 0 | 0.024893 | 2.58 | 0.094986 | 1.398 | 1.398 | 3.2243 | 0 | 0.0052034 | 0.003872 | 0.023281 | 0.085287 | 0 | -0.8201 | 0 | 0 | 0 | 0.011212 | 0.015969 | 0.79452 | 0 | 2.4505 | 2.1271 | 0 | 0.32886 | 0.83819 | 0 | 0 | 0 | 0.0016647 | -0.73137 | 0.048579 | 0 | 0.0063114 | 0 | -0.16357 | 0 | 0 | 0 | 0 | 0 | 0 | 0 | 0 | 2.1197 | 0.043723 | 0.00013688 | 0 | 0 | 0 | 0 | 0 | 0 | 0 | 0 | 0 | 0 | 0 | 0 | 0 | 0 | 0 | 0 | 0 | 0 | -27.5872 | 1.8827 | 0 | 0 | 0 | 2.8073 | 9.2653 | 1.2663 | 3.1569 | 0.15353 | 0.055921 | 0 | 0.63797 | 0.20824 | 3.7009 | 4.6005 | 24.6358 | -28.5709 | 0 | 0.48567 | 0 | 1.7286 | 0.20058
2025_06_14 Hr 03 | 0 | 0 | 0 | 0 | 0 | 0 | 0 | 0 | 0 | 0 | 0 | 0.024893 | 2.49 | 0.068219 | 1.3997 | 1.3997 | 3.2557 | 0 | 0.0052034 | 0.003872 | 0.023281 | 0.085287 | 0 | -1.0724 | 0 | 0 | 0 | 0.011212 | 0.015969 | 0.79954 | 0 | 2.4585 | 2.1271 | 0 | 0.33018 | 0.83819 | 0 | 0 | 0 | 0.41665 | 0 | 0.048579 | 0 | 0.0046967 | 0 | -0.12119 | 0 | 0 | 0 | 0 | 0 | 0 | 0 | 0 | 2.7368 | 0.043723 | 0.00013688 | 0 | 0 | 0 | 0 | 0 | 0 | 0 | 0 | 0 | 0 | 0 | 0 | 0 | 0 | 0 | 0 | 0 | 0 | -29.6365 | 1.8827 | 0 | 0 | 0 | 2.1371 | 9.3132 | 1.2663 | 3.1569 | 0.15353 | 0.055921 | 0 | 0.63797 | 0.20824 | 3.7009 | 3.3643 | 24.4645 | -30.8301 | 0 | 0.48567 | 0 | 1.7286 | 0.19801
2025_06_14 Hr 04 | 0 | 0 | 0 | 0 | 0 | 0 | 0 | 0 | 0 | 0 | 0 | 0.024893 | 1.92 | 0.046326 | 1.3997 | 1.3997 | 3.2557 | 0 | 0.0052034 | 0.003872 | 0.023281 | 0.085287 | 0 | -1.16 | 0 | 0 | 0 | 0.011212 | 0.015969 | 0.62379 | 0 | 2.4585 | 2.1271 | 0 | 0.33018 | 0.83819 | 0 | 0 | 0 | 1.1745 | 0 | 0.048579 | 0 | 0.0041362 | 0 | -0.10648 | 0 | 0 | 0 | 0 | 0 | 0 | 0 | 0 | 2.8747 | 0.043723 | 0.00013688 | 0 | 0 | 0 | 0 | 0 | 0 | 0 | 0 | 0 | 0 | 0 | 0 | 0 | 0 | 0 | 0 | 0 | 0 | -24.5579 | 1.8827 | 0 | 0 | 0 | 2.5462 | 9.1375 | 1.2663 | 3.1569 | 0.15353 | 0.055921 | 0 | 0.63797 | 0.20824 | 3.7009 | 8.9052 | 24.4176 | -25.8243 | 0 | 0.48567 | 0 | 1.7286 | 0.19593
2025_06_14 Hr 05 | 0 | 0 | 0 | 0 | 0 | 0 | 0 | 0 | 0 | 0 | 0 | 0.024893 | 1.2 | 0.036449 | 1.3997 | 1.3997 | 3.2557 | 0 | 0.0052034 | 0.003872 | 0.023281 | 0.085287 | 0 | -0.99267 | 0 | 0 | 0 | 0.011212 | 0.015969 | 0.68919 | 0 | 2.4585 | 2.1271 | 0 | 0.33018 | 0.83819 | 0 | 0 | 0 | 0 | -0.34657 | 0.048579 | 0 | 0.0052069 | 0 | -0.13458 | 0 | 0 | 0 | 0 | 0 | 0 | 0 | 0 | 2.6715 | 0.043723 | 0.00013688 | 0 | 0 | 0 | 0 | 0 | 0 | 0 | 0 | 0 | 0 | 0 | 0 | 0 | 0 | 0 | 0 | 0 | 0 | -33.063 | 1.8827 | 0 | 0 | 0 | 3.9433 | 9.2029 | 1.2663 | 3.1569 | 0.15353 | 0.055921 | 0 | 0.63797 | 0.20824 | 3.7009 | -0.45279 | 24.8812 | -34.1902 | 0 | 0.48567 | 0 | 1.7286 | 0.19549
2025_06_14 Hr 06 | 0.068002 | 0 | 0 | 0 | 0 | 0 | 0 | 0 | 0 | 0 | 0 | 0.024893 | 2.04 | 0.06429 | 1.3997 | 1.3997 | 3.2557 | 0 | 0.0052034 | 0.003872 | 0.023281 | 0.085287 | 0 | -0.9621 | 0 | 0 | 0 | 0.011212 | 0.015969 | 0.79787 | 0 | 2.4585 | 2.1271 | 0 | 0.33018 | 0.83819 | 0 | 0 | 0 | 0 | -1.2296 | 0.048579 | 0 | 0.0054026 | 0 | -0.13972 | 0 | 0 | 0 | 0 | 0 | 0 | 0 | 0 | 2.9473 | 0.043723 | 0.00013688 | 0 | 0 | 0 | 0 | 0 | 0 | 0 | 0 | 0 | 0 | 0 | 0 | 0 | 0 | 0 | 0 | 0 | 0 | -34.6322 | 1.8827 | 0 | 0 | 0 | 3.4602 | 9.3116 | 1.2663 | 3.1569 | 0.15353 | 0.055921 | -0.068002 | 0.63797 | 0.20824 | 3.7009 | -2.1084 | 25.6116 | -35.802 | 0 | 0.48567 | 0 | 1.7286 | 0.19741
2025_06_14 Hr 07 | 0.18134 | 9.5275e-07 | 0 | 0 | 0 | 0 | 0 | 0 | 0 | 0 | 0 | 0.024893 | 2.19 | 0.043276 | 0.79825 | 0.79825 | 2.3983 | 0 | 0.0052034 | 0.003872 | 0.023281 | 0.085287 | 0 | 0 | 0 | 0 | 0 | 0.011212 | 0.015969 | 0.42393 | 0 | 2.1905 | 2.1271 | 0 | 0.28682 | 0.83819 | 0 | 0 | 0 | 2.4977 | -0.015702 | 0.048579 | 0 | 0.0033875 | 0 | -0.086823 | 0 | 0 | 0 | 0 | 0 | 0 | 0 | 0 | 2.1197 | 0.043723 | 0.00013688 | -1.0625 | 0 | 0 | 0 | 0 | 0 | 0 | 0 | 0 | 0 | -2.2 | 0 | 0 | 0 | 0 | 0 | 0 | 0 | -21.3431 | 1.8827 | 0 | 0 | 0 | 2.3764 | 6.6092 | 1.2663 | 3.1569 | 0.15353 | 0.055921 | -0.18134 | 0.63797 | 0.20824 | 3.7009 | 8.122 | 23.9045 | -24.8737 | 0 | 0.48567 | 0 | 1.7286 | 0.20267
2025_06_14 Hr 08 | 0.45422 | 7.3169e-06 | 0 | 0 | 0 | 0 | 0 | 0 | 0 | 0 | 0 | 0.024893 | 1.23 | 0.019999 | 0.50618 | 0.50619 | 2.0577 | 0 | 0.0052034 | 0.003872 | 0.023281 | 0.085287 | 0 | 0 | 0 | 0 | 0 | 0.011212 | 0.015969 | 0.29873 | 0 | 2.0295 | 2.1271 | 0 | 0.26096 | 0.83819 | 0 | 0 | 0 | 3.6886 | 0 | 0.048579 | 0 | 0.0027874 | 0 | -0.071069 | 0 | 0 | 0 | 0 | 0 | 0 | 0 | 0 | 1.7132 | 0.043723 | 0.00013688 | -1.0625 | 0 | 0 | 0 | 0 | 0 | 0 | 0 | 0 | 0 | -2.2 | 0 | 0 | 0 | 0 | 0 | 0 | 0 | -18.6645 | 1.8827 | 0 | 0 | 0 | 2.729 | 5.3983 | 1.2663 | 3.1569 | 0.15353 | 0.055921 | -0.45422 | 0.63797 | 0.20824 | 3.7009 | 9.7532 | 23.1186 | -22.4523 | 0 | 0.48567 | 0 | 1.7286 | 0.20695
2025_06_14 Hr 09 | 0.47725 | 4.3263e-05 | 0 | 0 | 0 | 0 | 0 | 0 | 0 | 0 | 0 | 0.024893 | 0.84 | 0.015813 | 0.63273 | 0.63274 | 2.6867 | 0 | 0.0052034 | 0.003872 | 0.023281 | 0.085287 | 0 | 0 | 0 | 0 | 0 | 0.011212 | 0.015969 | 0.29873 | 0 | 2.2638 | 2.1271 | 0 | 0.29862 | 0.83819 | 0 | 0 | 0 | 2.9106 | 0 | 0.048579 | 0 | 0.0032271 | 0 | -0.082612 | 0 | 0 | 0 | 0 | 0 | 0 | 0 | 0 | 2.1197 | 0.043723 | 0.00013688 | -1.0625 | 0 | 0 | 0 | 0 | 0 | 0 | 0 | 0 | 0 | -2.2 | 0 | 0 | 0 | 0 | 0 | 0 | 0 | -21.1718 | 1.8827 | 0 | 0 | 0 | 2.4983 | 6.5147 | 1.2663 | 3.1569 | 0.15353 | 0.055921 | -0.47725 | 0.63797 | 0.20824 | 3.7009 | 7.3994 | 22.9682 | -24.9942 | 0 | 0.48567 | 0 | 1.7286 | 0.21418
2025_06_14 Hr 10 | 0.47718 | 9.6511e-05 | 0 | 0 | 0 | 0 | 0 | 0 | 0 | 0 | 0 | 0.024893 | 0.99 | 0.016653 | 0.53392 | 0.53392 | 2.1282 | 0 | 0.0052034 | 0.003872 | 0.023281 | 0.085287 | 0 | 0 | 0 | 0 | 0 | 0.011212 | 0.015969 | 0.29873 | 0 | 1.9903 | 2.1271 | 0 | 0.25464 | 0.83819 | 0 | 0 | 0 | 4.032 | 0 | 0.048579 | 0 | 0.0028836 | 0 | -0.073595 | 0 | 0 | 0 | 0 | 0 | 0 | 0 | 0 | 2.1197 | 0.043723 | 0.00013688 | -1.0625 | 0 | 0 | 0 | 0 | 0 | 0 | 0 | 0 | 0 | -2.2 | 0 | 0 | 0 | 0 | 0 | 0 | 0 | -19.8833 | 1.8827 | 0 | 0 | 0 | 2.3677 | 5.485 | 1.2663 | 3.1569 | 0.15353 | 0.055921 | -0.47718 | 0.63797 | 0.20824 | 3.7009 | 8.7709 | 22.9505 | -23.6965 | 0 | 0.48567 | 0 | 1.7286 | 0.22017
2025_06_14 Hr 11 | 0.43148 | 0.00013652 | 0 | 0 | 0 | 0 | 0 | 0 | 0 | 0 | 0 | 0.024893 | 1.29 | 0.020106 | 0.49751 | 0.49751 | 2.0274 | 0 | 0.0052034 | 0.003872 | 0.023281 | 0.085287 | 0 | 0 | 0 | 0 | 0 | 0.011212 | 0.015969 | 0.29873 | 0 | 1.8874 | 2.1271 | 0 | 0.23811 | 0.83819 | 0 | 0 | 0 | 3.8796 | 0 | 0.048579 | 0 | 0.0026719 | 0 | -0.068038 | 0 | 0 | 0 | 0 | 0 | 0 | 0 | 0 | 2.4682 | 0.043723 | 0.00013688 | -1.0625 | 0 | 0 | 0 | 0 | 0 | 0 | 0 | 0 | 0 | -2.2 | 0 | 0 | 0 | 0 | 0 | 0 | 0 | -19.78 | 1.8827 | 0 | 0 | 0 | 2.7377 | 5.2086 | 1.2663 | 3.1569 | 0.15353 | 0.055921 | -0.43148 | 0.63797 | 0.20824 | 3.7009 | 9.4605 | 23.9143 | -23.542 | 0 | 0.48567 | 0 | 1.7286 | 0.22436
2025_06_14 Hr 12 | 0.47718 | 0.00014082 | 0 | 0 | 0 | 0 | 0 | 0 | 0 | 0 | 0 | 0.024893 | 1.41 | 0.018331 | 0.49751 | 0.49751 | 2.0274 | 0 | 0.0052034 | 0.003872 | 0.023281 | 0.085287 | 0 | 0 | 0 | 0 | 0 | 0.011212 | 0.015969 | 0.29873 | 0 | 1.8075 | 2.1271 | 0 | 0.22527 | 0.83819 | 0 | 0 | 0 | 2.6683 | 0 | 0.048579 | 0 | 0.0022287 | 0 | -0.056403 | 0 | 0 | 0 | 0 | 0 | 0 | 0 | 0 | 2.3956 | 0.043723 | 0.00013688 | -1.0625 | 0 | 0 | 0 | 0 | 0 | 0 | 0 | 0 | 0 | -2.2 | 0 | 0 | 0 | 0 | 0 | 0 | 0 | -15.4413 | 1.8827 | 0 | 0 | 0 | 2.6768 | 5.1287 | 1.2663 | 3.1569 | 0.15353 | 0.055921 | -0.47718 | 0.63797 | 0.20824 | 3.7009 | 12.4924 | 23.9328 | -19.2374 | 0 | 0.48567 | 0 | 1.7286 | 0.2253
2025_06_14 Hr 13 | 0.56726 | 0.0001152 | 0 | 0 | 0 | 0 | 0 | 0 | 0 | 0 | 0 | 0.024893 | 1.38 | 0.013551 | 0.49751 | 0.49751 | 2.0274 | 0 | 0.0052034 | 0.003872 | 0.023281 | 0.085287 | 0 | 0 | 0 | 0 | 0 | 0.011212 | 0.015969 | 0.29873 | 0 | 1.8075 | 2.1271 | 0 | 0.22527 | 0.83819 | 0 | 0 | 0 | 0.15631 | 0 | 0.048579 | 0 | 0.0016833 | 0 | -0.042088 | 0 | 0 | 0 | 0 | 0 | 0 | 0 | 0 | 1.9165 | 0.043723 | 0.00013688 | -1.0625 | 0 | 0 | 0 | 0 | 0 | 0 | 0 | 0 | 0 | -2.2 | 0 | 0 | 0 | 0 | 0 | 0 | 0 | -10.0848 | 1.8827 | 0 | 0 | 0 | 2.4287 | 5.1287 | 1.2663 | 3.1569 | 0.15353 | 0.055921 | -0.56726 | 0.63797 | 0.20824 | 3.7009 | 14.5934 | 23.265 | -13.9566 | 0 | 0.48567 | 0 | 1.7286 | 0.22936
2025_06_14 Hr 14 | 0.74693 | 0.00011555 | 0 | 0 | 0 | 0 | 0 | 0 | 0 | 0 | 0 | 0.024893 | 0.9 | 0.008582 | 0.49751 | 0.49751 | 2.0274 | 0 | 0.0052034 | 0.003872 | 0.023281 | 0.085287 | 0 | 0 | 0 | 0 | 0 | 0.011212 | 0.015969 | 0.29873 | 0 | 1.8075 | 2.1271 | 0 | 0.22527 | 0.83819 | 0 | 0 | 0 | 0.2044 | 0 | 0.048579 | 0 | 0.0016347 | 0 | -0.04081 | 0 | 0 | 0 | 0 | 0 | 0 | 0 | 0 | 2.2577 | 0.043723 | 0.00013688 | -1.0625 | 0 | 0 | 0 | 0 | 0 | 0 | 0 | 0 | 0 | -2.2 | 0 | 0 | 0 | 0 | 0 | 0 | 0 | -9.6742 | 1.8827 | 0 | 0 | 0 | 2.3155 | 5.1287 | 1.2663 | 3.1569 | 0.15353 | 0.055921 | -0.74693 | 0.63797 | 0.20824 | 3.7009 | 14.7979 | 23.1892 | -13.7244 | 0 | 0.48567 | 0 | 1.7286 | 0.23086
2025_06_14 Hr 15 | 0.61274 | 0.00010924 | 0 | 0 | 0 | 0 | 0 | 0 | 0 | 0 | 0 | 0.024893 | 0.96 | 0.0087703 | 0.49751 | 0.49751 | 2.0274 | 0 | 0.0052034 | 0.003872 | 0.023281 | 0.085287 | 0 | 0 | 0 | 0 | 0 | 0.011212 | 0.015969 | 0.29873 | 0 | 1.8075 | 2.1271 | 0 | 0.22527 | 0.83819 | 0 | 0 | 0 | 0.56917 | 0 | 0.048579 | 0 | 0.0015661 | 0 | -0.039011 | 0 | 0 | 0 | 0 | 0 | 0 | 0 | 0 | 1.8511 | 0.043723 | 0.00013688 | -1.0625 | 0 | 0 | 0 | 0 | 0 | 0 | 0 | 0 | 0 | -2.2 | 0 | 0 | 0 | 0 | 0 | 0 | 0 | -10.0116 | 1.8827 | 0 | 0 | 0 | 2.2589 | 5.1287 | 1.2663 | 3.1569 | 0.15353 | 0.055921 | -0.61274 | 0.63797 | 0.20824 | 3.7009 | 14.4275 | 22.6555 | -13.9259 | 0 | 0.48567 | 0 | 1.7286 | 0.23426
2025_06_14 Hr 16 | 0.72535 | 0.00012066 | 0 | 0 | 0 | 0 | 0 | 0 | 0 | 0 | 0 | 0.024893 | 1.35 | 0.014255 | 0.49751 | 0.49751 | 2.0274 | 0 | 0.0052034 | 0.003872 | 0.023281 | 0.085287 | 0 | 0 | 0 | 0 | 0 | 0.011212 | 0.015969 | 0.29873 | 0 | 1.8075 | 2.1271 | 0 | 0.22527 | 0.83819 | 0 | 0 | 0 | 0.84019 | 0 | 0.048579 | 0 | 0.0018101 | 0 | -0.045416 | 0 | 0 | 0 | 0 | 0 | 0 | 0 | 0 | 2.1923 | 0.043723 | 0.00013688 | -1.0625 | 0 | 0 | 0 | 0 | 0 | 0 | 0 | 0 | 0 | -2.2 | 0 | 0 | 0 | 0 | 0 | 0 | 0 | -12.0474 | 1.8827 | 0 | 0 | 0 | 2.3677 | 5.1287 | 1.2663 | 3.1569 | 0.15353 | 0.055921 | -0.72535 | 0.63797 | 0.20824 | 3.7009 | 13.5025 | 23.6143 | -16.0807 | 0 | 0.48567 | 0 | 1.7286 | 0.23501
2025_06_14 Hr 17 | 0.77955 | 0.00017103 | 0 | 0 | 0 | 0 | 0 | 0 | 0 | 0 | 0 | 0.024893 | 1.83 | 0.03121 | 0.63273 | 0.63273 | 2.0274 | 0 | 0.0052034 | 0.003872 | 0.023281 | 0.085287 | 0 | 0 | 0 | 0 | 0 | 0.011212 | 0.015969 | 0.29873 | 0 | 1.8075 | 2.1271 | 0 | 0.22527 | 0.83819 | 0 | 0 | 0 | 3.5455 | 0 | 0.048579 | 0 | 0.0029237 | 0 | -0.074646 | 0 | 0 | 0 | 0 | 0 | 0 | 0 | 0 | 2.3956 | 0.043723 | 0.00013688 | -1.0625 | 0 | 0 | 0 | 0 | 0 | 0 | 0 | 0 | 0 | -2.2 | 0 | 0 | 0 | 0 | 0 | 0 | 0 | -17.5753 | 1.8827 | 0 | 0 | 0 | 1.9455 | 5.3992 | 1.2663 | 3.1569 | 0.15353 | 0.055921 | -0.77955 | 0.63797 | 0.20824 | 3.7009 | 11.2032 | 23.9505 | -21.692 | 0 | 0.48567 | 0 | 1.7286 | 0.23893
2025_06_14 Hr 18 | 0.77454 | 0.00015652 | 0 | 0 | 0 | 0 | 0 | 0 | 0 | 0 | 0 | 0.024893 | 1.86 | 0.035871 | 0.88236 | 0.88236 | 2.1282 | 0 | 0.0052034 | 0.003872 | 0.023281 | 0.085287 | 0 | 0 | 0 | 0 | 0 | 0.011212 | 0.015969 | 0.30376 | 0 | 2.2276 | 2.1271 | 0 | 0.29279 | 0.83819 | 0 | 0 | 0 | 3.9132 | 0 | 0.048579 | 0 | 0.0033061 | 0 | -0.084686 | 0 | 0 | 0 | 0 | 0 | 0 | 0 | 0 | 2.3956 | 0.043723 | 0.00013688 | -1.0625 | 0 | 0 | 0 | 0 | 0 | 0 | 0 | 0 | 0 | -2.2 | 0 | 0 | 0 | 0 | 0 | 0 | 0 | -22.5496 | 1.8827 | 0 | 0 | 0 | 1.1447 | 6.4243 | 1.2663 | 3.1569 | 0.15353 | 0.055921 | -0.77454 | 0.63797 | 0.20824 | 3.7009 | 6.9138 | 23.2477 | -26.6713 | 0 | 0.48567 | 0 | 1.7286 | 0.2398
2025_06_14 Hr 19 | 0.54503 | 0.00011126 | 0 | 0 | 0 | 0 | 0 | 0 | 0 | 0 | 0 | 0.024893 | 1.86 | 0.039257 | 1.132 | 1.132 | 2.7589 | 0 | 0.0052034 | 0.003872 | 0.023281 | 0.085287 | 0 | 0 | 0 | 0 | 0 | 0.011212 | 0.015969 | 0.30041 | 0 | 2.4002 | 2.1271 | 0 | 0.32053 | 0.83819 | 0 | 0 | 0 | 3.1328 | 0 | 0.048579 | 0 | 0.0036181 | 0 | -0.092876 | 0 | 0 | 0 | 0 | 0 | 0 | 0 | 0 | 2.5989 | 0.043723 | 0.00013688 | -1.0625 | 0 | 0 | 0 | 0 | 0 | 0 | 0 | 0 | 0 | -2.2 | 0 | 0 | 0 | 0 | 0 | 0 | 0 | -29.2756 | 1.8827 | 0 | 0 | 0 | 1.3057 | 7.7235 | 1.2663 | 3.1569 | 0.15353 | 0.055921 | -0.54503 | 0.63797 | 0.20824 | 3.7009 | 1.0926 | 23.4124 | -33.1761 | 0 | 0.48567 | 0 | 1.7286 | 0.23862
2025_06_14 Hr 20 | 0.11341 | 5.0222e-05 | 0 | 0 | 0 | 0 | 0 | 0 | 0 | 0 | 0 | 0.024893 | 2.01 | 0.045515 | 1.3373 | 1.3373 | 2.7773 | 0 | 0.0052034 | 0.003872 | 0.023281 | 0.085287 | 0 | 0 | 0 | 0 | 0 | 0.011212 | 0.015969 | 0.32387 | 0 | 2.3603 | 2.1271 | 0 | 0.31412 | 0.83819 | 0 | 0 | 0 | 2.1516 | 0 | 0.048579 | 0 | 0.0038819 | 0 | -0.0998 | 0 | 0 | 0 | 0 | 0 | 0 | 0 | 0 | 2.4682 | 0.043723 | 0.00013688 | -1.0625 | 0 | 0 | 0 | 0 | 0 | 0 | 0 | 0 | 0 | -2.2 | 0 | 0 | 0 | 0 | 0 | 0 | 0 | -29.736 | 1.8827 | 0 | 0 | 0 | 2.2981 | 8.1361 | 1.2663 | 3.1569 | 0.15353 | 0.055921 | -0.11341 | 0.63797 | 0.20824 | 3.7009 | 1.0627 | 23.9867 | -33.2117 | 0 | 0.48567 | 0 | 1.7286 | 0.23307
2025_06_14 Hr 21 | 0.022667 | 9.9557e-06 | 0 | 0 | 0 | 0 | 0 | 0 | 0 | 0 | 0 | 0.024893 | 2.55 | 0.050956 | 1.372 | 1.372 | 2.8982 | 0 | 0.0052034 | 0.003872 | 0.023281 | 0.085287 | 0 | 0 | 0 | 0 | 0 | 0.011212 | 0.015969 | 0.29873 | 0 | 2.3283 | 2.1271 | 0 | 0.30898 | 0.83819 | 0 | 0 | 0 | 1.3896 | 0 | 0.048579 | 0 | 0.0034256 | 0 | -0.087822 | 0 | 0 | 0 | 0 | 0 | 0 | 0 | 0 | 3.078 | 0.043723 | 0.00013688 | -1.0625 | 0 | 0 | 0 | 0 | 0 | 0 | 0 | 0 | 0 | -2.2 | 0 | 0 | 0 | 0 | 0 | 0 | 0 | -27.7599 | 1.8827 | 0 | 0 | 0 | 2.729 | 8.2692 | 1.2663 | 3.1569 | 0.15353 | 0.055921 | -0.022667 | 0.63797 | 0.20824 | 3.7009 | 4.0002 | 25.4742 | -31.1328 | 0 | 0.48567 | 0 | 1.7286 | 0.23033
2025_06_14 Hr 22 | 0 | 1.1538e-06 | 0 | 0 | 0 | 0 | 0 | 0 | 0 | 0 | 0 | 0.024893 | 2.82 | 0.050614 | 1.2177 | 1.2177 | 2.3983 | 0 | 0.0052034 | 0.003872 | 0.023281 | 0.085287 | 0 | 0 | 0 | 0 | 0 | 0.011212 | 0.015969 | 0.29873 | 0 | 2.2884 | 2.1271 | 0 | 0.30257 | 0.83819 | 0 | 0 | 0 | 1.2413 | -0.090113 | 0.048579 | 0 | 0.0030768 | 0 | -0.078666 | 0 | 0 | 0 | 0 | 0 | 0 | 0 | 0 | 2.9473 | 0.043723 | 0.00013688 | -1.0625 | 0 | 0 | 0 | 0 | 0 | 0 | 0 | 0 | 0 | -2.2 | 0 | 0 | 0 | 0 | 0 | 0 | 0 | -23.3449 | 1.8827 | 0 | 0 | 0 | 2.6594 | 7.4208 | 1.2663 | 3.1569 | 0.15353 | 0.055921 | 0 | 0.63797 | 0.20824 | 3.7009 | 7.3961 | 25.5102 | -26.6861 | 0 | 0.48567 | 0 | 1.7286 | 0.22611
2025_06_14 Hr 23 | 0 | 0 | 0 | 0 | 0 | 0 | 0 | 0 | 0 | 0 | 0 | 0.024893 | 2.79 | 0.077959 | 1.2853 | 1.2853 | 2.7337 | 0 | 0.0052034 | 0.003872 | 0.023281 | 0.085287 | 0 | -1.0578 | 0 | 0 | 0 | 0.011212 | 0.015969 | 0.42935 | 0 | 2.4585 | 2.1271 | 0 | 0.33018 | 0.83819 | 0 | 0 | 0 | 1.0408 | -0.063391 | 0.048579 | 0 | 0.0047901 | 0 | -0.12364 | 0 | 0 | 0 | 0 | 0 | 0 | 0 | 0 | 2.5989 | 0.043723 | 0.00013688 | 0 | 0 | 0 | 0 | 0 | 0 | 0 | 0 | 0 | 0 | 0 | 0 | 0 | 0 | 0 | 0 | 0 | 0 | -27.1335 | 1.8827 | 0 | 0 | 0 | 1.7453 | 8.1922 | 1.2663 | 3.1569 | 0.15353 | 0.055921 | 0 | 0.63797 | 0.20824 | 3.7009 | 5.1194 | 24.2648 | -28.315 | 0 | 0.48567 | 0 | 1.7286 | 0.21819
2025_06_14 Hr 24 | 0 | 0 | 0 | 0 | 0 | 0 | 0 | 0 | 0 | 0 | 0 | 0.024893 | 2.79 | 0.060857 | 1.398 | 1.398 | 3.2033 | 0 | 0.0052034 | 0.003872 | 0.023281 | 0.085287 | 0 | -1.222 | 0 | 0 | 0 | 0.011212 | 0.015969 | 0.36906 | 0 | 2.4585 | 2.1271 | 0 | 0.33018 | 0.83819 | 0 | 0 | 0 | 0.16598 | -0.12624 | 0.048579 | 0 | 0.0037393 | 0 | -0.096057 | 0 | 0 | 0 | 0 | 0 | 0 | 0 | 0 | 2.7368 | 0.043723 | 0.00013688 | 0 | 0 | 0 | 0 | 0 | 0 | 0 | 0 | 0 | 0 | 0 | 0 | 0 | 0 | 0 | 0 | 0 | 0 | -21.5484 | 1.8827 | 0 | 0 | 0 | 1.0533 | 8.8269 | 1.2663 | 3.1569 | 0.15353 | 0.055921 | 0 | 0.63797 | 0.20824 | 3.7009 | 9.6848 | 23.6846 | -22.8664 | 0 | 0.48567 | 0 | 1.7286 | 0.20924
2025_06_15 Hr 01 | 0 | 0 | 0 | 0 | 0 | 0 | 0 | 0 | 0 | 0 | 0 | 0.024893 | 2.04 | 0.056959 | 1.3893 | 1.3893 | 3.1928 | 0 | 0.0052034 | 0.003872 | 0.023281 | 0.085287 | 0 | -1.0584 | 0 | 0 | 0 | 0.011212 | 0.015969 | 0.42934 | 0 | 2.4104 | 2.1271 | 0 | 0.32228 | 0.83819 | 0 | 0 | 0 | 0.16471 | -0.098019 | 0.048579 | 0 | 0.0047865 | 0 | -0.12355 | 0 | 0 | 0 | 0 | 0 | 0 | 0 | 0 | 3.1506 | 0.043723 | 0.00013688 | 0 | 0 | 0 | 0 | 0 | 0 | 0 | 0 | 0 | 0 | 0 | 0 | 0 | 0 | 0 | 0 | 0 | 0 | -22.0055 | 1.8827 | 0 | 0 | 0 | 1.1621 | 8.8112 | 1.2663 | 3.1569 | 0.15353 | 0.055921 | 0 | 0.63797 | 0.20824 | 3.7009 | 9.1315 | 23.441 | -23.1874 | 0 | 0.48567 | 0 | 1.7286 | 0.20486
2025_06_15 Hr 02 | 0 | 0 | 0 | 0 | 0 | 0 | 0 | 0 | 0 | 0 | 0 | 0.024893 | 2.13 | 0.066636 | 1.3945 | 1.3945 | 3.2243 | 0 | 0.0052034 | 0.003872 | 0.023281 | 0.085287 | 0 | -0.96827 | 0 | 0 | 0 | 0.011212 | 0.015969 | 0.67037 | 0 | 2.4344 | 2.1271 | 0 | 0.32623 | 0.83819 | 0 | 0 | 0 | 0.009043 | -0.87243 | 0.048579 | 0 | 0.005363 | 0 | -0.13868 | 0 | 0 | 0 | 0 | 0 | 0 | 0 | 0 | 3.6297 | 0.043723 | 0.00013688 | 0 | 0 | 0 | 0 | 0 | 0 | 0 | 0 | 0 | 0 | 0 | 0 | 0 | 0 | 0 | 0 | 0 | 0 | -21.1796 | 1.8827 | 0 | 0 | 0 | 1.4058 | 9.1181 | 1.2663 | 3.1569 | 0.15353 | 0.055921 | 0 | 0.63797 | 0.20824 | 3.7009 | 10.231 | 24.2629 | -22.2866 | 0 | 0.48567 | 0 | 1.7286 | 0.20021
2025_06_15 Hr 03 | 0 | 0 | 0 | 0 | 0 | 0 | 0 | 0 | 0 | 0 | 0 | 0.024893 | 2.04 | 0.043351 | 1.3997 | 1.3997 | 3.2557 | 0 | 0.0052034 | 0.003872 | 0.023281 | 0.085287 | 0 | -1.237 | 0 | 0 | 0 | 0.011212 | 0.015969 | 0.30378 | 0 | 2.4585 | 2.1271 | 0 | 0.33018 | 0.83819 | 0 | 0 | 0 | 0 | -0.29915 | 0.048579 | 0 | 0.0036429 | 0 | -0.093527 | 0 | 0 | 0 | 0 | 0 | 0 | 0 | 0 | 3.5644 | 0.043723 | 0.00013688 | 0 | 0 | 0 | 0 | 0 | 0 | 0 | 0 | 0 | 0 | 0 | 0 | 0 | 0 | 0 | 0 | 0 | 0 | -21.0117 | 1.8827 | 0 | 0 | 0 | 1.2448 | 8.8175 | 1.2663 | 3.1569 | 0.15353 | 0.055921 | 0 | 0.63797 | 0.20824 | 3.7009 | 10.1016 | 23.9256 | -22.3423 | 0 | 0.48567 | 0 | 1.7286 | 0.1987
2025_06_15 Hr 04 | 0 | 0 | 0 | 0 | 0 | 0 | 0 | 0 | 0 | 0 | 0 | 0.024893 | 2.25 | 0.04809 | 1.3997 | 1.3997 | 3.2557 | 0 | 0.0052034 | 0.003872 | 0.023281 | 0.085287 | 0 | -1.2337 | 0 | 0 | 0 | 0.011212 | 0.015969 | 0.29873 | 0 | 2.4585 | 2.1271 | 0 | 0.33018 | 0.83819 | 0 | 0 | 0 | 0 | -0.47235 | 0.048579 | 0 | 0.003664 | 0 | -0.09408 | 0 | 0 | 0 | 0 | 0 | 0 | 0 | 0 | 3.5644 | 0.043723 | 0.00013688 | 0 | 0 | 0 | 0 | 0 | 0 | 0 | 0 | 0 | 0 | 0 | 0 | 0 | 0 | 0 | 0 | 0 | 0 | -21.0981 | 1.8827 | 0 | 0 | 0 | 1.1447 | 8.8124 | 1.2663 | 3.1569 | 0.15353 | 0.055921 | 0 | 0.63797 | 0.20824 | 3.7009 | 9.9535 | 24.0393 | -22.4259 | 0 | 0.48567 | 0 | 1.7286 | 0.19772
2025_06_15 Hr 05 | 0 | 0 | 0 | 0 | 0 | 0 | 0 | 0 | 0 | 0 | 0 | 0.024893 | 2.46 | 0.050935 | 1.3997 | 1.3997 | 3.2557 | 0 | 0.0052034 | 0.003872 | 0.023281 | 0.085287 | 0 | -1.2516 | 0 | 0 | 0 | 0.011212 | 0.015969 | 0.30545 | 0 | 2.4585 | 2.1271 | 0 | 0.33018 | 0.83819 | 0 | 0 | 0 | 0.18581 | 0 | 0.048579 | 0 | 0.0035495 | 0 | -0.091074 | 0 | 0 | 0 | 0 | 0 | 0 | 0 | 0 | 3.2885 | 0.043723 | 0.00013688 | 0 | 0 | 0 | 0 | 0 | 0 | 0 | 0 | 0 | 0 | 0 | 0 | 0 | 0 | 0 | 0 | 0 | 0 | -20.4678 | 1.8827 | 0 | 0 | 0 | 0.81391 | 8.8191 | 1.2663 | 3.1569 | 0.15353 | 0.055921 | 0 | 0.63797 | 0.20824 | 3.7009 | 10.84 | 23.6456 | -21.8105 | 0 | 0.48567 | 0 | 1.7286 | 0.19781
2025_06_15 Hr 06 | 0.022813 | 0 | 0 | 0 | 0 | 0 | 0 | 0 | 0 | 0 | 0 | 0.024893 | 2.28 | 0.036531 | 0.79652 | 0.79652 | 2.3021 | 0 | 0.0052034 | 0.003872 | 0.023281 | 0.085287 | 0 | -1.3771 | 0 | 0 | 0 | 0.011212 | 0.015969 | 0.30041 | 0 | 0 | 2.1271 | 0 | 0 | 0.83819 | 0 | 0 | 0 | 0.15402 | -1.2829 | 0.048579 | 0 | 0.032274 | 0 | -0.070001 | 0 | 0 | 0 | 0 | 0 | 0 | 0 | 0 | 3.1506 | 0.043723 | 0.00013688 | 0 | 0 | 0 | 0 | 0 | 0 | 0 | 0 | 0 | 0 | 0 | 0 | 0 | 0 | 0 | 0 | 0 | 0 | -9.4321 | 1.8827 | 0 | 0 | 0 | 1.3362 | 4.1955 | 1.2663 | 3.1569 | 0.15353 | 0.055921 | -0.022813 | 0.63797 | 0.20824 | 3.7009 | 15.6928 | 23.5281 | -10.902 | 0 | 0.48567 | 0 | 1.7286 | 0.19768
2025_06_15 Hr 07 | 0.27193 | 3.5e-07 | 0 | 0 | 0 | 0 | 0 | 0 | 0 | 0 | 0 | 0.024893 | 2.01 | 0.021887 | 0.50791 | 0.50791 | 2.1039 | 0 | 0.0052034 | 0.003872 | 0.023281 | 0.085287 | 0 | -1.5146 | 0 | 0 | 0 | 0.011212 | 0.015969 | 0.30041 | 0 | 0 | 2.1271 | 0 | 0 | 0.83819 | 0 | 0 | 0 | 0 | -0.44722 | 0.048579 | 0 | 0.021933 | 0 | -0.0469 | 0 | 0 | 0 | 0 | 0 | 0 | 0 | 0 | 2.7368 | 0.043723 | 0.00013688 | 0 | 0 | 0 | 0 | 0 | 0 | 0 | 0 | 0 | 0 | 0 | 0 | 0 | 0 | 0 | 0 | 0 | 0 | -9.8199 | 1.8827 | 0 | 0 | 0 | 2.037 | 3.4201 | 1.2663 | 3.1569 | 0.15353 | 0.055921 | -0.27193 | 0.63797 | 0.20824 | 3.7009 | 15.101 | 23.7815 | -11.6534 | 0 | 0.48567 | 0 | 1.7286 | 0.19972
2025_06_15 Hr 08 | 0.40881 | 4.6973e-06 | 0 | 0 | 0 | 0 | 0 | 0 | 0 | 0 | 0 | 0.024893 | 1.62 | 0.015783 | 0.49751 | 0.49751 | 2.0274 | 0 | 0.0052034 | 0.003872 | 0.023281 | 0.085287 | 0 | -1.5453 | 0 | 0 | 0 | 0.011212 | 0.015969 | 0.29873 | 0 | 0 | 2.1271 | 0 | 0 | 0.83819 | 0 | 0 | 0 | 0 | -0.29527 | 0.048579 | 0 | 0.019624 | 0 | -0.041741 | 0 | 0 | 0 | 0 | 0 | 0 | 0 | 0 | 2.5989 | 0.043723 | 0.00013688 | 0 | 0 | 0 | 0 | 0 | 0 | 0 | 0 | 0 | 0 | 0 | 0 | 0 | 0 | 0 | 0 | 0 | 0 | -8.7977 | 1.8827 | 0 | 0 | 0 | 1.6539 | 3.3212 | 1.2663 | 3.1569 | 0.15353 | 0.055921 | -0.40881 | 0.63797 | 0.20824 | 3.7009 | 15.2415 | 23.0091 | -10.7935 | 0 | 0.48567 | 0 | 1.7286 | 0.20742
2025_06_15 Hr 09 | 0.45444 | 1.9988e-05 | 0 | 0 | 0 | 0 | 0 | 0 | 0 | 0 | 0 | 0.024893 | 1.68 | 0.015251 | 0.49751 | 0.49751 | 2.0274 | 0 | 0.0052034 | 0.003872 | 0.023281 | 0.085287 | 0 | -1.5631 | 0 | 0 | 0 | 0.011212 | 0.015969 | 0.29873 | 0 | 0 | 2.1271 | 0 | 0 | 0.83819 | 0 | 0 | 0 | 0.0016091 | -0.17105 | 0.048579 | 0 | 0.018286 | 0 | -0.038752 | 0 | 0 | 0 | 0 | 0 | 0 | 0 | 0 | 2.5989 | 0.043723 | 0.00013688 | 0 | 0 | 0 | 0 | 0 | 0 | 0 | 0 | 0 | 0 | 0 | 0 | 0 | 0 | 0 | 0 | 0 | 0 | -8.5072 | 1.8827 | 0 | 0 | 0 | 1.1316 | 3.3212 | 1.2663 | 3.1569 | 0.15353 | 0.055921 | -0.45444 | 0.63797 | 0.20824 | 3.7009 | 15.1881 | 22.5998 | -10.5635 | 0 | 0.48567 | 0 | 1.7286 | 0.21533
2025_06_15 Hr 10 | 0.47718 | 4.3488e-05 | 0 | 0 | 0 | 0 | 0 | 0 | 0 | 0 | 0 | 0.024893 | 1.56 | 0.012165 | 0.49751 | 0.49751 | 2.0274 | 0 | 0.0052034 | 0.003872 | 0.023281 | 0.085287 | 0 | -1.5974 | 0 | 0 | 0 | 0.011212 | 0.015969 | 0.29873 | 0 | 0 | 2.1271 | 0 | 0 | 0.83819 | 0 | 0 | 0 | 0 | -0.10135 | 0.048579 | 0 | 0.015707 | 0 | -0.032991 | 0 | 0 | 0 | 0 | 0 | 0 | 0 | 0 | 1.9165 | 0.043723 | 0.00013688 | 0 | 0 | 0 | 0 | 0 | 0 | 0 | 0 | 0 | 0 | 0 | 0 | 0 | 0 | 0 | 0 | 0 | 0 | -7.5935 | 1.8827 | 0 | 0 | 0 | 0.94448 | 3.3212 | 1.2663 | 3.1569 | 0.15353 | 0.055921 | -0.47718 | 0.63797 | 0.20824 | 3.7009 | 15.1533 | 21.6345 | -9.7011 | 0 | 0.48567 | 0 | 1.7286 | 0.21991
2025_06_15 Hr 11 | 0.56726 | 5.251e-05 | 0 | 0 | 0 | 0 | 0 | 0 | 0 | 0 | 0 | 0.024893 | 1.74 | 0.013314 | 0.49751 | 0.49751 | 2.0274 | 0 | 0.0052034 | 0.003872 | 0.023281 | 0.085287 | 0 | -1.6013 | 0 | 0 | 0 | 0.011212 | 0.015969 | 0.29873 | 0 | 0 | 2.1271 | 0 | 0 | 0.83819 | 0 | 0 | 0 | 0.071381 | -0.011009 | 0.048579 | 0 | 0.015413 | 0 | -0.032333 | 0 | 0 | 0 | 0 | 0 | 0 | 0 | 0 | 1.9165 | 0.043723 | 0.00013688 | 0 | 0 | 0 | 0 | 0 | 0 | 0 | 0 | 0 | 0 | 0 | 0 | 0 | 0 | 0 | 0 | 0 | 0 | -7.9223 | 1.8827 | 0 | 0 | 0 | 0.80085 | 3.3212 | 1.2663 | 3.1569 | 0.15353 | 0.055921 | -0.56726 | 0.63797 | 0.20824 | 3.7009 | 15.0277 | 21.7693 | -10.1232 | 0 | 0.48567 | 0 | 1.7286 | 0.22713
2025_06_15 Hr 12 | 0.56726 | 2.4861e-05 | 0 | 0 | 0 | 0 | 0 | 0 | 0 | 0 | 0 | 0.024893 | 1.92 | 0.013259 | 0.49751 | 0.49751 | 2.0274 | 0 | 0.0052034 | 0.003872 | 0.023281 | 0.085287 | 0 | -1.6213 | 0 | 0 | 0 | 0.011212 | 0.015969 | 0.29873 | 0 | 0 | 2.1271 | 0 | 0 | 0.83819 | 0 | 0 | 0 | 0.07665 | 0 | 0.048579 | 0 | 0.01391 | 0 | -0.028977 | 0 | 0 | 0 | 0 | 0 | 0 | 0 | 0 | 1.5753 | 0.043723 | 0.00013688 | 0 | 0 | 0 | 0 | 0 | 0 | 0 | 0 | 0 | 0 | 0 | 0 | 0 | 0 | 0 | 0 | 0 | 0 | -7.5276 | 1.8827 | 0 | 0 | 0 | 0.65287 | 3.3212 | 1.2663 | 3.1569 | 0.15353 | 0.055921 | -0.56726 | 0.63797 | 0.20824 | 3.7009 | 15.1172 | 21.4644 | -9.7451 | 0 | 0.48567 | 0 | 1.7286 | 0.23144
2025_06_15 Hr 13 | 0.59008 | 3.0311e-05 | 0 | 0 | 0 | 0 | 0 | 0 | 0 | 0 | 0 | 0.024893 | 1.95 | 0.011825 | 0.49751 | 0.49751 | 2.0274 | 0 | 0.0052034 | 0.003872 | 0.023281 | 0.085287 | 0 | -1.6438 | 0 | 0 | 0 | 0.011212 | 0.015969 | 0.29873 | 0 | 0 | 2.1271 | 0 | 0 | 0.83819 | 0 | 0 | 0 | 0.061565 | 0 | 0.048579 | 0 | 0.012215 | 0 | -0.02519 | 0 | 0 | 0 | 0 | 0 | 0 | 0 | 0 | 1.2994 | 0.043723 | 0.00013688 | 0 | 0 | 0 | 0 | 0 | 0 | 0 | 0 | 0 | 0 | 0 | 0 | 0 | 0 | 0 | 0 | 0 | 0 | -7.6575 | 1.8827 | 0 | 0 | 0 | 0.57017 | 3.3212 | 1.2663 | 3.1569 | 0.15353 | 0.055921 | -0.59008 | 0.63797 | 0.20824 | 3.7009 | 14.6258 | 21.1597 | -9.9166 | 0 | 0.48567 | 0 | 1.7286 | 0.23393
2025_06_15 Hr 14 | 0.56734 | 2.5261e-05 | 0 | 0 | 0 | 0 | 0 | 0 | 0 | 0 | 0 | 0.024893 | 2.01 | 0.01097 | 0.49751 | 0.49751 | 2.0274 | 0 | 0.0052034 | 0.003872 | 0.023281 | 0.085287 | 0 | -1.6601 | 0 | 0 | 0 | 0.011212 | 0.015969 | 0.29873 | 0 | 0 | 2.1271 | 0 | 0 | 0.83819 | 0 | 0 | 0 | 0.092475 | 0 | 0.048579 | 0 | 0.010993 | 0 | -0.02246 | 0 | 0 | 0 | 0 | 0 | 0 | 0 | 0 | 1.2341 | 0.043723 | 0.00013688 | 0 | 0 | 0 | 0 | 0 | 0 | 0 | 0 | 0 | 0 | 0 | 0 | 0 | 0 | 0 | 0 | 0 | 0 | -7.2207 | 1.8827 | 0 | 0 | 0 | 0.49183 | 3.3212 | 1.2663 | 3.1569 | 0.15353 | 0.055921 | -0.56734 | 0.63797 | 0.20824 | 3.7009 | 14.9988 | 21.0557 | -9.4706 | 0 | 0.48567 | 0 | 1.7286 | 0.23718
2025_06_15 Hr 15 | 0.54496 | 3.1489e-05 | 0 | 0 | 0 | 0 | 0 | 0 | 0 | 0 | 0 | 0.024893 | 1.98 | 0.012474 | 0.49751 | 0.49751 | 2.0274 | 0 | 0.0052034 | 0.003872 | 0.023281 | 0.085287 | 0 | -1.6375 | 0 | 0 | 0 | 0.011212 | 0.015969 | 0.29873 | 0 | 0 | 2.1271 | 0 | 0 | 0.83819 | 0 | 0 | 0 | 0.25044 | 0 | 0.048579 | 0 | 0.01269 | 0 | -0.02625 | 0 | 0 | 0 | 0 | 0 | 0 | 0 | 0 | 1.2994 | 0.043723 | 0.00013688 | 0 | 0 | 0 | 0 | 0 | 0 | 0 | 0 | 0 | 0 | 0 | 0 | 0 | 0 | 0 | 0 | 0 | 0 | -8.5613 | 1.8827 | 0 | 0 | 0 | 0.55276 | 3.3212 | 1.2663 | 3.1569 | 0.15353 | 0.055921 | -0.54496 | 0.63797 | 0.20824 | 3.7009 | 13.9359 | 21.1342 | -10.77 | 0 | 0.48567 | 0 | 1.7286 | 0.24034
2025_06_15 Hr 16 | 0.54496 | 1.7184e-05 | 0 | 0 | 0 | 0 | 0 | 0 | 0 | 0 | 0 | 0.024893 | 1.98 | 0.0080804 | 0.49751 | 0.49751 | 2.0274 | 0 | 0.0052034 | 0.003872 | 0.023281 | 0.085287 | 0 | -1.6969 | 0 | 0 | 0 | 0.011212 | 0.015969 | 0.29873 | 0 | 0 | 2.1271 | 0 | 0 | 0.83819 | 0 | 0 | 0 | 0.20686 | 0 | 0.048579 | 0 | 0.0082203 | 0 | -0.016265 | 0 | 0 | 0 | 0 | 0 | 0 | 0 | 0 | 1.8511 | 0.043723 | 0.00013688 | 0 | 0 | 0 | 0 | 0 | 0 | 0 | 0 | 0 | 0 | 0 | 0 | 0 | 0 | 0 | 0 | 0 | 0 | -6.3915 | 1.8827 | 0 | 0 | 0 | 0.87484 | 3.3212 | 1.2663 | 3.1569 | 0.15353 | 0.055921 | -0.54496 | 0.63797 | 0.20824 | 3.7009 | 16.8848 | 22.0064 | -8.6496 | 0 | 0.48567 | 0 | 1.7286 | 0.24308
2025_06_15 Hr 17 | 0.79183 | 3.904e-05 | 0 | 0 | 0 | 0 | 0 | 0 | 0 | 0 | 0 | 0.024893 | 1.8 | 0.0082656 | 0.49751 | 0.49751 | 2.0274 | 0 | 0.0052034 | 0.003872 | 0.023281 | 0.085287 | 0 | -1.6832 | 0 | 0 | 0 | 0.011212 | 0.015969 | 0.29873 | 0 | 0 | 2.1271 | 0 | 0 | 0.83819 | 0 | 0 | 0 | 0.070778 | 0 | 0.048579 | 0 | 0.0092496 | 0 | -0.018564 | 0 | 0 | 0 | 0 | 0 | 0 | 0 | 0 | 1.8511 | 0.043723 | 0.00013688 | 0 | 0 | 0 | 0 | 0 | 0 | 0 | 0 | 0 | 0 | 0 | 0 | 0 | 0 | 0 | 0 | 0 | 0 | -5.7953 | 1.8827 | 0 | 0 | 0 | 1.3449 | 3.3212 | 1.2663 | 3.1569 | 0.15353 | 0.055921 | -0.79183 | 0.63797 | 0.20824 | 3.7009 | 17.6492 | 22.5461 | -8.2889 | 0 | 0.48567 | 0 | 1.7286 | 0.24569
2025_06_15 Hr 18 | 0.63577 | 6.1355e-05 | 0 | 0 | 0 | 0 | 0 | 0 | 0 | 0 | 0 | 0.024893 | 1.59 | 0.019455 | 0.50271 | 0.50271 | 2.0577 | 0 | 0.0052034 | 0.003872 | 0.023281 | 0.085287 | 0 | -1.4785 | 0 | 0 | 0 | 0.011212 | 0.015969 | 0.29873 | 0 | 0 | 2.1271 | 0 | 0 | 0.83819 | 0 | 0 | 0 | 1.0037 | 0 | 0.048579 | 0 | 0.024647 | 0 | -0.052962 | 0 | 0 | 0 | 0 | 0 | 0 | 0 | 0 | 1.8511 | 0.043723 | 0.00013688 | 0 | 0 | 0 | 0 | 0 | 0 | 0 | 0 | 0 | 0 | 0 | 0 | 0 | 0 | 0 | 0 | 0 | 0 | -14.0514 | 1.8827 | 0 | 0 | 0 | 0.84438 | 3.3618 | 1.2663 | 3.1569 | 0.15353 | 0.055921 | -0.63577 | 0.63797 | 0.20824 | 3.7009 | 9.8372 | 21.6903 | -16.2187 | 0 | 0.48567 | 0 | 1.7286 | 0.24527
2025_06_15 Hr 19 | 0.40867 | 4.7044e-05 | 0 | 0 | 0 | 0 | 0 | 0 | 0 | 0 | 0 | 0.024893 | 1.38 | 0.017412 | 0.49751 | 0.49751 | 2.0274 | 0 | 0.0052034 | 0.003872 | 0.023281 | 0.085287 | 0 | -1.4683 | 0 | 0 | 0 | 0.011212 | 0.015969 | 0.29873 | 0 | 0 | 2.1271 | 0 | 0 | 0.83819 | 0 | 0 | 0 | 2.2996 | 0 | 0.048579 | 0 | 0.025414 | 0 | -0.054677 | 0 | 0 | 0 | 0 | 0 | 0 | 0 | 0 | 1.4374 | 0.043723 | 0.00013688 | 0 | 0 | 0 | 0 | 0 | 0 | 0 | 0 | 0 | 0 | 0 | 0 | 0 | 0 | 0 | 0 | 0 | 0 | -16.88 | 1.8827 | 0 | 0 | 0 | 1.3754 | 3.3212 | 1.2663 | 3.1569 | 0.15353 | 0.055921 | -0.40867 | 0.63797 | 0.20824 | 3.7009 | 8.1762 | 21.367 | -18.8116 | 0 | 0.48567 | 0 | 1.7286 | 0.24391
2025_06_15 Hr 20 | 0.11341 | 2.2546e-05 | 0 | 0 | 0 | 0 | 0 | 0 | 0 | 0 | 0 | 0.024893 | 1.53 | 0.014701 | 0.49751 | 0.49751 | 2.0274 | 0 | 0.0052034 | 0.003872 | 0.023281 | 0.085287 | 0 | -1.5489 | 0 | 0 | 0 | 0.011212 | 0.015969 | 0.29873 | 0 | 0 | 2.1271 | 0 | 0 | 0.83819 | 0 | 0 | 0 | 0.21634 | 0 | 0.048579 | 0 | 0.019355 | 0 | -0.041139 | 0 | 0 | 0 | 0 | 0 | 0 | 0 | 0 | 1.7785 | 0.043723 | 0.00013688 | 0 | 0 | 0 | 0 | 0 | 0 | 0 | 0 | 0 | 0 | 0 | 0 | 0 | 0 | 0 | 0 | 0 | 0 | -11.0196 | 1.8827 | 0 | 0 | 0 | 1.3623 | 3.3212 | 1.2663 | 3.1569 | 0.15353 | 0.055921 | -0.11341 | 0.63797 | 0.20824 | 3.7009 | 12.3596 | 21.5451 | -12.723 | 0 | 0.48567 | 0 | 1.7286 | 0.24186
2025_06_15 Hr 21 | 0 | 4.0233e-06 | 0 | 0 | 0 | 0 | 0 | 0 | 0 | 0 | 0 | 0.024893 | 1.35 | 0.0076808 | 0.49751 | 0.49751 | 2.0274 | 0 | 0.0052034 | 0.003872 | 0.023281 | 0.085287 | 0 | -1.6539 | 0 | 0 | 0 | 0.011212 | 0.015969 | 0.29873 | 0 | 0 | 2.1271 | 0 | 0 | 0.83819 | 0 | 0 | 0 | 0.14757 | 0 | 0.048579 | 0 | 0.01146 | 0 | -0.023503 | 0 | 0 | 0 | 0 | 0 | 0 | 0 | 0 | 1.9891 | 0.043723 | 0.00013688 | 0 | 0 | 0 | 0 | 0 | 0 | 0 | 0 | 0 | 0 | 0 | 0 | 0 | 0 | 0 | 0 | 0 | 0 | -6.8801 | 1.8827 | 0 | 0 | 0 | 1.1229 | 3.3212 | 1.2663 | 3.1569 | 0.15353 | 0.055921 | 0 | 0.63797 | 0.20824 | 3.7009 | 16.1221 | 21.2109 | -8.5575 | 0 | 0.48567 | 0 | 1.7286 | 0.2369
2025_06_15 Hr 22 | 0 | 2.767e-07 | 0 | 0 | 0 | 0 | 0 | 0 | 0 | 0 | 0 | 0.024893 | 1.35 | 0.011621 | 0.49751 | 0.49751 | 2.0274 | 0 | 0.0052034 | 0.003872 | 0.023281 | 0.085287 | 0 | -1.5757 | 0 | 0 | 0 | 0.011212 | 0.015969 | 0.29873 | 0 | 0 | 2.1271 | 0 | 0 | 0.83819 | 0 | 0 | 0 | 0.051453 | -0.014889 | 0.048579 | 0 | 0.01734 | 0 | -0.036638 | 0 | 0 | 0 | 0 | 0 | 0 | 0 | 0 | 1.9891 | 0.043723 | 0.00013688 | 0 | 0 | 0 | 0 | 0 | 0 | 0 | 0 | 0 | 0 | 0 | 0 | 0 | 0 | 0 | 0 | 0 | 0 | -9.5108 | 1.8827 | 0 | 0 | 0 | 1.4145 | 3.3212 | 1.2663 | 3.1569 | 0.15353 | 0.055921 | 0 | 0.63797 | 0.20824 | 3.7009 | 13.737 | 21.5024 | -11.1231 | 0 | 0.48567 | 0 | 1.7286 | 0.2329
2025_06_15 Hr 23 | 0 | 0 | 0 | 0 | 0 | 0 | 0 | 0 | 0 | 0 | 0 | 0.024893 | 1.14 | 0.018103 | 0.53392 | 0.53392 | 2.2559 | 0 | 0.0052034 | 0.003872 | 0.023281 | 0.085287 | 0 | -1.3809 | 0 | 0 | 0 | 0.011212 | 0.015969 | 0.30041 | 0 | 0 | 2.1271 | 0 | 0 | 0.83819 | 0 | 0 | 0 | 0.33099 | -0.055211 | 0.048579 | 0 | 0.031986 | 0 | -0.069358 | 0 | 0 | 0 | 0 | 0 | 0 | 0 | 0 | 2.1197 | 0.043723 | 0.00013688 | 0 | 0 | 0 | 0 | 0 | 0 | 0 | 0 | 0 | 0 | 0 | 0 | 0 | 0 | 0 | 0 | 0 | 0 | -10.3894 | 1.8827 | 0 | 0 | 0 | 1.1055 | 3.6242 | 1.2663 | 3.1569 | 0.15353 | 0.055921 | 0 | 0.63797 | 0.20824 | 3.7009 | 13.1716 | 21.1113 | -11.8396 | 0 | 0.48567 | 0 | 1.7286 | 0.22367
2025_06_15 Hr 24 | 0 | 0 | 0 | 0 | 0 | 0 | 0 | 0 | 0 | 0 | 0 | 0.024893 | 0.75 | 0.011573 | 0.50791 | 0.50791 | 2.1616 | 0 | 0.0052034 | 0.003872 | 0.023281 | 0.085287 | 0 | -1.3929 | 0 | 0 | 0 | 0.011212 | 0.015969 | 0.30041 | 0 | 0 | 2.1271 | 0 | 0 | 0.83819 | 0 | 0 | 0 | 0.035849 | -0.14242 | 0.048579 | 0 | 0.031081 | 0 | -0.067337 | 0 | 0 | 0 | 0 | 0 | 0 | 0 | 0 | 1.9891 | 0.043723 | 0.00013688 | 0 | 0 | 0 | 0 | 0 | 0 | 0 | 0 | 0 | 0 | 0 | 0 | 0 | 0 | 0 | 0 | 0 | 0 | -9.5801 | 1.8827 | 0 | 0 | 0 | 2.1458 | 3.4779 | 1.2663 | 3.1569 | 0.15353 | 0.055921 | 0 | 0.63797 | 0.20824 | 3.7009 | 13.9456 | 21.6147 | -11.0404 | 0 | 0.48567 | 0 | 1.7286 | 0.21404
2025_06_16 Hr 01 | 0 | 0 | 0 | 0 | 0 | 0 | 0 | 0 | 0 | 0 | 0 | 0.024893 | 0.57 | 0.0061322 | 0.49751 | 0.49751 | 2.0988 | 0 | 0.0052034 | 0.003872 | 0.023281 | 0.085287 | 0 | -1.5181 | 0 | 0 | 0 | 0.011212 | 0.015969 | 0.29873 | 0 | 0 | 2.1271 | 0 | 0 | 0.83819 | 0 | 0 | 0 | 0 | -0.56701 | 0.048579 | 0 | 0.02167 | 0 | -0.046312 | 0 | 0 | 0 | 0 | 0 | 0 | 0 | 0 | 2.3956 | 0.043723 | 0.00013688 | 0 | 0 | 0 | 0 | 0 | 0 | 0 | 0 | 0 | 0 | 0 | 0 | 0 | 0 | 0 | 0 | 0 | 0 | -7.6084 | 1.8827 | 0 | 0 | 0 | 2.6202 | 3.3925 | 1.2663 | 3.1569 | 0.15353 | 0.055921 | 0 | 0.63797 | 0.20824 | 3.7009 | 15.9566 | 22.3039 | -9.1728 | 0 | 0.48567 | 0 | 1.7286 | 0.20772
2025_06_16 Hr 02 | 0 | 0 | 0 | 0 | 0 | 0 | 0 | 0 | 0 | 0 | 0 | 0.024893 | 0.42 | 0.0045769 | 0.49751 | 0.49751 | 2.0988 | 0 | 0.0052034 | 0.003872 | 0.023281 | 0.085287 | 0 | -1.5144 | 0 | 0 | 0 | 0.011212 | 0.015969 | 0.29873 | 0 | 0 | 2.1271 | 0 | 0 | 0.83819 | 0 | 0 | 0 | 0 | -0.6211 | 0.048579 | 0 | 0.021951 | 0 | -0.046939 | 0 | 0 | 0 | 0 | 0 | 0 | 0 | 0 | 2.6715 | 0.043723 | 0.00013688 | 0 | 0 | 0 | 0 | 0 | 0 | 0 | 0 | 0 | 0 | 0 | 0 | 0 | 0 | 0 | 0 | 0 | 0 | -7.2885 | 1.8827 | 0 | 0 | 0 | 2.0674 | 3.3925 | 1.2663 | 3.1569 | 0.15353 | 0.055921 | 0 | 0.63797 | 0.20824 | 3.7009 | 15.7931 | 21.8715 | -8.8498 | 0 | 0.48567 | 0 | 1.7286 | 0.20381
2025_06_16 Hr 03 | 0 | 0 | 0 | 0 | 0 | 0 | 0 | 0 | 0 | 0 | 0 | 0.024893 | 0.27 | 0.0028251 | 0.49751 | 0.49751 | 2.0988 | 0 | 0.0052034 | 0.003872 | 0.023281 | 0.085287 | 0 | -1.526 | 0 | 0 | 0 | 0.011212 | 0.015969 | 0.29873 | 0 | 0 | 2.1271 | 0 | 0 | 0.83819 | 0 | 0 | 0 | 0 | -0.68481 | 0.048579 | 0 | 0.021076 | 0 | -0.044986 | 0 | 0 | 0 | 0 | 0 | 0 | 0 | 0 | 2.9473 | 0.043723 | 0.00013688 | 0 | 0 | 0 | 0 | 0 | 0 | 0 | 0 | 0 | 0 | 0 | 0 | 0 | 0 | 0 | 0 | 0 | 0 | -6.6075 | 1.8827 | 0 | 0 | 0 | 1.506 | 3.3925 | 1.2663 | 3.1569 | 0.15353 | 0.055921 | 0 | 0.63797 | 0.20824 | 3.7009 | 15.9618 | 21.4325 | -8.1784 | 0 | 0.48567 | 0 | 1.7286 | 0.2022
2025_06_16 Hr 04 | 0 | 0 | 0 | 0 | 0 | 0 | 0 | 0 | 0 | 0 | 0 | 0.024893 | 0.21 | 0.0017116 | 0.49751 | 0.49751 | 2.0988 | 0 | 0.0052034 | 0.003872 | 0.023281 | 0.085287 | 0 | -1.5879 | 0 | 0 | 0 | 0.011212 | 0.015969 | 0.29873 | 0 | 0 | 2.1271 | 0 | 0 | 0.83819 | 0 | 0 | 0 | 0 | -0.37756 | 0.048579 | 0 | 0.016417 | 0 | -0.034577 | 0 | 0 | 0 | 0 | 0 | 0 | 0 | 0 | 3.3538 | 0.043723 | 0.00013688 | 0 | 0 | 0 | 0 | 0 | 0 | 0 | 0 | 0 | 0 | 0 | 0 | 0 | 0 | 0 | 0 | 0 | 0 | -4.3278 | 1.8827 | 0 | 0 | 0 | 0.70075 | 3.3925 | 1.2663 | 3.1569 | 0.15353 | 0.055921 | 0 | 0.63797 | 0.20824 | 3.7009 | 18.036 | 20.9713 | -5.9504 | 0 | 0.48567 | 0 | 1.7286 | 0.20079
2025_06_16 Hr 05 | 0 | 0 | 0 | 0 | 0 | 0 | 0 | 0 | 0 | 0 | 0 | 0.024893 | 0.18 | 0.0015219 | 0.49751 | 0.49751 | 2.0988 | 0 | 0.0052034 | 0.003872 | 0.023281 | 0.085287 | 0 | -1.5798 | 0 | 0 | 0 | 0.011212 | 0.015969 | 0.29873 | 0 | 0 | 2.1271 | 0 | 0 | 0.83819 | 0 | 0 | 0 | 0 | -0.32024 | 0.048579 | 0 | 0.017031 | 0 | -0.035949 | 0 | 0 | 0 | 0 | 0 | 0 | 0 | 0 | 3.3538 | 0.043723 | 0.00013688 | 0 | 0 | 0 | 0 | 0 | 0 | 0 | 0 | 0 | 0 | 0 | 0 | 0 | 0 | 0 | 0 | 0 | 0 | -4.3803 | 1.8827 | 0 | 0 | 0 | 0.43089 | 3.3925 | 1.2663 | 3.1569 | 0.15353 | 0.055921 | 0 | 0.63797 | 0.20824 | 3.7009 | 17.7478 | 20.6715 | -5.996 | 0 | 0.48567 | 0 | 1.7286 | 0.20104
2025_06_16 Hr 06 | 0.044971 | 0 | 0 | 0 | 0 | 0 | 0 | 0 | 0 | 0 | 0 | 0.024893 | 0.18 | 0.0026166 | 0.49751 | 0.49751 | 2.0988 | 0 | 0.0052034 | 0.003872 | 0.023281 | 0.085287 | 0 | -1.4169 | 0 | 0 | 0 | 0.011212 | 0.015969 | 0.29873 | 0 | 0 | 2.1271 | 0 | 0 | 0.83819 | 0 | 0 | 0 | 0 | -0.50656 | 0.048579 | 0 | 0.029281 | 0 | -0.063315 | 0 | 0 | 0 | 0 | 0 | 0 | 0 | 0 | 3.2885 | 0.043723 | 0.00013688 | 0 | 0 | 0 | 0 | 0 | 0 | 0 | 0 | 0 | 0 | 0 | 0 | 0 | 0 | 0 | 0 | 0 | 0 | -9.6741 | 1.8827 | 0 | 0 | 0 | 0.40043 | 3.3925 | 1.2663 | 3.1569 | 0.15353 | 0.055921 | -0.044971 | 0.63797 | 0.20824 | 3.7009 | 12.316 | 20.6293 | -11.1992 | 0 | 0.48567 | 0 | 1.7286 | 0.20849
2025_06_16 Hr 07 | 0.47289 | 5.0389e-07 | 0 | 0 | 0 | 0 | 0 | 0 | 0 | 0 | 0 | 0.024893 | 0.15 | 0.0015677 | 0.49751 | 0.49751 | 2.0274 | 0 | 0.0052034 | 0.003872 | 0.023281 | 0.085287 | 0 | 0 | 0 | 0 | 0 | 0.011212 | 0.015969 | 0.29873 | 0 | 0 | 2.1271 | 0 | 0 | 0.83819 | 0 | 0 | 0 | 1.1027 | 0 | 0.048579 | 0 | 0.021051 | 0 | -0.04493 | 0 | 0 | 0 | 0 | 0 | 0 | 0 | 0 | 2.7368 | 0.043723 | 0.00013688 | -1.0625 | 0 | 0 | 0 | 0 | 0 | 0 | 0 | 0 | 0 | -2.2 | 0 | 0 | 0 | 0 | 0 | 0 | 0 | -11.5547 | 1.8827 | 0 | 0 | 0 | 0.23939 | 3.3212 | 1.2663 | 3.1569 | 0.15353 | 0.055921 | -0.47289 | 0.63797 | 0.20824 | 3.7009 | 9.4107 | 20.3218 | -15.335 | 0 | 0.48567 | 0 | 1.7286 | 0.21691
2025_06_16 Hr 08 | 0.64377 | 4.4385e-06 | 0 | 0 | 0 | 0 | 0 | 0 | 0 | 0 | 0 | 0.024893 | 0.21 | 0.0017575 | 0.49751 | 0.49751 | 2.0274 | 0 | 0.0052034 | 0.003872 | 0.023281 | 0.085287 | 0 | 0 | 0 | 0 | 0 | 0.011212 | 0.015969 | 0.29873 | 0 | 0 | 2.1271 | 0 | 0 | 0.83819 | 0 | 0 | 0 | 0 | -0.075181 | 0.048579 | 0 | 0.016857 | 0 | -0.03556 | 0 | 0 | 0 | 0 | 0 | 0 | 0 | 0 | 2.4682 | 0.043723 | 0.00013688 | -1.0625 | 0 | 0 | 0 | 0 | 0 | 0 | 0 | 0 | 0 | -2.2 | 0 | 0 | 0 | 0 | 0 | 0 | 0 | -8.0357 | 1.8827 | 0 | 0 | 0 | 0.30032 | 3.3212 | 1.2663 | 3.1569 | 0.15353 | 0.055921 | -0.64377 | 0.63797 | 0.20824 | 3.7009 | 11.6231 | 20.3546 | -11.9775 | 0 | 0.48567 | 0 | 1.7286 | 0.22636
2025_06_16 Hr 09 | 0.77853 | 2.9645e-06 | 0 | 0 | 0 | 0 | 0 | 0 | 0 | 0 | 0 | 0.024893 | 0.24 | 0.0011067 | 0.49751 | 0.49751 | 2.0274 | 0 | 0.0052034 | 0.003872 | 0.023281 | 0.085287 | 0 | 0 | 0 | 0 | 0 | 0.011212 | 0.015969 | 0.29873 | 0 | 0 | 2.1271 | 0 | 0 | 0.83819 | 0 | 0 | 0 | 0.081664 | 0 | 0.048579 | 0 | 0.0092888 | 0 | -0.018652 | 0 | 0 | 0 | 0 | 0 | 0 | 0 | 0 | 2.5989 | 0.043723 | 0.00013688 | -1.0625 | 0 | 0 | 0 | 0 | 0 | 0 | 0 | 0 | 0 | -2.2 | 0 | 0 | 0 | 0 | 0 | 0 | 0 | -5.405 | 1.8827 | 0 | 0 | 0 | 0.23068 | 3.3212 | 1.2663 | 3.1569 | 0.15353 | 0.055921 | -0.77853 | 0.63797 | 0.20824 | 3.7009 | 14.5241 | 20.5859 | -9.4646 | 0 | 0.48567 | 0 | 1.7286 | 0.23243
2025_06_16 Hr 10 | 0.75144 | 3.8119e-06 | 0 | 0 | 0 | 0 | 0 | 0 | 0 | 0 | 0 | 0.024893 | 0.33 | 0.0013732 | 0.49751 | 0.49751 | 2.0274 | 0 | 0.0052034 | 0.003872 | 0.023281 | 0.085287 | 0 | 0 | 0 | 0 | 0 | 0.011212 | 0.015969 | 0.29873 | 0 | 0 | 2.1271 | 0 | 0 | 0.83819 | 0 | 0 | 0 | 0.18844 | 0 | 0.048579 | 0 | 0.0083817 | 0 | -0.016625 | 0 | 0 | 0 | 0 | 0 | 0 | 0 | 0 | 2.7368 | 0.043723 | 0.00013688 | -1.0625 | 0 | 0 | 0 | 0 | 0 | 0 | 0 | 0 | 0 | -2.2 | 0 | 0 | 0 | 0 | 0 | 0 | 0 | -5.3085 | 1.8827 | 0 | 0 | 0 | 0.30032 | 3.3212 | 1.2663 | 3.1569 | 0.15353 | 0.055921 | -0.75144 | 0.63797 | 0.20824 | 3.7009 | 15.0318 | 20.8613 | -9.3391 | 0 | 0.48567 | 0 | 1.7286 | 0.2371
2025_06_16 Hr 11 | 0.81435 | 3.1887e-06 | 0 | 0 | 0 | 0 | 0 | 0 | 0 | 0 | 0 | 0.024893 | 0.24 | 0.00066136 | 0.49751 | 0.49751 | 2.0274 | 0 | 0.0052034 | 0.003872 | 0.023281 | 0.085287 | 0 | 0 | 0 | 0 | 0 | 0.011212 | 0.015969 | 0.29873 | 0 | 0 | 2.1271 | 0 | 0 | 0.83819 | 0 | 0 | 0 | 0.11103 | 0 | 0.048579 | 0 | 0.0055507 | 0 | -0.010301 | 0 | 0 | 0 | 0 | 0 | 0 | 0 | 0 | 3.2885 | 0.043723 | 0.00013688 | -1.0625 | 0 | 0 | 0 | 0 | 0 | 0 | 0 | 0 | 0 | -2.2 | 0 | 0 | 0 | 0 | 0 | 0 | 0 | -4.1879 | 1.8827 | 0 | 0 | 0 | 0.81391 | 3.3212 | 1.2663 | 3.1569 | 0.15353 | 0.055921 | -0.81435 | 0.63797 | 0.20824 | 3.7009 | 17.0585 | 21.9013 | -8.2751 | 0 | 0.48567 | 0 | 1.7286 | 0.2396
2025_06_16 Hr 12 | 0.71605 | 3.2395e-06 | 0 | 0 | 0 | 0 | 0 | 0 | 0 | 0 | 0 | 0.024893 | 0.21 | 0.00044557 | 0.49751 | 0.49751 | 2.0274 | 0 | 0.0052034 | 0.003872 | 0.023281 | 0.085287 | 0 | 0 | 0 | 0 | 0 | 0.011212 | 0.015969 | 0.29873 | 0 | 0 | 2.1271 | 0 | 0 | 0.83819 | 0 | 0 | 0 | 0.054879 | 0 | 0.048579 | 0 | 0.0042739 | 0 | -0.007448 | 0 | 0 | 0 | 0 | 0 | 0 | 0 | 0 | 3.1506 | 0.043723 | 0.00013688 | -1.0625 | 0 | 0 | 0 | 0 | 0 | 0 | 0 | 0 | 0 | -2.2 | 0 | 0 | 0 | 0 | 0 | 0 | 0 | -3.6895 | 1.8827 | 0 | 0 | 0 | 1.1621 | 3.3212 | 1.2663 | 3.1569 | 0.15353 | 0.055921 | -0.71605 | 0.63797 | 0.20824 | 3.7009 | 17.6907 | 21.9901 | -7.6755 | 0 | 0.48567 | 0 | 1.7286 | 0.24668
2025_06_16 Hr 13 | 0.70363 | 5.3211e-06 | 0 | 0 | 0 | 0 | 0 | 0 | 0 | 0 | 0 | 0.024893 | 0.21 | 0.00023569 | 0.49751 | 0.49751 | 2.0274 | 0 | 0.0052034 | 0.003872 | 0.023281 | 0.085287 | 0 | 0 | 0 | 0 | 0 | 0.011212 | 0.015969 | 0.29873 | 0 | 0 | 2.1271 | 0 | 0 | 0.83819 | 0 | 0 | 0 | 0.017855 | -0.00026668 | 0.048579 | 0 | 0.0022607 | 0 | -0.0029505 | 0 | 0 | 0 | 0 | 0 | 0 | 0 | 0 | 2.8747 | 0.043723 | 0.00013688 | -1.0625 | 0 | 0 | 0 | 0 | 0 | 0 | 0 | 0 | 0 | -2.2 | 0 | 0 | 0 | 0 | 0 | 0 | 0 | -3.5641 | 1.8827 | 0 | 0 | 0 | 1.1142 | 3.3212 | 1.2663 | 3.1569 | 0.15353 | 0.055921 | -0.70363 | 0.63797 | 0.20824 | 3.7009 | 17.4619 | 21.6563 | -7.5332 | 0 | 0.48567 | 0 | 1.7286 | 0.24925
2025_06_16 Hr 14 | 0.63563 | -9.1481e-07 | 0 | 0 | 0 | 0 | 0 | 0 | 0 | 0 | 0 | 0.024893 | 0.24 | -0.00013011 | 0.49751 | 0.49751 | 2.0274 | 0 | 0.0052034 | 0.003872 | 0.023281 | 0.085287 | 0 | 0 | 0 | 0 | 0 | 0.011212 | 0.015969 | 0.29873 | 0 | 0 | 2.1271 | 0 | 0 | 0.83819 | 0 | 0 | 0 | -0.012738 | 0 | 0.048579 | 0 | -0.001092 | 0 | 0.0045395 | 0 | 0 | 0 | 0 | 0 | 0 | 0 | 0 | 2.4682 | 0.043723 | 0.00013688 | -1.0625 | 0 | 0 | 0 | 0 | 0 | 0 | 0 | 0 | 0 | -2.2 | 0 | 0 | 0 | 0 | 0 | 0 | 0 | -2.371 | 1.8827 | 0 | 0 | 0 | 0.75298 | 3.3212 | 1.2663 | 3.1569 | 0.15353 | 0.055921 | -0.63563 | 0.63797 | 0.20824 | 3.7009 | 17.8961 | 20.8522 | -6.2645 | 0 | 0.48567 | 0 | 1.7286 | 0.25124
2025_06_16 Hr 15 | 0.74635 | 6.9206e-06 | 0 | 0 | 0 | 0 | 0 | 0 | 0 | 0 | 0 | 0.024893 | 0.24 | 0.00056784 | 0.49751 | 0.49751 | 2.0274 | 0 | 0.0052034 | 0.003872 | 0.023281 | 0.085287 | 0 | 0 | 0 | 0 | 0 | 0.011212 | 0.015969 | 0.29873 | 0 | 0 | 2.1271 | 0 | 0 | 0.83819 | 0 | 0 | 0 | 0.054224 | 0 | 0.048579 | 0 | 0.0047658 | 0 | -0.008547 | 0 | 0 | 0 | 0 | 0 | 0 | 0 | 0 | 2.1923 | 0.043723 | 0.00013688 | -1.0625 | 0 | 0 | 0 | 0 | 0 | 0 | 0 | 0 | 0 | -2.2 | 0 | 0 | 0 | 0 | 0 | 0 | 0 | -4.3265 | 1.8827 | 0 | 0 | 0 | 0.63111 | 3.3212 | 1.2663 | 3.1569 | 0.15353 | 0.055921 | -0.74635 | 0.63797 | 0.20824 | 3.7009 | 15.5981 | 20.5666 | -8.3439 | 0 | 0.48567 | 0 | 1.7286 | 0.25195
2025_06_16 Hr 16 | 0.68082 | 2.1066e-05 | 0 | 0 | 0 | 0 | 0 | 0 | 0 | 0 | 0 | 0.024893 | 0.54 | 0.0025553 | 0.49751 | 0.49751 | 2.0274 | 0 | 0.0052034 | 0.003872 | 0.023281 | 0.085287 | 0 | 0 | 0 | 0 | 0 | 0.011212 | 0.015969 | 0.29873 | 0 | 0 | 2.1271 | 0 | 0 | 0.83819 | 0 | 0 | 0 | 0.10782 | 0 | 0.048579 | 0 | 0.0095316 | 0 | -0.019194 | 0 | 0 | 0 | 0 | 0 | 0 | 0 | 0 | 2.2577 | 0.043723 | 0.00013688 | -1.0625 | 0 | 0 | 0 | 0 | 0 | 0 | 0 | 0 | 0 | -2.2 | 0 | 0 | 0 | 0 | 0 | 0 | 0 | -6.1185 | 1.8827 | 0 | 0 | 0 | 0.5223 | 3.3212 | 1.2663 | 3.1569 | 0.15353 | 0.055921 | -0.68082 | 0.63797 | 0.20824 | 3.7009 | 14.1075 | 20.7596 | -10.081 | 0 | 0.48567 | 0 | 1.7286 | 0.25195
2025_06_16 Hr 17 | 0.75325 | 2.7179e-05 | 0 | 0 | 0 | 0 | 0 | 0 | 0 | 0 | 0 | 0.024893 | 0.69 | 0.0042279 | 0.49751 | 0.49751 | 2.0274 | 0 | 0.0052034 | 0.003872 | 0.023281 | 0.085287 | 0 | 0 | 0 | 0 | 0 | 0.011212 | 0.015969 | 0.29873 | 0 | 0 | 2.1271 | 0 | 0 | 0.83819 | 0 | 0 | 0 | 0.3826 | 0 | 0.048579 | 0 | 0.012342 | 0 | -0.025473 | 0 | 0 | 0 | 0 | 0 | 0 | 0 | 0 | 2.1197 | 0.043723 | 0.00013688 | -1.0625 | 0 | 0 | 0 | 0 | 0 | 0 | 0 | 0 | 0 | -2.2 | 0 | 0 | 0 | 0 | 0 | 0 | 0 | -6.7504 | 1.8827 | 0 | 0 | 0 | 0.36996 | 3.3212 | 1.2663 | 3.1569 | 0.15353 | 0.055921 | -0.75325 | 0.63797 | 0.20824 | 3.7009 | 13.6055 | 20.6934 | -10.7917 | 0 | 0.48567 | 0 | 1.7286 | 0.25195
2025_06_16 Hr 18 | 0.77454 | 1.5585e-05 | 0 | 0 | 0 | 0 | 0 | 0 | 0 | 0 | 0 | 0.024893 | 0.6 | 0.0068451 | 0.49751 | 0.49751 | 2.0274 | 0 | 0.0052034 | 0.003872 | 0.023281 | 0.085287 | 0 | 0 | 0 | 0 | 0 | 0.011212 | 0.015969 | 0.29873 | 0 | 0 | 2.1271 | 0 | 0 | 0.83819 | 0 | 0 | 0 | 1.9621 | 0 | 0.048579 | 0 | 0.02298 | 0 | -0.049238 | 0 | 0 | 0 | 0 | 0 | 0 | 0 | 0 | 2.1923 | 0.043723 | 0.00013688 | -1.0625 | 0 | 0 | 0 | 0 | 0 | 0 | 0 | 0 | 0 | -2.2 | 0 | 0 | 0 | 0 | 0 | 0 | 0 | -13.015 | 1.8827 | 0 | 0 | 0 | 0.33079 | 3.3212 | 1.2663 | 3.1569 | 0.15353 | 0.055921 | -0.77454 | 0.63797 | 0.20824 | 3.7009 | 8.8427 | 20.6607 | -17.1013 | 0 | 0.48567 | 0 | 1.7286 | 0.25195
2025_06_16 Hr 19 | 0.6774 | 1.1092e-05 | 0 | 0 | 0 | 0 | 0 | 0 | 0 | 0 | 0 | 0.024893 | 0.24 | 0.0031855 | 0.49751 | 0.49751 | 2.0274 | 0 | 0.0052034 | 0.003872 | 0.023281 | 0.085287 | 0 | 0 | 0 | 0 | 0 | 0.011212 | 0.015969 | 0.29873 | 0 | 0 | 2.1271 | 0 | 0 | 0.83819 | 0 | 0 | 0 | 2.8508 | 0 | 0.048579 | 0 | 0.026735 | 0 | -0.057628 | 0 | 0 | 0 | 0 | 0 | 0 | 0 | 0 | 2.3303 | 0.043723 | 0.00013688 | -1.0625 | 0 | 0 | 0 | 0 | 0 | 0 | 0 | 0 | 0 | -2.2 | 0 | 0 | 0 | 0 | 0 | 0 | 0 | -15.2165 | 1.8827 | 0 | 0 | 0 | 0.23068 | 3.3212 | 1.2663 | 3.1569 | 0.15353 | 0.055921 | -0.6774 | 0.63797 | 0.20824 | 3.7009 | 7.1957 | 20.2377 | -19.214 | 0 | 0.48567 | 0 | 1.7286 | 0.25195
2025_06_16 Hr 20 | 0.13593 | 6.4e-06 | 0 | 0 | 0 | 0 | 0 | 0 | 0 | 0 | 0 | 0.024893 | 0.21 | 0.0026976 | 0.49751 | 0.49751 | 2.0274 | 0 | 0.0052034 | 0.003872 | 0.023281 | 0.085287 | 0 | 0 | 0 | 0 | 0 | 0.011212 | 0.015969 | 0.29873 | 0 | 0 | 2.1271 | 0 | 0 | 0.83819 | 0 | 0 | 0 | 3.0134 | 0 | 0.048579 | 0 | 0.025875 | 0 | -0.055706 | 0 | 0 | 0 | 0 | 0 | 0 | 0 | 0 | 1.9165 | 0.043723 | 0.00013688 | -1.0625 | 0 | 0 | 0 | 0 | 0 | 0 | 0 | 0 | 0 | -2.2 | 0 | 0 | 0 | 0 | 0 | 0 | 0 | -16.0406 | 1.8827 | 0 | 0 | 0 | 0.32208 | 3.3212 | 1.2663 | 3.1569 | 0.15353 | 0.055921 | -0.13593 | 0.63797 | 0.20824 | 3.7009 | 6.1829 | 19.3431 | -19.4948 | 0 | 0.48567 | 0 | 1.7286 | 0.25167
2025_06_16 Hr 21 | 0.022667 | 8.631e-07 | 0 | 0 | 0 | 0 | 0 | 0 | 0 | 0 | 0 | 0.024893 | 0.21 | 0.0028195 | 0.49751 | 0.49751 | 2.0274 | 0 | 0.0052034 | 0.003872 | 0.023281 | 0.085287 | 0 | 0 | 0 | 0 | 0 | 0.011212 | 0.015969 | 0.29873 | 0 | 0 | 2.1271 | 0 | 0 | 0.83819 | 0 | 0 | 0 | 3.1314 | 0 | 0.048579 | 0 | 0.027044 | 0 | -0.058317 | 0 | 0 | 0 | 0 | 0 | 0 | 0 | 0 | 1.372 | 0.043723 | 0.00013688 | -1.0625 | 0 | 0 | 0 | 0 | 0 | 0 | 0 | 0 | 0 | -2.2 | 0 | 0 | 0 | 0 | 0 | 0 | 0 | -16.2368 | 1.8827 | 0 | 0 | 0 | 0.33079 | 3.3212 | 1.2663 | 3.1569 | 0.15353 | 0.055921 | -0.022667 | 0.63797 | 0.20824 | 3.7009 | 5.5592 | 18.6869 | -19.5803 | 0 | 0.48567 | 0 | 1.7286 | 0.24431
2025_06_16 Hr 22 | 0 | 0 | 0 | 0 | 0 | 0 | 0 | 0 | 0 | 0 | 0 | 0.024893 | 0.21 | 0.0023264 | 0.49751 | 0.49751 | 2.0274 | 0 | 0.0052034 | 0.003872 | 0.023281 | 0.085287 | 0 | 0 | 0 | 0 | 0 | 0.011212 | 0.015969 | 0.29873 | 0 | 0 | 2.1271 | 0 | 0 | 0.83819 | 0 | 0 | 0 | 2.8241 | 0 | 0.048579 | 0 | 0.022314 | 0 | -0.047751 | 0 | 0 | 0 | 0 | 0 | 0 | 0 | 0 | 1.9891 | 0.043723 | 0.00013688 | -1.0625 | 0 | 0 | 0 | 0 | 0 | 0 | 0 | 0 | 0 | -2.2 | 0 | 0 | 0 | 0 | 0 | 0 | 0 | -15.1007 | 1.8827 | 0 | 0 | 0 | 0.29161 | 3.3212 | 1.2663 | 3.1569 | 0.15353 | 0.055921 | 0 | 0.63797 | 0.20824 | 3.7009 | 6.972 | 19.2376 | -18.411 | 0 | 0.48567 | 0 | 1.7286 | 0.24039
2025_06_16 Hr 23 | 0 | 0 | 0 | 0 | 0 | 0 | 0 | 0 | 0 | 0 | 0 | 0.024893 | 0.21 | 0.0033474 | 0.51485 | 0.51487 | 2.0988 | 0 | 0.0052034 | 0.003872 | 0.023281 | 0.085287 | 0 | -1.3793 | 0 | 0 | 0 | 0.011212 | 0.015969 | 0.29873 | 0 | 0 | 2.1271 | 0 | 0 | 0.83819 | 0 | 0 | 0 | 1.9958 | 0 | 0.048579 | 0 | 0.032107 | 0 | -0.069629 | 0 | 0 | 0 | 0 | 0 | 0 | 0 | 0 | 2.3956 | 0.043723 | 0.00013688 | 0 | 0 | 0 | 0 | 0 | 0 | 0 | 0 | 0 | 0 | 0 | 0 | 0 | 0 | 0 | 0 | 0 | 0 | -14.4803 | 1.8827 | 0 | 0 | 0 | 0.82261 | 3.4272 | 1.2663 | 3.1569 | 0.15353 | 0.055921 | 0 | 0.63797 | 0.20824 | 3.7009 | 9.6599 | 20.1661 | -15.9293 | 0 | 0.48567 | 0 | 1.7286 | 0.23028
2025_06_16 Hr 24 | 0 | 0 | 0 | 0 | 0 | 0 | 0 | 0 | 0 | 0 | 0 | 0.024893 | 0.18 | 0.0022697 | 0.49751 | 0.49751 | 2.0988 | 0 | 0.0052034 | 0.003872 | 0.023281 | 0.085287 | 0 | -1.4685 | 0 | 0 | 0 | 0.011212 | 0.015969 | 0.29873 | 0 | 0 | 2.1271 | 0 | 0 | 0.83819 | 0 | 0 | 0 | 0 | -0.17711 | 0.048579 | 0 | 0.025399 | 0 | -0.054642 | 0 | 0 | 0 | 0 | 0 | 0 | 0 | 0 | 2.1923 | 0.043723 | 0.00013688 | 0 | 0 | 0 | 0 | 0 | 0 | 0 | 0 | 0 | 0 | 0 | 0 | 0 | 0 | 0 | 0 | 0 | 0 | -9 | 1.8827 | 0 | 0 | 0 | 0.69204 | 3.3925 | 1.2663 | 3.1569 | 0.15353 | 0.055921 | 0 | 0.63797 | 0.20824 | 3.7009 | 12.4832 | 19.7909 | -10.5231 | 0 | 0.48567 | 0 | 1.7286 | 0.22
2025_06_17 Hr 01 | 0 | 0 | 0 | 0 | 0 | 0 | 0 | 0 | 0 | 0 | 0 | 0.024893 | 0.18 | 0.0023642 | 0.49751 | 0.49751 | 2.5983 | 0 | 0.0052034 | 0.003872 | 0.023281 | 0.085287 | 0 | -1.4544 | 0 | 0 | 0 | 0.011212 | 0.015969 | 0.29873 | 0 | 0 | 2.1271 | 0 | 0 | 0.83819 | 0 | 0 | 0 | 0 | -0.28355 | 0.048579 | 0 | 0.026456 | 0 | -0.057005 | 0 | 0 | 0 | 0 | 0 | 0 | 0 | 0 | 1.51 | 0.043723 | 0.00013688 | 0 | 0 | 0 | 0 | 0 | 0 | 0 | 0 | 0 | 0 | 0 | 0 | 0 | 0 | 0 | 0 | 0 | 0 | -8.787 | 1.8827 | 0 | 0 | 0 | 0.68334 | 3.892 | 1.2663 | 3.1569 | 0.15353 | 0.055921 | 0 | 0.63797 | 0.20824 | 3.7009 | 12.4016 | 19.0914 | -10.2984 | 0 | 0.48567 | 0 | 1.7286 | 0.21154
2025_06_17 Hr 02 | 0 | 0 | 0 | 0 | 0 | 0 | 0 | 0 | 0 | 0 | 0 | 0.024893 | 0.24 | 0.0029223 | 0.49751 | 0.49751 | 2.5983 | 0 | 0.0052034 | 0.003872 | 0.023281 | 0.085287 | 0 | -1.4801 | 0 | 0 | 0 | 0.011212 | 0.015969 | 0.29873 | 0 | 0 | 2.1271 | 0 | 0 | 0.83819 | 0 | 0 | 0 | 0 | -0.29239 | 0.048579 | 0 | 0.024526 | 0 | -0.052693 | 0 | 0 | 0 | 0 | 0 | 0 | 0 | 0 | 1.9165 | 0.043723 | 0.00013688 | 0 | 0 | 0 | 0 | 0 | 0 | 0 | 0 | 0 | 0 | 0 | 0 | 0 | 0 | 0 | 0 | 0 | 0 | -7.77 | 1.8827 | 0 | 0 | 0 | 0.84438 | 3.892 | 1.2663 | 3.1569 | 0.15353 | 0.055921 | 0 | 0.63797 | 0.20824 | 3.7009 | 14.0106 | 19.7137 | -9.3028 | 0 | 0.48567 | 0 | 1.7286 | 0.20571
2025_06_17 Hr 03 | 0 | 0 | 0 | 0 | 0 | 0 | 0 | 0 | 0 | 0 | 0 | 0.024893 | 0.24 | 0.0032924 | 0.49751 | 0.49751 | 2.5983 | 0 | 0.0052034 | 0.003872 | 0.023281 | 0.085287 | 0 | -1.4388 | 0 | 0 | 0 | 0.011212 | 0.015969 | 0.29873 | 0 | 0 | 2.1271 | 0 | 0 | 0.83819 | 0 | 0 | 0 | 0.0028982 | -0.090055 | 0.048579 | 0 | 0.027633 | 0 | -0.059633 | 0 | 0 | 0 | 0 | 0 | 0 | 0 | 0 | 2.3303 | 0.043723 | 0.00013688 | 0 | 0 | 0 | 0 | 0 | 0 | 0 | 0 | 0 | 0 | 0 | 0 | 0 | 0 | 0 | 0 | 0 | 0 | -9.8533 | 1.8827 | 0 | 0 | 0 | 1.4058 | 3.892 | 1.2663 | 3.1569 | 0.15353 | 0.055921 | 0 | 0.63797 | 0.20824 | 3.7009 | 13.1408 | 20.6877 | -11.3517 | 0 | 0.48567 | 0 | 1.7286 | 0.20401
2025_06_17 Hr 04 | 0 | 0 | 0 | 0 | 0 | 0 | 0 | 0 | 0 | 0 | 0 | 0.024893 | 0.24 | 0.0041357 | 0.63273 | 0.63277 | 2.5983 | 0 | 0.0052034 | 0.003872 | 0.023281 | 0.085287 | 0 | -1.3447 | 0 | 0 | 0 | 0.011212 | 0.015969 | 0.29873 | 0 | 0 | 2.1271 | 0 | 0 | 0.83819 | 0 | 0 | 0 | 0.16989 | -0.070173 | 0.048579 | 0 | 0.034711 | 0 | -0.075445 | 0 | 0 | 0 | 0 | 0 | 0 | 0 | 0 | 2.7368 | 0.043723 | 0.00013688 | 0 | 0 | 0 | 0 | 0 | 0 | 0 | 0 | 0 | 0 | 0 | 0 | 0 | 0 | 0 | 0 | 0 | 0 | -13.6675 | 1.8827 | 0 | 0 | 0 | 1.5451 | 4.1625 | 1.2663 | 3.1569 | 0.15353 | 0.055921 | 0 | 0.63797 | 0.20824 | 3.7009 | 10.4081 | 21.2334 | -15.0876 | 0 | 0.48567 | 0 | 1.7286 | 0.20312
2025_06_17 Hr 05 | 0 | 0 | 0 | 0 | 0 | 0 | 0 | 0 | 0 | 0 | 0 | 0.024893 | 0.24 | 0.0041699 | 0.88236 | 0.8824 | 2.5983 | 0 | 0.0052034 | 0.003872 | 0.023281 | 0.085287 | 0 | -1.3409 | 0 | 0 | 0 | 0.011212 | 0.015969 | 0.29873 | 0 | 0 | 2.1271 | 0 | 0 | 0.83819 | 0 | 0 | 0 | 0.20384 | -0.082279 | 0.048579 | 0 | 0.034997 | 0 | -0.076086 | 0 | 0 | 0 | 0 | 0 | 0 | 0 | 0 | 2.9473 | 0.043723 | 0.00013688 | 0 | 0 | 0 | 0 | 0 | 0 | 0 | 0 | 0 | 0 | 0 | 0 | 0 | 0 | 0 | 0 | 0 | 0 | -13.9264 | 1.8827 | 0 | 0 | 0 | 1.5756 | 4.6618 | 1.2663 | 3.1569 | 0.15353 | 0.055921 | 0 | 0.63797 | 0.20824 | 3.7009 | 10.9162 | 21.4762 | -15.3433 | 0 | 0.48567 | 0 | 1.7286 | 0.2049
2025_06_17 Hr 06 | 0.044971 | 0 | 0 | 0 | 0 | 0 | 0 | 0 | 0 | 0 | 0 | 0.024893 | 0.6 | 0.011141 | 1.132 | 1.1321 | 2.5983 | 0 | 0.0052034 | 0.003872 | 0.023281 | 0.085287 | 0 | -1.3089 | 0 | 0 | 0 | 0.011212 | 0.015969 | 0.29873 | 0 | 0 | 2.1271 | 0 | 0 | 0.83819 | 0 | 0 | 0 | 0.013528 | -0.29997 | 0.048579 | 0 | 0.037402 | 0 | -0.081458 | 0 | 0 | 0 | 0 | 0 | 0 | 0 | 0 | 3.1506 | 0.043723 | 0.00013688 | 0 | 0 | 0 | 0 | 0 | 0 | 0 | 0 | 0 | 0 | 0 | 0 | 0 | 0 | 0 | 0 | 0 | 0 | -16.0358 | 1.8827 | 0 | 0 | 0 | 1.6148 | 5.1611 | 1.2663 | 3.1569 | 0.15353 | 0.055921 | -0.044971 | 0.63797 | 0.20824 | 3.7009 | 9.5368 | 22.1333 | -17.4711 | 0 | 0.48567 | 0 | 1.7286 | 0.20756
2025_06_17 Hr 07 | 0.47289 | 4.0223e-07 | 0 | 0 | 0 | 0 | 0 | 0 | 0 | 0 | 0 | 0.024893 | 0.18 | 0.0022525 | 0.49751 | 0.49751 | 2.51 | 0 | 0.0052034 | 0.003872 | 0.023281 | 0.085287 | 0 | 0 | 0 | 0 | 0 | 0.011212 | 0.015969 | 0.29873 | 0 | 8.5963 | 2.1271 | 0 | 0.22527 | 0.83819 | 0 | 0 | 0 | 1.3644 | 0 | 0.048579 | 0 | 0.0021452 | 0 | -0.054212 | 0 | 0 | 0 | 0 | 0 | 0 | 0 | 0 | 3.1506 | 0.043723 | 0.00013688 | -1.0625 | 0 | 0 | 0 | 0 | 0 | 0 | 0 | 0 | 0 | -2.2 | 0 | 0 | 0 | 0 | 0 | 0 | 0 | -16.1066 | 1.8827 | 0 | 0 | 0 | 1.1926 | 6.042 | 1.2663 | 3.1569 | 0.15353 | 0.055921 | -0.47289 | 0.63797 | 0.20824 | 3.7009 | 9.4572 | 21.947 | -19.8962 | 0 | 0.48567 | 0 | 1.7286 | 0.21916
2025_06_17 Hr 08 | 0.68983 | 1.7198e-05 | 0 | 0 | 0 | 0 | 0 | 0 | 0 | 0 | 0 | 0.024893 | 0 | 0 | 0.63273 | 0.63274 | 2.51 | 0 | 0.0052034 | 0.003872 | 0.023281 | 0.085287 | 0 | 0 | 0 | 0 | 0 | 0.011212 | 0.015969 | 0.29873 | 0 | 2.4459 | 2.1271 | 0 | 0.25223 | 0.83819 | 0 | 0 | 0 | 4.4861 | 0 | 0.048579 | 0 | 0.0032183 | 0 | -0.08238 | 0 | 0 | 0 | 0 | 0 | 0 | 0 | 0 | 2.8094 | 0.043723 | 0.00013688 | -1.0625 | 0 | 0 | 0 | 0 | 0 | 0 | 0 | 0 | 0 | -2.2 | 0 | 0 | 0 | 0 | 0 | 0 | 0 | -25.9014 | 1.8827 | 0 | 0 | 0 | 0.40913 | 6.5201 | 1.2663 | 3.1569 | 0.15353 | 0.055921 | -0.68983 | 0.63797 | 0.20824 | 3.7009 | 1.9602 | 20.8901 | -29.9361 | 0 | 0.48567 | 0 | 1.7286 | 0.22529
2025_06_17 Hr 09 | 0.72673 | 4.6189e-05 | 0 | 0 | 0 | 0 | 0 | 0 | 0 | 0 | 0 | 0.024893 | 0 | 0 | 0.88236 | 0.88238 | 2.51 | 0 | 0.0052034 | 0.003872 | 0.023281 | 0.085287 | 0 | 0 | 0 | 0 | 0 | 0.011212 | 0.015969 | 0.29873 | 0 | 2.3371 | 2.1271 | 0 | 0.23811 | 0.83819 | 0 | 0 | 0 | 4.2063 | 0 | 0.048579 | 0 | 0.0032202 | 0 | -0.082429 | 0 | 0 | 0 | 0 | 0 | 0 | 0 | 0 | 2.8094 | 0.043723 | 0.00013688 | -1.0625 | 0 | 0 | 0 | 0 | 0 | 0 | 0 | 0 | 0 | -2.2 | 0 | 0 | 0 | 0 | 0 | 0 | 0 | -25.2915 | 1.8827 | 0 | 0 | 0 | 0.4396 | 6.9106 | 1.2663 | 3.1569 | 0.15353 | 0.055921 | -0.72673 | 0.63797 | 0.20824 | 3.7009 | 2.7047 | 20.9509 | -29.3631 | 0 | 0.48567 | 0 | 1.7286 | 0.23281
2025_06_17 Hr 10 | 0.75144 | 6.2443e-05 | 0 | 0 | 0 | 0 | 0 | 0 | 0 | 0 | 0 | 0.024893 | 0 | 0 | 1.132 | 1.1321 | 2.51 | 0 | 0.0052034 | 0.003872 | 0.023281 | 0.085287 | 0 | 0 | 0 | 0 | 0 | 0.011212 | 0.015969 | 0.29873 | 0 | 2.2383 | 2.1271 | 0 | 0.22527 | 0.83819 | 0 | 0 | 0 | 4.0272 | 0 | 0.048579 | 0 | 0.0030836 | 0 | -0.078845 | 0 | 0 | 0 | 0 | 0 | 0 | 0 | 0 | 2.5989 | 0.043723 | 0.00013688 | -1.0625 | 0 | 0 | 0 | 0 | 0 | 0 | 0 | 0 | 0 | -2.2 | 0 | 0 | 0 | 0 | 0 | 0 | 0 | -25.9432 | 1.8827 | 0 | 0 | 0 | 0.33079 | 7.3111 | 1.2663 | 3.1569 | 0.15353 | 0.055921 | -0.75144 | 0.63797 | 0.20824 | 3.7009 | 1.9484 | 20.6462 | -30.036 | 0 | 0.48567 | 0 | 1.7286 | 0.23549
2025_06_17 Hr 11 | 0.81435 | 6.9093e-05 | 0 | 0 | 0 | 0 | 0 | 0 | 0 | 0 | 0 | 0.024893 | 0 | 0 | 0.49751 | 0.49751 | 2.51 | 0 | 0.0052034 | 0.003872 | 0.023281 | 0.085287 | 0 | 0 | 0 | 0 | 0 | 0.011212 | 0.015969 | 0.29873 | 0 | 2.2383 | 2.1271 | 0 | 0.22527 | 0.83819 | 0 | 0 | 0 | 5.3133 | 0 | 0.048579 | 0 | 0.0027296 | 0 | -0.069552 | 0 | 0 | 0 | 0 | 0 | 0 | 0 | 0 | 2.4682 | 0.043723 | 0.00013688 | -1.0625 | 0 | 0 | 0 | 0 | 0 | 0 | 0 | 0 | 0 | -2.2 | 0 | 0 | 0 | 0 | 0 | 0 | 0 | -24.1564 | 1.8827 | 0 | 0 | 0 | 0.75298 | 6.042 | 1.2663 | 3.1569 | 0.15353 | 0.055921 | -0.81435 | 0.63797 | 0.20824 | 3.7009 | 4.0569 | 21.0045 | -28.3028 | 0 | 0.48567 | 0 | 1.7286 | 0.23938
2025_06_17 Hr 12 | 0.77686 | 4.2778e-05 | 0 | 0 | 0 | 0 | 0 | 0 | 0 | 0 | 0 | 0.024893 | 0.09 | 0.0015067 | 0.53392 | 0.53394 | 2.51 | 0 | 0.0052034 | 0.003872 | 0.023281 | 0.085287 | 0 | 0 | 0 | 0 | 0 | 0.011212 | 0.015969 | 0.29873 | 0 | 2.2383 | 2.1271 | 0 | 0.22527 | 0.83819 | 0 | 0 | 0 | 5.1139 | 0 | 0.048579 | 0 | 0.0028698 | 0 | -0.073233 | 0 | 0 | 0 | 0 | 0 | 0 | 0 | 0 | 2.4682 | 0.043723 | 0.00013688 | -1.0625 | 0 | 0 | 0 | 0 | 0 | 0 | 0 | 0 | 0 | -2.2 | 0 | 0 | 0 | 0 | 0 | 0 | 0 | -25.5104 | 1.8827 | 0 | 0 | 0 | 1.667 | 6.1148 | 1.2663 | 3.1569 | 0.15353 | 0.055921 | -0.77686 | 0.63797 | 0.20824 | 3.7009 | 3.5812 | 21.9755 | -29.623 | 0 | 0.48567 | 0 | 1.7286 | 0.24234
2025_06_17 Hr 13 | 0.80534 | 5.2231e-05 | 0 | 0 | 0 | 0 | 0 | 0 | 0 | 0 | 0 | 0.024893 | 0.15 | 0.0024746 | 0.53392 | 0.53394 | 2.51 | 0 | 0.0052034 | 0.003872 | 0.023281 | 0.085287 | 0 | 0 | 0 | 0 | 0 | 0.011212 | 0.015969 | 0.29873 | 0 | 2.2383 | 2.1271 | 0 | 0.22527 | 0.83819 | 0 | 0 | 0 | 4.7232 | 0 | 0.048579 | 0 | 0.0028281 | 0 | -0.072137 | 0 | 0 | 0 | 0 | 0 | 0 | 0 | 0 | 2.3303 | 0.043723 | 0.00013688 | -1.0625 | 0 | 0 | 0 | 0 | 0 | 0 | 0 | 0 | 0 | -2.2 | 0 | 0 | 0 | 0 | 0 | 0 | 0 | -25.6172 | 1.8827 | 0 | 0 | 0 | 1.6757 | 6.1148 | 1.2663 | 3.1569 | 0.15353 | 0.055921 | -0.80534 | 0.63797 | 0.20824 | 3.7009 | 3.0196 | 21.9387 | -29.7571 | 0 | 0.48567 | 0 | 1.7286 | 0.24537
2025_06_17 Hr 14 | 0.82932 | 5.5741e-05 | 0 | 0 | 0 | 0 | 0 | 0 | 0 | 0 | 0 | 0.024893 | 0.18 | 0.0031372 | 0.63273 | 0.63276 | 2.51 | 0 | 0.0052034 | 0.003872 | 0.023281 | 0.085287 | 0 | 0 | 0 | 0 | 0 | 0.011212 | 0.015969 | 0.29873 | 0 | 2.2383 | 2.1271 | 0 | 0.22527 | 0.83819 | 0 | 0 | 0 | 5.3325 | 0 | 0.048579 | 0 | 0.0029878 | 0 | -0.076329 | 0 | 0 | 0 | 0 | 0 | 0 | 0 | 0 | 2.3956 | 0.043723 | 0.00013688 | -1.0625 | 0 | 0 | 0 | 0 | 0 | 0 | 0 | 0 | 0 | -2.2 | 0 | 0 | 0 | 0 | 0 | 0 | 0 | -26.1687 | 1.8827 | 0 | 0 | 0 | 1.1447 | 6.3124 | 1.2663 | 3.1569 | 0.15353 | 0.055921 | -0.82932 | 0.63797 | 0.20824 | 3.7009 | 2.8378 | 21.5297 | -30.3368 | 0 | 0.48567 | 0 | 1.7286 | 0.24736
2025_06_17 Hr 15 | 0.78674 | 6.2898e-05 | 0 | 0 | 0 | 0 | 0 | 0 | 0 | 0 | 0 | 0.024893 | 0.21 | 0.0036206 | 0.88236 | 0.88238 | 2.51 | 0 | 0.0052034 | 0.003872 | 0.023281 | 0.085287 | 0 | 0 | 0 | 0 | 0 | 0.011212 | 0.015969 | 0.29873 | 0 | 2.2383 | 2.1271 | 0 | 0.22527 | 0.83819 | 0 | 0 | 0 | 4.0172 | 0 | 0.048579 | 0 | 0.0029556 | 0 | -0.075483 | 0 | 0 | 0 | 0 | 0 | 0 | 0 | 0 | 2.4682 | 0.043723 | 0.00013688 | -1.0625 | 0 | 0 | 0 | 0 | 0 | 0 | 0 | 0 | 0 | -2.2 | 0 | 0 | 0 | 0 | 0 | 0 | 0 | -26.1908 | 1.8827 | 0 | 0 | 0 | 1.5669 | 6.8117 | 1.2663 | 3.1569 | 0.15353 | 0.055921 | -0.78674 | 0.63797 | 0.20824 | 3.7009 | 2.5277 | 22.0142 | -30.3155 | 0 | 0.48567 | 0 | 1.7286 | 0.24922
2025_06_17 Hr 16 | 0.79408 | 7.7211e-05 | 0 | 0 | 0 | 0 | 0 | 0 | 0 | 0 | 0 | 0.024893 | 0.27 | 0.0057651 | 1.132 | 1.132 | 2.7718 | 0 | 0.0052034 | 0.003872 | 0.023281 | 0.085287 | 0 | 0 | 0 | 0 | 0 | 0.011212 | 0.015969 | 0.31706 | 0 | 2.5698 | 2.1271 | 0 | 0.26831 | 0.83819 | 0 | 0 | 0 | 3.7994 | 0 | 0.048579 | 0 | 0.0036604 | 0 | -0.093985 | 0 | 0 | 0 | 0 | 0 | 0 | 0 | 0 | 2.8747 | 0.043723 | 0.00013688 | -1.0625 | 0 | 0 | 0 | 0 | 0 | 0 | 0 | 0 | 0 | -2.2 | 0 | 0 | 0 | 0 | 0 | 0 | 0 | -31.5806 | 1.8827 | 0 | 0 | 0 | 0.95319 | 7.9227 | 1.2663 | 3.1569 | 0.15353 | 0.055921 | -0.79408 | 0.63797 | 0.20824 | 3.7009 | -2.089 | 21.92 | -35.7311 | 0 | 0.48567 | 0 | 1.7286 | 0.24959
2025_06_17 Hr 17 | 0.79183 | 6.9217e-05 | 0 | 0 | 0 | 0 | 0 | 0 | 0 | 0 | 0 | 0.024893 | 0.18 | 0.0047854 | 1.3588 | 1.3588 | 3.4154 | 0 | 0.0052034 | 0.003872 | 0.023281 | 0.085287 | 0 | 0 | 0 | 0 | 0 | 0.011212 | 0.015969 | 0.44825 | 0 | 2.982 | 2.1271 | 0 | 0.32182 | 0.83819 | 0 | 0 | 0 | 2.986 | 0 | 0.048579 | 0 | 0.0031333 | 0 | -0.11754 | 0 | 0 | 0 | 0 | 0 | 0 | 0 | 0 | 3.2885 | 0.043723 | 0.00013688 | -1.0625 | 0 | 0 | 0 | 0 | 0 | 0 | 0 | 0 | 0 | -2.2 | 0 | 0 | 0 | 0 | 0 | 0 | 0 | -41.7918 | 1.8827 | 0 | 2.2697 | 0 | 0.86179 | 10.689 | 1.2663 | 3.1569 | 0.15353 | 0.055921 | -0.79183 | 0.63797 | 0.20824 | 3.7009 | -10.0851 | 22.2036 | -45.9637 | 0 | 0.48567 | 0 | 1.7286 | 0.25055
2025_06_17 Hr 18 | 0.80295 | 3.0435e-05 | 0 | 0 | 0 | 0 | 0 | 0 | 0 | 0 | 0 | 0.024893 | 0.18 | 0.0052441 | 1.3997 | 1.3997 | 3.8872 | 0 | 0.0052034 | 0.003872 | 0.023281 | 0.085287 | 0 | 0 | 0 | 0 | 0 | 0.011212 | 0.015969 | 0.68929 | 0.42103 | 2.982 | 2.1271 | 0 | 0.32182 | 0.83819 | 0 | 0 | 0 | 1.7658 | 0 | 0.048579 | 0 | 0.0034337 | 0 | -0.129 | 0 | 0 | 0 | 0 | 0 | 0 | 0 | 0 | 3.2885 | 0.043723 | 0.00013688 | -1.0625 | 0 | 0 | 0 | 0 | 0 | 0 | 0 | 0 | 0 | -2.2 | 0 | 0 | 0 | 0 | 0 | 0 | 0 | -45.726 | 1.8827 | 0 | 1.1446 | 0 | 1.1316 | 11.774 | 1.2663 | 3.1569 | 0.15353 | 0.055921 | -0.80295 | 0.63797 | 0.20824 | 3.7009 | -13.8942 | 22.4864 | -49.9204 | 0 | 0.48567 | 0 | 1.7286 | 0.25195
2025_06_17 Hr 19 | 0.61282 | 3.0853e-05 | 0 | 0.1145 | 0.1145 | 0.11402 | 0.11451 | 0.11453 | 0.11457 | 0 | 0 | 0.024893 | 0.39 | 0.014974 | 1.3997 | 1.3997 | 3.8872 | 0 | 0.0052034 | 0.003872 | 0.023281 | 0.085287 | 0 | 0 | 0 | 0 | 0 | 0.011212 | 0.015969 | 0.79954 | 0.27139 | 2.982 | 2.1271 | 0 | 0.32182 | 0.83819 | 0 | 0 | 0 | 2.2587 | 0 | 0.048579 | 0 | 0.0020568 | 0 | -0.17067 | 0 | 0 | 0 | 0 | 0 | 0 | 0 | 0 | 2.6715 | 0.043723 | 0.00013688 | -1.0625 | 0 | 0 | 0 | 0 | 0 | 0 | 0 | 0 | 0 | -2.2 | 0 | 0 | 0 | 0 | 0 | 0 | 0 | -62.2598 | 1.8827 | 0 | 1.4969 | 0 | 1.0751 | 12.9231 | 1.2663 | 3.1569 | 0.15353 | 0.055921 | -0.61282 | 0.63797 | 0.20824 | 3.7009 | -29.2832 | 21.8408 | -66.3058 | 0 | 0.48567 | 0 | 1.7286 | 0.25036
2025_06_17 Hr 20 | 0.15845 | 1.745e-05 | 0 | 0.1145 | 0.1145 | 0.11402 | 0.11451 | 0.11453 | 0.11457 | 0 | 0 | 0.024893 | 1.2 | 0.048258 | 1.3997 | 1.3997 | 3.8872 | 0 | 0.0052034 | 0.003872 | 0.023281 | 0.085287 | 0 | 0 | 0 | 0 | 0 | 0.011212 | 0.015969 | 0.79954 | 0.27139 | 2.982 | 2.1271 | 0 | 0.32182 | 0.83819 | 0 | 0 | 0 | 2.126 | 0 | 0.048579 | 0 | 0.0021544 | 0 | -0.17887 | 0 | 0 | 0 | 0 | 0 | 0 | 0 | 0 | 1.9891 | 0.043723 | 0.00013688 | -1.0625 | 0 | 0 | 0 | 0 | 0 | 0 | 0 | 0 | 0 | -2.2 | 0 | 0 | 0 | 0 | 0 | 0 | 0 | -66.1 | 1.8827 | 0 | 1.5483 | 0 | 1.3754 | 12.9746 | 1.2663 | 3.1569 | 0.15353 | 0.055921 | -0.15845 | 0.63797 | 0.20824 | 3.7009 | -32.7557 | 21.8436 | -69.6999 | 0 | 0.48567 | 0 | 1.7286 | 0.2464
2025_06_17 Hr 21 | 0 | 4.5539e-06 | 0 | 0.1145 | 0.1145 | 0.11402 | 0.11451 | 0.11453 | 0.11457 | 0 | 0 | 0.024893 | 1.86 | 0.065879 | 1.3997 | 1.3997 | 3.8872 | 0 | 0.0052034 | 0.003872 | 0.023281 | 0.085287 | 0 | 0 | 0 | 0 | 0 | 0.011212 | 0.015969 | 0.79954 | 0.27139 | 2.982 | 2.1271 | 0 | 0.32182 | 0.83819 | 0 | 0 | 0 | 1.9536 | 0 | 0.048579 | 0 | 0.0018974 | 0 | -0.15729 | 0 | 0 | 0 | 0 | 0 | 0 | 0 | 0 | 2.1197 | 0.043723 | 0.00013688 | -1.0625 | 0 | 0 | 0 | 0 | 0 | 0 | 0 | 0 | 0 | -2.2 | 0 | 0 | 0 | 0 | 0 | 0 | 0 | -60.391 | 1.8827 | 0 | 1.3532 | 0 | 1.5234 | 12.7794 | 1.2663 | 3.1569 | 0.15353 | 0.055921 | 0 | 0.63797 | 0.20824 | 3.7009 | -26.4425 | 22.6353 | -63.8108 | 0 | 0.48567 | 0 | 1.7286 | 0.24026
2025_06_17 Hr 22 | 0 | 0 | 0 | 0.1145 | 0.1145 | 0.11402 | 0.11451 | 0.11453 | 0.11457 | 0 | 0 | 0.024893 | 2.28 | 0.079295 | 1.3997 | 1.3997 | 3.8872 | 0 | 0.0052034 | 0.003872 | 0.023281 | 0.085287 | 0 | 0 | 0 | 0 | 0 | 0.011212 | 0.015969 | 0.79954 | 0.27139 | 2.982 | 2.1271 | 0 | 0.32182 | 0.83819 | 0 | 0 | 0 | 1.5815 | 0 | 0.048579 | 0 | 0.0018631 | 0 | -0.1544 | 0 | 0 | 0 | 0 | 0 | 0 | 0 | 0 | 2.3303 | 0.043723 | 0.00013688 | -1.0625 | 0 | 0 | 0 | 0 | 0 | 0 | 0 | 0 | 0 | -2.2 | 0 | 0 | 0 | 0 | 0 | 0 | 0 | -60.3658 | 1.8827 | 0 | 1.2855 | 0 | 1.593 | 12.7118 | 1.2663 | 3.1569 | 0.15353 | 0.055921 | 0 | 0.63797 | 0.20824 | 3.7009 | -26.1468 | 23.3427 | -63.7827 | 0 | 0.48567 | 0 | 1.7286 | 0.23404
2025_06_17 Hr 23 | 0 | 0 | 0 | 0.1145 | 0.1145 | 0.11402 | 0.11451 | 0.11453 | 0.11457 | 0 | 0 | 0.024893 | 2.28 | 0.086578 | 1.3997 | 1.3997 | 4.0305 | 0 | 0.0052034 | 0.003872 | 0.023281 | 0.085287 | 0 | -0.78912 | 0 | 0 | 0 | 0.011212 | 0.015969 | 0.79954 | 0.27139 | 3.0444 | 2.1271 | 0 | 0.33018 | 0.83819 | 0 | 0 | 0 | 0.58014 | 0 | 0.048579 | 0 | 0.0020343 | 0 | -0.16878 | 0 | 0 | 0 | 0 | 0 | 0 | 0 | 0 | 2.4682 | 0.043723 | 0.00013688 | 0 | 0 | 0 | 0 | 0 | 0 | 0 | 0 | 0 | 0 | 0 | 0 | 0 | 0 | 0 | 0 | 0 | 0 | -60.8873 | 1.8827 | 0 | 1.4917 | 0 | 1.7845 | 13.1236 | 1.2663 | 3.1569 | 0.15353 | 0.055921 | 0 | 0.63797 | 0.20824 | 3.7009 | -24.462 | 23.6795 | -61.8453 | 0 | 0.48567 | 0 | 1.7286 | 0.22578
2025_06_17 Hr 24 | 0 | 0 | 0 | 0 | 0 | 0 | 0 | 0 | 0 | 0 | 0 | 0.024893 | 2.19 | 0.050643 | 1.3997 | 1.3997 | 3.9527 | 0 | 0.0052034 | 0.003872 | 0.023281 | 0.085287 | 0 | -1.1868 | 0 | 0 | 0 | 0.011212 | 0.015969 | 0.5074 | 0 | 3.0444 | 2.1271 | 0 | 0.33018 | 0.83819 | 0 | 0 | 0 | 0.61849 | 0 | 0.048579 | 0 | 0.0027254 | 0 | -0.10196 | 0 | 0 | 0 | 0 | 0 | 0 | 0 | 0 | 2.3956 | 0.043723 | 0.00013688 | 0 | 0 | 0 | 0 | 0 | 0 | 0 | 0 | 0 | 0 | 0 | 0 | 0 | 0 | 0 | 0 | 0 | 0 | -34.0736 | 1.8827 | 0 | 1.1946 | 0 | 2.0152 | 11.4986 | 1.2663 | 3.1569 | 0.15353 | 0.055921 | 0 | 0.63797 | 0.20824 | 3.7009 | 0.4546 | 23.7 | -35.3624 | 0 | 0.48567 | 0 | 1.7286 | 0.2141
2025_06_18 Hr 01 | 0 | 0 | 0 | 0 | 0 | 0 | 0 | 0 | 0 | 0 | 0 | 0.024893 | 2.1 | 0.059638 | 1.3997 | 1.3997 | 3.7056 | 0 | 0.0052034 | 0.003872 | 0.023281 | 0.085287 | 0 | -1.0456 | 0 | 0 | 0 | 0.011212 | 0.015969 | 0.42941 | 0 | 2.7987 | 2.1271 | 0 | 0.33018 | 0.83819 | 0 | 0 | 0 | 1.2555 | 0 | 0.048579 | 0 | 0.003347 | 0 | -0.1257 | 0 | 0 | 0 | 0 | 0 | 0 | 0 | 0 | 2.5989 | 0.043723 | 0.00013688 | 0 | 0 | 0 | 0 | 0 | 0 | 0 | 0 | 0 | 0 | 0 | 0 | 0 | 0 | 0 | 0 | 0 | 0 | -38.2958 | 1.8827 | 0 | 1.0982 | 0 | 2.3677 | 10.8314 | 1.2663 | 3.1569 | 0.15353 | 0.055921 | 0 | 0.63797 | 0.20824 | 3.7009 | -3.2123 | 24.1679 | -39.4671 | 0 | 0.48567 | 0 | 1.7286 | 0.20725
2025_06_18 Hr 02 | 0 | 0 | 0 | 0 | 0 | 0 | 0 | 0 | 0 | 0 | 0 | 0.024893 | 2.1 | 0.062584 | 1.3997 | 1.3997 | 3.7056 | 0 | 0.0052034 | 0.003872 | 0.023281 | 0.085287 | 0 | -1.008 | 0 | 0 | 0 | 0.011212 | 0.015969 | 0.67056 | 0 | 2.7987 | 2.1271 | 0 | 0.33018 | 0.83819 | 0 | 0 | 0 | 0.3191 | 0 | 0.048579 | 0 | 0.0035124 | 0 | -0.13201 | 0 | 0 | 0 | 0 | 0 | 0 | 0 | 0 | 2.7368 | 0.043723 | 0.00013688 | 0 | 0 | 0 | 0 | 0 | 0 | 0 | 0 | 0 | 0 | 0 | 0 | 0 | 0 | 0 | 0 | 0 | 0 | -41.6942 | 1.8827 | 0 | 1.0982 | 0 | 2.5984 | 11.0725 | 1.2663 | 3.1569 | 0.15353 | 0.055921 | 0 | 0.63797 | 0.20824 | 3.7009 | -6.9049 | 24.5376 | -42.8342 | 0 | 0.48567 | 0 | 1.7286 | 0.20542
2025_06_18 Hr 03 | 0 | 0 | 0 | 0 | 0 | 0 | 0 | 0 | 0 | 0 | 0 | 0.024893 | 2.01 | 0.051809 | 1.3997 | 1.3997 | 3.7056 | 0 | 0.0052034 | 0.003872 | 0.023281 | 0.085287 | 0 | -1.1158 | 0 | 0 | 0 | 0.011212 | 0.015969 | 0.79954 | 0 | 2.7987 | 2.1271 | 0 | 0.33018 | 0.83819 | 0 | 0 | 0 | 0.47281 | 0 | 0.048579 | 0 | 0.0030378 | 0 | -0.11389 | 0 | 0 | 0 | 0 | 0 | 0 | 0 | 0 | 3.2885 | 0.043723 | 0.00013688 | 0 | 0 | 0 | 0 | 0 | 0 | 0 | 0 | 0 | 0 | 0 | 0 | 0 | 0 | 0 | 0 | 0 | 0 | -34.6797 | 1.8827 | 0 | 1.0982 | 0 | 2.1762 | 11.2015 | 1.2663 | 3.1569 | 0.15353 | 0.055921 | 0 | 0.63797 | 0.20824 | 3.7009 | 0.32757 | 24.5626 | -35.9094 | 0 | 0.48567 | 0 | 1.7286 | 0.20166
2025_06_18 Hr 04 | 0 | 0 | 0 | 0 | 0 | 0 | 0 | 0 | 0 | 0 | 0 | 0.024893 | 2.1 | 0.060688 | 1.3997 | 1.3997 | 3.7056 | 0 | 0.0052034 | 0.003872 | 0.023281 | 0.085287 | 0 | -1.0322 | 0 | 0 | 0 | 0.011212 | 0.015969 | 0.79954 | 0 | 2.7987 | 2.1271 | 0 | 0.33018 | 0.83819 | 0 | 0 | 0 | 0.23216 | -0.010207 | 0.048579 | 0 | 0.003406 | 0 | -0.12795 | 0 | 0 | 0 | 0 | 0 | 0 | 0 | 0 | 3.4264 | 0.043723 | 0.00013688 | 0 | 0 | 0 | 0 | 0 | 0 | 0 | 0 | 0 | 0 | 0 | 0 | 0 | 0 | 0 | 0 | 0 | 0 | -38.0136 | 1.8827 | 0 | 1.0982 | 0 | 2.1153 | 11.2015 | 1.2663 | 3.1569 | 0.15353 | 0.055921 | 0 | 0.63797 | 0.20824 | 3.7009 | -3.0144 | 24.7359 | -39.1737 | 0 | 0.48567 | 0 | 1.7286 | 0.19901
2025_06_18 Hr 05 | 0 | 0 | 0 | 0.10526 | 0.10526 | 0.10482 | 0.10527 | 0.10528 | 0.10533 | 0 | 0 | 0.024893 | 2.04 | 0.096011 | 1.3997 | 1.3997 | 3.7056 | 0 | 0.0052034 | 0.003872 | 0.023281 | 0.085287 | 0 | -0.5456 | 0 | 0 | 0 | 0.011212 | 0.015969 | 0.79954 | 0.39953 | 2.7987 | 2.1271 | 0 | 0.33018 | 0.83819 | 0 | 0 | 0 | 1.2894 | 0 | 0.048579 | 0 | 0.0025213 | 0 | -0.20969 | 0 | 0 | 0 | 0 | 0 | 0 | 0 | 0 | 2.8094 | 0.043723 | 0.00013688 | 0 | 0 | 0 | 0 | 0 | 0 | 0 | 0 | 0 | 0 | 0 | 0 | 0 | 0 | 0 | 0 | 0 | 0 | -67.897 | 1.8827 | 0 | 1.4499 | 0 | 1.7453 | 12.4344 | 1.2663 | 3.1569 | 0.15353 | 0.055921 | 0 | 0.63797 | 0.20824 | 3.7009 | -31.2002 | 23.7284 | -68.6523 | 0 | 0.48567 | 0 | 1.7286 | 0.20323
2025_06_18 Hr 06 | 0.044971 | 0 | 0 | 0.10526 | 0.10526 | 0.10482 | 0.10527 | 0.10528 | 0.10533 | 0 | 0 | 0.024893 | 2.04 | 0.1089 | 1.3997 | 1.3997 | 3.7056 | 0 | 0.0052034 | 0.003872 | 0.023281 | 0.085287 | 0 | -0.37631 | 0 | 0 | 0 | 0.011212 | 0.015969 | 0.79954 | 0.24989 | 2.7987 | 2.1271 | 0 | 0.33018 | 0.83819 | 0 | 0 | 0 | 0.19089 | -0.096372 | 0.048579 | 0 | 0.0028599 | 0 | -0.23813 | 0 | 0 | 0 | 0 | 0 | 0 | 0 | 0 | 2.8094 | 0.043723 | 0.00013688 | 0 | 0 | 0 | 0 | 0 | 0 | 0 | 0 | 0 | 0 | 0 | 0 | 0 | 0 | 0 | 0 | 0 | 0 | -73.7755 | 1.8827 | 0 | 1.4623 | 0 | 2.2763 | 12.4467 | 1.2663 | 3.1569 | 0.15353 | 0.055921 | -0.044971 | 0.63797 | 0.20824 | 3.7009 | -37.5739 | 24.3197 | -74.4349 | 0 | 0.48567 | 0 | 1.7286 | 0.20568
2025_06_18 Hr 07 | 0.49171 | 6.3613e-07 | 0 | 0.10526 | 0.10526 | 0.10482 | 0.10527 | 0.10528 | 0.10533 | 0 | 0 | 0.024893 | 0.78 | 0.030873 | 1.3997 | 1.3997 | 3.5738 | 0 | 0.0052034 | 0.003872 | 0.023281 | 0.085287 | 0 | 0 | 0 | 0 | 0 | 0.011212 | 0.015969 | 0.79954 | 0.24989 | 2.7414 | 2.1271 | 0 | 0.32182 | 0.83819 | 0 | 0 | 0 | 0.90708 | -0.017106 | 0.048579 | 0 | 0.0021204 | 0 | -0.17602 | 0 | 0 | 0 | 0 | 0 | 0 | 0 | 0 | 2.9473 | 0.043723 | 0.00013688 | -1.0625 | 0 | 0 | 0 | 0 | 0 | 0 | 0 | 0 | 0 | -2.2 | 0 | 0 | 0 | 0 | 0 | 0 | 0 | -53.9158 | 1.8827 | 0 | 1.4233 | 0 | 2.0674 | 12.2187 | 1.2663 | 3.1569 | 0.15353 | 0.055921 | -0.49171 | 0.63797 | 0.20824 | 3.7009 | -21.3796 | 23.3577 | -57.846 | 0 | 0.48567 | 0 | 1.7286 | 0.21437
2025_06_18 Hr 08 | 0.75303 | 1.4907e-05 | 0 | 0.10526 | 0.10526 | 0.10482 | 0.10527 | 0.10528 | 0.10533 | 0 | 0 | 0.024893 | 0.3 | 0.010306 | 1.3997 | 1.3997 | 3.5738 | 0 | 0.0052034 | 0.003872 | 0.023281 | 0.085287 | 0 | 0 | 0 | 0 | 0 | 0.011212 | 0.015969 | 0.79954 | 0.24989 | 2.7414 | 2.1271 | 0 | 0.32182 | 0.83819 | 0 | 0 | 0 | 0.68051 | 0 | 0.048579 | 0 | 0.0018404 | 0 | -0.15249 | 0 | 0 | 0 | 0 | 0 | 0 | 0 | 0 | 3.3538 | 0.043723 | 0.00013688 | -1.0625 | 0 | 0 | 0 | 0 | 0 | 0 | 0 | 0 | 0 | -2.2 | 0 | 0 | 0 | 0 | 0 | 0 | 0 | -46.405 | 1.8827 | 0 | 1.3087 | 0 | 2.0282 | 12.1041 | 1.2663 | 3.1569 | 0.15353 | 0.055921 | -0.75303 | 0.63797 | 0.20824 | 3.7009 | -14.2952 | 23.4933 | -50.573 | 0 | 0.48567 | 0 | 1.7286 | 0.22177
2025_06_18 Hr 09 | 0.77853 | 7.9435e-05 | 0 | 0.10526 | 0.10526 | 0.10482 | 0.10527 | 0.10528 | 0.10533 | 0 | 0 | 0.024893 | 0.3 | 0.009505 | 1.3997 | 1.3997 | 3.5738 | 0 | 0.0052034 | 0.003872 | 0.023281 | 0.085287 | 0 | 0 | 0 | 0 | 0 | 0.011212 | 0.015969 | 0.79954 | 0.24989 | 2.7414 | 2.1271 | 0 | 0.32182 | 0.83819 | 0 | 0 | 0 | 0.99047 | 0 | 0.048579 | 0 | 0.0016973 | 0 | -0.14048 | 0 | 0 | 0 | 0 | 0 | 0 | 0 | 0 | 3.695 | 0.043723 | 0.00013688 | -1.0625 | 0 | 0 | 0 | 0 | 0 | 0 | 0 | 0 | 0 | -2.2 | 0 | 0 | 0 | 0 | 0 | 0 | 0 | -45.2661 | 1.8827 | 0 | 1.1792 | 0 | 1.8846 | 11.9745 | 1.2663 | 3.1569 | 0.15353 | 0.055921 | -0.77853 | 0.63797 | 0.20824 | 3.7009 | -12.7612 | 23.7214 | -49.4477 | 0 | 0.48567 | 0 | 1.7286 | 0.2276
2025_06_18 Hr 10 | 0.77418 | 0.0001035 | 0 | 0 | 0 | 0 | 0 | 0 | 0 | 0 | 0 | 0.024893 | 0.27 | 0.0070974 | 1.3997 | 1.3997 | 3.5738 | 0 | 0.0052034 | 0.003872 | 0.023281 | 0.085287 | 0 | 0 | 0 | 0 | 0 | 0.011212 | 0.015969 | 0.79954 | 0.24989 | 2.7414 | 2.1271 | 0 | 0.32182 | 0.83819 | 0 | 0 | 0 | 0.90691 | 0 | 0.048579 | 0 | 0.0030981 | 0 | -0.11619 | 0 | 0 | 0 | 0 | 0 | 0 | 0 | 0 | 3.2885 | 0.043723 | 0.00013688 | -1.0625 | 0 | 0 | 0 | 0 | 0 | 0 | 0 | 0 | 0 | -2.2 | 0 | 0 | 0 | 0 | 0 | 0 | 0 | -36.3672 | 1.8827 | 0 | 1.0348 | 0 | 1.8759 | 11.1989 | 1.2663 | 3.1569 | 0.15353 | 0.055921 | -0.77418 | 0.63797 | 0.20824 | 3.7009 | -5.1456 | 23.2687 | -40.5201 | 0 | 0.48567 | 0 | 1.7286 | 0.22685
2025_06_18 Hr 11 | 0.81711 | 9.3243e-05 | 0 | 0 | 0 | 0 | 0 | 0 | 0 | 0 | 0 | 0.024893 | 0.21 | 0.0054882 | 1.3997 | 1.3997 | 3.5738 | 0 | 0.0052034 | 0.003872 | 0.023281 | 0.085287 | 0 | 0 | 0 | 0 | 0 | 0.011212 | 0.015969 | 0.79787 | 0.24989 | 2.7414 | 2.1271 | 0 | 0.32182 | 0.83819 | 0 | 0 | 0 | 0.95306 | 0 | 0.048579 | 0 | 0.0030801 | 0 | -0.1155 | 0 | 0 | 0 | 0 | 0 | 0 | 0 | 0 | 2.1923 | 0.043723 | 0.00013688 | -1.0625 | 0 | 0 | 0 | 0 | 0 | 0 | 0 | 0 | 0 | -2.2 | 0 | 0 | 0 | 0 | 0 | 0 | 0 | -35.7788 | 1.8827 | 0 | 1.0348 | 0 | 1.9064 | 11.1972 | 1.2663 | 3.1569 | 0.15353 | 0.055921 | -0.81711 | 0.63797 | 0.20824 | 3.7009 | -5.637 | 22.1867 | -39.9739 | 0 | 0.48567 | 0 | 1.7286 | 0.22919
2025_06_18 Hr 12 | 0.78645 | 9.1768e-05 | 0 | 0 | 0 | 0 | 0 | 0 | 0 | 0 | 0 | 0.024893 | 0.21 | 0.0054504 | 1.3997 | 1.3997 | 3.5738 | 0 | 0.0052034 | 0.003872 | 0.023281 | 0.085287 | 0 | 0 | 0 | 0 | 0 | 0.011212 | 0.015969 | 0.79954 | 0.24989 | 2.7414 | 2.1271 | 0 | 0.32182 | 0.83819 | 0 | 0 | 0 | 0.98422 | 0 | 0.048579 | 0 | 0.0030589 | 0 | -0.1147 | 0 | 0 | 0 | 0 | 0 | 0 | 0 | 0 | 1.51 | 0.043723 | 0.00013688 | -1.0625 | 0 | 0 | 0 | 0 | 0 | 0 | 0 | 0 | 0 | -2.2 | 0 | 0 | 0 | 0 | 0 | 0 | 0 | -33.9353 | 1.8827 | 0 | 1.0348 | 0 | 1.8367 | 11.1989 | 1.2663 | 3.1569 | 0.15353 | 0.055921 | -0.78645 | 0.63797 | 0.20824 | 3.7009 | -4.5121 | 21.4038 | -38.099 | 0 | 0.48567 | 0 | 1.7286 | 0.22904
2025_06_18 Hr 13 | 0.83128 | 0.00019127 | 0 | 0 | 0 | 0 | 0 | 0 | 0 | 0 | 0 | 0.024893 | 0.21 | 0.0059365 | 1.3997 | 1.3997 | 3.5738 | 0 | 0.0052034 | 0.003872 | 0.023281 | 0.085287 | 0 | 0 | 0 | 0 | 0 | 0.011212 | 0.015969 | 0.79954 | 0.24989 | 2.7414 | 2.1271 | 0 | 0.32182 | 0.83819 | 0 | 0 | 0 | 1.1726 | 0 | 0.048579 | 0 | 0.0033317 | 0 | -0.12511 | 0 | 0 | 0 | 0 | 0 | 0 | 0 | 0 | 1.0962 | 0.043723 | 0.00013688 | -1.0625 | 0 | 0 | 0 | 0 | 0 | 0 | 0 | 0 | 0 | -2.2 | 0 | 0 | 0 | 0 | 0 | 0 | 0 | -37.4071 | 1.8827 | 0 | 1.0348 | 0 | 1.8063 | 11.1989 | 1.2663 | 3.1569 | 0.15353 | 0.055921 | -0.83128 | 0.63797 | 0.20824 | 3.7009 | -8.2514 | 21.0032 | -41.626 | 0 | 0.48567 | 0 | 1.7286 | 0.22726
2025_06_18 Hr 14 | 0.80542 | 0.00028914 | 0 | 0 | 0 | 0 | 0 | 0 | 0 | 0 | 0 | 0.024893 | 0.24 | 0.0064253 | 1.3997 | 1.3997 | 3.5738 | 0 | 0.0052034 | 0.003872 | 0.023281 | 0.085287 | 0 | 0 | 0 | 0 | 0 | 0.011212 | 0.015969 | 0.78283 | 0.24989 | 2.7414 | 2.1271 | 0 | 0.32182 | 0.83819 | 0 | 0 | 0 | 1.0341 | 0 | 0.048579 | 0 | 0.0031553 | 0 | -0.11837 | 0 | 0 | 0 | 0 | 0 | 0 | 0 | 0 | 0.82031 | 0.043723 | 0.00013688 | -1.0625 | 0 | 0 | 0 | 0 | 0 | 0 | 0 | 0 | 0 | -2.2 | 0 | 0 | 0 | 0 | 0 | 0 | 0 | -34.8465 | 1.8827 | 0 | 1.0348 | 0 | 1.9978 | 11.1821 | 1.2663 | 3.1569 | 0.15353 | 0.055921 | -0.80542 | 0.63797 | 0.20824 | 3.7009 | -5.8926 | 20.9239 | -39.0328 | 0 | 0.48567 | 0 | 1.7286 | 0.22764
2025_06_18 Hr 15 | 0.79677 | 0.00035432 | 0 | 0.10526 | 0.10526 | 0.10482 | 0.10527 | 0.10528 | 0.10533 | 0 | 0 | 0.024893 | 0.3 | 0.0094082 | 1.3997 | 1.3997 | 3.5738 | 0 | 0.0052034 | 0.003872 | 0.023281 | 0.085287 | 0 | 0 | 0 | 0 | 0 | 0.011212 | 0.015969 | 0.79954 | 0.24989 | 2.7414 | 2.1271 | 0 | 0.32182 | 0.83819 | 0 | 0 | 0 | 0.85935 | 0 | 0.048579 | 0 | 0.00168 | 0 | -0.13902 | 0 | 0 | 0 | 0 | 0 | 0 | 0 | 0 | 0.82031 | 0.043723 | 0.00013688 | -1.0625 | 0 | 0 | 0 | 0 | 0 | 0 | 0 | 0 | 0 | -2.2 | 0 | 0 | 0 | 0 | 0 | 0 | 0 | -42.0638 | 1.8827 | 0 | 1.1792 | 0 | 2.1284 | 11.9745 | 1.2663 | 3.1569 | 0.15353 | 0.055921 | -0.79677 | 0.63797 | 0.20824 | 3.7009 | -12.3204 | 21.1079 | -46.2621 | 0 | 0.48567 | 0 | 1.7286 | 0.22661
2025_06_18 Hr 16 | 0.68082 | 0.00052907 | 0 | 0.10526 | 0.10526 | 0.10482 | 0.10527 | 0.10528 | 0.10533 | 0 | 0 | 0.024893 | 0.54 | 0.023893 | 1.3997 | 1.3997 | 3.5738 | 0 | 0.0052034 | 0.003872 | 0.023281 | 0.085287 | 0 | 0 | 0 | 0 | 0 | 0.011212 | 0.015969 | 0.79954 | 0.24989 | 2.7414 | 2.1271 | 0 | 0.32182 | 0.83819 | 0 | 0 | 0 | 1.4619 | 0 | 0.048579 | 0 | 0.0023704 | 0 | -0.19701 | 0 | 0 | 0 | 0 | 0 | 0 | 0 | 0 | 0.41378 | 0.043723 | 0.00013688 | -1.0625 | 0 | 0 | 0 | 0 | 0 | 0 | 0 | 0 | 0 | -2.2 | 0 | 0 | 0 | 0 | 0 | 0 | 0 | -58.3923 | 1.8827 | 0 | 1.391 | 0 | 2.0979 | 12.1863 | 1.2663 | 3.1569 | 0.15353 | 0.055921 | -0.68082 | 0.63797 | 0.20824 | 3.7009 | -28.0757 | 20.8087 | -62.5326 | 0 | 0.48567 | 0 | 1.7286 | 0.22577
2025_06_18 Hr 17 | 0.63563 | 0.00043636 | 0 | 0.10526 | 0.10526 | 0.10482 | 0.10527 | 0.10528 | 0.10533 | 0 | 0 | 0.024893 | 0.57 | 0.022759 | 1.3997 | 1.3997 | 3.5738 | 0 | 0.0052034 | 0.003872 | 0.023281 | 0.085287 | 0 | 0 | 0 | 0 | 0 | 0.011212 | 0.015969 | 0.79954 | 0.24989 | 2.7414 | 2.1271 | 0 | 0.32182 | 0.83819 | 0 | 0 | 0 | 1.1548 | 0 | 0.048579 | 0 | 0.002139 | 0 | -0.17758 | 0 | 0 | 0 | 0 | 0 | 0 | 0 | 0 | 0.20326 | 0.043723 | 0.00013688 | -1.0625 | 0 | 0 | 0 | 0 | 0 | 0 | 0 | 0 | 0 | -2.2 | 0 | 0 | 0 | 0 | 0 | 0 | 0 | -51.6993 | 1.8827 | 0 | 1.4233 | 0 | 2.359 | 12.2187 | 1.2663 | 3.1569 | 0.15353 | 0.055921 | -0.63563 | 0.63797 | 0.20824 | 3.7009 | -21.5597 | 20.8419 | -55.775 | 0 | 0.48567 | 0 | 1.7286 | 0.22474
2025_06_18 Hr 18 | 0.77454 | 0.00039698 | 0 | 0.10526 | 0.10526 | 0.10482 | 0.10527 | 0.10528 | 0.10533 | 0 | 0 | 0.024893 | 0.72 | 0.035217 | 1.3997 | 1.3997 | 3.5738 | 0 | 0.0052034 | 0.003872 | 0.023281 | 0.085287 | 0 | 0 | 0 | 0 | 0 | 0.011212 | 0.015969 | 0.79954 | 0.24989 | 2.7414 | 2.1271 | 0 | 0.32182 | 0.83819 | 0 | 0 | 0 | 1.5561 | 0 | 0.048579 | 0 | 0.0026203 | 0 | -0.21801 | 0 | 0 | 0 | 0 | 0 | 0 | 0 | 0 | 0.065334 | 0.043723 | 0.00013688 | -1.0625 | 0 | 0 | 0 | 0 | 0 | 0 | 0 | 0 | 0 | -2.2 | 0 | 0 | 0 | 0 | 0 | 0 | 0 | -62.3833 | 1.8827 | 0 | 1.4233 | 0 | 2.5462 | 12.2187 | 1.2663 | 3.1569 | 0.15353 | 0.055921 | -0.77454 | 0.63797 | 0.20824 | 3.7009 | -31.6718 | 21.1917 | -66.6383 | 0 | 0.48567 | 0 | 1.7286 | 0.22399
2025_06_18 Hr 19 | 0.7526 | 0.00030678 | 0 | 0.10526 | 0.10526 | 0.10482 | 0.10527 | 0.10528 | 0.10533 | 0 | 0 | 0.024893 | 0.51 | 0.026383 | 1.3997 | 1.3997 | 3.5738 | 0 | 0.0052034 | 0.003872 | 0.023281 | 0.085287 | 0 | 0 | 0 | 0 | 0 | 0.011212 | 0.015969 | 0.79954 | 0.24989 | 2.7414 | 2.1271 | 0 | 0.32182 | 0.83819 | 0 | 0 | 0 | 0 | -0.35083 | 0.048579 | 0 | 0.0027713 | 0 | -0.23069 | 0 | 0 | 0 | 0 | 0 | 0 | 0 | 0 | 0.20326 | 0.043723 | 0.00013688 | -1.0625 | 0 | 0 | 0 | 0 | 0 | 0 | 0 | 0 | 0 | -2.2 | 0 | 0 | 0 | 0 | 0 | 0 | 0 | -63.7346 | 1.8827 | 0 | 1.4233 | 0 | 2.8204 | 12.2187 | 1.2663 | 3.1569 | 0.15353 | 0.055921 | -0.7526 | 0.63797 | 0.20824 | 3.7009 | -34.7499 | 21.3626 | -67.9804 | 0 | 0.48567 | 0 | 1.7286 | 0.22363
2025_06_18 Hr 20 | 0.13593 | 0.00012196 | 0 | 0.10526 | 0.10526 | 0.10482 | 0.10527 | 0.10528 | 0.10533 | 0 | 0 | 0.024893 | 0.21 | 0.010281 | 1.3997 | 1.3997 | 3.5738 | 0 | 0.0052034 | 0.003872 | 0.023281 | 0.085287 | 0 | 0 | 0 | 0 | 0 | 0.011212 | 0.015969 | 0.79954 | 0.24989 | 2.7414 | 2.1271 | 0 | 0.32182 | 0.83819 | 0 | 0 | 0 | 0.56202 | 0 | 0.048579 | 0 | 0.0026228 | 0 | -0.21821 | 0 | 0 | 0 | 0 | 0 | 0 | 0 | 0 | 0.41378 | 0.043723 | 0.00013688 | -1.0625 | 0 | 0 | 0 | 0 | 0 | 0 | 0 | 0 | 0 | -2.2 | 0 | 0 | 0 | 0 | 0 | 0 | 0 | -57.7953 | 1.8827 | 0 | 1.4233 | 0 | 2.0152 | 12.2187 | 1.2663 | 3.1569 | 0.15353 | 0.055921 | -0.13593 | 0.63797 | 0.20824 | 3.7009 | -28.7989 | 19.8324 | -61.412 | 0 | 0.48567 | 0 | 1.7286 | 0.22103
2025_06_18 Hr 21 | 0.022667 | 2.2797e-05 | 0 | 0.10526 | 0.10526 | 0.10482 | 0.10527 | 0.10528 | 0.10533 | 0 | 0 | 0.024893 | 0.18 | 0.0088042 | 1.3997 | 1.3997 | 3.5738 | 0 | 0.0052034 | 0.003872 | 0.023281 | 0.085287 | 0 | 0 | 0 | 0 | 0 | 0.011212 | 0.015969 | 0.79954 | 0.24989 | 2.7414 | 2.1271 | 0 | 0.32182 | 0.83819 | 0 | 0 | 0 | 1.2278 | 0 | 0.048579 | 0 | 0.0026203 | 0 | -0.218 | 0 | 0 | 0 | 0 | 0 | 0 | 0 | 0 | 0.20326 | 0.043723 | 0.00013688 | -1.0625 | 0 | 0 | 0 | 0 | 0 | 0 | 0 | 0 | 0 | -2.2 | 0 | 0 | 0 | 0 | 0 | 0 | 0 | -59.6029 | 1.8827 | 0 | 1.4233 | 0 | 1.7453 | 12.2187 | 1.2663 | 3.1569 | 0.15353 | 0.055921 | -0.022667 | 0.63797 | 0.20824 | 3.7009 | -30.4526 | 19.207 | -63.1061 | 0 | 0.48567 | 0 | 1.7286 | 0.22081
2025_06_18 Hr 22 | 0 | 2.74e-06 | 0 | 0.10526 | 0.10526 | 0.10482 | 0.10527 | 0.10528 | 0.10533 | 0 | 0 | 0.024893 | 0.09 | 0.003836 | 1.3997 | 1.3997 | 3.5738 | 0 | 0.0052034 | 0.003872 | 0.023281 | 0.085287 | 0 | 0 | 0 | 0 | 0 | 0.011212 | 0.015969 | 0.79954 | 0.24989 | 2.7414 | 2.1271 | 0 | 0.32182 | 0.83819 | 0 | 0 | 0 | 0.12254 | -0.029405 | 0.048579 | 0 | 0.0022833 | 0 | -0.1897 | 0 | 0 | 0 | 0 | 0 | 0 | 0 | 0 | 0.47912 | 0.043723 | 0.00013688 | -1.0625 | 0 | 0 | 0 | 0 | 0 | 0 | 0 | 0 | 0 | -2.2 | 0 | 0 | 0 | 0 | 0 | 0 | 0 | -50.7779 | 1.8827 | 0 | 1.4233 | 0 | 1.828 | 12.2187 | 1.2663 | 3.1569 | 0.15353 | 0.055921 | 0 | 0.63797 | 0.20824 | 3.7009 | -22.4722 | 19.446 | -54.23 | 0 | 0.48567 | 0 | 1.7286 | 0.21895
2025_06_18 Hr 23 | 0 | 0 | 0 | 0.10526 | 0.10526 | 0.10482 | 0.10527 | 0.10528 | 0.10533 | 0 | 0 | 0.024893 | 0.06 | 0.0031558 | 1.3997 | 1.3997 | 3.7056 | 0 | 0.0052034 | 0.003872 | 0.023281 | 0.085287 | 0 | -0.39742 | 0 | 0 | 0 | 0.011212 | 0.015969 | 0.79954 | 0.24989 | 2.7987 | 2.1271 | 0 | 0.33018 | 0.83819 | 0 | 0 | 0 | 1.9481 | 0 | 0.048579 | 0 | 0.0028177 | 0 | -0.23458 | 0 | 0 | 0 | 0 | 0 | 0 | 0 | 0 | 0.82031 | 0.043723 | 0.00013688 | 0 | 0 | 0 | 0 | 0 | 0 | 0 | 0 | 0 | 0 | 0 | 0 | 0 | 0 | 0 | 0 | 0 | 0 | -63.1241 | 1.8827 | 0 | 1.4623 | 0 | 1.284 | 12.4467 | 1.2663 | 3.1569 | 0.15353 | 0.055921 | 0 | 0.63797 | 0.20824 | 3.7009 | -30.1472 | 19.2141 | -63.7561 | 0 | 0.48567 | 0 | 1.7286 | 0.21221
2025_06_18 Hr 24 | 0 | 0 | 0 | 0 | 0 | 0 | 0 | 0 | 0 | 0 | 0 | 0.024893 | 0.06 | 0.0020652 | 1.3997 | 1.3997 | 3.7056 | 0 | 0.0052034 | 0.003872 | 0.023281 | 0.085287 | 0 | -0.88429 | 0 | 0 | 0 | 0.011212 | 0.015969 | 0.79954 | 0.24989 | 2.7987 | 2.1271 | 0 | 0.33018 | 0.83819 | 0 | 0 | 0 | 0.90173 | 0 | 0.048579 | 0 | 0.0040566 | 0 | -0.15279 | 0 | 0 | 0 | 0 | 0 | 0 | 0 | 0 | 1.0962 | 0.043723 | 0.00013688 | 0 | 0 | 0 | 0 | 0 | 0 | 0 | 0 | 0 | 0 | 0 | 0 | 0 | 0 | 0 | 0 | 0 | 0 | -40.1556 | 1.8827 | 0 | 1.3533 | 0 | 2.0761 | 11.7065 | 1.2663 | 3.1569 | 0.15353 | 0.055921 | 0 | 0.63797 | 0.20824 | 3.7009 | -8.309 | 20.2754 | -41.1927 | 0 | 0.48567 | 0 | 1.7286 | 0.20666
2025_06_19 Hr 01 | 0 | 0 | 0 | 0 | 0 | 0 | 0 | 0 | 0 | 0 | 0 | 0.024893 | 0.15 | 0.0051352 | 1.3997 | 1.3997 | 3.5806 | 0 | 0.0052034 | 0.003872 | 0.023281 | 0.085287 | 0 | -0.88925 | 0 | 0 | 0 | 0.011212 | 0.015969 | 0.79954 | 0.24162 | 2.7042 | 2.1271 | 0 | 0.33018 | 0.83819 | 0 | 0 | 0 | 0.028688 | -0.030261 | 0.048579 | 0 | 0.0040348 | 0 | -0.15196 | 0 | 0 | 0 | 0 | 0 | 0 | 0 | 0 | 1.372 | 0.043723 | 0.00013688 | 0 | 0 | 0 | 0 | 0 | 0 | 0 | 0 | 0 | 0 | 0 | 0 | 0 | 0 | 0 | 0 | 0 | 0 | -40.5437 | 1.8827 | 0 | 1.4129 | 0 | 2.4461 | 11.5384 | 1.2663 | 3.1569 | 0.15353 | 0.055921 | 0 | 0.63797 | 0.20824 | 3.7009 | -9.0387 | 21.0094 | -41.5849 | 0 | 0.48567 | 0 | 1.7286 | 0.2017
2025_06_19 Hr 02 | 0 | 0 | 0 | 0 | 0 | 0 | 0 | 0 | 0 | 0 | 0 | 0.024893 | 0 | 0 | 1.3997 | 1.3997 | 3.5806 | 0 | 0.0052034 | 0.003872 | 0.023281 | 0.085287 | 0 | -1.0649 | 0 | 0 | 0 | 0.011212 | 0.015969 | 0.79954 | 0 | 2.7042 | 2.1271 | 0 | 0.33018 | 0.83819 | 0 | 0 | 0 | 0.8265 | 0 | 0.048579 | 0 | 0.003262 | 0 | -0.12245 | 0 | 0 | 0 | 0 | 0 | 0 | 0 | 0 | 1.51 | 0.043723 | 0.00013688 | 0 | 0 | 0 | 0 | 0 | 0 | 0 | 0 | 0 | 0 | 0 | 0 | 0 | 0 | 0 | 0 | 0 | 0 | -32.8363 | 1.8827 | 0 | 1.0611 | 0 | 2.1893 | 10.945 | 1.2663 | 3.1569 | 0.15353 | 0.055921 | 0 | 0.63797 | 0.20824 | 3.7009 | -1.518 | 20.7342 | -34.0236 | 0 | 0.48567 | 0 | 1.7286 | 0.20052
2025_06_19 Hr 03 | 0 | 0 | 0 | 0 | 0 | 0 | 0 | 0 | 0 | 0 | 0 | 0.024893 | 0.27 | 0.0074731 | 1.3997 | 1.3997 | 3.5806 | 0 | 0.0052034 | 0.003872 | 0.023281 | 0.085287 | 0 | -1.0649 | 0 | 0 | 0 | 0.011212 | 0.015969 | 0.79954 | 0 | 2.7042 | 2.1271 | 0 | 0.33018 | 0.83819 | 0 | 0 | 0 | 0.24876 | -0.014655 | 0.048579 | 0 | 0.0032621 | 0 | -0.12245 | 0 | 0 | 0 | 0 | 0 | 0 | 0 | 0 | 2.3303 | 0.043723 | 0.00013688 | 0 | 0 | 0 | 0 | 0 | 0 | 0 | 0 | 0 | 0 | 0 | 0 | 0 | 0 | 0 | 0 | 0 | 0 | -33.3224 | 1.8827 | 0 | 1.0611 | 0 | 2.4156 | 10.945 | 1.2663 | 3.1569 | 0.15353 | 0.055921 | 0 | 0.63797 | 0.20824 | 3.7009 | -1.2756 | 22.055 | -34.5097 | 0 | 0.48567 | 0 | 1.7286 | 0.19725
2025_06_19 Hr 04 | 0 | 0 | 0 | 0 | 0 | 0 | 0 | 0 | 0 | 0 | 0 | 0.024893 | 0.39 | 0.010794 | 1.3997 | 1.3997 | 3.5806 | 0 | 0.0052034 | 0.003872 | 0.023281 | 0.085287 | 0 | -1.0649 | 0 | 0 | 0 | 0.011212 | 0.015969 | 0.79954 | 0 | 2.7042 | 2.1271 | 0 | 0.33018 | 0.83819 | 0 | 0 | 0 | 0.50865 | 0 | 0.048579 | 0 | 0.0032621 | 0 | -0.12245 | 0 | 0 | 0 | 0 | 0 | 0 | 0 | 0 | 2.3303 | 0.043723 | 0.00013688 | 0 | 0 | 0 | 0 | 0 | 0 | 0 | 0 | 0 | 0 | 0 | 0 | 0 | 0 | 0 | 0 | 0 | 0 | -32.6123 | 1.8827 | 0 | 1.0611 | 0 | 2.0674 | 10.945 | 1.2663 | 3.1569 | 0.15353 | 0.055921 | 0 | 0.63797 | 0.20824 | 3.7009 | -0.51687 | 21.8292 | -33.7997 | 0 | 0.48567 | 0 | 1.7286 | 0.1963
2025_06_19 Hr 05 | 0 | 0 | 0 | 0 | 0 | 0 | 0 | 0 | 0 | 0 | 0 | 0.024893 | 0.18 | 0.0053508 | 1.3997 | 1.3997 | 3.5806 | 0 | 0.0052034 | 0.003872 | 0.023281 | 0.085287 | 0 | -1.01 | 0 | 0 | 0 | 0.011212 | 0.015969 | 0.79954 | 0 | 2.7042 | 2.1271 | 0 | 0.33018 | 0.83819 | 0 | 0 | 0 | 1.434 | 0 | 0.048579 | 0 | 0.0035035 | 0 | -0.13167 | 0 | 0 | 0 | 0 | 0 | 0 | 0 | 0 | 1.9891 | 0.043723 | 0.00013688 | 0 | 0 | 0 | 0 | 0 | 0 | 0 | 0 | 0 | 0 | 0 | 0 | 0 | 0 | 0 | 0 | 0 | 0 | -36.8283 | 1.8827 | 0 | 1.0785 | 0 | 2.0065 | 10.9623 | 1.2663 | 3.1569 | 0.15353 | 0.055921 | 0 | 0.63797 | 0.20824 | 3.7009 | -4.3589 | 21.2147 | -37.97 | 0 | 0.48567 | 0 | 1.7286 | 0.19941
2025_06_19 Hr 06 | 0.068002 | 0 | 0 | 0 | 0 | 0 | 0 | 0 | 0 | 0 | 0 | 0.024893 | 0.12 | 0.0038432 | 1.3997 | 1.3997 | 3.5806 | 0 | 0.0052034 | 0.003872 | 0.023281 | 0.085287 | 0 | -0.9484 | 0 | 0 | 0 | 0.011212 | 0.015969 | 0.79954 | 0 | 2.7042 | 2.1271 | 0 | 0.33018 | 0.83819 | 0 | 0 | 0 | 0.32509 | -0.0004432 | 0.048579 | 0 | 0.0037745 | 0 | -0.14202 | 0 | 0 | 0 | 0 | 0 | 0 | 0 | 0 | 1.9891 | 0.043723 | 0.00013688 | 0 | 0 | 0 | 0 | 0 | 0 | 0 | 0 | 0 | 0 | 0 | 0 | 0 | 0 | 0 | 0 | 0 | 0 | -39.1764 | 1.8827 | 0 | 1.2544 | 0 | 2.8073 | 11.1382 | 1.2663 | 3.1569 | 0.15353 | 0.055921 | -0.068002 | 0.63797 | 0.20824 | 3.7009 | -6.8433 | 22.0286 | -40.3348 | 0 | 0.48567 | 0 | 1.7286 | 0.20591
2025_06_19 Hr 07 | 0.51103 | 3.1322e-06 | 0 | 0 | 0 | 0 | 0 | 0 | 0 | 0 | 0 | 0.024893 | 0.18 | 0.0050115 | 1.3997 | 1.3997 | 3.4533 | 0 | 0.0052034 | 0.003872 | 0.023281 | 0.085287 | 0 | 0 | 0 | 0 | 0 | 0.011212 | 0.015969 | 0.7895 | 0 | 2.6488 | 2.1271 | 0 | 0.32182 | 0.83819 | 0 | 0 | 0 | 0.27038 | -0.0007524 | 0.048579 | 0 | 0.0032813 | 0 | -0.12319 | 0 | 0 | 0 | 0 | 0 | 0 | 0 | 0 | 1.9165 | 0.043723 | 0.00013688 | -1.0625 | 0 | 0 | 0 | 0 | 0 | 0 | 0 | 0 | 0 | -2.2 | 0 | 0 | 0 | 0 | 0 | 0 | 0 | -37.6443 | 1.8827 | 0 | 1.125 | 0 | 2.6768 | 10.8161 | 1.2663 | 3.1569 | 0.15353 | 0.055921 | -0.51103 | 0.63797 | 0.20824 | 3.7009 | -8.1267 | 22.3286 | -41.541 | 0 | 0.48567 | 0 | 1.7286 | 0.21328
2025_06_19 Hr 08 | 0.74185 | 1.6787e-05 | 0 | 0 | 0 | 0 | 0 | 0 | 0 | 0 | 0 | 0.024893 | 0.21 | 0.0052227 | 1.3997 | 1.3997 | 3.4533 | 0 | 0.0052034 | 0.003872 | 0.023281 | 0.085287 | 0 | 0 | 0 | 0 | 0 | 0.011212 | 0.015969 | 0.77444 | 0 | 2.6488 | 2.1271 | 0 | 0.32182 | 0.83819 | 0 | 0 | 0 | 0.34844 | 0 | 0.048579 | 0 | 0.0029311 | 0 | -0.10981 | 0 | 0 | 0 | 0 | 0 | 0 | 0 | 0 | 2.2577 | 0.043723 | 0.00013688 | -1.0625 | 0 | 0 | 0 | 0 | 0 | 0 | 0 | 0 | 0 | -2.2 | 0 | 0 | 0 | 0 | 0 | 0 | 0 | -33.0729 | 1.8827 | 0 | 0.99984 | 0 | 2.1371 | 10.6758 | 1.2663 | 3.1569 | 0.15353 | 0.055921 | -0.74185 | 0.63797 | 0.20824 | 3.7009 | -3.7659 | 22.3969 | -37.187 | 0 | 0.48567 | 0 | 1.7286 | 0.21898
2025_06_19 Hr 09 | 0.77853 | 5.7538e-05 | 0 | 0 | 0 | 0 | 0 | 0 | 0 | 0 | 0 | 0.024893 | 0.27 | 0.0060415 | 1.3945 | 1.3945 | 3.2871 | 0 | 0.0052034 | 0.003872 | 0.023281 | 0.085287 | 0 | 0 | 0 | 0 | 0 | 0.011212 | 0.015969 | 0.3155 | 0 | 2.6225 | 2.1271 | 0 | 0.31797 | 0.83819 | 0 | 0 | 0 | 1.5466 | 0 | 0.048579 | 0 | 0.0026372 | 0 | -0.098592 | 0 | 0 | 0 | 0 | 0 | 0 | 0 | 0 | 2.3303 | 0.043723 | 0.00013688 | -1.0625 | 0 | 0 | 0 | 0 | 0 | 0 | 0 | 0 | 0 | -2.2 | 0 | 0 | 0 | 0 | 0 | 0 | 0 | -31.0799 | 1.8827 | 0 | 0.99984 | 0 | 1.5756 | 10.014 | 1.2663 | 3.1569 | 0.15353 | 0.055921 | -0.77853 | 0.63797 | 0.20824 | 3.7009 | -1.6519 | 22.0071 | -35.2196 | 0 | 0.48567 | 0 | 1.7286 | 0.22436
2025_06_19 Hr 10 | 0.76291 | 0.00013184 | 0 | 0 | 0 | 0 | 0 | 0 | 0 | 0 | 0 | 0.024893 | 0.57 | 0.012741 | 1.3997 | 1.3997 | 3.4533 | 0 | 0.0052034 | 0.003872 | 0.023281 | 0.085287 | 0 | 0 | 0 | 0 | 0 | 0.011212 | 0.015969 | 0.29873 | 0 | 2.6488 | 2.1271 | 0 | 0.32182 | 0.83819 | 0 | 0 | 0 | 1.0656 | 0 | 0.048579 | 0 | 0.0026345 | 0 | -0.09849 | 0 | 0 | 0 | 0 | 0 | 0 | 0 | 0 | 2.1923 | 0.043723 | 0.00013688 | -1.0625 | 0 | 0 | 0 | 0 | 0 | 0 | 0 | 0 | 0 | -2.2 | 0 | 0 | 0 | 0 | 0 | 0 | 0 | -31.6649 | 1.8827 | 0 | 0.99984 | 0 | 1.6757 | 10.2001 | 1.2663 | 3.1569 | 0.15353 | 0.055921 | -0.76291 | 0.63797 | 0.20824 | 3.7009 | -2.2582 | 22.265 | -35.7888 | 0 | 0.48567 | 0 | 1.7286 | 0.22511
2025_06_19 Hr 11 | 0.81711 | 0.00018419 | 0 | 0 | 0 | 0 | 0 | 0 | 0 | 0 | 0 | 0.024893 | 0.69 | 0.014457 | 1.3997 | 1.3997 | 3.4422 | 0 | 0.0052034 | 0.003872 | 0.023281 | 0.085287 | 0 | 0 | 0 | 0 | 0 | 0.011212 | 0.015969 | 0.29873 | 0 | 2.6488 | 2.1271 | 0 | 0.32182 | 0.83819 | 0 | 0 | 0 | 1.3108 | 0 | 0.048579 | 0 | 0.0024693 | 0 | -0.092183 | 0 | 0 | 0 | 0 | 0 | 0 | 0 | 0 | 2.4682 | 0.043723 | 0.00013688 | -1.0625 | 0 | 0 | 0 | 0 | 0 | 0 | 0 | 0 | 0 | -2.2 | 0 | 0 | 0 | 0 | 0 | 0 | 0 | -29.8588 | 1.8827 | 0 | 0.99984 | 0 | 1.4842 | 10.189 | 1.2663 | 3.1569 | 0.15353 | 0.055921 | -0.81711 | 0.63797 | 0.20824 | 3.7009 | -0.0055023 | 22.5252 | -34.0305 | 0 | 0.48567 | 0 | 1.7286 | 0.22503
2025_06_19 Hr 12 | 0.77686 | 0.00021511 | 0 | 0 | 0 | 0 | 0 | 0 | 0 | 0 | 0 | 0.024893 | 0.63 | 0.013196 | 1.3997 | 1.3997 | 3.4533 | 0 | 0.0052034 | 0.003872 | 0.023281 | 0.085287 | 0 | 0 | 0 | 0 | 0 | 0.011212 | 0.015969 | 0.29873 | 0 | 2.6488 | 2.1271 | 0 | 0.32182 | 0.83819 | 0 | 0 | 0 | 1.1706 | 0 | 0.048579 | 0 | 0.0024687 | 0 | -0.092159 | 0 | 0 | 0 | 0 | 0 | 0 | 0 | 0 | 2.1923 | 0.043723 | 0.00013688 | -1.0625 | 0 | 0 | 0 | 0 | 0 | 0 | 0 | 0 | 0 | -2.2 | 0 | 0 | 0 | 0 | 0 | 0 | 0 | -29.366 | 1.8827 | 0 | 0.99984 | 0 | 1.667 | 10.2001 | 1.2663 | 3.1569 | 0.15353 | 0.055921 | -0.77686 | 0.63797 | 0.20824 | 3.7009 | 0.20455 | 22.3314 | -33.4975 | 0 | 0.48567 | 0 | 1.7286 | 0.22568
2025_06_19 Hr 13 | 0.78674 | 0.00012521 | 0 | 0 | 0 | 0 | 0 | 0 | 0 | 0 | 0 | 0.024893 | 0.42 | 0.0086335 | 1.3997 | 1.3997 | 2.9322 | 0 | 0.0052034 | 0.003872 | 0.023281 | 0.085287 | 0 | 0 | 0 | 0 | 0 | 0.011212 | 0.015969 | 0.29873 | 0 | 2.561 | 2.1271 | 0 | 0.30898 | 0.83819 | 0 | 0 | 0 | 1.7911 | 0 | 0.048579 | 0 | 0.0024227 | 0 | -0.090401 | 0 | 0 | 0 | 0 | 0 | 0 | 0 | 0 | 2.2577 | 0.043723 | 0.00013688 | -1.0625 | 0 | 0 | 0 | 0 | 0 | 0 | 0 | 0 | 0 | -2.2 | 0 | 0 | 0 | 0 | 0 | 0 | 0 | -27.9319 | 1.8827 | 0 | 0.99984 | 0 | 1.6844 | 9.5913 | 1.2663 | 3.1569 | 0.15353 | 0.055921 | -0.78674 | 0.63797 | 0.20824 | 3.7009 | 1.5062 | 22.1953 | -32.0715 | 0 | 0.48567 | 0 | 1.7286 | 0.2245
2025_06_19 Hr 14 | 0.61296 | 0.00025654 | 0 | 0 | 0 | 0 | 0 | 0 | 0 | 0 | 0 | 0.024893 | 0.42 | 0.0086282 | 1.3945 | 1.3945 | 3.0545 | 0 | 0.0052034 | 0.003872 | 0.023281 | 0.085287 | 0 | 0 | 0 | 0 | 0 | 0.011212 | 0.015969 | 0.29873 | 0 | 2.5961 | 2.1271 | 0 | 0.31412 | 0.83819 | 0 | 0 | 0 | 1.4299 | 0 | 0.048579 | 0 | 0.0024212 | 0 | -0.090345 | 0 | 0 | 0 | 0 | 0 | 0 | 0 | 0 | 2.4682 | 0.043723 | 0.00013688 | -1.0625 | 0 | 0 | 0 | 0 | 0 | 0 | 0 | 0 | 0 | -2.2 | 0 | 0 | 0 | 0 | 0 | 0 | 0 | -26.4058 | 1.8827 | 0 | 0.99984 | 0 | 1.593 | 9.7383 | 1.2663 | 3.1569 | 0.15353 | 0.055921 | -0.61296 | 0.63797 | 0.20824 | 3.7009 | 2.9435 | 22.147 | -30.3716 | 0 | 0.48567 | 0 | 1.7286 | 0.2256
2025_06_19 Hr 15 | 0.61274 | 0.00023369 | 0 | 0 | 0 | 0 | 0 | 0 | 0 | 0 | 0 | 0.024893 | 0.39 | 0.007215 | 1.3633 | 1.3633 | 2.3406 | 0 | 0.0052034 | 0.003872 | 0.023281 | 0.085287 | 0 | 0 | 0 | 0 | 0 | 0.011212 | 0.015969 | 0.29873 | 0 | 2.3543 | 2.1271 | 0 | 0.27878 | 0.83819 | 0 | 0 | 0 | 2.7001 | 0 | 0.048579 | 0 | 0.0021804 | 0 | -0.08115 | 0 | 0 | 0 | 0 | 0 | 0 | 0 | 0 | 2.8094 | 0.043723 | 0.00013688 | -1.0625 | 0 | 0 | 0 | 0 | 0 | 0 | 0 | 0 | 0 | -2.2 | 0 | 0 | 0 | 0 | 0 | 0 | 0 | -22.8693 | 1.8827 | 0 | 0.99984 | 0 | 1.2317 | 8.7201 | 1.2663 | 3.1569 | 0.15353 | 0.055921 | -0.61274 | 0.63797 | 0.20824 | 3.7009 | 6.6521 | 22.0575 | -26.8256 | 0 | 0.48567 | 0 | 1.7286 | 0.22316
2025_06_19 Hr 16 | 0.65793 | 0.00024988 | 0 | 0 | 0 | 0 | 0 | 0 | 0 | 0 | 0 | 0.024893 | 0.42 | 0.0086492 | 1.3217 | 1.3217 | 2.6286 | 0 | 0.0052034 | 0.003872 | 0.023281 | 0.085287 | 0 | 0 | 0 | 0 | 0 | 0.011212 | 0.015969 | 0.30534 | 0 | 2.3377 | 2.1271 | 0 | 0.27636 | 0.83819 | 0 | 0 | 0 | 2.8402 | 0 | 0.048579 | 0 | 0.0024271 | 0 | -0.090569 | 0 | 0 | 0 | 0 | 0 | 0 | 0 | 0 | 2.8094 | 0.043723 | 0.00013688 | -1.0625 | 0 | 0 | 0 | 0 | 0 | 0 | 0 | 0 | 0 | -2.2 | 0 | 0 | 0 | 0 | 0 | 0 | 0 | -23.8307 | 1.8827 | 0 | 0.99984 | 0 | 1.2622 | 8.9149 | 1.2663 | 3.1569 | 0.15353 | 0.055921 | -0.65793 | 0.63797 | 0.20824 | 3.7009 | 6.0744 | 22.1609 | -27.8417 | 0 | 0.48567 | 0 | 1.7286 | 0.2219
2025_06_19 Hr 17 | 0.73945 | 0.00028306 | 0 | 0 | 0 | 0 | 0 | 0 | 0 | 0 | 0 | 0.024893 | 0.09 | 0.0023208 | 1.3997 | 1.3997 | 3.0342 | 0 | 0.0052034 | 0.003872 | 0.023281 | 0.085287 | 0 | 0 | 0 | 0 | 0 | 0.011212 | 0.015969 | 0.44824 | 0 | 2.6488 | 2.1271 | 0 | 0.32182 | 0.83819 | 0 | 0 | 0 | 1.8657 | 0 | 0.048579 | 0 | 0.0030392 | 0 | -0.11394 | 0 | 0 | 0 | 0 | 0 | 0 | 0 | 0 | 2.7368 | 0.043723 | 0.00013688 | -1.0625 | 0 | 0 | 0 | 0 | 0 | 0 | 0 | 0 | 0 | -2.2 | 0 | 0 | 0 | 0 | 0 | 0 | 0 | -27.6505 | 1.8827 | 0 | 0.99984 | 0 | 1.4755 | 9.9305 | 1.2663 | 3.1569 | 0.15353 | 0.055921 | -0.73945 | 0.63797 | 0.20824 | 3.7009 | 2.1219 | 22.092 | -31.7664 | 0 | 0.48567 | 0 | 1.7286 | 0.22164
2025_06_19 Hr 18 | 0.80295 | 0.00026686 | 0 | 0.10171 | 0.10171 | 0.10128 | 0.10172 | 0.10173 | 0.10177 | 0 | 0 | 0.024893 | 0.18 | 0.005189 | 1.3997 | 1.3997 | 3.4533 | 0 | 0.0052034 | 0.003872 | 0.023281 | 0.085287 | 0 | 0 | 0 | 0 | 0 | 0.011212 | 0.015969 | 0.68926 | 0.39126 | 2.6488 | 2.1271 | 0 | 0.32182 | 0.83819 | 0 | 0 | 0 | 0.65145 | 0 | 0.048579 | 0 | 0.0015443 | 0 | -0.12763 | 0 | 0 | 0 | 0 | 0 | 0 | 0 | 0 | 3.6297 | 0.043723 | 0.00013688 | -1.0625 | 0 | 0 | 0 | 0 | 0 | 0 | 0 | 0 | 0 | -2.2 | 0 | 0 | 0 | 0 | 0 | 0 | 0 | -31.621 | 1.8827 | 0 | 1.1106 | 0 | 1.4668 | 11.553 | 1.2663 | 3.1569 | 0.15353 | 0.055921 | -0.80295 | 0.63797 | 0.20824 | 3.7009 | -0.47798 | 23.1317 | -35.8141 | 0 | 0.48567 | 0 | 1.7286 | 0.22072
2025_06_19 Hr 19 | 0.76735 | 0.00016981 | 0 | 0.10171 | 0.10171 | 0.10128 | 0.10172 | 0.10173 | 0.10177 | 0 | 0 | 0.024893 | 0.84 | 0.02445 | 1.3997 | 1.3997 | 3.4533 | 0 | 0.0052034 | 0.003872 | 0.023281 | 0.085287 | 0 | 0 | 0 | 0 | 0 | 0.011212 | 0.015969 | 0.79954 | 0.24162 | 2.6488 | 2.1271 | 0 | 0.32182 | 0.83819 | 0 | 0 | 0 | 1.4437 | 0 | 0.048579 | 0 | 0.0015593 | 0 | -0.12888 | 0 | 0 | 0 | 0 | 0 | 0 | 0 | 0 | 3.078 | 0.043723 | 0.00013688 | -1.0625 | 0 | 0 | 0 | 0 | 0 | 0 | 0 | 0 | 0 | -2.2 | 0 | 0 | 0 | 0 | 0 | 0 | 0 | -33.557 | 1.8827 | 0 | 0.99984 | 0 | 1.1316 | 11.5525 | 1.2663 | 3.1569 | 0.15353 | 0.055921 | -0.76735 | 0.63797 | 0.20824 | 3.7009 | -1.8308 | 22.8888 | -37.7158 | 0 | 0.48567 | 0 | 1.7286 | 0.22109
2025_06_19 Hr 20 | 0.13593 | 6.8745e-05 | 0 | 0.10171 | 0.10171 | 0.10128 | 0.10172 | 0.10173 | 0.10177 | 0 | 0 | 0.024893 | 1.98 | 0.056088 | 1.3997 | 1.3997 | 3.4533 | 0 | 0.0052034 | 0.003872 | 0.023281 | 0.085287 | 0 | 0 | 0 | 0 | 0 | 0.011212 | 0.015969 | 0.79954 | 0.24162 | 2.6488 | 2.1271 | 0 | 0.32182 | 0.83819 | 0 | 0 | 0 | 0.27917 | -0.014638 | 0.048579 | 0 | 0.0015175 | 0 | -0.12537 | 0 | 0 | 0 | 0 | 0 | 0 | 0 | 0 | 2.1197 | 0.043723 | 0.00013688 | -1.0625 | 0 | 0 | 0 | 0 | 0 | 0 | 0 | 0 | 0 | -2.2 | 0 | 0 | 0 | 0 | 0 | 0 | 0 | -32.7805 | 1.8827 | 0 | 0.99984 | 0 | 1.5843 | 11.5525 | 1.2663 | 3.1569 | 0.15353 | 0.055921 | -0.13593 | 0.63797 | 0.20824 | 3.7009 | -1.5663 | 22.921 | -36.3043 | 0 | 0.48567 | 0 | 1.7286 | 0.2188
2025_06_19 Hr 21 | 0.044971 | 1.8141e-05 | 0 | 0.10171 | 0.10171 | 0.10128 | 0.10172 | 0.10173 | 0.10177 | 0 | 0 | 0.024893 | 2.37 | 0.06525 | 1.3997 | 1.3997 | 3.4533 | 0 | 0.0052034 | 0.003872 | 0.023281 | 0.085287 | 0 | 0 | 0 | 0 | 0 | 0.011212 | 0.015969 | 0.79954 | 0.24162 | 2.6488 | 2.1271 | 0 | 0.32182 | 0.83819 | 0 | 0 | 0 | 0.83759 | -0.0022343 | 0.048579 | 0 | 0.0014749 | 0 | -0.12179 | 0 | 0 | 0 | 0 | 0 | 0 | 0 | 0 | 2.1197 | 0.043723 | 0.00013688 | -1.0625 | 0 | 0 | 0 | 0 | 0 | 0 | 0 | 0 | 0 | -2.2 | 0 | 0 | 0 | 0 | 0 | 0 | 0 | -34.4656 | 1.8827 | 0 | 1.0167 | 0 | 0.91402 | 11.5694 | 1.2663 | 3.1569 | 0.15353 | 0.055921 | -0.044971 | 0.63797 | 0.20824 | 3.7009 | -2.9306 | 22.5595 | -37.8949 | 0 | 0.48567 | 0 | 1.7286 | 0.21948
2025_06_19 Hr 22 | 0 | 3.1282e-06 | 0 | 0.10171 | 0.10171 | 0.10128 | 0.10172 | 0.10173 | 0.10177 | 0 | 0 | 0.024893 | 2.61 | 0.084669 | 1.3997 | 1.3997 | 3.4533 | 0 | 0.0052034 | 0.003872 | 0.023281 | 0.085287 | 0 | 0 | 0 | 0 | 0 | 0.011212 | 0.015969 | 0.79954 | 0.24162 | 2.6488 | 2.1271 | 0 | 0.32182 | 0.83819 | 0 | 0 | 0 | 1.789 | 0 | 0.048579 | 0 | 0.0017379 | 0 | -0.14388 | 0 | 0 | 0 | 0 | 0 | 0 | 0 | 0 | 1.9165 | 0.043723 | 0.00013688 | -1.0625 | 0 | 0 | 0 | 0 | 0 | 0 | 0 | 0 | 0 | -2.2 | 0 | 0 | 0 | 0 | 0 | 0 | 0 | -42.9996 | 1.8827 | 0 | 1.1876 | 0 | 0.80085 | 11.7402 | 1.2663 | 3.1569 | 0.15353 | 0.055921 | 0 | 0.63797 | 0.20824 | 3.7009 | -10.421 | 22.4558 | -46.406 | 0 | 0.48567 | 0 | 1.7286 | 0.21771
2025_06_19 Hr 23 | 0 | 0 | 0 | 0.10171 | 0.10171 | 0.10128 | 0.10172 | 0.10173 | 0.10177 | 0 | 0 | 0.024893 | 2.04 | 0.077699 | 1.3997 | 1.3997 | 3.5806 | 0 | 0.0052034 | 0.003872 | 0.023281 | 0.085287 | 0 | -0.78604 | 0 | 0 | 0 | 0.011212 | 0.015969 | 0.79954 | 0.24162 | 2.7042 | 2.1271 | 0 | 0.33018 | 0.83819 | 0 | 0 | 0 | 0.69784 | 0 | 0.048579 | 0 | 0.0020404 | 0 | -0.1693 | 0 | 0 | 0 | 0 | 0 | 0 | 0 | 0 | 1.7132 | 0.043723 | 0.00013688 | 0 | 0 | 0 | 0 | 0 | 0 | 0 | 0 | 0 | 0 | 0 | 0 | 0 | 0 | 0 | 0 | 0 | 0 | -46.6425 | 1.8827 | 0 | 1.4129 | 0 | 1.5451 | 12.1483 | 1.2663 | 3.1569 | 0.15353 | 0.055921 | 0 | 0.63797 | 0.20824 | 3.7009 | -12.3289 | 22.4228 | -47.5978 | 0 | 0.48567 | 0 | 1.7286 | 0.2123
2025_06_19 Hr 24 | 0 | 0 | 0 | 0.10171 | 0.10171 | 0.10128 | 0.10172 | 0.10173 | 0.10177 | 0 | 0 | 0.024893 | 2.58 | 0.091815 | 1.3997 | 1.3997 | 3.5806 | 0 | 0.0052034 | 0.003872 | 0.023281 | 0.085287 | 0 | -0.85302 | 0 | 0 | 0 | 0.011212 | 0.015969 | 0.79954 | 0.24162 | 2.7042 | 2.1271 | 0 | 0.33018 | 0.83819 | 0 | 0 | 0 | 0.97289 | 0 | 0.048579 | 0 | 0.0019065 | 0 | -0.15804 | 0 | 0 | 0 | 0 | 0 | 0 | 0 | 0 | 1.9891 | 0.043723 | 0.00013688 | 0 | 0 | 0 | 0 | 0 | 0 | 0 | 0 | 0 | 0 | 0 | 0 | 0 | 0 | 0 | 0 | 0 | 0 | -46.4135 | 1.8827 | 0 | 1.4129 | 0 | 1.7758 | 12.1483 | 1.2663 | 3.1569 | 0.15353 | 0.055921 | 0 | 0.63797 | 0.20824 | 3.7009 | -10.8262 | 23.4771 | -47.4245 | 0 | 0.48567 | 0 | 1.7286 | 0.20602
2025_06_20 Hr 01 | 0 | 0 | 0 | 0 | 0 | 0 | 0 | 0 | 0 | 0 | 0 | 0.024893 | 2.67 | 0.080326 | 1.3997 | 1.3997 | 3.5931 | 0 | 0.0052034 | 0.003872 | 0.023281 | 0.085287 | 0 | -1.0004 | 0 | 0 | 0 | 0.011212 | 0.015969 | 0.79954 | 0 | 2.7137 | 2.1271 | 0 | 0.33018 | 0.83819 | 0 | 0 | 0 | 0.99652 | 0 | 0.048579 | 0 | 0.0035457 | 0 | -0.13328 | 0 | 0 | 0 | 0 | 0 | 0 | 0 | 0 | 2.4682 | 0.043723 | 0.00013688 | 0 | 0 | 0 | 0 | 0 | 0 | 0 | 0 | 0 | 0 | 0 | 0 | 0 | 0 | 0 | 0 | 0 | 0 | -38.5798 | 1.8827 | 0 | 1.1063 | 0 | 2.2372 | 11.0121 | 1.2663 | 3.1569 | 0.15353 | 0.055921 | 0 | 0.63797 | 0.20824 | 3.7009 | -3.2133 | 24.4916 | -39.7135 | 0 | 0.48567 | 0 | 1.7286 | 0.20151
2025_06_20 Hr 02 | 0 | 0 | 0 | 0 | 0 | 0 | 0 | 0 | 0 | 0 | 0 | 0.024893 | 2.52 | 0.084228 | 1.3997 | 1.3997 | 3.5931 | 0 | 0.0052034 | 0.003872 | 0.023281 | 0.085287 | 0 | -0.91097 | 0 | 0 | 0 | 0.011212 | 0.015969 | 0.79954 | 0 | 2.7137 | 2.1271 | 0 | 0.33018 | 0.83819 | 0 | 0 | 0 | 0.30247 | -0.0059802 | 0.048579 | 0 | 0.0039392 | 0 | -0.14831 | 0 | 0 | 0 | 0 | 0 | 0 | 0 | 0 | 3.4264 | 0.043723 | 0.00013688 | 0 | 0 | 0 | 0 | 0 | 0 | 0 | 0 | 0 | 0 | 0 | 0 | 0 | 0 | 0 | 0 | 0 | 0 | -44.0572 | 1.8827 | 0 | 1.3885 | 0 | 2.5984 | 11.2943 | 1.2663 | 3.1569 | 0.15353 | 0.055921 | 0 | 0.63797 | 0.20824 | 3.7009 | -7.8627 | 25.663 | -45.1165 | 0 | 0.48567 | 0 | 1.7286 | 0.19948
2025_06_20 Hr 03 | 0 | 0 | 0 | 0 | 0 | 0 | 0 | 0 | 0 | 0 | 0 | 0.024893 | 2.28 | 0.067459 | 1.3997 | 1.3997 | 3.5931 | 0 | 0.0052034 | 0.003872 | 0.023281 | 0.085287 | 0 | -1.0137 | 0 | 0 | 0 | 0.011212 | 0.015969 | 0.79954 | 0 | 2.7137 | 2.1271 | 0 | 0.33018 | 0.83819 | 0 | 0 | 0 | 0.50484 | 0 | 0.048579 | 0 | 0.0034871 | 0 | -0.13104 | 0 | 0 | 0 | 0 | 0 | 0 | 0 | 0 | 4.3121 | 0.043723 | 0.00013688 | 0 | 0 | 0 | 0 | 0 | 0 | 0 | 0 | 0 | 0 | 0 | 0 | 0 | 0 | 0 | 0 | 0 | 0 | -38.4557 | 1.8827 | 0 | 1.0648 | 0 | 2.5201 | 10.9706 | 1.2663 | 3.1569 | 0.15353 | 0.055921 | 0 | 0.63797 | 0.20824 | 3.7009 | -1.913 | 26.212 | -39.6004 | 0 | 0.48567 | 0 | 1.7286 | 0.19797
2025_06_20 Hr 04 | 0 | 0 | 0 | 0 | 0 | 0 | 0 | 0 | 0 | 0 | 0 | 0.024893 | 1.89 | 0.063153 | 1.3997 | 1.3997 | 3.5931 | 0 | 0.0052034 | 0.003872 | 0.023281 | 0.085287 | 0 | -0.91123 | 0 | 0 | 0 | 0.011212 | 0.015969 | 0.79954 | 0 | 2.7137 | 2.1271 | 0 | 0.33018 | 0.83819 | 0 | 0 | 0 | 0.99611 | 0 | 0.048579 | 0 | 0.0039381 | 0 | -0.14826 | 0 | 0 | 0 | 0 | 0 | 0 | 0 | 0 | 4.3121 | 0.043723 | 0.00013688 | 0 | 0 | 0 | 0 | 0 | 0 | 0 | 0 | 0 | 0 | 0 | 0 | 0 | 0 | 0 | 0 | 0 | 0 | -44.0872 | 1.8827 | 0 | 1.4059 | 0 | 2.3895 | 11.3117 | 1.2663 | 3.1569 | 0.15353 | 0.055921 | 0 | 0.63797 | 0.20824 | 3.7009 | -7.1529 | 25.686 | -45.1467 | 0 | 0.48567 | 0 | 1.7286 | 0.19687
2025_06_20 Hr 05 | 0 | 0 | 0 | 0 | 0 | 0 | 0 | 0 | 0 | 0 | 0 | 0.024893 | 2.1 | 0.058811 | 1.3997 | 1.3997 | 3.5931 | 0 | 0.0052034 | 0.003872 | 0.023281 | 0.085287 | 0 | -1.0561 | 0 | 0 | 0 | 0.011212 | 0.015969 | 0.79954 | 0 | 2.7137 | 2.1271 | 0 | 0.33018 | 0.83819 | 0 | 0 | 0 | 0.81115 | 0 | 0.048579 | 0 | 0.0033006 | 0 | -0.12392 | 0 | 0 | 0 | 0 | 0 | 0 | 0 | 0 | 4.0435 | 0.043723 | 0.00013688 | 0 | 0 | 0 | 0 | 0 | 0 | 0 | 0 | 0 | 0 | 0 | 0 | 0 | 0 | 0 | 0 | 0 | 0 | -36.8177 | 1.8827 | 0 | 1.0648 | 0 | 2.9205 | 10.9706 | 1.2663 | 3.1569 | 0.15353 | 0.055921 | 0 | 0.63797 | 0.20824 | 3.7009 | -0.059879 | 26.1561 | -37.9977 | 0 | 0.48567 | 0 | 1.7286 | 0.19887
2025_06_20 Hr 06 | 0 | 0 | 0 | 0 | 0 | 0 | 0 | 0 | 0 | 0 | 0 | 0.024893 | 1.32 | 0.036533 | 1.3997 | 1.3997 | 3.5931 | 0 | 0.0052034 | 0.003872 | 0.023281 | 0.085287 | 0 | -1.0649 | 0 | 0 | 0 | 0.011212 | 0.015969 | 0.79954 | 0 | 2.7137 | 2.1271 | 0 | 0.33018 | 0.83819 | 0 | 0 | 0 | 0.44331 | 0 | 0.048579 | 0 | 0.0032619 | 0 | -0.12244 | 0 | 0 | 0 | 0 | 0 | 0 | 0 | 0 | 4.0435 | 0.043723 | 0.00013688 | 0 | 0 | 0 | 0 | 0 | 0 | 0 | 0 | 0 | 0 | 0 | 0 | 0 | 0 | 0 | 0 | 0 | 0 | -34.9347 | 1.8827 | 0 | 1.0648 | 0 | 3.1599 | 10.9706 | 1.2663 | 3.1569 | 0.15353 | 0.055921 | 0 | 0.63797 | 0.20824 | 3.7009 | 0.88876 | 25.5969 | -36.122 | 0 | 0.48567 | 0 | 1.7286 | 0.20254
2025_06_20 Hr 07 | 0.044971 | 9.7045e-07 | 0 | 0 | 0 | 0 | 0 | 0 | 0 | 0 | 0 | 0.024893 | 0.39 | 0.0078499 | 1.3893 | 1.3893 | 2.6468 | 0 | 0.0052034 | 0.003872 | 0.023281 | 0.085287 | 0 | 0 | 0 | 0 | 0 | 0.011212 | 0.015969 | 0.30029 | 0 | 2.5611 | 2.1271 | 0 | 0.3077 | 0.83819 | 0 | 0 | 0 | 1.8147 | 0 | 0.048579 | 0 | 0.0023722 | 0 | -0.088476 | 0 | 0 | 0 | 0 | 0 | 0 | 0 | 0 | 4.1088 | 0.043723 | 0.00013688 | -1.0625 | 0 | 0 | 0 | 0 | 0 | 0 | 0 | 0 | 0 | -2.2 | 0 | 0 | 0 | 0 | 0 | 0 | 0 | -26.5361 | 1.8827 | 0 | 1.0033 | 0 | 3.0293 | 9.2902 | 1.2663 | 3.1569 | 0.15353 | 0.055921 | -0.044971 | 0.63797 | 0.20824 | 3.7009 | 5.7744 | 24.6016 | -29.9321 | 0 | 0.48567 | 0 | 1.7286 | 0.20867
2025_06_20 Hr 08 | 0.13593 | 1.0981e-05 | 0 | 0 | 0 | 0 | 0 | 0 | 0 | 0 | 0 | 0.024893 | 0.27 | 0.0068329 | 1.3997 | 1.3997 | 3.0448 | 0 | 0.0052034 | 0.003872 | 0.023281 | 0.085287 | 0 | 0 | 0 | 0 | 0 | 0.011212 | 0.015969 | 0.44812 | 0 | 2.6581 | 2.1271 | 0 | 0.32182 | 0.83819 | 0 | 0 | 0 | 1.6071 | 0 | 0.048579 | 0 | 0.0029826 | 0 | -0.11178 | 0 | 0 | 0 | 0 | 0 | 0 | 0 | 0 | 3.4264 | 0.043723 | 0.00013688 | -1.0625 | 0 | 0 | 0 | 0 | 0 | 0 | 0 | 0 | 0 | -2.2 | 0 | 0 | 0 | 0 | 0 | 0 | 0 | -32.6112 | 1.8827 | 0 | 1.0033 | 0 | 2.5462 | 9.9537 | 1.2663 | 3.1569 | 0.15353 | 0.055921 | -0.13593 | 0.63797 | 0.20824 | 3.7009 | -1.1333 | 23.4273 | -36.1214 | 0 | 0.48567 | 0 | 1.7286 | 0.21583
2025_06_20 Hr 09 | 0.40874 | 3.541e-05 | 0 | 0.10206 | 0.10206 | 0.10164 | 0.10208 | 0.10209 | 0.10213 | 0 | 0 | 0.024893 | 0.15 | 0.0045273 | 1.3997 | 1.3997 | 3.4653 | 0 | 0.0052034 | 0.003872 | 0.023281 | 0.085287 | 0 | 0 | 0 | 0 | 0 | 0.011212 | 0.015969 | 0.68916 | 0.39209 | 2.6581 | 2.1271 | 0 | 0.32182 | 0.83819 | 0 | 0 | 0 | 0.5506 | -4.9825e-05 | 0.048579 | 0 | 0.0016169 | 0 | -0.13372 | 0 | 0 | 0 | 0 | 0 | 0 | 0 | 0 | 3.1506 | 0.043723 | 0.00013688 | -1.0625 | 0 | 0 | 0 | 0 | 0 | 0 | 0 | 0 | 0 | -2.2 | 0 | 0 | 0 | 0 | 0 | 0 | 0 | -38.061 | 1.8827 | 0 | 1.1145 | 0 | 2.2067 | 11.581 | 1.2663 | 3.1569 | 0.15353 | 0.055921 | -0.40874 | 0.63797 | 0.20824 | 3.7009 | -6.7692 | 22.9652 | -41.8659 | 0 | 0.48567 | 0 | 1.7286 | 0.21857
2025_06_20 Hr 10 | 0.52215 | 8.727e-05 | 0 | 0.10206 | 0.10206 | 0.10164 | 0.10208 | 0.10209 | 0.10213 | 0 | 0 | 0.024893 | 0.15 | 0.0046544 | 1.3997 | 1.3997 | 3.4653 | 0 | 0.0052034 | 0.003872 | 0.023281 | 0.085287 | 0 | 0 | 0 | 0 | 0 | 0.011212 | 0.015969 | 0.79954 | 0.24245 | 2.6581 | 2.1271 | 0 | 0.32182 | 0.83819 | 0 | 0 | 0 | 0.49396 | -0.01118 | 0.048579 | 0 | 0.0016623 | 0 | -0.13753 | 0 | 0 | 0 | 0 | 0 | 0 | 0 | 0 | 3.9055 | 0.043723 | 0.00013688 | -1.0625 | 0 | 0 | 0 | 0 | 0 | 0 | 0 | 0 | 0 | -2.2 | 0 | 0 | 0 | 0 | 0 | 0 | 0 | -38.8905 | 1.8827 | 0 | 1.0203 | 0 | 1.7149 | 11.5972 | 1.2663 | 3.1569 | 0.15353 | 0.055921 | -0.52215 | 0.63797 | 0.20824 | 3.7009 | -7.3893 | 23.3434 | -42.8127 | 0 | 0.48567 | 0 | 1.7286 | 0.22003
2025_06_20 Hr 11 | 0.63577 | 0.00028976 | 0 | 0.10206 | 0.10206 | 0.10164 | 0.10208 | 0.10209 | 0.10213 | 0 | 0 | 0.024893 | 0.09 | 0.002872 | 1.3997 | 1.3997 | 3.4653 | 0 | 0.0052034 | 0.003872 | 0.023281 | 0.085287 | 0 | 0 | 0 | 0 | 0 | 0.011212 | 0.015969 | 0.79954 | 0.24245 | 2.6581 | 2.1271 | 0 | 0.32182 | 0.83819 | 0 | 0 | 0 | 0.63392 | -0.00024361 | 0.048579 | 0 | 0.0017095 | 0 | -0.1415 | 0 | 0 | 0 | 0 | 0 | 0 | 0 | 0 | 3.1506 | 0.043723 | 0.00013688 | -1.0625 | 0 | 0 | 0 | 0 | 0 | 0 | 0 | 0 | 0 | -2.2 | 0 | 0 | 0 | 0 | 0 | 0 | 0 | -37.8998 | 1.8827 | 0 | 1.1748 | 0 | 1.2143 | 11.7517 | 1.2663 | 3.1569 | 0.15353 | 0.055921 | -0.63577 | 0.63797 | 0.20824 | 3.7009 | -7.414 | 22.1402 | -41.9396 | 0 | 0.48567 | 0 | 1.7286 | 0.2203
2025_06_20 Hr 12 | 0.49948 | 7.1659e-05 | 0 | 0.10206 | 0.10206 | 0.10164 | 0.10208 | 0.10209 | 0.10213 | 0 | 0 | 0.024893 | 0.03 | 0.0008257 | 1.3997 | 1.3997 | 3.4653 | 0 | 0.0052034 | 0.003872 | 0.023281 | 0.085287 | 0 | 0 | 0 | 0 | 0 | 0.011212 | 0.015969 | 0.79954 | 0.24245 | 2.6581 | 2.1271 | 0 | 0.32182 | 0.83819 | 0 | 0 | 0 | 0.81519 | 0 | 0.048579 | 0 | 0.0014745 | 0 | -0.12175 | 0 | 0 | 0 | 0 | 0 | 0 | 0 | 0 | 2.5989 | 0.043723 | 0.00013688 | -1.0625 | 0 | 0 | 0 | 0 | 0 | 0 | 0 | 0 | 0 | -2.2 | 0 | 0 | 0 | 0 | 0 | 0 | 0 | -32.1444 | 1.8827 | 0 | 1.0033 | 0 | 0.97495 | 11.5802 | 1.2663 | 3.1569 | 0.15353 | 0.055921 | -0.49948 | 0.63797 | 0.20824 | 3.7009 | -2.4795 | 21.1532 | -36.0281 | 0 | 0.48567 | 0 | 1.7286 | 0.22289
2025_06_20 Hr 13 | 0.54503 | 0.00015285 | 0 | 0 | 0 | 0 | 0 | 0 | 0 | 0 | 0 | 0.024893 | 0.06 | 0.0015299 | 1.3997 | 1.3997 | 3.4653 | 0 | 0.0052034 | 0.003872 | 0.023281 | 0.085287 | 0 | 0 | 0 | 0 | 0 | 0.011212 | 0.015969 | 0.70752 | 0 | 2.6581 | 2.1271 | 0 | 0.32182 | 0.83819 | 0 | 0 | 0 | 0.85199 | 0 | 0.048579 | 0 | 0.0030052 | 0 | -0.11264 | 0 | 0 | 0 | 0 | 0 | 0 | 0 | 0 | 2.2577 | 0.043723 | 0.00013688 | -1.0625 | 0 | 0 | 0 | 0 | 0 | 0 | 0 | 0 | 0 | -2.2 | 0 | 0 | 0 | 0 | 0 | 0 | 0 | -26.3638 | 1.8827 | 0 | 1.0033 | 0 | 0.84438 | 10.6337 | 1.2663 | 3.1569 | 0.15353 | 0.055921 | -0.54503 | 0.63797 | 0.20824 | 3.7009 | 1.9573 | 20.7556 | -30.284 | 0 | 0.48567 | 0 | 1.7286 | 0.22074
2025_06_20 Hr 14 | 0.49933 | 0.00032209 | 0 | 0 | 0 | 0 | 0 | 0 | 0 | 0 | 0 | 0.024893 | 0.03 | 0.0007601 | 1.3997 | 1.3997 | 3.4653 | 0 | 0.0052034 | 0.003872 | 0.023281 | 0.085287 | 0 | 0 | 0 | 0 | 0 | 0.011212 | 0.015969 | 0.72425 | 0 | 2.6581 | 2.1271 | 0 | 0.32182 | 0.83819 | 0 | 0 | 0 | 0.79489 | 0 | 0.048579 | 0 | 0.0029861 | 0 | -0.11192 | 0 | 0 | 0 | 0 | 0 | 0 | 0 | 0 | 1.9891 | 0.043723 | 0.00013688 | -1.0625 | 0 | 0 | 0 | 0 | 0 | 0 | 0 | 0 | 0 | -2.2 | 0 | 0 | 0 | 0 | 0 | 0 | 0 | -25.0578 | 1.8827 | 0 | 1.0033 | 0 | 0.68334 | 10.6504 | 1.2663 | 3.1569 | 0.15353 | 0.055921 | -0.49933 | 0.63797 | 0.20824 | 3.7009 | 2.763 | 20.2492 | -28.9316 | 0 | 0.48567 | 0 | 1.7286 | 0.22032
2025_06_20 Hr 15 | 0.52229 | 0.00020905 | 0 | 0 | 0 | 0 | 0 | 0 | 0 | 0 | 0 | 0.024893 | 0.06 | 0.0010296 | 0.78605 | 0.78606 | 2.2376 | 0 | 0.0052034 | 0.003872 | 0.023281 | 0.085287 | 0 | 0 | 0 | 0 | 0 | 0.011212 | 0.015969 | 0.29873 | 0 | 2.0039 | 2.1271 | 0 | 0.22656 | 0.83819 | 0 | 0 | 0 | 4.536 | 0 | 0.048579 | 0 | 0.0020224 | 0 | -0.07512 | 0 | 0 | 0 | 0 | 0 | 0 | 0 | 0 | 1.9165 | 0.043723 | 0.00013688 | -1.0625 | 0 | 0 | 0 | 0 | 0 | 0 | 0 | 0 | 0 | -2.2 | 0 | 0 | 0 | 0 | 0 | 0 | 0 | -16.1572 | 1.8827 | 0 | 1.0033 | 0 | 0.531 | 7.1157 | 1.2663 | 3.1569 | 0.15353 | 0.055921 | -0.52229 | 0.63797 | 0.20824 | 3.7009 | 11.6159 | 19.9813 | -20.0172 | 0 | 0.48567 | 0 | 1.7286 | 0.2195
2025_06_20 Hr 16 | 0.47703 | 0.00012114 | 0 | 0 | 0 | 0 | 0 | 0 | 0 | 0 | 0 | 0.024893 | 0.12 | 0.0023803 | 1.0357 | 1.0357 | 2.471 | 0 | 0.0052034 | 0.003872 | 0.023281 | 0.085287 | 0 | 0 | 0 | 0 | 0 | 0.011212 | 0.015969 | 0.3003 | 0 | 2.3073 | 2.1271 | 0 | 0.27073 | 0.83819 | 0 | 0 | 0 | 3.7009 | 0 | 0.048579 | 0 | 0.0023378 | 0 | -0.087161 | 0 | 0 | 0 | 0 | 0 | 0 | 0 | 0 | 1.7785 | 0.043723 | 0.00013688 | -1.0625 | 0 | 0 | 0 | 0 | 0 | 0 | 0 | 0 | 0 | -2.2 | 0 | 0 | 0 | 0 | 0 | 0 | 0 | -17.9573 | 1.8827 | 0 | 1.0033 | 0 | 0.70075 | 8.1533 | 1.2663 | 3.1569 | 0.15353 | 0.055921 | -0.47703 | 0.63797 | 0.20824 | 3.7009 | 10.1449 | 20.0747 | -21.784 | 0 | 0.48567 | 0 | 1.7286 | 0.22088
2025_06_20 Hr 17 | 0.49955 | 0.00023674 | 0 | 0 | 0 | 0 | 0 | 0 | 0 | 0 | 0 | 0.024893 | 0.21 | 0.0053334 | 1.2853 | 1.2853 | 3.0448 | 0 | 0.0052034 | 0.003872 | 0.023281 | 0.085287 | 0 | 0 | 0 | 0 | 0 | 0.011212 | 0.015969 | 0.44812 | 0 | 2.6581 | 2.1271 | 0 | 0.32182 | 0.83819 | 0 | 0 | 0 | 2.0749 | 0 | 0.048579 | 0 | 0.0029932 | 0 | -0.11219 | 0 | 0 | 0 | 0 | 0 | 0 | 0 | 0 | 1.7785 | 0.043723 | 0.00013688 | -1.0625 | 0 | 0 | 0 | 0 | 0 | 0 | 0 | 0 | 0 | -2.2 | 0 | 0 | 0 | 0 | 0 | 0 | 0 | -20.8778 | 1.8827 | 0 | 1.0033 | 0 | 0.79215 | 9.7249 | 1.2663 | 3.1569 | 0.15353 | 0.055921 | -0.49955 | 0.63797 | 0.20824 | 3.7009 | 7.3795 | 20.3317 | -24.752 | 0 | 0.48567 | 0 | 1.7286 | 0.21983
2025_06_20 Hr 18 | 0.4771 | 0.00023251 | 0 | 0.10206 | 0.10206 | 0.10164 | 0.10208 | 0.10209 | 0.10213 | 0 | 0 | 0.024893 | 0.33 | 0.0098437 | 1.3997 | 1.3997 | 3.4653 | 0 | 0.0052034 | 0.003872 | 0.023281 | 0.085287 | 0 | 0 | 0 | 0 | 0 | 0.011212 | 0.015969 | 0.68929 | 0.39209 | 2.6581 | 2.1271 | 0 | 0.32182 | 0.83819 | 0 | 0 | 0 | 1.209 | 0 | 0.048579 | 0 | 0.001598 | 0 | -0.13213 | 0 | 0 | 0 | 0 | 0 | 0 | 0 | 0 | 1.9891 | 0.043723 | 0.00013688 | -1.0625 | 0 | 0 | 0 | 0 | 0 | 0 | 0 | 0 | 0 | -2.2 | 0 | 0 | 0 | 0 | 0 | 0 | 0 | -26.6238 | 1.8827 | 0 | 1.1145 | 0 | 0.63111 | 11.5811 | 1.2663 | 3.1569 | 0.15353 | 0.055921 | -0.4771 | 0.63797 | 0.20824 | 3.7009 | 2.7787 | 20.4841 | -30.4955 | 0 | 0.48567 | 0 | 1.7286 | 0.22068
2025_06_20 Hr 19 | 0.24934 | 0.00015053 | 0 | 0.10206 | 0.10206 | 0.10164 | 0.10208 | 0.10209 | 0.10213 | 0 | 0 | 0.024893 | 1.11 | 0.0342 | 1.3997 | 1.3997 | 3.4653 | 0 | 0.0052034 | 0.003872 | 0.023281 | 0.085287 | 0 | 0 | 0 | 0 | 0 | 0.011212 | 0.015969 | 0.79954 | 0.24245 | 2.6581 | 2.1271 | 0 | 0.32182 | 0.83819 | 0 | 0 | 0 | 1.28 | 0 | 0.048579 | 0 | 0.0016506 | 0 | -0.13655 | 0 | 0 | 0 | 0 | 0 | 0 | 0 | 0 | 1.8511 | 0.043723 | 0.00013688 | -1.0625 | 0 | 0 | 0 | 0 | 0 | 0 | 0 | 0 | 0 | -2.2 | 0 | 0 | 0 | 0 | 0 | 0 | 0 | -30.5596 | 1.8827 | 0 | 1.0806 | 0 | 0.84438 | 11.6575 | 1.2663 | 3.1569 | 0.15353 | 0.055921 | -0.24934 | 0.63797 | 0.20824 | 3.7009 | -0.13328 | 21.1371 | -34.2079 | 0 | 0.48567 | 0 | 1.7286 | 0.22187
2025_06_20 Hr 20 | 0.11341 | 7.5785e-05 | 0 | 0.10206 | 0.10206 | 0.10164 | 0.10208 | 0.10209 | 0.10213 | 0 | 0 | 0.024893 | 1.92 | 0.060764 | 1.3997 | 1.3997 | 3.4653 | 0 | 0.0052034 | 0.003872 | 0.023281 | 0.085287 | 0 | 0 | 0 | 0 | 0 | 0.011212 | 0.015969 | 0.79954 | 0.24245 | 2.6581 | 2.1271 | 0 | 0.32182 | 0.83819 | 0 | 0 | 0 | 0.9235 | 0 | 0.048579 | 0 | 0.0016954 | 0 | -0.14032 | 0 | 0 | 0 | 0 | 0 | 0 | 0 | 0 | 2.1197 | 0.043723 | 0.00013688 | -1.0625 | 0 | 0 | 0 | 0 | 0 | 0 | 0 | 0 | 0 | -2.2 | 0 | 0 | 0 | 0 | 0 | 0 | 0 | -32.838 | 1.8827 | 0 | 1.1628 | 0 | 1.1447 | 11.7398 | 1.2663 | 3.1569 | 0.15353 | 0.055921 | -0.11341 | 0.63797 | 0.20824 | 3.7009 | -1.2867 | 22.4043 | -36.3542 | 0 | 0.48567 | 0 | 1.7286 | 0.21953
2025_06_20 Hr 21 | 0 | 1.4467e-05 | 0 | 0.10206 | 0.10206 | 0.10164 | 0.10208 | 0.10209 | 0.10213 | 0 | 0 | 0.024893 | 1.89 | 0.051555 | 1.3997 | 1.3997 | 3.4653 | 0 | 0.0052034 | 0.003872 | 0.023281 | 0.085287 | 0 | 0 | 0 | 0 | 0 | 0.011212 | 0.015969 | 0.79787 | 0.24245 | 2.6581 | 2.1271 | 0 | 0.32182 | 0.83819 | 0 | 0 | 0 | 1.1525 | 0 | 0.048579 | 0 | 0.0014613 | 0 | -0.12065 | 0 | 0 | 0 | 0 | 0 | 0 | 0 | 0 | 2.1197 | 0.043723 | 0.00013688 | -1.0625 | 0 | 0 | 0 | 0 | 0 | 0 | 0 | 0 | 0 | -2.2 | 0 | 0 | 0 | 0 | 0 | 0 | 0 | -31.0337 | 1.8827 | 0 | 1.0033 | 0 | 1.1752 | 11.5786 | 1.2663 | 3.1569 | 0.15353 | 0.055921 | 0 | 0.63797 | 0.20824 | 3.7009 | 0.59454 | 22.2803 | -34.4168 | 0 | 0.48567 | 0 | 1.7286 | 0.21777
2025_06_20 Hr 22 | 0 | 2.0483e-06 | 0 | 0 | 0 | 0 | 0 | 0 | 0 | 0 | 0 | 0.024893 | 2.34 | 0.059648 | 1.3997 | 1.3997 | 3.4653 | 0 | 0.0052034 | 0.003872 | 0.023281 | 0.085287 | 0 | 0 | 0 | 0 | 0 | 0.011212 | 0.015969 | 0.7828 | 0.24245 | 2.6581 | 2.1271 | 0 | 0.32182 | 0.83819 | 0 | 0 | 0 | 1.23 | 0 | 0.048579 | 0 | 0.0030042 | 0 | -0.11261 | 0 | 0 | 0 | 0 | 0 | 0 | 0 | 0 | 1.7785 | 0.043723 | 0.00013688 | -1.0625 | 0 | 0 | 0 | 0 | 0 | 0 | 0 | 0 | 0 | -2.2 | 0 | 0 | 0 | 0 | 0 | 0 | 0 | -31.314 | 1.8827 | 0 | 1.0033 | 0 | 1.3754 | 10.9515 | 1.2663 | 3.1569 | 0.15353 | 0.055921 | 0 | 0.63797 | 0.20824 | 3.7009 | 0.09016 | 22.5978 | -34.6891 | 0 | 0.48567 | 0 | 1.7286 | 0.21812
2025_06_20 Hr 23 | 0 | 0 | 0 | 0 | 0 | 0 | 0 | 0 | 0 | 0 | 0 | 0.024893 | 2.19 | 0.07659 | 1.3997 | 1.3997 | 3.5931 | 0 | 0.0052034 | 0.003872 | 0.023281 | 0.085287 | 0 | -0.86948 | 0 | 0 | 0 | 0.011212 | 0.015969 | 0.79954 | 0.24245 | 2.7137 | 2.1271 | 0 | 0.33018 | 0.83819 | 0 | 0 | 0 | 0.67835 | 0 | 0.048579 | 0 | 0.0041218 | 0 | -0.15528 | 0 | 0 | 0 | 0 | 0 | 0 | 0 | 0 | 1.51 | 0.043723 | 0.00013688 | 0 | 0 | 0 | 0 | 0 | 0 | 0 | 0 | 0 | 0 | 0 | 0 | 0 | 0 | 0 | 0 | 0 | 0 | -40.1719 | 1.8827 | 0 | 1.3765 | 0 | 1.7453 | 11.5247 | 1.2663 | 3.1569 | 0.15353 | 0.055921 | 0 | 0.63797 | 0.20824 | 3.7009 | -6.4245 | 22.5691 | -41.1967 | 0 | 0.48567 | 0 | 1.7286 | 0.21281
2025_06_20 Hr 24 | 0 | 0 | 0 | 0 | 0 | 0 | 0 | 0 | 0 | 0 | 0 | 0.024893 | 2.07 | 0.048806 | 1.3997 | 1.3997 | 3.5931 | 0 | 0.0052034 | 0.003872 | 0.023281 | 0.085287 | 0 | -1.1747 | 0 | 0 | 0 | 0.011212 | 0.015969 | 0.54914 | 0 | 2.7137 | 2.1271 | 0 | 0.33018 | 0.83819 | 0 | 0 | 0 | 0.55854 | 0 | 0.048579 | 0 | 0.0040419 | 0 | -0.104 | 0 | 0 | 0 | 0 | 0 | 0 | 0 | 0 | 1.5753 | 0.043723 | 0.00013688 | 0 | 0 | 0 | 0 | 0 | 0 | 0 | 0 | 0 | 0 | 0 | 0 | 0 | 0 | 0 | 0 | 0 | 0 | -25.0125 | 1.8827 | 0 | 0 | 0 | 1.9543 | 9.6554 | 1.2663 | 3.1569 | 0.15353 | 0.055921 | 0 | 0.63797 | 0.20824 | 3.7009 | 6.6121 | 22.6894 | -26.2912 | 0 | 0.48567 | 0 | 1.7286 | 0.20661
2025_06_21 Hr 01 | 0 | 0 | 0 | 0 | 0 | 0 | 0 | 0 | 0 | 0 | 0 | 0.024893 | 2.16 | 0.067977 | 1.3893 | 1.3893 | 3.5605 | 0 | 0.0052034 | 0.003872 | 0.023281 | 0.085287 | 0 | -0.96328 | 0 | 0 | 0 | 0.011212 | 0.015969 | 0.42938 | 0 | 2.6883 | 2.1271 | 0 | 0.32228 | 0.83819 | 0 | 0 | 0 | 0 | -4.3317 | 0.048579 | 0 | 0.005395 | 0 | -0.13952 | 0 | 0 | 0 | 0 | 0 | 0 | 0 | 0 | 2.1197 | 0.043723 | 0.00013688 | 0 | 0 | 0 | 0 | 0 | 0 | 0 | 0 | 0 | 0 | 0 | 0 | 0 | 0 | 0 | 0 | 0 | 0 | -21.5241 | 1.8827 | 0 | 0 | 0 | 2.0979 | 9.4569 | 1.2663 | 3.1569 | 0.15353 | 0.055921 | 0 | 0.63797 | 0.20824 | 3.7009 | 5.9726 | 23.4744 | -22.627 | 0 | 0.48567 | 0 | 1.7286 | 0.20231
2025_06_21 Hr 02 | 0 | 0 | 0 | 0 | 0 | 0 | 0 | 0 | 0 | 0 | 0 | 0.024893 | 1.38 | 0.049502 | 1.3945 | 1.3945 | 3.5956 | 0 | 0.0052034 | 0.003872 | 0.023281 | 0.085287 | 0 | -0.84541 | 0 | 0 | 0 | 0.011212 | 0.015969 | 0.67054 | 0 | 2.7151 | 2.1271 | 0 | 0.32623 | 0.83819 | 0 | 0 | 0 | 0 | -7.0633 | 0.048579 | 0 | 0.0061494 | 0 | -0.15932 | 0 | 0 | 0 | 0 | 0 | 0 | 0 | 0 | 2.7368 | 0.043723 | 0.00013688 | 0 | 0 | 0 | 0 | 0 | 0 | 0 | 0 | 0 | 0 | 0 | 0 | 0 | 0 | 0 | 0 | 0 | 0 | -20.4407 | 1.8827 | 0 | 0 | 0 | 2.0761 | 9.7703 | 1.2663 | 3.1569 | 0.15353 | 0.055921 | 0 | 0.63797 | 0.20824 | 3.7009 | 4.5359 | 23.2743 | -21.4454 | 0 | 0.48567 | 0 | 1.7286 | 0.20143
2025_06_21 Hr 03 | 0 | 0 | 0 | 0 | 0 | 0 | 0 | 0 | 0 | 0 | 0 | 0.024893 | 0.96 | 0.020828 | 1.3997 | 1.3997 | 3.5956 | 0 | 0.0052034 | 0.003872 | 0.023281 | 0.085287 | 0 | -1.2251 | 0 | 0 | 0 | 0.011212 | 0.015969 | 0.30378 | 0 | 2.742 | 2.1271 | 0 | 0.33018 | 0.83819 | 0 | 0 | 0 | 0 | -5.9678 | 0.048579 | 0 | 0.0037194 | 0 | -0.095533 | 0 | 0 | 0 | 0 | 0 | 0 | 0 | 0 | 3.2885 | 0.043723 | 0.00013688 | 0 | 0 | 0 | 0 | 0 | 0 | 0 | 0 | 0 | 0 | 0 | 0 | 0 | 0 | 0 | 0 | 0 | 0 | -13.8025 | 1.8827 | 0 | 0 | 0 | 1.4842 | 9.4408 | 1.2663 | 3.1569 | 0.15353 | 0.055921 | 0 | 0.63797 | 0.20824 | 3.7009 | 11.1362 | 22.7862 | -15.1231 | 0 | 0.48567 | 0 | 1.7286 | 0.19826
2025_06_21 Hr 04 | 0 | 0 | 0 | 0 | 0 | 0 | 0 | 0 | 0 | 0 | 0 | 0.024893 | 0.54 | 0.011807 | 1.3997 | 1.3997 | 3.6189 | 0 | 0.0052034 | 0.003872 | 0.023281 | 0.085287 | 0 | -1.2206 | 0 | 0 | 0 | 0.011212 | 0.015969 | 0.29873 | 0 | 2.742 | 2.1271 | 0 | 0.33018 | 0.83819 | 0 | 0 | 0 | 0 | -5.8347 | 0.048579 | 0 | 0.0037483 | 0 | -0.096293 | 0 | 0 | 0 | 0 | 0 | 0 | 0 | 0 | 3.6297 | 0.043723 | 0.00013688 | 0 | 0 | 0 | 0 | 0 | 0 | 0 | 0 | 0 | 0 | 0 | 0 | 0 | 0 | 0 | 0 | 0 | 0 | -13.6683 | 1.8827 | 0 | 0 | 0 | 1.1229 | 9.4591 | 1.2663 | 3.1569 | 0.15353 | 0.055921 | 0 | 0.63797 | 0.20824 | 3.7009 | 10.9761 | 22.3368 | -14.9851 | 0 | 0.48567 | 0 | 1.7286 | 0.19795
2025_06_21 Hr 05 | 0 | 0 | 0 | 0 | 0 | 0 | 0 | 0 | 0 | 0 | 0 | 0.024893 | 0.27 | 0.005722 | 1.3997 | 1.3997 | 3.4204 | 0 | 0.0052034 | 0.003872 | 0.023281 | 0.085287 | 0 | -1.2386 | 0 | 0 | 0 | 0.011212 | 0.015969 | 0.30545 | 0 | 2.742 | 2.1271 | 0 | 0.33018 | 0.83819 | 0 | 0 | 0 | 0 | -6.3394 | 0.048579 | 0 | 0.003633 | 0 | -0.093266 | 0 | 0 | 0 | 0 | 0 | 0 | 0 | 0 | 3.7676 | 0.043723 | 0.00013688 | 0 | 0 | 0 | 0 | 0 | 0 | 0 | 0 | 0 | 0 | 0 | 0 | 0 | 0 | 0 | 0 | 0 | 0 | -12.0609 | 1.8827 | 0 | 0 | 0 | 1.2448 | 9.2673 | 1.2663 | 3.1569 | 0.15353 | 0.055921 | 0 | 0.63797 | 0.20824 | 3.7009 | 11.856 | 22.3209 | -13.3927 | 0 | 0.48567 | 0 | 1.7286 | 0.19833
2025_06_21 Hr 06 | 0.022813 | 0 | 0 | 0 | 0 | 0 | 0 | 0 | 0 | 0 | 0 | 0.024893 | 0.72 | 0.019888 | 1.3997 | 1.3997 | 3.6189 | 0 | 0.0052034 | 0.003872 | 0.023281 | 0.085287 | 0 | -1.0664 | 0 | 0 | 0 | 0.011212 | 0.015969 | 0.42936 | 0 | 2.742 | 2.1271 | 0 | 0.33018 | 0.83819 | 0 | 0 | 0 | 0 | -5.2371 | 0.048579 | 0 | 0.0047353 | 0 | -0.1222 | 0 | 0 | 0 | 0 | 0 | 0 | 0 | 0 | 3.695 | 0.043723 | 0.00013688 | 0 | 0 | 0 | 0 | 0 | 0 | 0 | 0 | 0 | 0 | 0 | 0 | 0 | 0 | 0 | 0 | 0 | 0 | -20.3148 | 1.8827 | 0 | 0 | 0 | 1.1447 | 9.5898 | 1.2663 | 3.1569 | 0.15353 | 0.055921 | -0.022813 | 0.63797 | 0.20824 | 3.7009 | 5.4644 | 22.638 | -21.5262 | 0 | 0.48567 | 0 | 1.7286 | 0.20113
2025_06_21 Hr 07 | 0.47289 | 1.244e-06 | 0 | 0 | 0 | 0 | 0 | 0 | 0 | 0 | 0 | 0.024893 | 1.65 | 0.03193 | 0.77674 | 0.77674 | 2.5711 | 0 | 0.0052034 | 0.003872 | 0.023281 | 0.085287 | 0 | 0 | 0 | 0 | 0 | 0.011212 | 0.015969 | 0.34394 | 0 | 2.1834 | 2.1271 | 0 | 0.24941 | 0.83819 | 0 | 0 | 0 | 0 | -2.0353 | 0.048579 | 0 | 0.0033174 | 0 | -0.084981 | 0 | 0 | 0 | 0 | 0 | 0 | 0 | 0 | 3.078 | 0.043723 | 0.00013688 | -1.0625 | 0 | 0 | 0 | 0 | 0 | 0 | 0 | 0 | 0 | -2.2 | 0 | 0 | 0 | 0 | 0 | 0 | 0 | -10.9348 | 1.8827 | 0 | 0 | 0 | 1.0141 | 6.6519 | 1.2663 | 3.1569 | 0.15353 | 0.055921 | -0.47289 | 0.63797 | 0.20824 | 3.7009 | 13.0654 | 23.2039 | -14.7552 | 0 | 0.48567 | 0 | 1.7286 | 0.20335
2025_06_21 Hr 08 | 0.65982 | 8.1128e-06 | 0 | 0 | 0 | 0 | 0 | 0 | 0 | 0 | 0 | 0.024893 | 1.95 | 0.035155 | 0.78605 | 0.78605 | 2.2834 | 0 | 0.0052034 | 0.003872 | 0.023281 | 0.085287 | 0 | 0 | 0 | 0 | 0 | 0.011212 | 0.015969 | 0.29873 | 0 | 2.0872 | 2.1271 | 0 | 0.23554 | 0.83819 | 0 | 0 | 0 | 3.399 | 0 | 0.048579 | 0 | 0.0030906 | 0 | -0.079028 | 0 | 0 | 0 | 0 | 0 | 0 | 0 | 0 | 2.1923 | 0.043723 | 0.00013688 | -1.0625 | 0 | 0 | 0 | 0 | 0 | 0 | 0 | 0 | 0 | -2.2 | 0 | 0 | 0 | 0 | 0 | 0 | 0 | -19.1058 | 1.8827 | 0 | 0 | 0 | 0.79215 | 6.2414 | 1.2663 | 3.1569 | 0.15353 | 0.055921 | -0.65982 | 0.63797 | 0.20824 | 3.7009 | 9.1108 | 22.5775 | -23.1071 | 0 | 0.48567 | 0 | 1.7286 | 0.20822
2025_06_21 Hr 09 | 0.61173 | 4.5346e-05 | 0 | 0 | 0 | 0 | 0 | 0 | 0 | 0 | 0 | 0.024893 | 2.4 | 0.046701 | 1.0357 | 1.0357 | 2.4968 | 0 | 0.0052034 | 0.003872 | 0.023281 | 0.085287 | 0 | 0 | 0 | 0 | 0 | 0.011212 | 0.015969 | 0.29873 | 0 | 2.4626 | 2.1271 | 0 | 0.28964 | 0.83819 | 0 | 0 | 0 | 4.6151 | 0 | 0.048579 | 0 | 0.0033358 | 0 | -0.085465 | 0 | 0 | 0 | 0 | 0 | 0 | 0 | 0 | 1.7785 | 0.043723 | 0.00013688 | -1.0625 | 0 | 0 | 0 | 0 | 0 | 0 | 0 | 0 | 0 | -2.2 | 0 | 0 | 0 | 0 | 0 | 0 | 0 | -23.6192 | 1.8827 | 0 | 0 | 0 | 0.46136 | 7.3295 | 1.2663 | 3.1569 | 0.15353 | 0.055921 | -0.61173 | 0.63797 | 0.20824 | 3.7009 | 6.6701 | 22.3044 | -27.5789 | 0 | 0.48567 | 0 | 1.7286 | 0.21214
2025_06_21 Hr 10 | 0.47718 | 0.00011409 | 0 | 0 | 0 | 0 | 0 | 0 | 0 | 0 | 0 | 0.024893 | 2.34 | 0.046927 | 1.2853 | 1.2854 | 2.5755 | 0 | 0.0052034 | 0.003872 | 0.023281 | 0.085287 | 0 | 0 | 0 | 0 | 0 | 0.011212 | 0.015969 | 0.29873 | 0 | 2.3314 | 2.1271 | 0 | 0.27073 | 0.83819 | 0 | 0 | 0 | 4.9289 | 0 | 0.048579 | 0 | 0.0034379 | 0 | -0.088144 | 0 | 0 | 0 | 0 | 0 | 0 | 0 | 0 | 1.51 | 0.043723 | 0.00013688 | -1.0625 | 0 | 0 | 0 | 0 | 0 | 0 | 0 | 0 | 0 | -2.2 | 0 | 0 | 0 | 0 | 0 | 0 | 0 | -24.1849 | 1.8827 | 0 | 0 | 0 | 0.43089 | 7.7763 | 1.2663 | 3.1569 | 0.15353 | 0.055921 | -0.47718 | 0.63797 | 0.20824 | 3.7009 | 6.4876 | 21.7952 | -28.0127 | 0 | 0.48567 | 0 | 1.7286 | 0.21513
2025_06_21 Hr 11 | 0.54503 | 0.0001727 | 0 | 0 | 0 | 0 | 0 | 0 | 0 | 0 | 0 | 0.024893 | 2.31 | 0.046138 | 1.3945 | 1.3945 | 2.7893 | 0 | 0.0052034 | 0.003872 | 0.023281 | 0.085287 | 0 | 0 | 0 | 0 | 0 | 0.011212 | 0.015969 | 0.29873 | 0 | 2.6324 | 2.1271 | 0 | 0.31412 | 0.83819 | 0 | 0 | 0 | 3.9639 | 0 | 0.048579 | 0 | 0.003424 | 0 | -0.08778 | 0 | 0 | 0 | 0 | 0 | 0 | 0 | 0 | 1.372 | 0.043723 | 0.00013688 | -1.0625 | 0 | 0 | 0 | 0 | 0 | 0 | 0 | 0 | 0 | -2.2 | 0 | 0 | 0 | 0 | 0 | 0 | 0 | -23.6808 | 1.8827 | 0 | 0 | 0 | 0.36125 | 8.5095 | 1.2663 | 3.1569 | 0.15353 | 0.055921 | -0.54503 | 0.63797 | 0.20824 | 3.7009 | 6.5661 | 21.6687 | -27.5761 | 0 | 0.48567 | 0 | 1.7286 | 0.21572
2025_06_21 Hr 12 | 0.59008 | 0.00019083 | 0 | 0 | 0 | 0 | 0 | 0 | 0 | 0 | 0 | 0.024893 | 2.28 | 0.040347 | 1.3217 | 1.3217 | 2.2609 | 0 | 0.0052034 | 0.003872 | 0.023281 | 0.085287 | 0 | 0 | 0 | 0 | 0 | 0.011212 | 0.015969 | 0.29873 | 0 | 2.0694 | 2.1271 | 0 | 0.23297 | 0.83819 | 0 | 0 | 0 | 4.4809 | 0 | 0.048579 | 0 | 0.0030336 | 0 | -0.077531 | 0 | 0 | 0 | 0 | 0 | 0 | 0 | 0 | 1.2994 | 0.043723 | 0.00013688 | -1.0625 | 0 | 0 | 0 | 0 | 0 | 0 | 0 | 0 | 0 | -2.2 | 0 | 0 | 0 | 0 | 0 | 0 | 0 | -19.7645 | 1.8827 | 0 | 0 | 0 | 0.25244 | 7.2725 | 1.2663 | 3.1569 | 0.15353 | 0.055921 | -0.59008 | 0.63797 | 0.20824 | 3.7009 | 9.4748 | 21.4161 | -23.6946 | 0 | 0.48567 | 0 | 1.7286 | 0.21639
2025_06_21 Hr 13 | 0.72637 | 0.00020645 | 0 | 0 | 0 | 0 | 0 | 0 | 0 | 0 | 0 | 0.024893 | 2.46 | 0.042474 | 0.57552 | 0.57554 | 2.2609 | 0 | 0.0052034 | 0.003872 | 0.023281 | 0.085287 | 0 | 0 | 0 | 0 | 0 | 0.011212 | 0.015969 | 0.29873 | 0 | 2.105 | 2.1271 | 0 | 0.23811 | 0.83819 | 0 | 0 | 0 | 6.0904 | 0 | 0.048579 | 0 | 0.0029599 | 0 | -0.075597 | 0 | 0 | 0 | 0 | 0 | 0 | 0 | 0 | 0.8929 | 0.043723 | 0.00013688 | -1.0625 | 0 | 0 | 0 | 0 | 0 | 0 | 0 | 0 | 0 | -2.2 | 0 | 0 | 0 | 0 | 0 | 0 | 0 | -20.0163 | 1.8827 | 0 | 0 | 0 | 0.15234 | 5.8157 | 1.2663 | 3.1569 | 0.15353 | 0.055921 | -0.72637 | 0.63797 | 0.20824 | 3.7009 | 9.0599 | 21.2345 | -24.0808 | 0 | 0.48567 | 0 | 1.7286 | 0.21788
2025_06_21 Hr 14 | 0.5451 | 0.00019759 | 0 | 0 | 0 | 0 | 0 | 0 | 0 | 0 | 0 | 0.024893 | 2.64 | 0.042207 | 0.55119 | 0.55119 | 2.2609 | 0 | 0.0052034 | 0.003872 | 0.023281 | 0.085287 | 0 | 0 | 0 | 0 | 0 | 0.011212 | 0.015969 | 0.29873 | 0 | 2.0159 | 2.1271 | 0 | 0.22527 | 0.83819 | 0 | 0 | 0 | 6.0146 | 0 | 0.048579 | 0 | 0.0027407 | 0 | -0.069844 | 0 | 0 | 0 | 0 | 0 | 0 | 0 | 0 | 0.75498 | 0.043723 | 0.00013688 | -1.0625 | 0 | 0 | 0 | 0 | 0 | 0 | 0 | 0 | 0 | -2.2 | 0 | 0 | 0 | 0 | 0 | 0 | 0 | -16.2542 | 1.8827 | 0 | 0 | 0 | 0.10881 | 5.678 | 1.2663 | 3.1569 | 0.15353 | 0.055921 | -0.5451 | 0.63797 | 0.20824 | 3.7009 | 12.5969 | 21.036 | -20.1316 | 0 | 0.48567 | 0 | 1.7286 | 0.21514
2025_06_21 Hr 15 | 0.52229 | 0.00026343 | 0 | 0 | 0 | 0 | 0 | 0 | 0 | 0 | 0 | 0.024893 | 2.7 | 0.057625 | 0.78605 | 0.78606 | 2.7664 | 0 | 0.0052034 | 0.003872 | 0.023281 | 0.085287 | 0 | 0 | 0 | 0 | 0 | 0.011212 | 0.015969 | 0.3155 | 0 | 2.3937 | 2.1271 | 0 | 0.27972 | 0.83819 | 0 | 0 | 0 | 6.0212 | 0 | 0.048579 | 0 | 0.0036587 | 0 | -0.093941 | 0 | 0 | 0 | 0 | 0 | 0 | 0 | 0 | 0.8929 | 0.043723 | 0.00013688 | -1.0625 | 0 | 0 | 0 | 0 | 0 | 0 | 0 | 0 | 0 | -2.2 | 0 | 0 | 0 | 0 | 0 | 0 | 0 | -21.134 | 1.8827 | 0 | 0 | 0 | 0.10011 | 7.0477 | 1.2663 | 3.1569 | 0.15353 | 0.055921 | -0.52229 | 0.63797 | 0.20824 | 3.7009 | 9.3306 | 21.2743 | -25.0127 | 0 | 0.48567 | 0 | 1.7286 | 0.21719
2025_06_21 Hr 16 | 0.74511 | 0.00020053 | 0 | 0 | 0 | 0 | 0 | 0 | 0 | 0 | 0 | 0.024893 | 2.82 | 0.050702 | 1.0357 | 1.0357 | 2.2946 | 0 | 0.0052034 | 0.003872 | 0.023281 | 0.085287 | 0 | 0 | 0 | 0 | 0 | 0.011212 | 0.015969 | 0.29873 | 0 | 2.1495 | 2.1271 | 0 | 0.24452 | 0.83819 | 0 | 0 | 0 | 5.3405 | 0 | 0.048579 | 0 | 0.0030822 | 0 | -0.078807 | 0 | 0 | 0 | 0 | 0 | 0 | 0 | 0 | 1.2994 | 0.043723 | 0.00013688 | -1.0625 | 0 | 0 | 0 | 0 | 0 | 0 | 0 | 0 | 0 | -2.2 | 0 | 0 | 0 | 0 | 0 | 0 | 0 | -17.396 | 1.8827 | 0 | 0 | 0 | 0.10011 | 6.8142 | 1.2663 | 3.1569 | 0.15353 | 0.055921 | -0.74511 | 0.63797 | 0.20824 | 3.7009 | 12.654 | 21.9818 | -21.4825 | 0 | 0.48567 | 0 | 1.7286 | 0.21742
2025_06_21 Hr 17 | 0.75325 | 0.00025319 | 0 | 0 | 0 | 0 | 0 | 0 | 0 | 0 | 0 | 0.024893 | 2.85 | 0.06834 | 1.2853 | 1.2854 | 3.0765 | 0 | 0.0052034 | 0.003872 | 0.023281 | 0.085287 | 0 | 0 | 0 | 0 | 0 | 0.011212 | 0.015969 | 0.4293 | 0 | 2.5379 | 2.1271 | 0 | 0.30049 | 0.83819 | 0 | 0 | 0 | 5.0166 | 0 | 0.048579 | 0 | 0.0028261 | 0 | -0.10581 | 0 | 0 | 0 | 0 | 0 | 0 | 0 | 0 | 1.0962 | 0.043723 | 0.00013688 | -1.0625 | 0 | 0 | 0 | 0 | 0 | 0 | 0 | 0 | 0 | -2.2 | 0 | 0 | 0 | 0 | 0 | 0 | 0 | -24.4686 | 1.8827 | 0 | 2.1238 | 0 | 0.13928 | 9.6282 | 1.2663 | 3.1569 | 0.15353 | 0.055921 | -0.75325 | 0.63797 | 0.20824 | 3.7009 | 7.9871 | 21.9325 | -28.5902 | 0 | 0.48567 | 0 | 1.7286 | 0.22046
2025_06_21 Hr 18 | 0.61296 | 0.00024904 | 0 | 0 | 0 | 0 | 0 | 0 | 0 | 0 | 0 | 0.024893 | 2.82 | 0.082295 | 1.3997 | 1.3997 | 3.4903 | 0 | 0.0052034 | 0.003872 | 0.023281 | 0.085287 | 0 | 0 | 0 | 0 | 0 | 0.011212 | 0.015969 | 0.6704 | 0 | 2.6858 | 2.1271 | 0 | 0.32182 | 0.83819 | 0 | 0 | 0 | 3.5322 | 0 | 0.048579 | 0 | 0.0034394 | 0 | -0.12922 | 0 | 0 | 0 | 0 | 0 | 0 | 0 | 0 | 0.82031 | 0.043723 | 0.00013688 | -1.0625 | 0 | 0 | 0 | 0 | 0 | 0 | 0 | 0 | 0 | -2.2 | 0 | 0 | 0 | 0 | 0 | 0 | 0 | -31.7136 | 1.8827 | 0 | 1.0627 | 0 | 0.51359 | 10.7086 | 1.2663 | 3.1569 | 0.15353 | 0.055921 | -0.61296 | 0.63797 | 0.20824 | 3.7009 | 0.41977 | 21.8973 | -35.7183 | 0 | 0.48567 | 0 | 1.7286 | 0.22178
2025_06_21 Hr 19 | 0.6774 | 0.00019602 | 0 | 0.10313 | 0.10313 | 0.1027 | 0.10314 | 0.10315 | 0.10319 | 0 | 0 | 0.024893 | 2.79 | 0.095318 | 1.3997 | 1.3997 | 3.5015 | 0 | 0.0052034 | 0.003872 | 0.023281 | 0.085287 | 0 | 0 | 0 | 0 | 0 | 0.011212 | 0.015969 | 0.79954 | 0.39457 | 2.6858 | 2.1271 | 0 | 0.32182 | 0.83819 | 0 | 0 | 0 | 3.8451 | 0 | 0.048579 | 0 | 0.0018302 | 0 | -0.15164 | 0 | 0 | 0 | 0 | 0 | 0 | 0 | 0 | 0.95824 | 0.043723 | 0.00013688 | -1.0625 | 0 | 0 | 0 | 0 | 0 | 0 | 0 | 0 | 0 | -2.2 | 0 | 0 | 0 | 0 | 0 | 0 | 0 | -39.2023 | 1.8827 | 0 | 1.2822 | 0 | 0.35255 | 11.932 | 1.2663 | 3.1569 | 0.15353 | 0.055921 | -0.6774 | 0.63797 | 0.20824 | 3.7009 | -5.5959 | 21.9208 | -43.2938 | 0 | 0.48567 | 0 | 1.7286 | 0.22105
2025_06_21 Hr 20 | 0.15845 | 8.0135e-05 | 0 | 0.10313 | 0.10313 | 0.1027 | 0.10314 | 0.10315 | 0.10319 | 0 | 0 | 0.024893 | 2.79 | 0.094635 | 1.3997 | 1.3997 | 3.5015 | 0 | 0.0052034 | 0.003872 | 0.023281 | 0.085287 | 0 | 0 | 0 | 0 | 0 | 0.011212 | 0.015969 | 0.79954 | 0.24493 | 2.6858 | 2.1271 | 0 | 0.32182 | 0.83819 | 0 | 0 | 0 | 4.4816 | 0 | 0.048579 | 0 | 0.0018171 | 0 | -0.15054 | 0 | 0 | 0 | 0 | 0 | 0 | 0 | 0 | 0.75498 | 0.043723 | 0.00013688 | -1.0625 | 0 | 0 | 0 | 0 | 0 | 0 | 0 | 0 | 0 | -2.2 | 0 | 0 | 0 | 0 | 0 | 0 | 0 | -40.4246 | 1.8827 | 0 | 1.1553 | 0 | 0.20892 | 11.805 | 1.2663 | 3.1569 | 0.15353 | 0.055921 | -0.15845 | 0.63797 | 0.20824 | 3.7009 | -6.6587 | 21.0508 | -43.9961 | 0 | 0.48567 | 0 | 1.7286 | 0.21766
2025_06_21 Hr 21 | 0 | 2.2747e-05 | 0 | 0.10313 | 0.10313 | 0.1027 | 0.10314 | 0.10315 | 0.10319 | 0 | 0 | 0.024893 | 2.79 | 0.096315 | 1.398 | 1.398 | 3.4903 | 0 | 0.0052034 | 0.003872 | 0.023281 | 0.085287 | 0 | 0 | 0 | 0 | 0 | 0.011212 | 0.015969 | 0.79453 | 0.24493 | 2.6769 | 2.1271 | 0 | 0.32053 | 0.83819 | 0 | 0 | 0 | 4.8588 | 0 | 0.048579 | 0 | 0.0018494 | 0 | -0.15325 | 0 | 0 | 0 | 0 | 0 | 0 | 0 | 0 | 0.8929 | 0.043723 | 0.00013688 | -1.0625 | 0 | 0 | 0 | 0 | 0 | 0 | 0 | 0 | 0 | -2.2 | 0 | 0 | 0 | 0 | 0 | 0 | 0 | -42.8762 | 1.8827 | 0 | 1.2359 | 0 | 0.13057 | 11.857 | 1.2663 | 3.1569 | 0.15353 | 0.055921 | 0 | 0.63797 | 0.20824 | 3.7009 | -8.625 | 20.9511 | -46.2919 | 0 | 0.48567 | 0 | 1.7286 | 0.21654
2025_06_21 Hr 22 | 0 | 6.3952e-06 | 0 | 0.10313 | 0.10313 | 0.1027 | 0.10314 | 0.10315 | 0.10319 | 0 | 0 | 0.024893 | 2.49 | 0.082569 | 1.3997 | 1.3997 | 3.5015 | 0 | 0.0052034 | 0.003872 | 0.023281 | 0.085287 | 0 | 0 | 0 | 0 | 0 | 0.011212 | 0.015969 | 0.79954 | 0.24493 | 2.6858 | 2.1271 | 0 | 0.32182 | 0.83819 | 0 | 0 | 0 | 4.7284 | 0 | 0.048579 | 0 | 0.0017764 | 0 | -0.14712 | 0 | 0 | 0 | 0 | 0 | 0 | 0 | 0 | 1.372 | 0.043723 | 0.00013688 | -1.0625 | 0 | 0 | 0 | 0 | 0 | 0 | 0 | 0 | 0 | -2.2 | 0 | 0 | 0 | 0 | 0 | 0 | 0 | -43.4636 | 1.8827 | 0 | 1.2505 | 0 | 0.17845 | 11.9002 | 1.2663 | 3.1569 | 0.15353 | 0.055921 | 0 | 0.63797 | 0.20824 | 3.7009 | -9.0793 | 21.1653 | -46.8732 | 0 | 0.48567 | 0 | 1.7286 | 0.21618
2025_06_21 Hr 23 | 0 | 0 | 0 | 0.10313 | 0.10313 | 0.1027 | 0.10314 | 0.10315 | 0.10319 | 0 | 0 | 0.024893 | 2.79 | 0.11293 | 1.3997 | 1.3997 | 3.6306 | 0 | 0.0052034 | 0.003872 | 0.023281 | 0.085287 | 0 | -0.72208 | 0 | 0 | 0 | 0.011212 | 0.015969 | 0.79954 | 0.24493 | 2.742 | 2.1271 | 0 | 0.33018 | 0.83819 | 0 | 0 | 0 | 4.2907 | 0 | 0.048579 | 0 | 0.0021683 | 0 | -0.18004 | 0 | 0 | 0 | 0 | 0 | 0 | 0 | 0 | 1.51 | 0.043723 | 0.00013688 | 0 | 0 | 0 | 0 | 0 | 0 | 0 | 0 | 0 | 0 | 0 | 0 | 0 | 0 | 0 | 0 | 0 | 0 | -49.752 | 1.8827 | 0 | 1.2962 | 0 | 0.20021 | 12.1312 | 1.2663 | 3.1569 | 0.15353 | 0.055921 | 0 | 0.63797 | 0.20824 | 3.7009 | -12.5727 | 21.6596 | -50.6542 | 0 | 0.48567 | 0 | 1.7286 | 0.21206
2025_06_21 Hr 24 | 0 | 0 | 0 | 0 | 0 | 0 | 0 | 0 | 0 | 0 | 0 | 0.024893 | 2.76 | 0.075968 | 1.3997 | 1.3997 | 3.6306 | 0 | 0.0052034 | 0.003872 | 0.023281 | 0.085287 | 0 | -1.069 | 0 | 0 | 0 | 0.011212 | 0.015969 | 0.75269 | 0 | 2.742 | 2.1271 | 0 | 0.33018 | 0.83819 | 0 | 0 | 0 | 0 | -0.61756 | 0.048579 | 0 | 0.0047185 | 0 | -0.12176 | 0 | 0 | 0 | 0 | 0 | 0 | 0 | 0 | 2.1923 | 0.043723 | 0.00013688 | 0 | 0 | 0 | 0 | 0 | 0 | 0 | 0 | 0 | 0 | 0 | 0 | 0 | 0 | 0 | 0 | 0 | 0 | -25.8122 | 1.8827 | 0 | 0 | 0 | 0.40043 | 9.9248 | 1.2663 | 3.1569 | 0.15353 | 0.055921 | 0 | 0.63797 | 0.20824 | 3.7009 | 4.7744 | 22.4701 | -27.0029 | 0 | 0.48567 | 0 | 1.7286 | 0.20696
2025_06_22 Hr 01 | 0 | 0 | 0 | 0 | 0 | 0 | 0 | 0 | 0 | 0 | 0 | 0.024893 | 2.7 | 0.08659 | 1.3893 | 1.3893 | 3.5605 | 0 | 0.0052034 | 0.003872 | 0.023281 | 0.085287 | 0 | -0.94722 | 0 | 0 | 0 | 0.011212 | 0.015969 | 0.7895 | 0 | 2.6883 | 2.1271 | 0 | 0.32228 | 0.83819 | 0 | 0 | 0 | 1.0234 | 0 | 0.048579 | 0 | 0.0054978 | 0 | -0.14222 | 0 | 0 | 0 | 0 | 0 | 0 | 0 | 0 | 2.5989 | 0.043723 | 0.00013688 | 0 | 0 | 0 | 0 | 0 | 0 | 0 | 0 | 0 | 0 | 0 | 0 | 0 | 0 | 0 | 0 | 0 | 0 | -27.9791 | 1.8827 | 0 | 0 | 0 | 0.80085 | 9.817 | 1.2663 | 3.1569 | 0.15353 | 0.055921 | 0 | 0.63797 | 0.20824 | 3.7009 | 4.9858 | 23.214 | -29.0685 | 0 | 0.48567 | 0 | 1.7286 | 0.20118
2025_06_22 Hr 02 | 0 | 0 | 0 | 0 | 0 | 0 | 0 | 0 | 0 | 0 | 0 | 0.024893 | 2.61 | 0.093996 | 1.398 | 1.398 | 3.5956 | 0 | 0.0052034 | 0.003872 | 0.023281 | 0.085287 | 0 | -0.8416 | 0 | 0 | 0 | 0.011212 | 0.015969 | 0.79452 | 0 | 2.7151 | 2.1271 | 0 | 0.32623 | 0.83819 | 0 | 0 | 0 | 0.19092 | -0.10331 | 0.048579 | 0 | 0.0061738 | 0 | -0.15996 | 0 | 0 | 0 | 0 | 0 | 0 | 0 | 0 | 3.5644 | 0.043723 | 0.00013688 | 0 | 0 | 0 | 0 | 0 | 0 | 0 | 0 | 0 | 0 | 0 | 0 | 0 | 0 | 0 | 0 | 0 | 0 | -27.7642 | 1.8827 | 0 | 0 | 0 | 1.2622 | 9.9012 | 1.2663 | 3.1569 | 0.15353 | 0.055921 | 0 | 0.63797 | 0.20824 | 3.7009 | 5.7831 | 24.5599 | -28.7657 | 0 | 0.48567 | 0 | 1.7286 | 0.19889
2025_06_22 Hr 03 | 0 | 0 | 0 | 0 | 0 | 0 | 0 | 0 | 0 | 0 | 0 | 0.024893 | 2.52 | 0.064204 | 1.3997 | 1.3997 | 3.6306 | 0 | 0.0052034 | 0.003872 | 0.023281 | 0.085287 | 0 | -1.1238 | 0 | 0 | 0 | 0.011212 | 0.015969 | 0.7895 | 0 | 2.742 | 2.1271 | 0 | 0.33018 | 0.83819 | 0 | 0 | 0 | 0.30933 | 0 | 0.048579 | 0 | 0.0043676 | 0 | -0.11255 | 0 | 0 | 0 | 0 | 0 | 0 | 0 | 0 | 3.4264 | 0.043723 | 0.00013688 | 0 | 0 | 0 | 0 | 0 | 0 | 0 | 0 | 0 | 0 | 0 | 0 | 0 | 0 | 0 | 0 | 0 | 0 | -26.6685 | 1.8827 | 0 | 0 | 0 | 1.0925 | 9.9616 | 1.2663 | 3.1569 | 0.15353 | 0.055921 | 0 | 0.63797 | 0.20824 | 3.7009 | 6.5002 | 24.1342 | -27.9048 | 0 | 0.48567 | 0 | 1.7286 | 0.19662
2025_06_22 Hr 04 | 0 | 0 | 0 | 0 | 0 | 0 | 0 | 0 | 0 | 0 | 0 | 0.024893 | 2.46 | 0.061483 | 1.3997 | 1.3997 | 3.6306 | 0 | 0.0052034 | 0.003872 | 0.023281 | 0.085287 | 0 | -1.1368 | 0 | 0 | 0 | 0.011212 | 0.015969 | 0.79787 | 0 | 2.742 | 2.1271 | 0 | 0.33018 | 0.83819 | 0 | 0 | 0 | 0 | -0.29349 | 0.048579 | 0 | 0.0042845 | 0 | -0.11037 | 0 | 0 | 0 | 0 | 0 | 0 | 0 | 0 | 3.078 | 0.043723 | 0.00013688 | 0 | 0 | 0 | 0 | 0 | 0 | 0 | 0 | 0 | 0 | 0 | 0 | 0 | 0 | 0 | 0 | 0 | 0 | -24.998 | 1.8827 | 0 | 0 | 0 | 1.1752 | 9.97 | 1.2663 | 3.1569 | 0.15353 | 0.055921 | 0 | 0.63797 | 0.20824 | 3.7009 | 7.2353 | 23.804 | -26.2452 | 0 | 0.48567 | 0 | 1.7286 | 0.19492
2025_06_22 Hr 05 | 0 | 0 | 0 | 0 | 0 | 0 | 0 | 0 | 0 | 0 | 0 | 0.024893 | 2.73 | 0.073621 | 1.3997 | 1.3997 | 3.6306 | 0 | 0.0052034 | 0.003872 | 0.023281 | 0.085287 | 0 | -1.0839 | 0 | 0 | 0 | 0.011212 | 0.015969 | 0.79285 | 0 | 2.742 | 2.1271 | 0 | 0.33018 | 0.83819 | 0 | 0 | 0 | 0.01816 | -0.016952 | 0.048579 | 0 | 0.004623 | 0 | -0.11925 | 0 | 0 | 0 | 0 | 0 | 0 | 0 | 0 | 2.6715 | 0.043723 | 0.00013688 | 0 | 0 | 0 | 0 | 0 | 0 | 0 | 0 | 0 | 0 | 0 | 0 | 0 | 0 | 0 | 0 | 0 | 0 | -28.3983 | 1.8827 | 0 | 0 | 0 | 0.6224 | 9.9649 | 1.2663 | 3.1569 | 0.15353 | 0.055921 | 0 | 0.63797 | 0.20824 | 3.7009 | 3.4927 | 23.1281 | -29.6015 | 0 | 0.48567 | 0 | 1.7286 | 0.19616
2025_06_22 Hr 06 | 0.090742 | 0 | 0 | 0 | 0 | 0 | 0 | 0 | 0 | 0 | 0 | 0.024893 | 2.76 | 0.07832 | 1.3997 | 1.3997 | 3.6189 | 0 | 0.0052034 | 0.003872 | 0.023281 | 0.085287 | 0 | -1.0462 | 0 | 0 | 0 | 0.011212 | 0.015969 | 0.79452 | 0 | 2.742 | 2.1271 | 0 | 0.33018 | 0.83819 | 0 | 0 | 0 | 0.32746 | -0.024521 | 0.048579 | 0 | 0.0048646 | 0 | -0.12559 | 0 | 0 | 0 | 0 | 0 | 0 | 0 | 0 | 2.5989 | 0.043723 | 0.00013688 | 0 | 0 | 0 | 0 | 0 | 0 | 0 | 0 | 0 | 0 | 0 | 0 | 0 | 0 | 0 | 0 | 0 | 0 | -29.7064 | 1.8827 | 0 | 0 | 0 | 0.40913 | 9.9549 | 1.2663 | 3.1569 | 0.15353 | 0.055921 | -0.090742 | 0.63797 | 0.20824 | 3.7009 | 2.2574 | 22.9684 | -30.9689 | 0 | 0.48567 | 0 | 1.7286 | 0.1969
2025_06_22 Hr 07 | 0.49171 | 9.4465e-07 | 0 | 0 | 0 | 0 | 0 | 0 | 0 | 0 | 0 | 0.024893 | 2.79 | 0.040998 | 0.72307 | 0.72307 | 2.5711 | 0 | 0.0052034 | 0.003872 | 0.023281 | 0.085287 | 0 | -1.4126 | 0 | 0 | 0 | 0.011212 | 0.015969 | 0.42393 | 0 | 2.1834 | 2.1271 | 0 | 0.24941 | 0.83819 | 0 | 0 | 0 | 1.9932 | -0.049877 | 0.048579 | 0 | 0.0025191 | 0 | -0.064026 | 0 | 0 | 0 | 0 | 0 | 0 | 0 | 0 | 2.1197 | 0.043723 | 0.00013688 | 0 | 0 | 0 | 0 | 0 | 0 | 0 | 0 | 0 | 0 | 0 | 0 | 0 | 0 | 0 | 0 | 0 | 0 | -19.9844 | 1.8827 | 0 | 0 | 0 | 0.5397 | 6.6245 | 1.2663 | 3.1569 | 0.15353 | 0.055921 | -0.49171 | 0.63797 | 0.20824 | 3.7009 | 9.5514 | 22.9363 | -21.9528 | 0 | 0.48567 | 0 | 1.7286 | 0.20052
2025_06_22 Hr 08 | 0.72906 | 6.2583e-06 | 0 | 0 | 0 | 0 | 0 | 0 | 0 | 0 | 0 | 0.024893 | 2.79 | 0.040238 | 0.50098 | 0.50099 | 2.2609 | 0 | 0.0052034 | 0.003872 | 0.023281 | 0.085287 | 0 | -1.4199 | 0 | 0 | 0 | 0.011212 | 0.015969 | 0.29873 | 0 | 2.0159 | 2.1271 | 0 | 0.22527 | 0.83819 | 0 | 0 | 0 | 3.0552 | 0 | 0.048579 | 0 | 0.0024724 | 0 | -0.062801 | 0 | 0 | 0 | 0 | 0 | 0 | 0 | 0 | 1.2341 | 0.043723 | 0.00013688 | 0 | 0 | 0 | 0 | 0 | 0 | 0 | 0 | 0 | 0 | 0 | 0 | 0 | 0 | 0 | 0 | 0 | 0 | -18.2344 | 1.8827 | 0 | 0 | 0 | 0.63981 | 5.5776 | 1.2663 | 3.1569 | 0.15353 | 0.055921 | -0.72906 | 0.63797 | 0.20824 | 3.7009 | 10.5543 | 22.3677 | -20.4462 | 0 | 0.48567 | 0 | 1.7286 | 0.20497
2025_06_22 Hr 09 | 0.73996 | 3.2371e-05 | 0 | 0 | 0 | 0 | 0 | 0 | 0 | 0 | 0 | 0.024893 | 2.76 | 0.038339 | 0.49751 | 0.49751 | 2.2609 | 0 | 0.0052034 | 0.003872 | 0.023281 | 0.085287 | 0 | -1.4342 | 0 | 0 | 0 | 0.011212 | 0.015969 | 0.29873 | 0 | 2.0159 | 2.1271 | 0 | 0.22527 | 0.83819 | 0 | 0 | 0 | 3.0034 | 0 | 0.048579 | 0 | 0.0023813 | 0 | -0.06041 | 0 | 0 | 0 | 0 | 0 | 0 | 0 | 0 | 1.0962 | 0.043723 | 0.00013688 | 0 | 0 | 0 | 0 | 0 | 0 | 0 | 0 | 0 | 0 | 0 | 0 | 0 | 0 | 0 | 0 | 0 | 0 | -17.1384 | 1.8827 | 0 | 0 | 0 | 0.49183 | 5.5706 | 1.2663 | 3.1569 | 0.15353 | 0.055921 | -0.73996 | 0.63797 | 0.20824 | 3.7009 | 11.266 | 22.0649 | -19.3729 | 0 | 0.48567 | 0 | 1.7286 | 0.20909
2025_06_22 Hr 10 | 0.76291 | 9.917e-05 | 0 | 0 | 0 | 0 | 0 | 0 | 0 | 0 | 0 | 0.024893 | 2.76 | 0.047177 | 0.63273 | 0.63275 | 2.2609 | 0 | 0.0052034 | 0.003872 | 0.023281 | 0.085287 | 0 | -1.3484 | 0 | 0 | 0 | 0.011212 | 0.015969 | 0.29873 | 0 | 2.0159 | 2.1271 | 0 | 0.22527 | 0.83819 | 0 | 0 | 0 | 3.551 | 0 | 0.048579 | 0 | 0.0029302 | 0 | -0.074818 | 0 | 0 | 0 | 0 | 0 | 0 | 0 | 0 | 1.51 | 0.043723 | 0.00013688 | 0 | 0 | 0 | 0 | 0 | 0 | 0 | 0 | 0 | 0 | 0 | 0 | 0 | 0 | 0 | 0 | 0 | 0 | -16.6468 | 1.8827 | 0 | 0 | 0 | 0.40043 | 5.8411 | 1.2663 | 3.1569 | 0.15353 | 0.055921 | -0.76291 | 0.63797 | 0.20824 | 3.7009 | 12.9805 | 22.4214 | -18.833 | 0 | 0.48567 | 0 | 1.7286 | 0.2113
2025_06_22 Hr 11 | 0.81435 | 0.00017913 | 0 | 0 | 0 | 0 | 0 | 0 | 0 | 0 | 0 | 0.024893 | 2.73 | 0.055527 | 0.88236 | 0.88245 | 2.9961 | 0 | 0.0052034 | 0.003872 | 0.023281 | 0.085287 | 0 | -1.2614 | 0 | 0 | 0 | 0.011212 | 0.015969 | 0.29873 | 0 | 2.5379 | 2.1271 | 0 | 0.30049 | 0.83819 | 0 | 0 | 0 | 2.9111 | 0 | 0.048579 | 0 | 0.0034868 | 0 | -0.089428 | 0 | 0 | 0 | 0 | 0 | 0 | 0 | 0 | 1.7785 | 0.043723 | 0.00013688 | 0 | 0 | 0 | 0 | 0 | 0 | 0 | 0 | 0 | 0 | 0 | 0 | 0 | 0 | 0 | 0 | 0 | 0 | -25.0556 | 1.8827 | 0 | 0 | 0 | 0.6224 | 7.5975 | 1.2663 | 3.1569 | 0.15353 | 0.055921 | -0.81435 | 0.63797 | 0.20824 | 3.7009 | 6.3074 | 23.0196 | -27.2208 | 0 | 0.48567 | 0 | 1.7286 | 0.21388
2025_06_22 Hr 12 | 0.77686 | 0.00021469 | 0 | 0 | 0 | 0 | 0 | 0 | 0 | 0 | 0 | 0.024893 | 2.79 | 0.055793 | 1.132 | 1.1321 | 2.9619 | 0 | 0.0052034 | 0.003872 | 0.023281 | 0.085287 | 0 | -1.2706 | 0 | 0 | 0 | 0.011212 | 0.015969 | 0.29873 | 0 | 2.668 | 2.1271 | 0 | 0.31925 | 0.83819 | 0 | 0 | 0 | 2.416 | 0 | 0.048579 | 0 | 0.0034281 | 0 | -0.087888 | 0 | 0 | 0 | 0 | 0 | 0 | 0 | 0 | 1.5753 | 0.043723 | 0.00013688 | 0 | 0 | 0 | 0 | 0 | 0 | 0 | 0 | 0 | 0 | 0 | 0 | 0 | 0 | 0 | 0 | 0 | 0 | -23.9699 | 1.8827 | 0 | 0 | 0 | 0.68334 | 8.1928 | 1.2663 | 3.1569 | 0.15353 | 0.055921 | -0.77686 | 0.63797 | 0.20824 | 3.7009 | 7.4228 | 22.9194 | -26.1053 | 0 | 0.48567 | 0 | 1.7286 | 0.2144
2025_06_22 Hr 13 | 0.83128 | 0.00025293 | 0 | 0 | 0 | 0 | 0 | 0 | 0 | 0 | 0 | 0.024893 | 2.34 | 0.049565 | 1.3588 | 1.3589 | 3.333 | 0 | 0.0052034 | 0.003872 | 0.023281 | 0.085287 | 0 | -1.2389 | 0 | 0 | 0 | 0.011212 | 0.015969 | 0.29873 | 0 | 2.6858 | 2.1271 | 0 | 0.32182 | 0.83819 | 0 | 0 | 0 | 1.5972 | 0 | 0.048579 | 0 | 0.0024964 | 0 | -0.093218 | 0 | 0 | 0 | 0 | 0 | 0 | 0 | 0 | 1.5753 | 0.043723 | 0.00013688 | 0 | 0 | 0 | 0 | 0 | 0 | 0 | 0 | 0 | 0 | 0 | 0 | 0 | 0 | 0 | 0 | 0 | 0 | -26.8295 | 1.8827 | 0 | 2.1238 | 0 | 1.0011 | 10.0491 | 1.2663 | 3.1569 | 0.15353 | 0.055921 | -0.83128 | 0.63797 | 0.20824 | 3.7009 | 5.4938 | 22.8404 | -28.9929 | 0 | 0.48567 | 0 | 1.7286 | 0.21689
2025_06_22 Hr 14 | 0.80542 | 0.00031116 | 0 | 0 | 0 | 0 | 0 | 0 | 0 | 0 | 0 | 0.024893 | 2.67 | 0.068288 | 1.3997 | 1.3997 | 3.5015 | 0 | 0.0052034 | 0.003872 | 0.023281 | 0.085287 | 0 | -1.1212 | 0 | 0 | 0 | 0.011212 | 0.015969 | 0.42939 | 0 | 2.6858 | 2.1271 | 0 | 0.32182 | 0.83819 | 0 | 0 | 0 | 0.99057 | 0 | 0.048579 | 0 | 0.0030143 | 0 | -0.11299 | 0 | 0 | 0 | 0 | 0 | 0 | 0 | 0 | 1.51 | 0.043723 | 0.00013688 | 0 | 0 | 0 | 0 | 0 | 0 | 0 | 0 | 0 | 0 | 0 | 0 | 0 | 0 | 0 | 0 | 0 | 0 | -31.2072 | 1.8827 | 0 | 1.0138 | 0 | 1.1621 | 10.43 | 1.2663 | 3.1569 | 0.15353 | 0.055921 | -0.80542 | 0.63797 | 0.20824 | 3.7009 | 1.4339 | 23.2601 | -33.2468 | 0 | 0.48567 | 0 | 1.7286 | 0.21793
2025_06_22 Hr 15 | 0.71315 | 0.00034549 | 0 | 0 | 0 | 0 | 0 | 0 | 0 | 0 | 0 | 0.024893 | 2.85 | 0.077849 | 1.398 | 1.398 | 3.2656 | 0 | 0.0052034 | 0.003872 | 0.023281 | 0.085287 | 0 | -1.0746 | 0 | 0 | 0 | 0.011212 | 0.015969 | 0.67048 | 0 | 2.6324 | 2.1271 | 0 | 0.31412 | 0.83819 | 0 | 0 | 0 | 1.8674 | 0 | 0.048579 | 0 | 0.0032193 | 0 | -0.12082 | 0 | 0 | 0 | 0 | 0 | 0 | 0 | 0 | 1.4374 | 0.043723 | 0.00013688 | 0 | 0 | 0 | 0 | 0 | 0 | 0 | 0 | 0 | 0 | 0 | 0 | 0 | 0 | 0 | 0 | 0 | 0 | -28.8967 | 1.8827 | 0 | 1.0627 | 0 | 0.86179 | 10.4272 | 1.2663 | 3.1569 | 0.15353 | 0.055921 | -0.71315 | 0.63797 | 0.20824 | 3.7009 | 4.464 | 22.9747 | -30.8052 | 0 | 0.48567 | 0 | 1.7286 | 0.21579
2025_06_22 Hr 16 | 0.78071 | 0.00028878 | 0 | 0 | 0 | 0 | 0 | 0 | 0 | 0 | 0 | 0.024893 | 2.61 | 0.068465 | 1.3997 | 1.3997 | 3.5015 | 0 | 0.0052034 | 0.003872 | 0.023281 | 0.085287 | 0 | -1.1036 | 0 | 0 | 0 | 0.011212 | 0.015969 | 0.7527 | 0 | 2.6858 | 2.1271 | 0 | 0.32182 | 0.83819 | 0 | 0 | 0 | 0.86766 | 0 | 0.048579 | 0 | 0.0030916 | 0 | -0.11594 | 0 | 0 | 0 | 0 | 0 | 0 | 0 | 0 | 1.372 | 0.043723 | 0.00013688 | 0 | 0 | 0 | 0 | 0 | 0 | 0 | 0 | 0 | 0 | 0 | 0 | 0 | 0 | 0 | 0 | 0 | 0 | -28.1422 | 1.8827 | 0 | 1.0138 | 0 | 1.2927 | 10.7533 | 1.2663 | 3.1569 | 0.15353 | 0.055921 | -0.78071 | 0.63797 | 0.20824 | 3.7009 | 4.6466 | 23.1681 | -30.1424 | 0 | 0.48567 | 0 | 1.7286 | 0.21785
2025_06_22 Hr 17 | 0.76727 | 3.8284e-05 | 0 | 0.10313 | 0.10313 | 0.1027 | 0.10314 | 0.10315 | 0.10319 | 0 | 0 | 0.024893 | 2.31 | 0.07436 | 1.3997 | 1.3997 | 3.5015 | 0 | 0.0052034 | 0.003872 | 0.023281 | 0.085287 | 0 | -0.944 | 0 | 0 | 0 | 0.011212 | 0.015969 | 0.79954 | 0.39457 | 2.6858 | 2.1271 | 0 | 0.32182 | 0.83819 | 0 | 0 | 0 | 1.2796 | 0 | 0.048579 | 0 | 0.0017245 | 0 | -0.14276 | 0 | 0 | 0 | 0 | 0 | 0 | 0 | 0 | 1.5753 | 0.043723 | 0.00013688 | 0 | 0 | 0 | 0 | 0 | 0 | 0 | 0 | 0 | 0 | 0 | 0 | 0 | 0 | 0 | 0 | 0 | 0 | -35.6464 | 1.8827 | 0 | 1.1115 | 0 | 1.2448 | 11.7613 | 1.2663 | 3.1569 | 0.15353 | 0.055921 | -0.76727 | 0.63797 | 0.20824 | 3.7009 | -1.4425 | 23.0171 | -37.5004 | 0 | 0.48567 | 0 | 1.7286 | 0.21925
2025_06_22 Hr 18 | 0.74032 | 2.9054e-05 | 0 | 0.10313 | 0.10313 | 0.1027 | 0.10314 | 0.10315 | 0.10319 | 0 | 0 | 0.024893 | 2.19 | 0.084236 | 1.3997 | 1.3997 | 3.5015 | 0 | 0.0052034 | 0.003872 | 0.023281 | 0.085287 | 0 | -0.77597 | 0 | 0 | 0 | 0.011212 | 0.015969 | 0.79954 | 0.24493 | 2.6858 | 2.1271 | 0 | 0.32182 | 0.83819 | 0 | 0 | 0 | 0.6613 | 0 | 0.048579 | 0 | 0.0020606 | 0 | -0.17099 | 0 | 0 | 0 | 0 | 0 | 0 | 0 | 0 | 1.5753 | 0.043723 | 0.00013688 | 0 | 0 | 0 | 0 | 0 | 0 | 0 | 0 | 0 | 0 | 0 | 0 | 0 | 0 | 0 | 0 | 0 | 0 | -40.8201 | 1.8827 | 0 | 1.3457 | 0 | 1.4929 | 11.9954 | 1.2663 | 3.1569 | 0.15353 | 0.055921 | -0.74032 | 0.63797 | 0.20824 | 3.7009 | -6.7213 | 23.1294 | -42.5074 | 0 | 0.48567 | 0 | 1.7286 | 0.22058
2025_06_22 Hr 19 | 0.59015 | 3.6637e-05 | 0 | 0.10313 | 0.10313 | 0.1027 | 0.10314 | 0.10315 | 0.10319 | 0 | 0 | 0.024893 | 1.68 | 0.067188 | 1.3997 | 1.3997 | 3.5015 | 0 | 0.0052034 | 0.003872 | 0.023281 | 0.085287 | 0 | -0.73501 | 0 | 0 | 0 | 0.011212 | 0.015969 | 0.79954 | 0.24493 | 2.6858 | 2.1271 | 0 | 0.32182 | 0.83819 | 0 | 0 | 0 | 1.4177 | 0 | 0.048579 | 0 | 0.0021425 | 0 | -0.17787 | 0 | 0 | 0 | 0 | 0 | 0 | 0 | 0 | 1.51 | 0.043723 | 0.00013688 | 0 | 0 | 0 | 0 | 0 | 0 | 0 | 0 | 0 | 0 | 0 | 0 | 0 | 0 | 0 | 0 | 0 | 0 | -42.6747 | 1.8827 | 0 | 1.3774 | 0 | 1.3057 | 12.0271 | 1.2663 | 3.1569 | 0.15353 | 0.055921 | -0.59015 | 0.63797 | 0.20824 | 3.7009 | -8.5333 | 22.1996 | -44.1777 | 0 | 0.48567 | 0 | 1.7286 | 0.22043
2025_06_22 Hr 20 | 0.13593 | 5.6644e-05 | 0 | 0.10313 | 0.10313 | 0.1027 | 0.10314 | 0.10315 | 0.10319 | 0 | 0 | 0.024893 | 1.68 | 0.065068 | 1.3997 | 1.3997 | 3.5015 | 0 | 0.0052034 | 0.003872 | 0.023281 | 0.085287 | 0 | -0.76882 | 0 | 0 | 0 | 0.011212 | 0.015969 | 0.79954 | 0.24493 | 2.6858 | 2.1271 | 0 | 0.32182 | 0.83819 | 0 | 0 | 0 | 0.93336 | 0 | 0.048579 | 0 | 0.0020749 | 0 | -0.17219 | 0 | 0 | 0 | 0 | 0 | 0 | 0 | 0 | 1.4374 | 0.043723 | 0.00013688 | 0 | 0 | 0 | 0 | 0 | 0 | 0 | 0 | 0 | 0 | 0 | 0 | 0 | 0 | 0 | 0 | 0 | 0 | -41.8368 | 1.8827 | 0 | 1.2188 | 0 | 1.6844 | 11.8685 | 1.2663 | 3.1569 | 0.15353 | 0.055921 | -0.13593 | 0.63797 | 0.20824 | 3.7009 | -8.064 | 22.0479 | -42.9137 | 0 | 0.48567 | 0 | 1.7286 | 0.21903
2025_06_22 Hr 21 | 0.044971 | 2.9401e-05 | 0 | 0.10313 | 0.10313 | 0.1027 | 0.10314 | 0.10315 | 0.10319 | 0 | 0 | 0.024893 | 2.13 | 0.068362 | 1.398 | 1.398 | 3.4903 | 0 | 0.0052034 | 0.003872 | 0.023281 | 0.085287 | 0 | -0.94657 | 0 | 0 | 0 | 0.011212 | 0.015969 | 0.78952 | 0.24493 | 2.6769 | 2.1271 | 0 | 0.32053 | 0.83819 | 0 | 0 | 0 | 1.413 | 0 | 0.048579 | 0 | 0.0017194 | 0 | -0.14233 | 0 | 0 | 0 | 0 | 0 | 0 | 0 | 0 | 1.4374 | 0.043723 | 0.00013688 | 0 | 0 | 0 | 0 | 0 | 0 | 0 | 0 | 0 | 0 | 0 | 0 | 0 | 0 | 0 | 0 | 0 | 0 | -37.0663 | 1.8827 | 0 | 1.1553 | 0 | 1.6757 | 11.7714 | 1.2663 | 3.1569 | 0.15353 | 0.055921 | -0.044971 | 0.63797 | 0.20824 | 3.7009 | -2.6164 | 22.3994 | -38.2002 | 0 | 0.48567 | 0 | 1.7286 | 0.21821
2025_06_22 Hr 22 | 0 | 1.3231e-06 | 0 | 0 | 0 | 0 | 0 | 0 | 0 | 0 | 0 | 0.024893 | 2.64 | 0.072446 | 1.3997 | 1.3997 | 3.5015 | 0 | 0.0052034 | 0.003872 | 0.023281 | 0.085287 | 0 | -1.0712 | 0 | 0 | 0 | 0.011212 | 0.015969 | 0.78951 | 0 | 2.6858 | 2.1271 | 0 | 0.32182 | 0.83819 | 0 | 0 | 0 | 1.5771 | 0 | 0.048579 | 0 | 0.0032342 | 0 | -0.12139 | 0 | 0 | 0 | 0 | 0 | 0 | 0 | 0 | 1.7785 | 0.043723 | 0.00013688 | 0 | 0 | 0 | 0 | 0 | 0 | 0 | 0 | 0 | 0 | 0 | 0 | 0 | 0 | 0 | 0 | 0 | 0 | -34.9275 | 1.8827 | 0 | 1.0481 | 0 | 2.0761 | 10.8244 | 1.2663 | 3.1569 | 0.15353 | 0.055921 | 0 | 0.63797 | 0.20824 | 3.7009 | -0.10802 | 23.6106 | -36.1201 | 0 | 0.48567 | 0 | 1.7286 | 0.2174
2025_06_22 Hr 23 | 0 | 0 | 0 | 0 | 0 | 0 | 0 | 0 | 0 | 0 | 0 | 0.024893 | 2.73 | 0.080249 | 1.3997 | 1.3997 | 3.5956 | 0 | 0.0052034 | 0.003872 | 0.023281 | 0.085287 | 0 | -1.0189 | 0 | 0 | 0 | 0.011212 | 0.015969 | 0.77444 | 0 | 2.742 | 2.1271 | 0 | 0.33018 | 0.83819 | 0 | 0 | 0 | 0.97389 | 0 | 0.048579 | 0 | 0.0034644 | 0 | -0.13018 | 0 | 0 | 0 | 0 | 0 | 0 | 0 | 0 | 1.5753 | 0.043723 | 0.00013688 | 0 | 0 | 0 | 0 | 0 | 0 | 0 | 0 | 0 | 0 | 0 | 0 | 0 | 0 | 0 | 0 | 0 | 0 | -28.8758 | 1.8827 | 0 | 1.1475 | 0 | 2.7508 | 11.059 | 1.2663 | 3.1569 | 0.15353 | 0.055921 | 0 | 0.63797 | 0.20824 | 3.7009 | 6.1904 | 24.1823 | -30.0248 | 0 | 0.48567 | 0 | 1.7286 | 0.21155
2025_06_22 Hr 24 | 0 | 0 | 0 | 0 | 0 | 0 | 0 | 0 | 0 | 0 | 0 | 0.024893 | 2.76 | 0.078724 | 1.3997 | 1.3997 | 3.6306 | 0 | 0.0052034 | 0.003872 | 0.023281 | 0.085287 | 0 | -1.0422 | 0 | 0 | 0 | 0.011212 | 0.015969 | 0.78449 | 0 | 2.742 | 2.1271 | 0 | 0.33018 | 0.83819 | 0 | 0 | 0 | 0.24819 | 0 | 0.048579 | 0 | 0.0033616 | 0 | -0.12625 | 0 | 0 | 0 | 0 | 0 | 0 | 0 | 0 | 1.9891 | 0.043723 | 0.00013688 | 0 | 0 | 0 | 0 | 0 | 0 | 0 | 0 | 0 | 0 | 0 | 0 | 0 | 0 | 0 | 0 | 0 | 0 | -30.0659 | 1.8827 | 0 | 1.153 | 0 | 3.0293 | 11.1096 | 1.2663 | 3.1569 | 0.15353 | 0.055921 | 0 | 0.63797 | 0.20824 | 3.7009 | 5.0194 | 24.896 | -31.2344 | 0 | 0.48567 | 0 | 1.7286 | 0.20449
2025_06_23 Hr 01 | 0 | 0 | 0 | 0 | 0 | 0 | 0 | 0 | 0 | 0 | 0 | 0.024893 | 2.79 | 0.073376 | 1.3997 | 1.3997 | 3.6306 | 0 | 0.0052034 | 0.003872 | 0.023281 | 0.085287 | 0 | -1.1018 | 0 | 0 | 0 | 0.011212 | 0.015969 | 0.79954 | 0 | 2.742 | 2.1271 | 0 | 0.33018 | 0.83819 | 0 | 0 | 0 | 0.28827 | 0 | 0.048579 | 0 | 0.0030996 | 0 | -0.11625 | 0 | 0 | 0 | 0 | 0 | 0 | 0 | 0 | 2.5989 | 0.043723 | 0.00013688 | 0 | 0 | 0 | 0 | 0 | 0 | 0 | 0 | 0 | 0 | 0 | 0 | 0 | 0 | 0 | 0 | 0 | 0 | -31.6265 | 1.8827 | 0 | 1.0759 | 0 | 2.7203 | 11.0476 | 1.2663 | 3.1569 | 0.15353 | 0.055921 | 0 | 0.63797 | 0.20824 | 3.7009 | 3.7079 | 25.2166 | -32.8446 | 0 | 0.48567 | 0 | 1.7286 | 0.19965
2025_06_23 Hr 02 | 0 | 0 | 0 | 0 | 0 | 0 | 0 | 0 | 0 | 0 | 0 | 0.024893 | 2.76 | 0.072519 | 1.3997 | 1.3997 | 3.6306 | 0 | 0.0052034 | 0.003872 | 0.023281 | 0.085287 | 0 | -1.1025 | 0 | 0 | 0 | 0.011212 | 0.015969 | 0.79954 | 0 | 2.742 | 2.1271 | 0 | 0.33018 | 0.83819 | 0 | 0 | 0 | 0.27568 | 0 | 0.048579 | 0 | 0.0030967 | 0 | -0.11614 | 0 | 0 | 0 | 0 | 0 | 0 | 0 | 0 | 2.4682 | 0.043723 | 0.00013688 | 0 | 0 | 0 | 0 | 0 | 0 | 0 | 0 | 0 | 0 | 0 | 0 | 0 | 0 | 0 | 0 | 0 | 0 | -30.9603 | 1.8827 | 0 | 1.0759 | 0 | 2.4896 | 11.0476 | 1.2663 | 3.1569 | 0.15353 | 0.055921 | 0 | 0.63797 | 0.20824 | 3.7009 | 3.9658 | 24.8215 | -32.1789 | 0 | 0.48567 | 0 | 1.7286 | 0.19672
2025_06_23 Hr 03 | 0 | 0 | 0 | 0 | 0 | 0 | 0 | 0 | 0 | 0 | 0 | 0.024893 | 2.73 | 0.072605 | 1.3997 | 1.3997 | 3.6306 | 0 | 0.0052034 | 0.003872 | 0.023281 | 0.085287 | 0 | -1.0939 | 0 | 0 | 0 | 0.011212 | 0.015969 | 0.79954 | 0 | 2.742 | 2.1271 | 0 | 0.33018 | 0.83819 | 0 | 0 | 0 | 0.54691 | 0 | 0.048579 | 0 | 0.0031345 | 0 | -0.11758 | 0 | 0 | 0 | 0 | 0 | 0 | 0 | 0 | 2.3956 | 0.043723 | 0.00013688 | 0 | 0 | 0 | 0 | 0 | 0 | 0 | 0 | 0 | 0 | 0 | 0 | 0 | 0 | 0 | 0 | 0 | 0 | -31.776 | 1.8827 | 0 | 1.0759 | 0 | 2.2067 | 11.0476 | 1.2663 | 3.1569 | 0.15353 | 0.055921 | 0 | 0.63797 | 0.20824 | 3.7009 | 3.0419 | 24.4348 | -32.9874 | 0 | 0.48567 | 0 | 1.7286 | 0.19547
2025_06_23 Hr 04 | 0 | 0 | 0 | 0 | 0 | 0 | 0 | 0 | 0 | 0 | 0 | 0.024893 | 2.64 | 0.072959 | 1.3997 | 1.3997 | 3.6306 | 0 | 0.0052034 | 0.003872 | 0.023281 | 0.085287 | 0 | -1.066 | 0 | 0 | 0 | 0.011212 | 0.015969 | 0.79954 | 0 | 2.742 | 2.1271 | 0 | 0.33018 | 0.83819 | 0 | 0 | 0 | 0.65939 | 0 | 0.048579 | 0 | 0.0032571 | 0 | -0.12226 | 0 | 0 | 0 | 0 | 0 | 0 | 0 | 0 | 2.1197 | 0.043723 | 0.00013688 | 0 | 0 | 0 | 0 | 0 | 0 | 0 | 0 | 0 | 0 | 0 | 0 | 0 | 0 | 0 | 0 | 0 | 0 | -33.0371 | 1.8827 | 0 | 1.0759 | 0 | 2.2285 | 11.0476 | 1.2663 | 3.1569 | 0.15353 | 0.055921 | 0 | 0.63797 | 0.20824 | 3.7009 | 1.5733 | 24.0918 | -34.2254 | 0 | 0.48567 | 0 | 1.7286 | 0.19619
2025_06_23 Hr 05 | 0 | 0 | 0 | 0 | 0 | 0 | 0 | 0 | 0 | 0 | 0 | 0.024893 | 2.34 | 0.066321 | 1.3997 | 1.3997 | 3.6306 | 0 | 0.0052034 | 0.003872 | 0.023281 | 0.085287 | 0 | -1.0471 | 0 | 0 | 0 | 0.011212 | 0.015969 | 0.79954 | 0 | 2.742 | 2.1271 | 0 | 0.33018 | 0.83819 | 0 | 0 | 0 | 0.23375 | -0.011379 | 0.048579 | 0 | 0.0033403 | 0 | -0.12544 | 0 | 0 | 0 | 0 | 0 | 0 | 0 | 0 | 1.8511 | 0.043723 | 0.00013688 | 0 | 0 | 0 | 0 | 0 | 0 | 0 | 0 | 0 | 0 | 0 | 0 | 0 | 0 | 0 | 0 | 0 | 0 | -34.0293 | 1.8827 | 0 | 1.0759 | 0 | 2.3677 | 11.0476 | 1.2663 | 3.1569 | 0.15353 | 0.055921 | 0 | 0.63797 | 0.20824 | 3.7009 | -0.27398 | 23.6579 | -35.2018 | 0 | 0.48567 | 0 | 1.7286 | 0.19827
2025_06_23 Hr 06 | 0.022813 | 0 | 0 | 0 | 0 | 0 | 0 | 0 | 0 | 0 | 0 | 0.024893 | 2.01 | 0.052519 | 1.3997 | 1.3997 | 3.6306 | 0 | 0.0052034 | 0.003872 | 0.023281 | 0.085287 | 0 | -1.1064 | 0 | 0 | 0 | 0.011212 | 0.015969 | 0.79787 | 0 | 2.742 | 2.1271 | 0 | 0.33018 | 0.83819 | 0 | 0 | 0 | 0.38712 | 0 | 0.048579 | 0 | 0.0030795 | 0 | -0.11548 | 0 | 0 | 0 | 0 | 0 | 0 | 0 | 0 | 1.9891 | 0.043723 | 0.00013688 | 0 | 0 | 0 | 0 | 0 | 0 | 0 | 0 | 0 | 0 | 0 | 0 | 0 | 0 | 0 | 0 | 0 | 0 | -30.3938 | 1.8827 | 0 | 1.0759 | 0 | 2.0674 | 11.0459 | 1.2663 | 3.1569 | 0.15353 | 0.055921 | -0.022813 | 0.63797 | 0.20824 | 3.7009 | 2.9749 | 23.1804 | -31.6385 | 0 | 0.48567 | 0 | 1.7286 | 0.20411
2025_06_23 Hr 07 | 0.34081 | 5.8027e-07 | 0 | 0 | 0 | 0 | 0 | 0 | 0 | 0 | 0 | 0.024893 | 1.44 | 0.025996 | 1.3633 | 1.3633 | 2.6744 | 0 | 0.0052034 | 0.003872 | 0.023281 | 0.085287 | 0 | 0 | 0 | 0 | 0 | 0.011212 | 0.015969 | 0.29873 | 0 | 2.2392 | 2.1271 | 0 | 0.25745 | 0.83819 | 0 | 0 | 0 | 2.2589 | 0 | 0.048579 | 0 | 0.0021277 | 0 | -0.079138 | 0 | 0 | 0 | 0 | 0 | 0 | 0 | 0 | 1.9165 | 0.043723 | 0.00013688 | -1.0625 | 0 | 0 | 0 | 0 | 0 | 0 | 0 | 0 | 0 | -2.2 | 0 | 0 | 0 | 0 | 0 | 0 | 0 | -22.8044 | 1.8827 | 0 | 1.0138 | 0 | 1.9064 | 8.9529 | 1.2663 | 3.1569 | 0.15353 | 0.055921 | -0.34081 | 0.63797 | 0.20824 | 3.7009 | 7.329 | 22.6041 | -26.4869 | 0 | 0.48567 | 0 | 1.7286 | 0.21274
2025_06_23 Hr 08 | 0.62655 | 4.1654e-06 | 0 | 0 | 0 | 0 | 0 | 0 | 0 | 0 | 0 | 0.024893 | 0.69 | 0.01052 | 0.5727 | 0.5727 | 2.2609 | 0 | 0.0052034 | 0.003872 | 0.023281 | 0.085287 | 0 | 0 | 0 | 0 | 0 | 0.011212 | 0.015969 | 0.29873 | 0 | 2.0159 | 2.1271 | 0 | 0.22527 | 0.83819 | 0 | 0 | 0 | 3.6747 | 0 | 0.048579 | 0 | 0.0017969 | 0 | -0.066507 | 0 | 0 | 0 | 0 | 0 | 0 | 0 | 0 | 1.7132 | 0.043723 | 0.00013688 | -1.0625 | 0 | 0 | 0 | 0 | 0 | 0 | 0 | 0 | 0 | -2.2 | 0 | 0 | 0 | 0 | 0 | 0 | 0 | -18.4238 | 1.8827 | 0 | 1.0138 | 0 | 1.754 | 6.7348 | 1.2663 | 3.1569 | 0.15353 | 0.055921 | -0.62655 | 0.63797 | 0.20824 | 3.7009 | 9.7731 | 21.743 | -22.3794 | 0 | 0.48567 | 0 | 1.7286 | 0.21912
2025_06_23 Hr 09 | 0.73996 | 3.3457e-05 | 0 | 0 | 0 | 0 | 0 | 0 | 0 | 0 | 0 | 0.024893 | 0.54 | 0.0084523 | 0.51485 | 0.51485 | 2.2609 | 0 | 0.0052034 | 0.003872 | 0.023281 | 0.085287 | 0 | 0 | 0 | 0 | 0 | 0.011212 | 0.015969 | 0.29873 | 0 | 2.0427 | 2.1271 | 0 | 0.22912 | 0.83819 | 0 | 0 | 0 | 4.2055 | 0 | 0.048579 | 0 | 0.0018448 | 0 | -0.068336 | 0 | 0 | 0 | 0 | 0 | 0 | 0 | 0 | 1.51 | 0.043723 | 0.00013688 | -1.0625 | 0 | 0 | 0 | 0 | 0 | 0 | 0 | 0 | 0 | -2.2 | 0 | 0 | 0 | 0 | 0 | 0 | 0 | -17.5559 | 1.8827 | 0 | 1.0138 | 0 | 1.1055 | 6.6458 | 1.2663 | 3.1569 | 0.15353 | 0.055921 | -0.73996 | 0.63797 | 0.20824 | 3.7009 | 10.0835 | 20.8589 | -21.6267 | 0 | 0.48567 | 0 | 1.7286 | 0.22157
2025_06_23 Hr 10 | 0.76291 | 8.5399e-05 | 0 | 0 | 0 | 0 | 0 | 0 | 0 | 0 | 0 | 0.024893 | 0.54 | 0.0092561 | 0.63273 | 0.63276 | 2.2609 | 0 | 0.0052034 | 0.003872 | 0.023281 | 0.085287 | 0 | 0 | 0 | 0 | 0 | 0.011212 | 0.015969 | 0.29873 | 0 | 2.0159 | 2.1271 | 0 | 0.22527 | 0.83819 | 0 | 0 | 0 | 4.6467 | 0 | 0.048579 | 0 | 0.0020202 | 0 | -0.075034 | 0 | 0 | 0 | 0 | 0 | 0 | 0 | 0 | 1.2994 | 0.043723 | 0.00013688 | -1.0625 | 0 | 0 | 0 | 0 | 0 | 0 | 0 | 0 | 0 | -2.2 | 0 | 0 | 0 | 0 | 0 | 0 | 0 | -18.7279 | 1.8827 | 0 | 1.0138 | 0 | 0.94448 | 6.8549 | 1.2663 | 3.1569 | 0.15353 | 0.055921 | -0.76291 | 0.63797 | 0.20824 | 3.7009 | 9.1841 | 20.5109 | -22.8284 | 0 | 0.48567 | 0 | 1.7286 | 0.22518
2025_06_23 Hr 11 | 0.80592 | 0.00011761 | 0 | 0 | 0 | 0 | 0 | 0 | 0 | 0 | 0 | 0.024893 | 0.57 | 0.0098614 | 0.88236 | 0.8824 | 2.2609 | 0 | 0.0052034 | 0.003872 | 0.023281 | 0.085287 | 0 | 0 | 0 | 0 | 0 | 0.011212 | 0.015969 | 0.29873 | 0 | 2.0159 | 2.1271 | 0 | 0.22527 | 0.83819 | 0 | 0 | 0 | 4.2031 | 0 | 0.048579 | 0 | 0.002039 | 0 | -0.075753 | 0 | 0 | 0 | 0 | 0 | 0 | 0 | 0 | 1.2994 | 0.043723 | 0.00013688 | -1.0625 | 0 | 0 | 0 | 0 | 0 | 0 | 0 | 0 | 0 | -2.2 | 0 | 0 | 0 | 0 | 0 | 0 | 0 | -18.5475 | 1.8827 | 0 | 1.0138 | 0 | 1.0011 | 7.3542 | 1.2663 | 3.1569 | 0.15353 | 0.055921 | -0.80592 | 0.63797 | 0.20824 | 3.7009 | 9.508 | 20.6423 | -22.6917 | 0 | 0.48567 | 0 | 1.7286 | 0.22642
2025_06_23 Hr 12 | 0.69789 | 0.00019772 | 0 | 0 | 0 | 0 | 0 | 0 | 0 | 0 | 0 | 0.024893 | 0.54 | 0.010051 | 1.132 | 1.1321 | 2.3283 | 0 | 0.0052034 | 0.003872 | 0.023281 | 0.085287 | 0 | 0 | 0 | 0 | 0 | 0.011212 | 0.015969 | 0.29873 | 0 | 2.443 | 2.1271 | 0 | 0.28683 | 0.83819 | 0 | 0 | 0 | 3.0393 | 0 | 0.048579 | 0 | 0.0021936 | 0 | -0.081655 | 0 | 0 | 0 | 0 | 0 | 0 | 0 | 0 | 1.2994 | 0.043723 | 0.00013688 | -1.0625 | 0 | 0 | 0 | 0 | 0 | 0 | 0 | 0 | 0 | -2.2 | 0 | 0 | 0 | 0 | 0 | 0 | 0 | -17.6777 | 1.8827 | 0 | 1.0138 | 0 | 0.99236 | 8.348 | 1.2663 | 3.1569 | 0.15353 | 0.055921 | -0.69789 | 0.63797 | 0.20824 | 3.7009 | 10.2238 | 20.5563 | -21.7198 | 0 | 0.48567 | 0 | 1.7286 | 0.22526
2025_06_23 Hr 13 | 0.68082 | 0.00025593 | 0 | 0 | 0 | 0 | 0 | 0 | 0 | 0 | 0 | 0.024893 | 0.66 | 0.013703 | 1.3588 | 1.3589 | 2.8927 | 0 | 0.0052034 | 0.003872 | 0.023281 | 0.085287 | 0 | 0 | 0 | 0 | 0 | 0.011212 | 0.015969 | 0.29873 | 0 | 2.5523 | 2.1271 | 0 | 0.30257 | 0.83819 | 0 | 0 | 0 | 2.1585 | 0 | 0.048579 | 0 | 0.0024469 | 0 | -0.091328 | 0 | 0 | 0 | 0 | 0 | 0 | 0 | 0 | 1.2341 | 0.043723 | 0.00013688 | -1.0625 | 0 | 0 | 0 | 0 | 0 | 0 | 0 | 0 | 0 | -2.2 | 0 | 0 | 0 | 0 | 0 | 0 | 0 | -18.2693 | 1.8827 | 0 | 1.0138 | 0 | 0.63981 | 9.4752 | 1.2663 | 3.1569 | 0.15353 | 0.055921 | -0.68082 | 0.63797 | 0.20824 | 3.7009 | 9.5916 | 20.2619 | -22.3039 | 0 | 0.48567 | 0 | 1.7286 | 0.22636
2025_06_23 Hr 14 | 0.68082 | 0.00028072 | 0 | 0 | 0 | 0 | 0 | 0 | 0 | 0 | 0 | 0.024893 | 0.75 | 0.017124 | 1.3997 | 1.3997 | 3.4678 | 0 | 0.0052034 | 0.003872 | 0.023281 | 0.085287 | 0 | 0 | 0 | 0 | 0 | 0.011212 | 0.015969 | 0.32544 | 0 | 2.6858 | 2.1271 | 0 | 0.32182 | 0.83819 | 0 | 0 | 0 | 1.1611 | 0 | 0.048579 | 0 | 0.002691 | 0 | -0.10065 | 0 | 0 | 0 | 0 | 0 | 0 | 0 | 0 | 1.4374 | 0.043723 | 0.00013688 | -1.0625 | 0 | 0 | 0 | 0 | 0 | 0 | 0 | 0 | 0 | -2.2 | 0 | 0 | 0 | 0 | 0 | 0 | 0 | -19.5774 | 1.8827 | 0 | 1.0138 | 0 | 0.73121 | 10.2924 | 1.2663 | 3.1569 | 0.15353 | 0.055921 | -0.68082 | 0.63797 | 0.20824 | 3.7009 | 8.5014 | 20.6695 | -23.6214 | 0 | 0.48567 | 0 | 1.7286 | 0.2266
2025_06_23 Hr 15 | 0.71315 | 0.00027554 | 0 | 0 | 0 | 0 | 0 | 0 | 0 | 0 | 0 | 0.024893 | 0.72 | 0.017634 | 1.3997 | 1.3997 | 3.5015 | 0 | 0.0052034 | 0.003872 | 0.023281 | 0.085287 | 0 | 0 | 0 | 0 | 0 | 0.011212 | 0.015969 | 0.4481 | 0 | 2.6858 | 2.1271 | 0 | 0.32182 | 0.83819 | 0 | 0 | 0 | 1.4233 | 0 | 0.048579 | 0 | 0.0028866 | 0 | -0.10811 | 0 | 0 | 0 | 0 | 0 | 0 | 0 | 0 | 1.372 | 0.043723 | 0.00013688 | -1.0625 | 0 | 0 | 0 | 0 | 0 | 0 | 0 | 0 | 0 | -2.2 | 0 | 0 | 0 | 0 | 0 | 0 | 0 | -19.3957 | 1.8827 | 0 | 1.0138 | 0 | 0.6224 | 10.4487 | 1.2663 | 3.1569 | 0.15353 | 0.055921 | -0.71315 | 0.63797 | 0.20824 | 3.7009 | 8.8925 | 20.4999 | -23.4794 | 0 | 0.48567 | 0 | 1.7286 | 0.22839
2025_06_23 Hr 16 | 0.79408 | 0.00033162 | 0 | 0.10313 | 0.10313 | 0.1027 | 0.10314 | 0.10315 | 0.10319 | 0 | 0 | 0.024893 | 0.54 | 0.016386 | 1.3997 | 1.3997 | 3.5015 | 0 | 0.0052034 | 0.003872 | 0.023281 | 0.085287 | 0 | 0 | 0 | 0 | 0 | 0.011212 | 0.015969 | 0.68916 | 0.39457 | 2.6858 | 2.1271 | 0 | 0.32182 | 0.83819 | 0 | 0 | 0 | 1.088 | 0 | 0.048579 | 0 | 0.0016256 | 0 | -0.13445 | 0 | 0 | 0 | 0 | 0 | 0 | 0 | 0 | 1.5753 | 0.043723 | 0.00013688 | -1.0625 | 0 | 0 | 0 | 0 | 0 | 0 | 0 | 0 | 0 | -2.2 | 0 | 0 | 0 | 0 | 0 | 0 | 0 | -24.4898 | 1.8827 | 0 | 1.1261 | 0 | 0.76168 | 11.6655 | 1.2663 | 3.1569 | 0.15353 | 0.055921 | -0.79408 | 0.63797 | 0.20824 | 3.7009 | 4.812 | 20.7394 | -28.6809 | 0 | 0.48567 | 0 | 1.7286 | 0.22557
2025_06_23 Hr 17 | 0.76727 | 0.00026272 | 0 | 0.10313 | 0.10313 | 0.1027 | 0.10314 | 0.10315 | 0.10319 | 0 | 0 | 0.024893 | 0.48 | 0.015266 | 1.3997 | 1.3997 | 3.5015 | 0 | 0.0052034 | 0.003872 | 0.023281 | 0.085287 | 0 | 0 | 0 | 0 | 0 | 0.011212 | 0.015969 | 0.79954 | 0.24493 | 2.6858 | 2.1271 | 0 | 0.32182 | 0.83819 | 0 | 0 | 0 | 1.0891 | 0 | 0.048579 | 0 | 0.0017038 | 0 | -0.14102 | 0 | 0 | 0 | 0 | 0 | 0 | 0 | 0 | 1.9165 | 0.043723 | 0.00013688 | -1.0625 | 0 | 0 | 0 | 0 | 0 | 0 | 0 | 0 | 0 | -2.2 | 0 | 0 | 0 | 0 | 0 | 0 | 0 | -26.1292 | 1.8827 | 0 | 1.1433 | 0 | 0.80085 | 11.793 | 1.2663 | 3.1569 | 0.15353 | 0.055921 | -0.76727 | 0.63797 | 0.20824 | 3.7009 | 3.616 | 21.0339 | -30.3 | 0 | 0.48567 | 0 | 1.7286 | 0.2277
2025_06_23 Hr 18 | 0.68082 | 0.00020847 | 0 | 0.10313 | 0.10313 | 0.1027 | 0.10314 | 0.10315 | 0.10319 | 0 | 0 | 0.024893 | 0.48 | 0.016428 | 1.3997 | 1.3997 | 3.5015 | 0 | 0.0052034 | 0.003872 | 0.023281 | 0.085287 | 0 | 0 | 0 | 0 | 0 | 0.011212 | 0.015969 | 0.79954 | 0.24493 | 2.6858 | 2.1271 | 0 | 0.32182 | 0.83819 | 0 | 0 | 0 | 1.0299 | 0 | 0.048579 | 0 | 0.0018335 | 0 | -0.15191 | 0 | 0 | 0 | 0 | 0 | 0 | 0 | 0 | 1.0962 | 0.043723 | 0.00013688 | -1.0625 | 0 | 0 | 0 | 0 | 0 | 0 | 0 | 0 | 0 | -2.2 | 0 | 0 | 0 | 0 | 0 | 0 | 0 | -28.5551 | 1.8827 | 0 | 1.2042 | 0 | 0.86179 | 11.8539 | 1.2663 | 3.1569 | 0.15353 | 0.055921 | -0.68082 | 0.63797 | 0.20824 | 3.7009 | 0.42405 | 20.1906 | -32.6504 | 0 | 0.48567 | 0 | 1.7286 | 0.2291
2025_06_23 Hr 19 | 0.65706 | 0.00014953 | 0 | 0.10313 | 0.10313 | 0.1027 | 0.10314 | 0.10315 | 0.10319 | 0 | 0 | 0.024893 | 0.45 | 0.014847 | 1.3997 | 1.3997 | 3.5015 | 0 | 0.0052034 | 0.003872 | 0.023281 | 0.085287 | 0 | 0 | 0 | 0 | 0 | 0.011212 | 0.015969 | 0.79954 | 0.24493 | 2.6858 | 2.1271 | 0 | 0.32182 | 0.83819 | 0 | 0 | 0 | 0.82556 | 0 | 0.048579 | 0 | 0.0017675 | 0 | -0.14637 | 0 | 0 | 0 | 0 | 0 | 0 | 0 | 0 | 0.95824 | 0.043723 | 0.00013688 | -1.0625 | 0 | 0 | 0 | 0 | 0 | 0 | 0 | 0 | 0 | -2.2 | 0 | 0 | 0 | 0 | 0 | 0 | 0 | -28.1092 | 1.8827 | 0 | 1.2822 | 0 | 0.74427 | 11.9319 | 1.2663 | 3.1569 | 0.15353 | 0.055921 | -0.65706 | 0.63797 | 0.20824 | 3.7009 | 0.46164 | 19.8793 | -32.1752 | 0 | 0.48567 | 0 | 1.7286 | 0.22868
2025_06_23 Hr 20 | 0.15845 | 4.5132e-05 | 0 | 0.10313 | 0.10313 | 0.1027 | 0.10314 | 0.10315 | 0.10319 | 0 | 0 | 0.024893 | 0.66 | 0.020825 | 1.3997 | 1.3997 | 3.5015 | 0 | 0.0052034 | 0.003872 | 0.023281 | 0.085287 | 0 | 0 | 0 | 0 | 0 | 0.011212 | 0.015969 | 0.79954 | 0.24493 | 2.6858 | 2.1271 | 0 | 0.32182 | 0.83819 | 0 | 0 | 0 | 1.0051 | 0 | 0.048579 | 0 | 0.0016903 | 0 | -0.13989 | 0 | 0 | 0 | 0 | 0 | 0 | 0 | 0 | 0.95824 | 0.043723 | 0.00013688 | -1.0625 | 0 | 0 | 0 | 0 | 0 | 0 | 0 | 0 | 0 | -2.2 | 0 | 0 | 0 | 0 | 0 | 0 | 0 | -28.5269 | 1.8827 | 0 | 1.1724 | 0 | 0.59193 | 11.8222 | 1.2663 | 3.1569 | 0.15353 | 0.055921 | -0.15845 | 0.63797 | 0.20824 | 3.7009 | 0.18291 | 19.4433 | -32.0877 | 0 | 0.48567 | 0 | 1.7286 | 0.22778
2025_06_23 Hr 21 | 0 | 1.0013e-05 | 0 | 0 | 0 | 0 | 0 | 0 | 0 | 0 | 0 | 0.024893 | 0.63 | 0.0157 | 1.3997 | 1.3997 | 3.5015 | 0 | 0.0052034 | 0.003872 | 0.023281 | 0.085287 | 0 | 0 | 0 | 0 | 0 | 0.011212 | 0.015969 | 0.7895 | 0 | 2.6858 | 2.1271 | 0 | 0.32182 | 0.83819 | 0 | 0 | 0 | 0.95474 | 0 | 0.048579 | 0 | 0.002937 | 0 | -0.11004 | 0 | 0 | 0 | 0 | 0 | 0 | 0 | 0 | 1.372 | 0.043723 | 0.00013688 | -1.0625 | 0 | 0 | 0 | 0 | 0 | 0 | 0 | 0 | 0 | -2.2 | 0 | 0 | 0 | 0 | 0 | 0 | 0 | -21.9911 | 1.8827 | 0 | 1.0138 | 0 | 0.60064 | 10.7901 | 1.2663 | 3.1569 | 0.15353 | 0.055921 | 0 | 0.63797 | 0.20824 | 3.7009 | 6.0475 | 19.6663 | -25.3636 | 0 | 0.48567 | 0 | 1.7286 | 0.2218
2025_06_23 Hr 22 | 0 | 1.743e-06 | 0 | 0 | 0 | 0 | 0 | 0 | 0 | 0 | 0 | 0.024893 | 0.63 | 0.013665 | 1.3997 | 1.3997 | 3.4341 | 0 | 0.0052034 | 0.003872 | 0.023281 | 0.085287 | 0 | 0 | 0 | 0 | 0 | 0.011212 | 0.015969 | 0.34203 | 0 | 2.6858 | 2.1271 | 0 | 0.32182 | 0.83819 | 0 | 0 | 0 | 1.8084 | 0 | 0.048579 | 0 | 0.0025564 | 0 | -0.095508 | 0 | 0 | 0 | 0 | 0 | 0 | 0 | 0 | 1.7785 | 0.043723 | 0.00013688 | -1.0625 | 0 | 0 | 0 | 0 | 0 | 0 | 0 | 0 | 0 | -2.2 | 0 | 0 | 0 | 0 | 0 | 0 | 0 | -21.5971 | 1.8827 | 0 | 1.0138 | 0 | 0.74427 | 10.2752 | 1.2663 | 3.1569 | 0.15353 | 0.055921 | 0 | 0.63797 | 0.20824 | 3.7009 | 7.3406 | 20.212 | -24.9551 | 0 | 0.48567 | 0 | 1.7286 | 0.21943
2025_06_23 Hr 23 | 0 | 0 | 0 | 0 | 0 | 0 | 0 | 0 | 0 | 0 | 0 | 0.024893 | 0.66 | 0.016281 | 1.3997 | 1.3997 | 3.6306 | 0 | 0.0052034 | 0.003872 | 0.023281 | 0.085287 | 0 | -1.1455 | 0 | 0 | 0 | 0.011212 | 0.015969 | 0.44811 | 0 | 2.742 | 2.1271 | 0 | 0.33018 | 0.83819 | 0 | 0 | 0 | 0.86709 | 0 | 0.048579 | 0 | 0.0029074 | 0 | -0.10891 | 0 | 0 | 0 | 0 | 0 | 0 | 0 | 0 | 1.9891 | 0.043723 | 0.00013688 | 0 | 0 | 0 | 0 | 0 | 0 | 0 | 0 | 0 | 0 | 0 | 0 | 0 | 0 | 0 | 0 | 0 | 0 | -22.5115 | 1.8827 | 0 | 1.0759 | 0 | 1.5538 | 10.6961 | 1.2663 | 3.1569 | 0.15353 | 0.055921 | 0 | 0.63797 | 0.20824 | 3.7009 | 9.0642 | 21.2669 | -23.7659 | 0 | 0.48567 | 0 | 1.7286 | 0.21326
2025_06_23 Hr 24 | 0 | 0 | 0 | 0 | 0 | 0 | 0 | 0 | 0 | 0 | 0 | 0.024893 | 0.69 | 0.019092 | 1.3997 | 1.3997 | 3.6306 | 0 | 0.0052034 | 0.003872 | 0.023281 | 0.085287 | 0 | -1.0651 | 0 | 0 | 0 | 0.011212 | 0.015969 | 0.68919 | 0 | 2.742 | 2.1271 | 0 | 0.33018 | 0.83819 | 0 | 0 | 0 | 0.7037 | 0 | 0.048579 | 0 | 0.003261 | 0 | -0.12241 | 0 | 0 | 0 | 0 | 0 | 0 | 0 | 0 | 1.372 | 0.043723 | 0.00013688 | 0 | 0 | 0 | 0 | 0 | 0 | 0 | 0 | 0 | 0 | 0 | 0 | 0 | 0 | 0 | 0 | 0 | 0 | -26.5008 | 1.8827 | 0 | 1.0759 | 0 | 1.5538 | 10.9372 | 1.2663 | 3.1569 | 0.15353 | 0.055921 | 0 | 0.63797 | 0.20824 | 3.7009 | 4.6268 | 20.6742 | -27.6883 | 0 | 0.48567 | 0 | 1.7286 | 0.20485
2025_06_24 Hr 01 | 0 | 0 | 0 | 0 | 0 | 0 | 0 | 0 | 0 | 0 | 0 | 0.024893 | 0.42 | 0.01158 | 1.3997 | 1.3997 | 3.6306 | 0 | 0.0052034 | 0.003872 | 0.023281 | 0.085287 | 0 | -1.0677 | 0 | 0 | 0 | 0.011212 | 0.015969 | 0.79954 | 0 | 2.742 | 2.1271 | 0 | 0.33018 | 0.83819 | 0 | 0 | 0 | 0.10538 | -0.079892 | 0.048579 | 0 | 0.0032495 | 0 | -0.12197 | 0 | 0 | 0 | 0 | 0 | 0 | 0 | 0 | 1.2341 | 0.043723 | 0.00013688 | 0 | 0 | 0 | 0 | 0 | 0 | 0 | 0 | 0 | 0 | 0 | 0 | 0 | 0 | 0 | 0 | 0 | 0 | -26.5504 | 1.8827 | 0 | 1.0759 | 0 | 1.593 | 11.0476 | 1.2663 | 3.1569 | 0.15353 | 0.055921 | 0 | 0.63797 | 0.20824 | 3.7009 | 3.6253 | 20.2923 | -27.7401 | 0 | 0.48567 | 0 | 1.7286 | 0.19916
2025_06_24 Hr 02 | 0 | 0 | 0 | 0 | 0 | 0 | 0 | 0 | 0 | 0 | 0 | 0.024893 | 0.27 | 0.0073844 | 1.3997 | 1.3997 | 3.6306 | 0 | 0.0052034 | 0.003872 | 0.023281 | 0.085287 | 0 | -1.0737 | 0 | 0 | 0 | 0.011212 | 0.015969 | 0.79954 | 0 | 2.742 | 2.1271 | 0 | 0.33018 | 0.83819 | 0 | 0 | 0 | 0.58678 | 0 | 0.048579 | 0 | 0.0032234 | 0 | -0.12097 | 0 | 0 | 0 | 0 | 0 | 0 | 0 | 0 | 1.7132 | 0.043723 | 0.00013688 | 0 | 0 | 0 | 0 | 0 | 0 | 0 | 0 | 0 | 0 | 0 | 0 | 0 | 0 | 0 | 0 | 0 | 0 | -27.3592 | 1.8827 | 0 | 1.0759 | 0 | 1.1839 | 11.0476 | 1.2663 | 3.1569 | 0.15353 | 0.055921 | 0 | 0.63797 | 0.20824 | 3.7009 | 3.2875 | 20.2069 | -28.5538 | 0 | 0.48567 | 0 | 1.7286 | 0.19804
2025_06_24 Hr 03 | 0 | 0 | 0 | 0 | 0 | 0 | 0 | 0 | 0 | 0 | 0 | 0.024893 | 0.3 | 0.0080598 | 1.3997 | 1.3997 | 3.6306 | 0 | 0.0052034 | 0.003872 | 0.023281 | 0.085287 | 0 | -1.0866 | 0 | 0 | 0 | 0.011212 | 0.015969 | 0.79954 | 0 | 2.742 | 2.1271 | 0 | 0.33018 | 0.83819 | 0 | 0 | 0 | 1.3549 | 0 | 0.048579 | 0 | 0.0031664 | 0 | -0.1188 | 0 | 0 | 0 | 0 | 0 | 0 | 0 | 0 | 2.1197 | 0.043723 | 0.00013688 | 0 | 0 | 0 | 0 | 0 | 0 | 0 | 0 | 0 | 0 | 0 | 0 | 0 | 0 | 0 | 0 | 0 | 0 | -29.0372 | 1.8827 | 0 | 1.0759 | 0 | 1.3623 | 11.0476 | 1.2663 | 3.1569 | 0.15353 | 0.055921 | 0 | 0.63797 | 0.20824 | 3.7009 | 2.9812 | 20.8214 | -30.2427 | 0 | 0.48567 | 0 | 1.7286 | 0.19686
2025_06_24 Hr 04 | 0 | 0 | 0 | 0 | 0 | 0 | 0 | 0 | 0 | 0 | 0 | 0.024893 | 0.66 | 0.017802 | 1.3997 | 1.3997 | 3.6306 | 0 | 0.0052034 | 0.003872 | 0.023281 | 0.085287 | 0 | -1.0837 | 0 | 0 | 0 | 0.011212 | 0.015969 | 0.79954 | 0 | 2.742 | 2.1271 | 0 | 0.33018 | 0.83819 | 0 | 0 | 0 | 0.58987 | 0 | 0.048579 | 0 | 0.003179 | 0 | -0.11928 | 0 | 0 | 0 | 0 | 0 | 0 | 0 | 0 | 1.8511 | 0.043723 | 0.00013688 | 0 | 0 | 0 | 0 | 0 | 0 | 0 | 0 | 0 | 0 | 0 | 0 | 0 | 0 | 0 | 0 | 0 | 0 | -29.4955 | 1.8827 | 0 | 1.0759 | 0 | 2.346 | 11.0476 | 1.2663 | 3.1569 | 0.15353 | 0.055921 | 0 | 0.63797 | 0.20824 | 3.7009 | 2.8442 | 21.9053 | -30.6985 | 0 | 0.48567 | 0 | 1.7286 | 0.19591
2025_06_24 Hr 05 | 0 | 0 | 0 | 0 | 0 | 0 | 0 | 0 | 0 | 0 | 0 | 0.024893 | 1.41 | 0.041488 | 1.3997 | 1.3997 | 3.6306 | 0 | 0.0052034 | 0.003872 | 0.023281 | 0.085287 | 0 | -1.0181 | 0 | 0 | 0 | 0.011212 | 0.015969 | 0.79954 | 0 | 2.742 | 2.1271 | 0 | 0.33018 | 0.83819 | 0 | 0 | 0 | 0.27781 | -0.16986 | 0.048579 | 0 | 0.0034678 | 0 | -0.13031 | 0 | 0 | 0 | 0 | 0 | 0 | 0 | 0 | 1.9165 | 0.043723 | 0.00013688 | 0 | 0 | 0 | 0 | 0 | 0 | 0 | 0 | 0 | 0 | 0 | 0 | 0 | 0 | 0 | 0 | 0 | 0 | -33.4517 | 1.8827 | 0 | 1.0759 | 0 | 2.5201 | 11.0476 | 1.2663 | 3.1569 | 0.15353 | 0.055921 | 0 | 0.63797 | 0.20824 | 3.7009 | -0.52406 | 22.9205 | -34.6001 | 0 | 0.48567 | 0 | 1.7286 | 0.19804
2025_06_24 Hr 06 | 0.068002 | 0 | 0 | 0 | 0 | 0 | 0 | 0 | 0 | 0 | 0 | 0.024893 | 1.77 | 0.051799 | 1.3997 | 1.3997 | 3.6306 | 0 | 0.0052034 | 0.003872 | 0.023281 | 0.085287 | 0 | -1.0224 | 0 | 0 | 0 | 0.011212 | 0.015969 | 0.79954 | 0 | 2.742 | 2.1271 | 0 | 0.33018 | 0.83819 | 0 | 0 | 0 | 0.28517 | -0.071164 | 0.048579 | 0 | 0.0034491 | 0 | -0.12959 | 0 | 0 | 0 | 0 | 0 | 0 | 0 | 0 | 1.7785 | 0.043723 | 0.00013688 | 0 | 0 | 0 | 0 | 0 | 0 | 0 | 0 | 0 | 0 | 0 | 0 | 0 | 0 | 0 | 0 | 0 | 0 | -33.8194 | 1.8827 | 0 | 1.1475 | 0 | 2.2154 | 11.1192 | 1.2663 | 3.1569 | 0.15353 | 0.055921 | -0.068002 | 0.63797 | 0.20824 | 3.7009 | -0.78373 | 22.9225 | -35.0394 | 0 | 0.48567 | 0 | 1.7286 | 0.20431
2025_06_24 Hr 07 | 0.49171 | 1.8427e-06 | 0 | 0 | 0 | 0 | 0 | 0 | 0 | 0 | 0 | 0.024893 | 1.56 | 0.035773 | 1.3997 | 1.3997 | 3.4678 | 0 | 0.0052034 | 0.003872 | 0.023281 | 0.085287 | 0 | 0 | 0 | 0 | 0 | 0.011212 | 0.015969 | 0.46567 | 0 | 2.6858 | 2.1271 | 0 | 0.32182 | 0.83819 | 0 | 0 | 0 | 0.64411 | 0 | 0.048579 | 0 | 0.0027026 | 0 | -0.10109 | 0 | 0 | 0 | 0 | 0 | 0 | 0 | 0 | 1.51 | 0.043723 | 0.00013688 | -1.0625 | 0 | 0 | 0 | 0 | 0 | 0 | 0 | 0 | 0 | -2.2 | 0 | 0 | 0 | 0 | 0 | 0 | 0 | -29.0825 | 1.8827 | 0 | 1.0138 | 0 | 2.0457 | 10.4326 | 1.2663 | 3.1569 | 0.15353 | 0.055921 | -0.49171 | 0.63797 | 0.20824 | 3.7009 | 0.82029 | 22.6813 | -32.9378 | 0 | 0.48567 | 0 | 1.7286 | 0.21219
2025_06_24 Hr 08 | 0.71613 | 1.1673e-05 | 0 | 0 | 0 | 0 | 0 | 0 | 0 | 0 | 0 | 0.024893 | 1.29 | 0.030223 | 1.3997 | 1.3997 | 3.5015 | 0 | 0.0052034 | 0.003872 | 0.023281 | 0.085287 | 0 | 0 | 0 | 0 | 0 | 0.011212 | 0.015969 | 0.33394 | 0 | 2.6858 | 2.1271 | 0 | 0.32182 | 0.83819 | 0 | 0 | 0 | 0.33539 | -0.0010186 | 0.048579 | 0 | 0.0027613 | 0 | -0.10333 | 0 | 0 | 0 | 0 | 0 | 0 | 0 | 0 | 1.4374 | 0.043723 | 0.00013688 | -1.0625 | 0 | 0 | 0 | 0 | 0 | 0 | 0 | 0 | 0 | -2.2 | 0 | 0 | 0 | 0 | 0 | 0 | 0 | -27.7164 | 1.8827 | 0 | 1.0138 | 0 | 1.6148 | 10.3346 | 1.2663 | 3.1569 | 0.15353 | 0.055921 | -0.71613 | 0.63797 | 0.20824 | 3.7009 | 1.0037 | 22.1331 | -31.7983 | 0 | 0.48567 | 0 | 1.7286 | 0.21854
2025_06_24 Hr 09 | 0.76655 | 5.5497e-05 | 0 | 0 | 0 | 0 | 0 | 0 | 0 | 0 | 0 | 0.024893 | 1.35 | 0.031287 | 1.3997 | 1.3997 | 3.3892 | 0 | 0.0052034 | 0.003872 | 0.023281 | 0.085287 | 0 | 0 | 0 | 0 | 0 | 0.011212 | 0.015969 | 0.3355 | 0 | 2.6591 | 2.1271 | 0 | 0.31797 | 0.83819 | 0 | 0 | 0 | 1.6094 | 0 | 0.048579 | 0 | 0.0027314 | 0 | -0.10219 | 0 | 0 | 0 | 0 | 0 | 0 | 0 | 0 | 1.0236 | 0.043723 | 0.00013688 | -1.0625 | 0 | 0 | 0 | 0 | 0 | 0 | 0 | 0 | 0 | -2.2 | 0 | 0 | 0 | 0 | 0 | 0 | 0 | -26.5923 | 1.8827 | 0 | 1.0138 | 0 | 0.7138 | 10.1971 | 1.2663 | 3.1569 | 0.15353 | 0.055921 | -0.76655 | 0.63797 | 0.20824 | 3.7009 | 2.0109 | 20.928 | -30.7236 | 0 | 0.48567 | 0 | 1.7286 | 0.22053
2025_06_24 Hr 10 | 0.77418 | 0.00013654 | 0 | 0 | 0 | 0 | 0 | 0 | 0 | 0 | 0 | 0.024893 | 1.23 | 0.029436 | 1.3997 | 1.3997 | 3.5015 | 0 | 0.0052034 | 0.003872 | 0.023281 | 0.085287 | 0 | 0 | 0 | 0 | 0 | 0.011212 | 0.015969 | 0.44805 | 0 | 2.6858 | 2.1271 | 0 | 0.32182 | 0.83819 | 0 | 0 | 0 | 0.84407 | 0 | 0.048579 | 0 | 0.0028205 | 0 | -0.10559 | 0 | 0 | 0 | 0 | 0 | 0 | 0 | 0 | 0.8929 | 0.043723 | 0.00013688 | -1.0625 | 0 | 0 | 0 | 0 | 0 | 0 | 0 | 0 | 0 | -2.2 | 0 | 0 | 0 | 0 | 0 | 0 | 0 | -25.1986 | 1.8827 | 0 | 1.0138 | 0 | 1.062 | 10.4487 | 1.2663 | 3.1569 | 0.15353 | 0.055921 | -0.77418 | 0.63797 | 0.20824 | 3.7009 | 2.9893 | 21.0375 | -29.3409 | 0 | 0.48567 | 0 | 1.7286 | 0.22275
2025_06_24 Hr 11 | 0.78042 | 0.00023142 | 0 | 0 | 0 | 0 | 0 | 0 | 0 | 0 | 0 | 0.024893 | 1.11 | 0.029987 | 1.3997 | 1.3997 | 3.5015 | 0 | 0.0052034 | 0.003872 | 0.023281 | 0.085287 | 0 | 0 | 0 | 0 | 0 | 0.011212 | 0.015969 | 0.68919 | 0.39457 | 2.6858 | 2.1271 | 0 | 0.32182 | 0.83819 | 0 | 0 | 0 | 0.83298 | 0 | 0.048579 | 0 | 0.003184 | 0 | -0.11947 | 0 | 0 | 0 | 0 | 0 | 0 | 0 | 0 | 1.2994 | 0.043723 | 0.00013688 | -1.0625 | 0 | 0 | 0 | 0 | 0 | 0 | 0 | 0 | 0 | -2.2 | 0 | 0 | 0 | 0 | 0 | 0 | 0 | -27.8783 | 1.8827 | 0 | 1.0138 | 0 | 0.86179 | 10.9347 | 1.2663 | 3.1569 | 0.15353 | 0.055921 | -0.78042 | 0.63797 | 0.20824 | 3.7009 | 0.86004 | 21.133 | -32.0406 | 0 | 0.48567 | 0 | 1.7286 | 0.22505
2025_06_24 Hr 12 | 0.71605 | 0.00028061 | 0 | 0 | 0 | 0 | 0 | 0 | 0 | 0 | 0 | 0.024893 | 1.41 | 0.037759 | 1.3997 | 1.3997 | 3.5015 | 0 | 0.0052034 | 0.003872 | 0.023281 | 0.085287 | 0 | 0 | 0 | 0 | 0 | 0.011212 | 0.015969 | 0.79954 | 0.24493 | 2.6858 | 2.1271 | 0 | 0.32182 | 0.83819 | 0 | 0 | 0 | 0.59556 | -0.01186 | 0.048579 | 0 | 0.0031562 | 0 | -0.11841 | 0 | 0 | 0 | 0 | 0 | 0 | 0 | 0 | 1.7132 | 0.043723 | 0.00013688 | -1.0625 | 0 | 0 | 0 | 0 | 0 | 0 | 0 | 0 | 0 | -2.2 | 0 | 0 | 0 | 0 | 0 | 0 | 0 | -25.1069 | 1.8827 | 0 | 1.0138 | 0 | 0.79215 | 11.0451 | 1.2663 | 3.1569 | 0.15353 | 0.055921 | -0.71605 | 0.63797 | 0.20824 | 3.7009 | 4.1462 | 21.7212 | -29.2038 | 0 | 0.48567 | 0 | 1.7286 | 0.2257
2025_06_24 Hr 13 | 0.74722 | 0.00030219 | 0 | 0.10313 | 0.10313 | 0.1027 | 0.10314 | 0.10315 | 0.10319 | 0 | 0 | 0.024893 | 1.47 | 0.043255 | 1.3997 | 1.3997 | 3.5015 | 0 | 0.0052034 | 0.003872 | 0.023281 | 0.085287 | 0 | 0 | 0 | 0 | 0 | 0.011212 | 0.015969 | 0.79954 | 0.24493 | 2.6858 | 2.1271 | 0 | 0.32182 | 0.83819 | 0 | 0 | 0 | 1.0108 | 0 | 0.048579 | 0 | 0.0015764 | 0 | -0.13031 | 0 | 0 | 0 | 0 | 0 | 0 | 0 | 0 | 2.1197 | 0.043723 | 0.00013688 | -1.0625 | 0 | 0 | 0 | 0 | 0 | 0 | 0 | 0 | 0 | -2.2 | 0 | 0 | 0 | 0 | 0 | 0 | 0 | -28.9203 | 1.8827 | 0 | 1.1065 | 0 | 0.5397 | 11.7562 | 1.2663 | 3.1569 | 0.15353 | 0.055921 | -0.74722 | 0.63797 | 0.20824 | 3.7009 | 1.6819 | 21.9753 | -33.0603 | 0 | 0.48567 | 0 | 1.7286 | 0.22903
2025_06_24 Hr 14 | 0.76756 | 0.00036101 | 0 | 0.10313 | 0.10313 | 0.1027 | 0.10314 | 0.10315 | 0.10319 | 0 | 0 | 0.024893 | 1.71 | 0.060206 | 1.3997 | 1.3997 | 3.5015 | 0 | 0.0052034 | 0.003872 | 0.023281 | 0.085287 | 0 | 0 | 0 | 0 | 0 | 0.011212 | 0.015969 | 0.79954 | 0.24493 | 2.6858 | 2.1271 | 0 | 0.32182 | 0.83819 | 0 | 0 | 0 | 1.3041 | 0 | 0.048579 | 0 | 0.0018862 | 0 | -0.15634 | 0 | 0 | 0 | 0 | 0 | 0 | 0 | 0 | 1.8511 | 0.043723 | 0.00013688 | -1.0625 | 0 | 0 | 0 | 0 | 0 | 0 | 0 | 0 | 0 | -2.2 | 0 | 0 | 0 | 0 | 0 | 0 | 0 | -32.0184 | 1.8827 | 0 | 1.3019 | 0 | 0.45266 | 11.9516 | 1.2663 | 3.1569 | 0.15353 | 0.055921 | -0.76756 | 0.63797 | 0.20824 | 3.7009 | -1.0522 | 21.8969 | -36.2048 | 0 | 0.48567 | 0 | 1.7286 | 0.22894
2025_06_24 Hr 15 | 0.74635 | 0.00039055 | 0 | 0.10313 | 0.10313 | 0.1027 | 0.10314 | 0.10315 | 0.10319 | 0 | 0 | 0.024893 | 2.07 | 0.07365 | 1.3997 | 1.3997 | 3.5015 | 0 | 0.0052034 | 0.003872 | 0.023281 | 0.085287 | 0 | 0 | 0 | 0 | 0 | 0.011212 | 0.015969 | 0.79954 | 0.24493 | 2.6858 | 2.1271 | 0 | 0.32182 | 0.83819 | 0 | 0 | 0 | 1.2484 | 0 | 0.048579 | 0 | 0.0019061 | 0 | -0.15801 | 0 | 0 | 0 | 0 | 0 | 0 | 0 | 0 | 1.51 | 0.043723 | 0.00013688 | -1.0625 | 0 | 0 | 0 | 0 | 0 | 0 | 0 | 0 | 0 | -2.2 | 0 | 0 | 0 | 0 | 0 | 0 | 0 | -31.0532 | 1.8827 | 0 | 1.3285 | 0 | 0.6224 | 11.9783 | 1.2663 | 3.1569 | 0.15353 | 0.055921 | -0.74635 | 0.63797 | 0.20824 | 3.7009 | 0.084697 | 22.0781 | -35.2201 | 0 | 0.48567 | 0 | 1.7286 | 0.22931
2025_06_24 Hr 16 | 0.79408 | 0.0003733 | 0 | 0.10313 | 0.10313 | 0.1027 | 0.10314 | 0.10315 | 0.10319 | 0 | 0 | 0.024893 | 2.37 | 0.092209 | 1.3997 | 1.3997 | 3.5015 | 0 | 0.0052034 | 0.003872 | 0.023281 | 0.085287 | 0 | 0 | 0 | 0 | 0 | 0.011212 | 0.015969 | 0.79954 | 0.24493 | 2.6858 | 2.1271 | 0 | 0.32182 | 0.83819 | 0 | 0 | 0 | 1.2614 | 0 | 0.048579 | 0 | 0.0020843 | 0 | -0.17298 | 0 | 0 | 0 | 0 | 0 | 0 | 0 | 0 | 1.7132 | 0.043723 | 0.00013688 | -1.0625 | 0 | 0 | 0 | 0 | 0 | 0 | 0 | 0 | 0 | -2.2 | 0 | 0 | 0 | 0 | 0 | 0 | 0 | -34.0551 | 1.8827 | 0 | 1.253 | 0 | 0.7138 | 11.9027 | 1.2663 | 3.1569 | 0.15353 | 0.055921 | -0.79408 | 0.63797 | 0.20824 | 3.7009 | -2.3815 | 22.739 | -38.2846 | 0 | 0.48567 | 0 | 1.7286 | 0.22924
2025_06_24 Hr 17 | 0.77955 | 0.00025852 | 0 | 0.10313 | 0.10313 | 0.1027 | 0.10314 | 0.10315 | 0.10319 | 0 | 0 | 0.024893 | 2.22 | 0.084221 | 1.3997 | 1.3997 | 3.5015 | 0 | 0.0052034 | 0.003872 | 0.023281 | 0.085287 | 0 | 0 | 0 | 0 | 0 | 0.011212 | 0.015969 | 0.79954 | 0.24493 | 2.6858 | 2.1271 | 0 | 0.32182 | 0.83819 | 0 | 0 | 0 | 1.483 | 0 | 0.048579 | 0 | 0.0020324 | 0 | -0.16862 | 0 | 0 | 0 | 0 | 0 | 0 | 0 | 0 | 1.8511 | 0.043723 | 0.00013688 | -1.0625 | 0 | 0 | 0 | 0 | 0 | 0 | 0 | 0 | 0 | -2.2 | 0 | 0 | 0 | 0 | 0 | 0 | 0 | -33.9243 | 1.8827 | 0 | 1.3774 | 0 | 0.69204 | 12.0271 | 1.2663 | 3.1569 | 0.15353 | 0.055921 | -0.77955 | 0.63797 | 0.20824 | 3.7009 | -1.9409 | 22.6839 | -38.1349 | 0 | 0.48567 | 0 | 1.7286 | 0.23065
2025_06_24 Hr 18 | 0.80295 | 0.00029083 | 0 | 0.10313 | 0.10313 | 0.1027 | 0.10314 | 0.10315 | 0.10319 | 0 | 0 | 0.024893 | 1.89 | 0.081628 | 1.3997 | 1.3997 | 3.5015 | 0 | 0.0052034 | 0.003872 | 0.023281 | 0.085287 | 0 | 0 | 0 | 0 | 0 | 0.011212 | 0.015969 | 0.79954 | 0.24493 | 2.6858 | 2.1271 | 0 | 0.32182 | 0.83819 | 0 | 0 | 0 | 1.5793 | 0 | 0.048579 | 0 | 0.0023137 | 0 | -0.19225 | 0 | 0 | 0 | 0 | 0 | 0 | 0 | 0 | 1.5753 | 0.043723 | 0.00013688 | -1.0625 | 0 | 0 | 0 | 0 | 0 | 0 | 0 | 0 | 0 | -2.2 | 0 | 0 | 0 | 0 | 0 | 0 | 0 | -40.1709 | 1.8827 | 0 | 1.3945 | 0 | 0.85308 | 12.0442 | 1.2663 | 3.1569 | 0.15353 | 0.055921 | -0.80295 | 0.63797 | 0.20824 | 3.7009 | -8.5422 | 22.2628 | -44.4286 | 0 | 0.48567 | 0 | 1.7286 | 0.23352
2025_06_24 Hr 19 | 0.7526 | 0.0002844 | 0 | 0.10313 | 0.10313 | 0.1027 | 0.10314 | 0.10315 | 0.10319 | 0 | 0 | 0.024893 | 1.5 | 0.077841 | 1.3997 | 1.3997 | 3.5015 | 0 | 0.0052034 | 0.003872 | 0.023281 | 0.085287 | 0 | 0 | 0 | 0 | 0 | 0.011212 | 0.015969 | 0.79954 | 0.24493 | 2.6858 | 2.1271 | 0 | 0.32182 | 0.83819 | 0 | 0 | 0 | 2.1368 | 0 | 0.048579 | 0 | 0.00278 | 0 | -0.23142 | 0 | 0 | 0 | 0 | 0 | 0 | 0 | 0 | 1.5753 | 0.043723 | 0.00013688 | -1.0625 | 0 | 0 | 0 | 0 | 0 | 0 | 0 | 0 | 0 | -2.2 | 0 | 0 | 0 | 0 | 0 | 0 | 0 | -52.567 | 1.8827 | 0 | 1.3945 | 0 | 0.98366 | 12.0442 | 1.2663 | 3.1569 | 0.15353 | 0.055921 | -0.7526 | 0.63797 | 0.20824 | 3.7009 | -20.6852 | 21.9474 | -56.8136 | 0 | 0.48567 | 0 | 1.7286 | 0.23167
2025_06_24 Hr 20 | 0.18127 | 8.7569e-05 | 0 | 0.10313 | 0.10313 | 0.1027 | 0.10314 | 0.10315 | 0.10319 | 0 | 0 | 0.024893 | 1.02 | 0.03452 | 1.3997 | 1.3997 | 3.5015 | 0 | 0.0052034 | 0.003872 | 0.023281 | 0.085287 | 0 | 0 | 0 | 0 | 0 | 0.011212 | 0.015969 | 0.79954 | 0.24493 | 2.6858 | 2.1271 | 0 | 0.32182 | 0.83819 | 0 | 0 | 0 | 1.6292 | 0 | 0.048579 | 0 | 0.001813 | 0 | -0.15019 | 0 | 0 | 0 | 0 | 0 | 0 | 0 | 0 | 1.51 | 0.043723 | 0.00013688 | -1.0625 | 0 | 0 | 0 | 0 | 0 | 0 | 0 | 0 | 0 | -2.2 | 0 | 0 | 0 | 0 | 0 | 0 | 0 | -38.4061 | 1.8827 | 0 | 1.2822 | 0 | 1.1752 | 11.9319 | 1.2663 | 3.1569 | 0.15353 | 0.055921 | -0.18127 | 0.63797 | 0.20824 | 3.7009 | -7.4612 | 20.9778 | -42.0001 | 0 | 0.48567 | 0 | 1.7286 | 0.23071
2025_06_24 Hr 21 | 0.044971 | 2.3735e-05 | 0 | 0.10313 | 0.10313 | 0.1027 | 0.10314 | 0.10315 | 0.10319 | 0 | 0 | 0.024893 | 0.66 | 0.021189 | 1.3997 | 1.3997 | 3.5015 | 0 | 0.0052034 | 0.003872 | 0.023281 | 0.085287 | 0 | 0 | 0 | 0 | 0 | 0.011212 | 0.015969 | 0.79954 | 0.24493 | 2.6858 | 2.1271 | 0 | 0.32182 | 0.83819 | 0 | 0 | 0 | 1.1871 | 0 | 0.048579 | 0 | 0.0017199 | 0 | -0.14237 | 0 | 0 | 0 | 0 | 0 | 0 | 0 | 0 | 1.8511 | 0.043723 | 0.00013688 | -1.0625 | 0 | 0 | 0 | 0 | 0 | 0 | 0 | 0 | 0 | -2.2 | 0 | 0 | 0 | 0 | 0 | 0 | 0 | -38.0593 | 1.8827 | 0 | 1.2188 | 0 | 1.4668 | 11.8685 | 1.2663 | 3.1569 | 0.15353 | 0.055921 | -0.044971 | 0.63797 | 0.20824 | 3.7009 | -7.3555 | 21.0981 | -41.5092 | 0 | 0.48567 | 0 | 1.7286 | 0.22791
2025_06_24 Hr 22 | 0 | 2.8773e-06 | 0 | 0 | 0 | 0 | 0 | 0 | 0 | 0 | 0 | 0.024893 | 0.51 | 0.013044 | 1.3997 | 1.3997 | 3.5015 | 0 | 0.0052034 | 0.003872 | 0.023281 | 0.085287 | 0 | 0 | 0 | 0 | 0 | 0.011212 | 0.015969 | 0.7828 | 0 | 2.6858 | 2.1271 | 0 | 0.32182 | 0.83819 | 0 | 0 | 0 | 0.56622 | 0 | 0.048579 | 0 | 0.0030143 | 0 | -0.11299 | 0 | 0 | 0 | 0 | 0 | 0 | 0 | 0 | 2.3303 | 0.043723 | 0.00013688 | -1.0625 | 0 | 0 | 0 | 0 | 0 | 0 | 0 | 0 | 0 | -2.2 | 0 | 0 | 0 | 0 | 0 | 0 | 0 | -30.771 | 1.8827 | 0 | 1.0138 | 0 | 1.6365 | 10.7834 | 1.2663 | 3.1569 | 0.15353 | 0.055921 | 0 | 0.63797 | 0.20824 | 3.7009 | -1.2557 | 21.5412 | -34.1465 | 0 | 0.48567 | 0 | 1.7286 | 0.22526
2025_06_24 Hr 23 | 0 | 0 | 0 | 0 | 0 | 0 | 0 | 0 | 0 | 0 | 0 | 0.024893 | 0.54 | 0.016526 | 1.3997 | 1.3997 | 3.6306 | 0 | 0.0052034 | 0.003872 | 0.023281 | 0.085287 | 0 | -0.98652 | 0 | 0 | 0 | 0.011212 | 0.015969 | 0.79954 | 0 | 2.742 | 2.1271 | 0 | 0.33018 | 0.83819 | 0 | 0 | 0 | 0.25828 | -0.14986 | 0.048579 | 0 | 0.0036068 | 0 | -0.13561 | 0 | 0 | 0 | 0 | 0 | 0 | 0 | 0 | 2.7368 | 0.043723 | 0.00013688 | 0 | 0 | 0 | 0 | 0 | 0 | 0 | 0 | 0 | 0 | 0 | 0 | 0 | 0 | 0 | 0 | 0 | 0 | -32.1337 | 1.8827 | 0 | 1.153 | 0 | 1.3623 | 11.1247 | 1.2663 | 3.1569 | 0.15353 | 0.055921 | 0 | 0.63797 | 0.20824 | 3.7009 | -0.31759 | 21.7052 | -33.2559 | 0 | 0.48567 | 0 | 1.7286 | 0.21516
2025_06_24 Hr 24 | 0 | 0 | 0 | 0 | 0 | 0 | 0 | 0 | 0 | 0 | 0 | 0.024893 | 0.6 | 0.016321 | 1.3997 | 1.3997 | 3.6306 | 0 | 0.0052034 | 0.003872 | 0.023281 | 0.085287 | 0 | -1.0776 | 0 | 0 | 0 | 0.011212 | 0.015969 | 0.79954 | 0 | 2.742 | 2.1271 | 0 | 0.33018 | 0.83819 | 0 | 0 | 0 | 0.17308 | -0.029556 | 0.048579 | 0 | 0.0032059 | 0 | -0.12031 | 0 | 0 | 0 | 0 | 0 | 0 | 0 | 0 | 2.6715 | 0.043723 | 0.00013688 | 0 | 0 | 0 | 0 | 0 | 0 | 0 | 0 | 0 | 0 | 0 | 0 | 0 | 0 | 0 | 0 | 0 | 0 | -27.9431 | 1.8827 | 0 | 1.0759 | 0 | 1.1229 | 11.0476 | 1.2663 | 3.1569 | 0.15353 | 0.055921 | 0 | 0.63797 | 0.20824 | 3.7009 | 3.502 | 21.452 | -29.1411 | 0 | 0.48567 | 0 | 1.7286 | 0.20682
2025_06_25 Hr 01 | 0 | 0 | 0 | 0 | 0 | 0 | 0 | 0 | 0 | 0 | 0 | 0.024893 | 0.48 | 0.012958 | 1.3997 | 1.3997 | 4.043 | 0 | 0.0052034 | 0.003872 | 0.023281 | 0.085287 | 0 | -1.0831 | 0 | 0 | 0 | 0.011212 | 0.015969 | 0.79954 | 0 | 3.0538 | 2.1271 | 0 | 0.33018 | 0.83819 | 0 | 0 | 0 | 0.77008 | 0 | 0.048579 | 0 | 0.0031818 | 0 | -0.11939 | 0 | 0 | 0 | 0 | 0 | 0 | 0 | 0 | 1.372 | 0.043723 | 0.00013688 | 0 | 0 | 0 | 0 | 0 | 0 | 0 | 0 | 0 | 0 | 0 | 0 | 0 | 0 | 0 | 0 | 0 | 0 | -27.9637 | 1.8827 | 0 | 1.1983 | 0 | 0.82261 | 11.8942 | 1.2663 | 3.1569 | 0.15353 | 0.055921 | 0 | 0.63797 | 0.20824 | 3.7009 | 3.222 | 19.7239 | -29.1662 | 0 | 0.48567 | 0 | 1.7286 | 0.20192
2025_06_25 Hr 02 | 0 | 0 | 0 | 0 | 0 | 0 | 0 | 0 | 0 | 0 | 0 | 0.024893 | 0.48 | 0.013026 | 1.3997 | 1.3997 | 4.043 | 0 | 0.0052034 | 0.003872 | 0.023281 | 0.085287 | 0 | -1.0794 | 0 | 0 | 0 | 0.011212 | 0.015969 | 0.79954 | 0 | 3.0538 | 2.1271 | 0 | 0.33018 | 0.83819 | 0 | 0 | 0 | 0.51035 | 0 | 0.048579 | 0 | 0.0031983 | 0 | -0.12001 | 0 | 0 | 0 | 0 | 0 | 0 | 0 | 0 | 1.372 | 0.043723 | 0.00013688 | 0 | 0 | 0 | 0 | 0 | 0 | 0 | 0 | 0 | 0 | 0 | 0 | 0 | 0 | 0 | 0 | 0 | 0 | -27.4864 | 1.8827 | 0 | 1.1983 | 0 | 1.1926 | 11.8942 | 1.2663 | 3.1569 | 0.15353 | 0.055921 | 0 | 0.63797 | 0.20824 | 3.7009 | 3.8083 | 20.0896 | -28.6858 | 0 | 0.48567 | 0 | 1.7286 | 0.19752
2025_06_25 Hr 03 | 0 | 0 | 0 | 0 | 0 | 0 | 0 | 0 | 0 | 0 | 0 | 0.024893 | 0.66 | 0.017753 | 1.3997 | 1.3997 | 4.043 | 0 | 0.0052034 | 0.003872 | 0.023281 | 0.085287 | 0 | -1.0857 | 0 | 0 | 0 | 0.011212 | 0.015969 | 0.79954 | 0 | 3.0538 | 2.1271 | 0 | 0.33018 | 0.83819 | 0 | 0 | 0 | 0.45185 | 0 | 0.048579 | 0 | 0.0031702 | 0 | -0.11894 | 0 | 0 | 0 | 0 | 0 | 0 | 0 | 0 | 1.7132 | 0.043723 | 0.00013688 | 0 | 0 | 0 | 0 | 0 | 0 | 0 | 0 | 0 | 0 | 0 | 0 | 0 | 0 | 0 | 0 | 0 | 0 | -28.4037 | 1.8827 | 0 | 1.1983 | 0 | 1.2927 | 11.8942 | 1.2663 | 3.1569 | 0.15353 | 0.055921 | 0 | 0.63797 | 0.20824 | 3.7009 | 3.4519 | 20.7142 | -29.6084 | 0 | 0.48567 | 0 | 1.7286 | 0.19613
2025_06_25 Hr 04 | 0 | 0 | 0 | 0 | 0 | 0 | 0 | 0 | 0 | 0 | 0 | 0.024893 | 0.93 | 0.025396 | 1.3997 | 1.3997 | 4.043 | 0 | 0.0052034 | 0.003872 | 0.023281 | 0.085287 | 0 | -1.0748 | 0 | 0 | 0 | 0.011212 | 0.015969 | 0.79954 | 0 | 3.0538 | 2.1271 | 0 | 0.33018 | 0.83819 | 0 | 0 | 0 | 0.79968 | 0 | 0.048579 | 0 | 0.0032183 | 0 | -0.12078 | 0 | 0 | 0 | 0 | 0 | 0 | 0 | 0 | 2.6715 | 0.043723 | 0.00013688 | 0 | 0 | 0 | 0 | 0 | 0 | 0 | 0 | 0 | 0 | 0 | 0 | 0 | 0 | 0 | 0 | 0 | 0 | -30.0342 | 1.8827 | 0 | 1.1983 | 0 | 1.3362 | 11.8942 | 1.2663 | 3.1569 | 0.15353 | 0.055921 | 0 | 0.63797 | 0.20824 | 3.7009 | 3.4561 | 21.992 | -31.2298 | 0 | 0.48567 | 0 | 1.7286 | 0.19448
2025_06_25 Hr 05 | 0 | 0 | 0 | 0 | 0 | 0 | 0 | 0 | 0 | 0 | 0 | 0.024893 | 1.11 | 0.03024 | 1.3997 | 1.3997 | 4.043 | 0 | 0.0052034 | 0.003872 | 0.023281 | 0.085287 | 0 | -1.0765 | 0 | 0 | 0 | 0.011212 | 0.015969 | 0.79954 | 0 | 3.0538 | 2.1271 | 0 | 0.33018 | 0.83819 | 0 | 0 | 0 | 0.56044 | -0.096806 | 0.048579 | 0 | 0.0032108 | 0 | -0.12049 | 0 | 0 | 0 | 0 | 0 | 0 | 0 | 0 | 3.2159 | 0.043723 | 0.00013688 | 0 | 0 | 0 | 0 | 0 | 0 | 0 | 0 | 0 | 0 | 0 | 0 | 0 | 0 | 0 | 0 | 0 | 0 | -31.1854 | 1.8827 | 0 | 1.1983 | 0 | 1.7149 | 11.8942 | 1.2663 | 3.1569 | 0.15353 | 0.055921 | 0 | 0.63797 | 0.20824 | 3.7009 | 3.0786 | 23.1032 | -32.3824 | 0 | 0.48567 | 0 | 1.7286 | 0.19781
2025_06_25 Hr 06 | 0.044971 | 0 | 0 | 0 | 0 | 0 | 0 | 0 | 0 | 0 | 0 | 0.024893 | 0.87 | 0.033754 | 1.3997 | 1.3997 | 4.043 | 0 | 0.0052034 | 0.003872 | 0.023281 | 0.085287 | 0 | -0.76702 | 0 | 0 | 0 | 0.011212 | 0.015969 | 0.79954 | 0.42186 | 3.0538 | 2.1271 | 0 | 0.33018 | 0.83819 | 0 | 0 | 0 | 0.42461 | -0.056612 | 0.048579 | 0 | 0.0045726 | 0 | -0.17249 | 0 | 0 | 0 | 0 | 0 | 0 | 0 | 0 | 3.1506 | 0.043723 | 0.00013688 | 0 | 0 | 0 | 0 | 0 | 0 | 0 | 0 | 0 | 0 | 0 | 0 | 0 | 0 | 0 | 0 | 0 | 0 | -46.4671 | 1.8827 | 0 | 1.5625 | 0 | 1.7845 | 12.5306 | 1.2663 | 3.1569 | 0.15353 | 0.055921 | -0.044971 | 0.63797 | 0.20824 | 3.7009 | -11.6308 | 22.9222 | -47.4516 | 0 | 0.48567 | 0 | 1.7286 | 0.20399
2025_06_25 Hr 07 | 0.34081 | 0 | 0 | 0 | 0 | 0 | 0 | 0 | 0 | 0 | 0 | 0.024893 | 0.21 | 0.0060923 | 1.3997 | 1.3997 | 3.8993 | 0 | 0.0052034 | 0.003872 | 0.023281 | 0.085287 | 0 | 0 | 0 | 0 | 0 | 0.011212 | 0.015969 | 0.79954 | 0.27222 | 2.9913 | 2.1271 | 0 | 0.32182 | 0.83819 | 0 | 0 | 0 | 0.63935 | 0 | 0.048579 | 0 | 0.0034192 | 0 | -0.12845 | 0 | 0 | 0 | 0 | 0 | 0 | 0 | 0 | 3.2885 | 0.043723 | 0.00013688 | -1.0625 | 0 | 0 | 0 | 0 | 0 | 0 | 0 | 0 | 0 | -2.2 | 0 | 0 | 0 | 0 | 0 | 0 | 0 | -36.3208 | 1.8827 | 0 | 1.1291 | 0 | 1.8846 | 11.8909 | 1.2663 | 3.1569 | 0.15353 | 0.055921 | -0.34081 | 0.63797 | 0.20824 | 3.7009 | -4.7541 | 22.7682 | -40.0525 | 0 | 0.48567 | 0 | 1.7286 | 0.21211
2025_06_25 Hr 08 | 0.68983 | 5.9631e-06 | 0 | 0 | 0 | 0 | 0 | 0 | 0 | 0 | 0 | 0.024893 | 0.06 | 0.0018552 | 1.3997 | 1.3997 | 3.8993 | 0 | 0.0052034 | 0.003872 | 0.023281 | 0.085287 | 0 | 0 | 0 | 0 | 0 | 0.011212 | 0.015969 | 0.79954 | 0.27222 | 2.9913 | 2.1271 | 0 | 0.32182 | 0.83819 | 0 | 0 | 0 | 0.23414 | -0.15498 | 0.048579 | 0 | 0.0036441 | 0 | -0.13704 | 0 | 0 | 0 | 0 | 0 | 0 | 0 | 0 | 3.3538 | 0.043723 | 0.00013688 | -1.0625 | 0 | 0 | 0 | 0 | 0 | 0 | 0 | 0 | 0 | -2.2 | 0 | 0 | 0 | 0 | 0 | 0 | 0 | -35.8824 | 1.8827 | 0 | 1.1291 | 0 | 1.6844 | 11.8909 | 1.2663 | 3.1569 | 0.15353 | 0.055921 | -0.68983 | 0.63797 | 0.20824 | 3.7009 | -5.1677 | 22.8341 | -39.9718 | 0 | 0.48567 | 0 | 1.7286 | 0.21805
2025_06_25 Hr 09 | 0.68242 | 3.9533e-05 | 0 | 0 | 0 | 0 | 0 | 0 | 0 | 0 | 0 | 0.024893 | 0.06 | 0.0017162 | 1.3997 | 1.3997 | 3.8993 | 0 | 0.0052034 | 0.003872 | 0.023281 | 0.085287 | 0 | 0 | 0 | 0 | 0 | 0.011212 | 0.015969 | 0.78951 | 0.27222 | 2.9913 | 2.1271 | 0 | 0.32182 | 0.83819 | 0 | 0 | 0 | 0.83093 | -0.00229 | 0.048579 | 0 | 0.0033711 | 0 | -0.12661 | 0 | 0 | 0 | 0 | 0 | 0 | 0 | 0 | 2.8094 | 0.043723 | 0.00013688 | -1.0625 | 0 | 0 | 0 | 0 | 0 | 0 | 0 | 0 | 0 | -2.2 | 0 | 0 | 0 | 0 | 0 | 0 | 0 | -32.1612 | 1.8827 | 0 | 1.1291 | 0 | 0.99236 | 11.8808 | 1.2663 | 3.1569 | 0.15353 | 0.055921 | -0.68242 | 0.63797 | 0.20824 | 3.7009 | -1.9282 | 21.595 | -36.2327 | 0 | 0.48567 | 0 | 1.7286 | 0.22306
2025_06_25 Hr 10 | 0.76291 | 0.00014495 | 0 | 0.11486 | 0.11486 | 0.11438 | 0.11487 | 0.11488 | 0.11493 | 0 | 0 | 0.024893 | 0.03 | 0.00098749 | 1.3997 | 1.3997 | 3.8993 | 0 | 0.0052034 | 0.003872 | 0.023281 | 0.085287 | 0 | 0 | 0 | 0 | 0 | 0.011212 | 0.015969 | 0.79954 | 0.27222 | 2.9913 | 2.1271 | 0 | 0.32182 | 0.83819 | 0 | 0 | 0 | 0.75503 | -0.17129 | 0.048579 | 0 | 0.0017634 | 0 | -0.14602 | 0 | 0 | 0 | 0 | 0 | 0 | 0 | 0 | 2.3956 | 0.043723 | 0.00013688 | -1.0625 | 0 | 0 | 0 | 0 | 0 | 0 | 0 | 0 | 0 | -2.2 | 0 | 0 | 0 | 0 | 0 | 0 | 0 | -35.082 | 1.8827 | 0 | 1.1291 | 0 | 0.94448 | 12.5796 | 1.2663 | 3.1569 | 0.15353 | 0.055921 | -0.76291 | 0.63797 | 0.20824 | 3.7009 | -4.9064 | 21.1836 | -39.2534 | 0 | 0.48567 | 0 | 1.7286 | 0.22343
2025_06_25 Hr 11 | 0.81435 | 0.00028852 | 0 | 0.11486 | 0.11486 | 0.11438 | 0.11487 | 0.11488 | 0.11493 | 0 | 0 | 0.024893 | 0.06 | 0.0019873 | 1.3997 | 1.3997 | 3.8993 | 0 | 0.0052034 | 0.003872 | 0.023281 | 0.085287 | 0 | 0 | 0 | 0 | 0 | 0.011212 | 0.015969 | 0.79954 | 0.27222 | 2.9913 | 2.1271 | 0 | 0.32182 | 0.83819 | 0 | 0 | 0 | 0.80913 | 0 | 0.048579 | 0 | 0.0017744 | 0 | -0.14695 | 0 | 0 | 0 | 0 | 0 | 0 | 0 | 0 | 2.7368 | 0.043723 | 0.00013688 | -1.0625 | 0 | 0 | 0 | 0 | 0 | 0 | 0 | 0 | 0 | -2.2 | 0 | 0 | 0 | 0 | 0 | 0 | 0 | -33.3896 | 1.8827 | 0 | 1.1291 | 0 | 0.6224 | 12.5796 | 1.2663 | 3.1569 | 0.15353 | 0.055921 | -0.81435 | 0.63797 | 0.20824 | 3.7009 | -2.9378 | 21.2869 | -37.6134 | 0 | 0.48567 | 0 | 1.7286 | 0.22499
2025_06_25 Hr 12 | 0.78645 | 0.0003279 | 0 | 0.11486 | 0.11486 | 0.11438 | 0.11487 | 0.11488 | 0.11493 | 0 | 0 | 0.024893 | 0.09 | 0.0027004 | 1.3997 | 1.3997 | 3.8993 | 0 | 0.0052034 | 0.003872 | 0.023281 | 0.085287 | 0 | 0 | 0 | 0 | 0 | 0.011212 | 0.015969 | 0.79954 | 0.27222 | 2.9913 | 2.1271 | 0 | 0.32182 | 0.83819 | 0 | 0 | 0 | 1.6177 | 0 | 0.048579 | 0 | 0.0016074 | 0 | -0.13292 | 0 | 0 | 0 | 0 | 0 | 0 | 0 | 0 | 2.5989 | 0.043723 | 0.00013688 | -1.0625 | 0 | 0 | 0 | 0 | 0 | 0 | 0 | 0 | 0 | -2.2 | 0 | 0 | 0 | 0 | 0 | 0 | 0 | -30.0578 | 1.8827 | 0 | 1.1291 | 0 | 0.40913 | 12.5796 | 1.2663 | 3.1569 | 0.15353 | 0.055921 | -0.78645 | 0.63797 | 0.20824 | 3.7009 | 0.90082 | 20.9431 | -34.2397 | 0 | 0.48567 | 0 | 1.7286 | 0.22957
2025_06_25 Hr 13 | 0.80534 | 0.0004212 | 0 | 0.11486 | 0.11486 | 0.11438 | 0.11487 | 0.11488 | 0.11493 | 0 | 0 | 0.024893 | 0.09 | 0.0029374 | 1.3997 | 1.3997 | 3.8993 | 0 | 0.0052034 | 0.003872 | 0.023281 | 0.085287 | 0 | 0 | 0 | 0 | 0 | 0.011212 | 0.015969 | 0.79954 | 0.27222 | 2.9913 | 2.1271 | 0 | 0.32182 | 0.83819 | 0 | 0 | 0 | 1.7164 | 0 | 0.048579 | 0 | 0.0017485 | 0 | -0.14477 | 0 | 0 | 0 | 0 | 0 | 0 | 0 | 0 | 2.1923 | 0.043723 | 0.00013688 | -1.0625 | 0 | 0 | 0 | 0 | 0 | 0 | 0 | 0 | 0 | -2.2 | 0 | 0 | 0 | 0 | 0 | 0 | 0 | -30.5868 | 1.8827 | 0 | 1.2323 | 0 | 0.66157 | 12.6828 | 1.2663 | 3.1569 | 0.15353 | 0.055921 | -0.80534 | 0.63797 | 0.20824 | 3.7009 | 0.40771 | 20.8079 | -34.7994 | 0 | 0.48567 | 0 | 1.7286 | 0.22919
2025_06_25 Hr 14 | 0.76756 | 0.00040174 | 0 | 0.11486 | 0.11486 | 0.11438 | 0.11487 | 0.11488 | 0.11493 | 0 | 0 | 0.024893 | 0.15 | 0.0050128 | 1.3997 | 1.3997 | 3.8993 | 0 | 0.0052034 | 0.003872 | 0.023281 | 0.085287 | 0 | 0 | 0 | 0 | 0 | 0.011212 | 0.015969 | 0.79954 | 0.27222 | 2.9913 | 2.1271 | 0 | 0.32182 | 0.83819 | 0 | 0 | 0 | 1.4288 | 0 | 0.048579 | 0 | 0.0017903 | 0 | -0.14828 | 0 | 0 | 0 | 0 | 0 | 0 | 0 | 0 | 1.7785 | 0.043723 | 0.00013688 | -1.0625 | 0 | 0 | 0 | 0 | 0 | 0 | 0 | 0 | 0 | -2.2 | 0 | 0 | 0 | 0 | 0 | 0 | 0 | -29.6067 | 1.8827 | 0 | 1.2189 | 0 | 0.97495 | 12.6694 | 1.2663 | 3.1569 | 0.15353 | 0.055921 | -0.76756 | 0.63797 | 0.20824 | 3.7009 | 1.0479 | 20.7348 | -33.785 | 0 | 0.48567 | 0 | 1.7286 | 0.23223
2025_06_25 Hr 15 | 0.67726 | 0.00042849 | 0 | 0.11486 | 0.11486 | 0.11438 | 0.11487 | 0.11488 | 0.11493 | 0 | 0 | 0.024893 | 0.15 | 0.0054117 | 1.3997 | 1.3997 | 3.8993 | 0 | 0.0052034 | 0.003872 | 0.023281 | 0.085287 | 0 | 0 | 0 | 0 | 0 | 0.011212 | 0.015969 | 0.79954 | 0.27222 | 2.9913 | 2.1271 | 0 | 0.32182 | 0.83819 | 0 | 0 | 0 | 1.3647 | 0 | 0.048579 | 0 | 0.0019328 | 0 | -0.16025 | 0 | 0 | 0 | 0 | 0 | 0 | 0 | 0 | 1.7132 | 0.043723 | 0.00013688 | -1.0625 | 0 | 0 | 0 | 0 | 0 | 0 | 0 | 0 | 0 | -2.2 | 0 | 0 | 0 | 0 | 0 | 0 | 0 | -29.6457 | 1.8827 | 0 | 1.3602 | 0 | 1.0011 | 12.8107 | 1.2663 | 3.1569 | 0.15353 | 0.055921 | -0.67726 | 0.63797 | 0.20824 | 3.7009 | 1.0369 | 20.6072 | -33.7457 | 0 | 0.48567 | 0 | 1.7286 | 0.23377
2025_06_25 Hr 16 | 0.76342 | 0.00050882 | 0 | 0.11486 | 0.11486 | 0.11438 | 0.11487 | 0.11488 | 0.11493 | 0 | 0 | 0.024893 | 0.09 | 0.0037641 | 1.3997 | 1.3997 | 3.8993 | 0 | 0.0052034 | 0.003872 | 0.023281 | 0.085287 | 0 | 0 | 0 | 0 | 0 | 0.011212 | 0.015969 | 0.79954 | 0.27222 | 2.9913 | 2.1271 | 0 | 0.32182 | 0.83819 | 0 | 0 | 0 | 1.4424 | 0 | 0.048579 | 0 | 0.0022405 | 0 | -0.1861 | 0 | 0 | 0 | 0 | 0 | 0 | 0 | 0 | 1.7132 | 0.043723 | 0.00013688 | -1.0625 | 0 | 0 | 0 | 0 | 0 | 0 | 0 | 0 | 0 | -2.2 | 0 | 0 | 0 | 0 | 0 | 0 | 0 | -32.2018 | 1.8827 | 0 | 1.3574 | 0 | 0.98366 | 12.8079 | 1.2663 | 3.1569 | 0.15353 | 0.055921 | -0.76342 | 0.63797 | 0.20824 | 3.7009 | -1.5485 | 20.6151 | -36.4139 | 0 | 0.48567 | 0 | 1.7286 | 0.23448
2025_06_25 Hr 17 | 0.68082 | 0.00046964 | 0 | 0.11486 | 0.11486 | 0.11438 | 0.11487 | 0.11488 | 0.11493 | 0 | 0 | 0.024893 | 0.09 | 0.0038506 | 1.3997 | 1.3997 | 3.8993 | 0 | 0.0052034 | 0.003872 | 0.023281 | 0.085287 | 0 | 0 | 0 | 0 | 0 | 0.011212 | 0.015969 | 0.79954 | 0.27222 | 2.9913 | 2.1271 | 0 | 0.32182 | 0.83819 | 0 | 0 | 0 | 1.3721 | 0 | 0.048579 | 0 | 0.002292 | 0 | -0.19043 | 0 | 0 | 0 | 0 | 0 | 0 | 0 | 0 | 1.8511 | 0.043723 | 0.00013688 | -1.0625 | 0 | 0 | 0 | 0 | 0 | 0 | 0 | 0 | 0 | -2.2 | 0 | 0 | 0 | 0 | 0 | 0 | 0 | -30.8245 | 1.8827 | 0 | 1.5531 | 0 | 0.85308 | 13.0036 | 1.2663 | 3.1569 | 0.15353 | 0.055921 | -0.68082 | 0.63797 | 0.20824 | 3.7009 | -0.043885 | 20.5387 | -34.9583 | 0 | 0.48567 | 0 | 1.7286 | 0.23324
2025_06_25 Hr 18 | 0.77454 | 0.00034623 | 0 | 0.11486 | 0.11486 | 0.11438 | 0.11487 | 0.11488 | 0.11493 | 0 | 0 | 0.024893 | 0.12 | 0.0047697 | 1.3997 | 1.3997 | 3.8993 | 0 | 0.0052034 | 0.003872 | 0.023281 | 0.085287 | 0 | 0 | 0 | 0 | 0 | 0.011212 | 0.015969 | 0.79954 | 0.27222 | 2.9913 | 2.1271 | 0 | 0.32182 | 0.83819 | 0 | 0 | 0 | 1.429 | 0 | 0.048579 | 0 | 0.0021294 | 0 | -0.17677 | 0 | 0 | 0 | 0 | 0 | 0 | 0 | 0 | 1.7132 | 0.043723 | 0.00013688 | -1.0625 | 0 | 0 | 0 | 0 | 0 | 0 | 0 | 0 | 0 | -2.2 | 0 | 0 | 0 | 0 | 0 | 0 | 0 | -27.0619 | 1.8827 | 0 | 1.3927 | 0 | 0.80085 | 12.8432 | 1.2663 | 3.1569 | 0.15353 | 0.055921 | -0.77454 | 0.63797 | 0.20824 | 3.7009 | 3.4674 | 20.4708 | -31.2757 | 0 | 0.48567 | 0 | 1.7286 | 0.23101
2025_06_25 Hr 19 | 0.71794 | 0.00020646 | 0 | 0.11486 | 0.11486 | 0.11438 | 0.11487 | 0.11488 | 0.11493 | 0 | 0 | 0.024893 | 0.15 | 0.0053526 | 1.3997 | 1.3997 | 3.8993 | 0 | 0.0052034 | 0.003872 | 0.023281 | 0.085287 | 0 | 0 | 0 | 0 | 0 | 0.011212 | 0.015969 | 0.79954 | 0.27222 | 2.9913 | 2.1271 | 0 | 0.32182 | 0.83819 | 0 | 0 | 0 | 1.2673 | 0 | 0.048579 | 0 | 0.0019116 | 0 | -0.15848 | 0 | 0 | 0 | 0 | 0 | 0 | 0 | 0 | 1.9165 | 0.043723 | 0.00013688 | -1.0625 | 0 | 0 | 0 | 0 | 0 | 0 | 0 | 0 | 0 | -2.2 | 0 | 0 | 0 | 0 | 0 | 0 | 0 | -24.0656 | 1.8827 | 0 | 1.3602 | 0 | 0.74427 | 12.8107 | 1.2663 | 3.1569 | 0.15353 | 0.055921 | -0.71794 | 0.63797 | 0.20824 | 3.7009 | 6.4614 | 20.5879 | -28.2045 | 0 | 0.48567 | 0 | 1.7286 | 0.22756
2025_06_25 Hr 20 | 0.15845 | 9.1279e-05 | 0 | 0.11486 | 0.11486 | 0.11438 | 0.11487 | 0.11488 | 0.11493 | 0 | 0 | 0.024893 | 0.06 | 0.0021432 | 1.3997 | 1.3997 | 3.8993 | 0 | 0.0052034 | 0.003872 | 0.023281 | 0.085287 | 0 | 0 | 0 | 0 | 0 | 0.011212 | 0.015969 | 0.79954 | 0.27222 | 2.9913 | 2.1271 | 0 | 0.32182 | 0.83819 | 0 | 0 | 0 | 0.7483 | -0.0013804 | 0.048579 | 0 | 0.0019136 | 0 | -0.15864 | 0 | 0 | 0 | 0 | 0 | 0 | 0 | 0 | 2.2577 | 0.043723 | 0.00013688 | -1.0625 | 0 | 0 | 0 | 0 | 0 | 0 | 0 | 0 | 0 | -2.2 | 0 | 0 | 0 | 0 | 0 | 0 | 0 | -22.0906 | 1.8827 | 0 | 1.3411 | 0 | 0.85308 | 12.7917 | 1.2663 | 3.1569 | 0.15353 | 0.055921 | -0.15845 | 0.63797 | 0.20824 | 3.7009 | 8.2459 | 20.3774 | -25.6701 | 0 | 0.48567 | 0 | 1.7286 | 0.21994
2025_06_25 Hr 21 | 0 | 1.9952e-05 | 0 | 0.11486 | 0.11486 | 0.11438 | 0.11487 | 0.11488 | 0.11493 | 0 | 0 | 0.024893 | 0.03 | 0.00098012 | 1.3997 | 1.3997 | 3.8993 | 0 | 0.0052034 | 0.003872 | 0.023281 | 0.085287 | 0 | 0 | 0 | 0 | 0 | 0.011212 | 0.015969 | 0.79954 | 0.27222 | 2.9913 | 2.1271 | 0 | 0.32182 | 0.83819 | 0 | 0 | 0 | 1.1347 | 0 | 0.048579 | 0 | 0.0017502 | 0 | -0.14492 | 0 | 0 | 0 | 0 | 0 | 0 | 0 | 0 | 2.3303 | 0.043723 | 0.00013688 | -1.0625 | 0 | 0 | 0 | 0 | 0 | 0 | 0 | 0 | 0 | -2.2 | 0 | 0 | 0 | 0 | 0 | 0 | 0 | -22.2892 | 1.8827 | 0 | 1.1835 | 0 | 0.84438 | 12.6341 | 1.2663 | 3.1569 | 0.15353 | 0.055921 | 0 | 0.63797 | 0.20824 | 3.7009 | 8.3201 | 20.2479 | -25.6966 | 0 | 0.48567 | 0 | 1.7286 | 0.21615
2025_06_25 Hr 22 | 0 | 2.2775e-06 | 0 | 0.11486 | 0.11486 | 0.11438 | 0.11487 | 0.11488 | 0.11493 | 0 | 0 | 0.024893 | 0.15 | 0.0042513 | 1.3997 | 1.3997 | 3.8993 | 0 | 0.0052034 | 0.003872 | 0.023281 | 0.085287 | 0 | 0 | 0 | 0 | 0 | 0.011212 | 0.015969 | 0.79954 | 0.27222 | 2.9913 | 2.1271 | 0 | 0.32182 | 0.83819 | 0 | 0 | 0 | 0.96525 | 0 | 0.048579 | 0 | 0.0015183 | 0 | -0.12544 | 0 | 0 | 0 | 0 | 0 | 0 | 0 | 0 | 2.3303 | 0.043723 | 0.00013688 | -1.0625 | 0 | 0 | 0 | 0 | 0 | 0 | 0 | 0 | 0 | -2.2 | 0 | 0 | 0 | 0 | 0 | 0 | 0 | -23.472 | 1.8827 | 0 | 1.1291 | 0 | 1.062 | 12.5796 | 1.2663 | 3.1569 | 0.15353 | 0.055921 | 0 | 0.63797 | 0.20824 | 3.7009 | 7.2725 | 20.5876 | -26.8599 | 0 | 0.48567 | 0 | 1.7286 | 0.215
2025_06_25 Hr 23 | 0 | 0 | 0 | 0.11486 | 0.11486 | 0.11438 | 0.11487 | 0.11488 | 0.11493 | 0 | 0 | 0.024893 | 0 | 0 | 1.3997 | 1.3997 | 4.043 | 0 | 0.0052034 | 0.003872 | 0.023281 | 0.085287 | 0 | -0.75177 | 0 | 0 | 0 | 0.011212 | 0.015969 | 0.79954 | 0.27222 | 3.0538 | 2.1271 | 0 | 0.33018 | 0.83819 | 0 | 0 | 0 | 0.98958 | 0 | 0.048579 | 0 | 0.002109 | 0 | -0.17505 | 0 | 0 | 0 | 0 | 0 | 0 | 0 | 0 | 2.2577 | 0.043723 | 0.00013688 | 0 | 0 | 0 | 0 | 0 | 0 | 0 | 0 | 0 | 0 | 0 | 0 | 0 | 0 | 0 | 0 | 0 | 0 | -33.6769 | 1.8827 | 0 | 1.549 | 0 | 1.2143 | 13.2059 | 1.2663 | 3.1569 | 0.15353 | 0.055921 | 0 | 0.63797 | 0.20824 | 3.7009 | 0.10652 | 20.5147 | -34.6037 | 0 | 0.48567 | 0 | 1.7286 | 0.20829
2025_06_25 Hr 24 | 0 | 0 | 0 | 0 | 0 | 0 | 0 | 0 | 0 | 0 | 0 | 0.024893 | 0 | 0 | 1.3997 | 1.3997 | 4.043 | 0 | 0.0052034 | 0.003872 | 0.023281 | 0.085287 | 0 | -0.86262 | 0 | 0 | 0 | 0.011212 | 0.015969 | 0.79954 | 0.27222 | 3.0538 | 2.1271 | 0 | 0.33018 | 0.83819 | 0 | 0 | 0 | 0.31684 | -0.022799 | 0.048579 | 0 | 0.004152 | 0 | -0.15643 | 0 | 0 | 0 | 0 | 0 | 0 | 0 | 0 | 2.3303 | 0.043723 | 0.00013688 | 0 | 0 | 0 | 0 | 0 | 0 | 0 | 0 | 0 | 0 | 0 | 0 | 0 | 0 | 0 | 0 | 0 | 0 | -30.2163 | 1.8827 | 0 | 1.397 | 0 | 1.7366 | 12.3651 | 1.2663 | 3.1569 | 0.15353 | 0.055921 | 0 | 0.63797 | 0.20824 | 3.7009 | 2.5266 | 21.1029 | -31.2354 | 0 | 0.48567 | 0 | 1.7286 | 0.20156
2025_06_26 Hr 01 | 0 | 0 | 0 | 0 | 0 | 0 | 0 | 0 | 0 | 0 | 0 | 0.024893 | 0 | 0 | 1.3997 | 1.3997 | 3.7556 | 0 | 0.0052034 | 0.003872 | 0.023281 | 0.085287 | 0 | -0.85519 | 0 | 0 | 0 | 0.011212 | 0.015969 | 0.79954 | 0.2532 | 2.8365 | 2.1271 | 0 | 0.33018 | 0.83819 | 0 | 0 | 0 | 0.60798 | -0.00079786 | 0.048579 | 0 | 0.0041847 | 0 | -0.15768 | 0 | 0 | 0 | 0 | 0 | 0 | 0 | 0 | 2.3956 | 0.043723 | 0.00013688 | 0 | 0 | 0 | 0 | 0 | 0 | 0 | 0 | 0 | 0 | 0 | 0 | 0 | 0 | 0 | 0 | 0 | 0 | -33.1657 | 1.8827 | 0 | 1.4695 | 0 | 1.667 | 11.9138 | 1.2663 | 3.1569 | 0.15353 | 0.055921 | 0 | 0.63797 | 0.20824 | 3.7009 | -0.56219 | 21.0953 | -34.1785 | 0 | 0.48567 | 0 | 1.7286 | 0.19831
2025_06_26 Hr 02 | 0 | 0 | 0 | 0 | 0 | 0 | 0 | 0 | 0 | 0 | 0 | 0.024893 | 0.39 | 0.013005 | 1.3997 | 1.3997 | 3.7556 | 0 | 0.0052034 | 0.003872 | 0.023281 | 0.085287 | 0 | -0.91305 | 0 | 0 | 0 | 0.011212 | 0.015969 | 0.79954 | 0.2532 | 2.8365 | 2.1271 | 0 | 0.33018 | 0.83819 | 0 | 0 | 0 | 0.19171 | -0.020149 | 0.048579 | 0 | 0.0039301 | 0 | -0.14796 | 0 | 0 | 0 | 0 | 0 | 0 | 0 | 0 | 2.5989 | 0.043723 | 0.00013688 | 0 | 0 | 0 | 0 | 0 | 0 | 0 | 0 | 0 | 0 | 0 | 0 | 0 | 0 | 0 | 0 | 0 | 0 | -32.7698 | 1.8827 | 0 | 1.4024 | 0 | 1.8454 | 11.8467 | 1.2663 | 3.1569 | 0.15353 | 0.055921 | 0 | 0.63797 | 0.20824 | 3.7009 | 0.066008 | 21.8786 | -33.8308 | 0 | 0.48567 | 0 | 1.7286 | 0.19685
2025_06_26 Hr 03 | 0 | 0 | 0 | 0 | 0 | 0 | 0 | 0 | 0 | 0 | 0 | 0.024893 | 0.96 | 0.031276 | 1.3997 | 1.3997 | 3.7556 | 0 | 0.0052034 | 0.003872 | 0.023281 | 0.085287 | 0 | -0.9336 | 0 | 0 | 0 | 0.011212 | 0.015969 | 0.79954 | 0.2532 | 2.8365 | 2.1271 | 0 | 0.33018 | 0.83819 | 0 | 0 | 0 | 0.32472 | 0 | 0.048579 | 0 | 0.0038396 | 0 | -0.1445 | 0 | 0 | 0 | 0 | 0 | 0 | 0 | 0 | 2.7368 | 0.043723 | 0.00013688 | 0 | 0 | 0 | 0 | 0 | 0 | 0 | 0 | 0 | 0 | 0 | 0 | 0 | 0 | 0 | 0 | 0 | 0 | -32.8305 | 1.8827 | 0 | 1.1745 | 0 | 1.667 | 11.6188 | 1.2663 | 3.1569 | 0.15353 | 0.055921 | 0 | 0.63797 | 0.20824 | 3.7009 | 0.45864 | 22.4237 | -33.9086 | 0 | 0.48567 | 0 | 1.7286 | 0.19419
2025_06_26 Hr 04 | 0 | 0 | 0 | 0 | 0 | 0 | 0 | 0 | 0 | 0 | 0 | 0.024893 | 1.08 | 0.032955 | 1.3997 | 1.3997 | 3.7556 | 0 | 0.0052034 | 0.003872 | 0.023281 | 0.085287 | 0 | -0.98892 | 0 | 0 | 0 | 0.011212 | 0.015969 | 0.79954 | 0.2532 | 2.8365 | 2.1271 | 0 | 0.33018 | 0.83819 | 0 | 0 | 0 | 0.6407 | 0 | 0.048579 | 0 | 0.0035963 | 0 | -0.13521 | 0 | 0 | 0 | 0 | 0 | 0 | 0 | 0 | 2.9473 | 0.043723 | 0.00013688 | 0 | 0 | 0 | 0 | 0 | 0 | 0 | 0 | 0 | 0 | 0 | 0 | 0 | 0 | 0 | 0 | 0 | 0 | -31.6915 | 1.8827 | 0 | 1.113 | 0 | 1.4145 | 11.5573 | 1.2663 | 3.1569 | 0.15353 | 0.055921 | 0 | 0.63797 | 0.20824 | 3.7009 | 1.8858 | 22.5034 | -32.8156 | 0 | 0.48567 | 0 | 1.7286 | 0.1942
2025_06_26 Hr 05 | 0 | 0 | 0 | 0 | 0 | 0 | 0 | 0 | 0 | 0 | 0 | 0.024893 | 0.84 | 0.026623 | 1.3997 | 1.3997 | 3.7556 | 0 | 0.0052034 | 0.003872 | 0.023281 | 0.085287 | 0 | -0.9573 | 0 | 0 | 0 | 0.011212 | 0.015969 | 0.79954 | 0.2532 | 2.8365 | 2.1271 | 0 | 0.33018 | 0.83819 | 0 | 0 | 0 | 0.64077 | 0 | 0.048579 | 0 | 0.0037354 | 0 | -0.14052 | 0 | 0 | 0 | 0 | 0 | 0 | 0 | 0 | 2.6715 | 0.043723 | 0.00013688 | 0 | 0 | 0 | 0 | 0 | 0 | 0 | 0 | 0 | 0 | 0 | 0 | 0 | 0 | 0 | 0 | 0 | 0 | -32.8288 | 1.8827 | 0 | 1.2053 | 0 | 1.4145 | 11.6496 | 1.2663 | 3.1569 | 0.15353 | 0.055921 | 0 | 0.63797 | 0.20824 | 3.7009 | 0.34569 | 21.9819 | -33.9266 | 0 | 0.48567 | 0 | 1.7286 | 0.19486
2025_06_26 Hr 06 | 0.068002 | 0 | 0 | 0.10668 | 0.10668 | 0.10624 | 0.1067 | 0.10671 | 0.10675 | 0 | 0 | 0.024893 | 0.51 | 0.019755 | 1.3997 | 1.3997 | 3.7556 | 0 | 0.0052034 | 0.003872 | 0.023281 | 0.085287 | 0 | -0.76871 | 0 | 0 | 0 | 0.011212 | 0.015969 | 0.79954 | 0.2532 | 2.8365 | 2.1271 | 0 | 0.33018 | 0.83819 | 0 | 0 | 0 | 0.17176 | -0.040678 | 0.048579 | 0 | 0.0020751 | 0 | -0.17221 | 0 | 0 | 0 | 0 | 0 | 0 | 0 | 0 | 2.4682 | 0.043723 | 0.00013688 | 0 | 0 | 0 | 0 | 0 | 0 | 0 | 0 | 0 | 0 | 0 | 0 | 0 | 0 | 0 | 0 | 0 | 0 | -40.4555 | 1.8827 | 0 | 1.4695 | 0 | 1.4929 | 12.5536 | 1.2663 | 3.1569 | 0.15353 | 0.055921 | -0.068002 | 0.63797 | 0.20824 | 3.7009 | -7.1875 | 21.5922 | -41.4644 | 0 | 0.48567 | 0 | 1.7286 | 0.19897
2025_06_26 Hr 07 | 0.45371 | 2.4485e-06 | 0 | 0.10668 | 0.10668 | 0.10624 | 0.1067 | 0.10671 | 0.10675 | 0 | 0 | 0.024893 | 0.3 | 0.0091411 | 1.3997 | 1.3997 | 3.622 | 0 | 0.0052034 | 0.003872 | 0.023281 | 0.085287 | 0 | 0 | 0 | 0 | 0 | 0.011212 | 0.015969 | 0.79954 | 0.2532 | 2.7784 | 2.1271 | 0 | 0.32182 | 0.83819 | 0 | 0 | 0 | 0.97416 | 0 | 0.048579 | 0 | 0.0016323 | 0 | -0.13502 | 0 | 0 | 0 | 0 | 0 | 0 | 0 | 0 | 2.2577 | 0.043723 | 0.00013688 | -1.0625 | 0 | 0 | 0 | 0 | 0 | 0 | 0 | 0 | 0 | -2.2 | 0 | 0 | 0 | 0 | 0 | 0 | 0 | -32.7961 | 1.8827 | 0 | 1.18 | 0 | 1.2927 | 12.0724 | 1.2663 | 3.1569 | 0.15353 | 0.055921 | -0.45371 | 0.63797 | 0.20824 | 3.7009 | -2.2538 | 21.3469 | -36.6473 | 0 | 0.48567 | 0 | 1.7286 | 0.20767
2025_06_26 Hr 08 | 0.75303 | 1.417e-05 | 0 | 0.10668 | 0.10668 | 0.10624 | 0.1067 | 0.10671 | 0.10675 | 0 | 0 | 0.024893 | 0.12 | 0.0033063 | 1.3997 | 1.3997 | 3.622 | 0 | 0.0052034 | 0.003872 | 0.023281 | 0.085287 | 0 | 0 | 0 | 0 | 0 | 0.011212 | 0.015969 | 0.79954 | 0.2532 | 2.7784 | 2.1271 | 0 | 0.32182 | 0.83819 | 0 | 0 | 0 | 0.35016 | -0.035371 | 0.048579 | 0 | 0.001476 | 0 | -0.12189 | 0 | 0 | 0 | 0 | 0 | 0 | 0 | 0 | 1.9165 | 0.043723 | 0.00013688 | -1.0625 | 0 | 0 | 0 | 0 | 0 | 0 | 0 | 0 | 0 | -2.2 | 0 | 0 | 0 | 0 | 0 | 0 | 0 | -27.5909 | 1.8827 | 0 | 1.0488 | 0 | 1.3841 | 11.9411 | 1.2663 | 3.1569 | 0.15353 | 0.055921 | -0.75303 | 0.63797 | 0.20824 | 3.7009 | 1.7447 | 21.2171 | -31.7283 | 0 | 0.48567 | 0 | 1.7286 | 0.21415
2025_06_26 Hr 09 | 0.77853 | 7.6807e-05 | 0 | 0.10668 | 0.10668 | 0.10624 | 0.1067 | 0.10671 | 0.10675 | 0 | 0 | 0.024893 | 0.06 | 0.0019116 | 1.3997 | 1.3997 | 3.622 | 0 | 0.0052034 | 0.003872 | 0.023281 | 0.085287 | 0 | 0 | 0 | 0 | 0 | 0.011212 | 0.015969 | 0.79954 | 0.2532 | 2.7784 | 2.1271 | 0 | 0.32182 | 0.83819 | 0 | 0 | 0 | 1.0365 | 0 | 0.048579 | 0 | 0.0017068 | 0 | -0.14127 | 0 | 0 | 0 | 0 | 0 | 0 | 0 | 0 | 1.51 | 0.043723 | 0.00013688 | -1.0625 | 0 | 0 | 0 | 0 | 0 | 0 | 0 | 0 | 0 | -2.2 | 0 | 0 | 0 | 0 | 0 | 0 | 0 | -30.4594 | 1.8827 | 0 | 1.1951 | 0 | 0.79215 | 12.0875 | 1.2663 | 3.1569 | 0.15353 | 0.055921 | -0.77853 | 0.63797 | 0.20824 | 3.7009 | -1.3299 | 20.1879 | -34.6417 | 0 | 0.48567 | 0 | 1.7286 | 0.21921
2025_06_26 Hr 10 | 0.77418 | 0.00019635 | 0 | 0.10668 | 0.10668 | 0.10624 | 0.1067 | 0.10671 | 0.10675 | 0 | 0 | 0.024893 | 0.09 | 0.0029798 | 1.3997 | 1.3997 | 3.622 | 0 | 0.0052034 | 0.003872 | 0.023281 | 0.085287 | 0 | 0 | 0 | 0 | 0 | 0.011212 | 0.015969 | 0.79954 | 0.2532 | 2.7784 | 2.1271 | 0 | 0.32182 | 0.83819 | 0 | 0 | 0 | 1.0523 | -0.033951 | 0.048579 | 0 | 0.0017737 | 0 | -0.14689 | 0 | 0 | 0 | 0 | 0 | 0 | 0 | 0 | 1.4374 | 0.043723 | 0.00013688 | -1.0625 | 0 | 0 | 0 | 0 | 0 | 0 | 0 | 0 | 0 | -2.2 | 0 | 0 | 0 | 0 | 0 | 0 | 0 | -28.5269 | 1.8827 | 0 | 1.1472 | 0 | 0.85308 | 12.0396 | 1.2663 | 3.1569 | 0.15353 | 0.055921 | -0.77418 | 0.63797 | 0.20824 | 3.7009 | 0.55162 | 20.2041 | -32.7105 | 0 | 0.48567 | 0 | 1.7286 | 0.22025
2025_06_26 Hr 11 | 0.81435 | 0.00028809 | 0 | 0.10668 | 0.10668 | 0.10624 | 0.1067 | 0.10671 | 0.10675 | 0 | 0 | 0.024893 | 0.03 | 0.00096028 | 1.3997 | 1.3997 | 3.622 | 0 | 0.0052034 | 0.003872 | 0.023281 | 0.085287 | 0 | 0 | 0 | 0 | 0 | 0.011212 | 0.015969 | 0.79954 | 0.2532 | 2.7784 | 2.1271 | 0 | 0.32182 | 0.83819 | 0 | 0 | 0 | 0.78015 | -0.0056466 | 0.048579 | 0 | 0.0017148 | 0 | -0.14194 | 0 | 0 | 0 | 0 | 0 | 0 | 0 | 0 | 1.2341 | 0.043723 | 0.00013688 | -1.0625 | 0 | 0 | 0 | 0 | 0 | 0 | 0 | 0 | 0 | -2.2 | 0 | 0 | 0 | 0 | 0 | 0 | 0 | -24.413 | 1.8827 | 0 | 1.0665 | 0 | 0.86179 | 11.9589 | 1.2663 | 3.1569 | 0.15353 | 0.055921 | -0.81435 | 0.63797 | 0.20824 | 3.7009 | 4.09 | 19.9884 | -28.6318 | 0 | 0.48567 | 0 | 1.7286 | 0.22085
2025_06_26 Hr 12 | 0.75725 | 0.00036817 | 0 | 0.10668 | 0.10668 | 0.10624 | 0.1067 | 0.10671 | 0.10675 | 0 | 0 | 0.024893 | 0.03 | 0.0010018 | 1.3997 | 1.3997 | 3.622 | 0 | 0.0052034 | 0.003872 | 0.023281 | 0.085287 | 0 | 0 | 0 | 0 | 0 | 0.011212 | 0.015969 | 0.79954 | 0.2532 | 2.7784 | 2.1271 | 0 | 0.32182 | 0.83819 | 0 | 0 | 0 | 0.90529 | 0 | 0.048579 | 0 | 0.001789 | 0 | -0.14817 | 0 | 0 | 0 | 0 | 0 | 0 | 0 | 0 | 1.0236 | 0.043723 | 0.00013688 | -1.0625 | 0 | 0 | 0 | 0 | 0 | 0 | 0 | 0 | 0 | -2.2 | 0 | 0 | 0 | 0 | 0 | 0 | 0 | -23.7564 | 1.8827 | 0 | 1.2634 | 0 | 0.6224 | 12.1558 | 1.2663 | 3.1569 | 0.15353 | 0.055921 | -0.75725 | 0.63797 | 0.20824 | 3.7009 | 4.6219 | 19.4852 | -27.9243 | 0 | 0.48567 | 0 | 1.7286 | 0.22453
2025_06_26 Hr 13 | 0.80534 | 0.0004657 | 0 | 0.10668 | 0.10668 | 0.10624 | 0.1067 | 0.10671 | 0.10675 | 0 | 0 | 0.024893 | 0.03 | 0.0011074 | 1.3997 | 1.3997 | 3.622 | 0 | 0.0052034 | 0.003872 | 0.023281 | 0.085287 | 0 | 0 | 0 | 0 | 0 | 0.011212 | 0.015969 | 0.79954 | 0.2532 | 2.7784 | 2.1271 | 0 | 0.32182 | 0.83819 | 0 | 0 | 0 | 0.88759 | 0 | 0.048579 | 0 | 0.0019775 | 0 | -0.16401 | 0 | 0 | 0 | 0 | 0 | 0 | 0 | 0 | 1.0236 | 0.043723 | 0.00013688 | -1.0625 | 0 | 0 | 0 | 0 | 0 | 0 | 0 | 0 | 0 | -2.2 | 0 | 0 | 0 | 0 | 0 | 0 | 0 | -21.7524 | 1.8827 | 0 | 1.2936 | 0 | 0.6224 | 12.186 | 1.2663 | 3.1569 | 0.15353 | 0.055921 | -0.80534 | 0.63797 | 0.20824 | 3.7009 | 6.6223 | 19.5331 | -25.9843 | 0 | 0.48567 | 0 | 1.7286 | 0.22411
2025_06_26 Hr 14 | 0.78805 | 0.00047661 | 0 | 0.10668 | 0.10668 | 0.10624 | 0.1067 | 0.10671 | 0.10675 | 0 | 0 | 0.024893 | 0.03 | 0.0010903 | 1.3997 | 1.3997 | 3.622 | 0 | 0.0052034 | 0.003872 | 0.023281 | 0.085287 | 0 | 0 | 0 | 0 | 0 | 0.011212 | 0.015969 | 0.79954 | 0.2532 | 2.7784 | 2.1271 | 0 | 0.32182 | 0.83819 | 0 | 0 | 0 | 1.6446 | 0 | 0.048579 | 0 | 0.0019469 | 0 | -0.16144 | 0 | 0 | 0 | 0 | 0 | 0 | 0 | 0 | 0.82031 | 0.043723 | 0.00013688 | -1.0625 | 0 | 0 | 0 | 0 | 0 | 0 | 0 | 0 | 0 | -2.2 | 0 | 0 | 0 | 0 | 0 | 0 | 0 | -19.3563 | 1.8827 | 0 | 1.3592 | 0 | 0.5223 | 12.2516 | 1.2663 | 3.1569 | 0.15353 | 0.055921 | -0.78805 | 0.63797 | 0.20824 | 3.7009 | 9.5385 | 19.2106 | -23.5683 | 0 | 0.48567 | 0 | 1.7286 | 0.22231
2025_06_26 Hr 15 | 0.56741 | 0.00048147 | 0 | 0.10668 | 0.10668 | 0.10624 | 0.1067 | 0.10671 | 0.10675 | 0 | 0 | 0.024893 | 0.12 | 0.0044328 | 1.3997 | 1.3997 | 3.622 | 0 | 0.0052034 | 0.003872 | 0.023281 | 0.085287 | 0 | 0 | 0 | 0 | 0 | 0.011212 | 0.015969 | 0.79954 | 0.2532 | 2.7784 | 2.1271 | 0 | 0.32182 | 0.83819 | 0 | 0 | 0 | 1.5967 | 0 | 0.048579 | 0 | 0.0019789 | 0 | -0.16413 | 0 | 0 | 0 | 0 | 0 | 0 | 0 | 0 | 0.8929 | 0.043723 | 0.00013688 | -1.0625 | 0 | 0 | 0 | 0 | 0 | 0 | 0 | 0 | 0 | -2.2 | 0 | 0 | 0 | 0 | 0 | 0 | 0 | -18.7836 | 1.8827 | 0 | 1.3743 | 0 | 1.1229 | 12.2667 | 1.2663 | 3.1569 | 0.15353 | 0.055921 | -0.56741 | 0.63797 | 0.20824 | 3.7009 | 10.8414 | 19.7557 | -22.7776 | 0 | 0.48567 | 0 | 1.7286 | 0.22143
2025_06_26 Hr 16 | 0.56726 | 0.00052793 | 0 | 0.10668 | 0.10668 | 0.10624 | 0.1067 | 0.10671 | 0.10675 | 0 | 0 | 0.024893 | 0.15 | 0.0064326 | 1.3997 | 1.3997 | 3.622 | 0 | 0.0052034 | 0.003872 | 0.023281 | 0.085287 | 0 | 0 | 0 | 0 | 0 | 0.011212 | 0.015969 | 0.79954 | 0.2532 | 2.7784 | 2.1271 | 0 | 0.32182 | 0.83819 | 0 | 0 | 0 | 0.066388 | -0.21958 | 0.048579 | 0 | 0.0022973 | 0 | -0.19088 | 0 | 0 | 0 | 0 | 0 | 0 | 0 | 0 | 0.75498 | 0.043723 | 0.00013688 | -1.0625 | 0 | 0 | 0 | 0 | 0 | 0 | 0 | 0 | 0 | -2.2 | 0 | 0 | 0 | 0 | 0 | 0 | 0 | -18.5223 | 1.8827 | 0 | 1.4071 | 0 | 1.6844 | 12.2995 | 1.2663 | 3.1569 | 0.15353 | 0.055921 | -0.56726 | 0.63797 | 0.20824 | 3.7009 | 9.8147 | 20.2113 | -22.5429 | 0 | 0.48567 | 0 | 1.7286 | 0.22165
2025_06_26 Hr 17 | 0.54503 | 0.00047231 | 0 | 0.10668 | 0.10668 | 0.10624 | 0.1067 | 0.10671 | 0.10675 | 0 | 0 | 0.024893 | 0.18 | 0.0078484 | 1.3997 | 1.3997 | 3.622 | 0 | 0.0052034 | 0.003872 | 0.023281 | 0.085287 | 0 | 0 | 0 | 0 | 0 | 0.011212 | 0.015969 | 0.79954 | 0.2532 | 2.7784 | 2.1271 | 0 | 0.32182 | 0.83819 | 0 | 0 | 0 | 0.14222 | -0.055747 | 0.048579 | 0 | 0.0023358 | 0 | -0.19411 | 0 | 0 | 0 | 0 | 0 | 0 | 0 | 0 | 0.61705 | 0.043723 | 0.00013688 | -1.0625 | 0 | 0 | 0 | 0 | 0 | 0 | 0 | 0 | 0 | -2.2 | 0 | 0 | 0 | 0 | 0 | 0 | 0 | -16.0567 | 1.8827 | 0 | 1.4426 | 0 | 0.97495 | 12.335 | 1.2663 | 3.1569 | 0.15353 | 0.055921 | -0.54503 | 0.63797 | 0.20824 | 3.7009 | 11.7357 | 19.3726 | -20.0583 | 0 | 0.48567 | 0 | 1.7286 | 0.2212
2025_06_26 Hr 18 | 0.36355 | 0.00041303 | 0 | 0.10668 | 0.10668 | 0.10624 | 0.1067 | 0.10671 | 0.10675 | 0 | 0 | 0.024893 | 0.42 | 0.019733 | 1.3997 | 1.3997 | 3.622 | 0 | 0.0052034 | 0.003872 | 0.023281 | 0.085287 | 0 | 0 | 0 | 0 | 0 | 0.011212 | 0.015969 | 0.79954 | 0.2532 | 2.7784 | 2.1271 | 0 | 0.32182 | 0.83819 | 0 | 0 | 0 | 0.93131 | 0 | 0.048579 | 0 | 0.002517 | 0 | -0.20932 | 0 | 0 | 0 | 0 | 0 | 0 | 0 | 0 | 0.54445 | 0.043723 | 0.00013688 | -1.0625 | 0 | 0 | 0 | 0 | 0 | 0 | 0 | 0 | 0 | -2.2 | 0 | 0 | 0 | 0 | 0 | 0 | 0 | -21.4274 | 1.8827 | 0 | 1.4426 | 0 | 0.39172 | 12.335 | 1.2663 | 3.1569 | 0.15353 | 0.055921 | -0.36355 | 0.63797 | 0.20824 | 3.7009 | 6.7935 | 18.79 | -25.2628 | 0 | 0.48567 | 0 | 1.7286 | 0.22404
2025_06_26 Hr 19 | 0.11348 | 0.00028963 | 0 | 0.10668 | 0.10668 | 0.10624 | 0.1067 | 0.10671 | 0.10675 | 0 | 0 | 0.024893 | 0.81 | 0.039559 | 1.3997 | 1.3997 | 3.622 | 0 | 0.0052034 | 0.003872 | 0.023281 | 0.085287 | 0 | 0 | 0 | 0 | 0 | 0.011212 | 0.015969 | 0.79954 | 0.2532 | 2.7784 | 2.1271 | 0 | 0.32182 | 0.83819 | 0 | 0 | 0 | 1.4281 | 0 | 0.048579 | 0 | 0.0026163 | 0 | -0.21767 | 0 | 0 | 0 | 0 | 0 | 0 | 0 | 0 | 0.75498 | 0.043723 | 0.00013688 | -1.0625 | 0 | 0 | 0 | 0 | 0 | 0 | 0 | 0 | 0 | -2.2 | 0 | 0 | 0 | 0 | 0 | 0 | 0 | -25.632 | 1.8827 | 0 | 1.4426 | 0 | 0.36125 | 12.335 | 1.2663 | 3.1569 | 0.15353 | 0.055921 | -0.11348 | 0.63797 | 0.20824 | 3.7009 | 3.6657 | 19.1283 | -29.2256 | 0 | 0.48567 | 0 | 1.7286 | 0.22263
2025_06_26 Hr 20 | 0.045044 | 0.00011725 | 0 | 0.10668 | 0.10668 | 0.10624 | 0.1067 | 0.10671 | 0.10675 | 0 | 0 | 0.024893 | 0.96 | 0.043773 | 1.3997 | 1.3997 | 3.622 | 0 | 0.0052034 | 0.003872 | 0.023281 | 0.085287 | 0 | 0 | 0 | 0 | 0 | 0.011212 | 0.015969 | 0.79954 | 0.2532 | 2.7784 | 2.1271 | 0 | 0.32182 | 0.83819 | 0 | 0 | 0 | 2.5905 | 0 | 0.048579 | 0 | 0.0024427 | 0 | -0.20309 | 0 | 0 | 0 | 0 | 0 | 0 | 0 | 0 | 0.95824 | 0.043723 | 0.00013688 | -1.0625 | 0 | 0 | 0 | 0 | 0 | 0 | 0 | 0 | 0 | -2.2 | 0 | 0 | 0 | 0 | 0 | 0 | 0 | -25.2669 | 1.8827 | 0 | 1.4426 | 0 | 0.57017 | 12.335 | 1.2663 | 3.1569 | 0.15353 | 0.055921 | -0.045044 | 0.63797 | 0.20824 | 3.7009 | 5.7714 | 19.6234 | -28.7775 | 0 | 0.48567 | 0 | 1.7286 | 0.22
2025_06_26 Hr 21 | 0 | 2.0294e-05 | 0 | 0.10668 | 0.10668 | 0.10624 | 0.1067 | 0.10671 | 0.10675 | 0 | 0 | 0.024893 | 0.48 | 0.020204 | 1.3997 | 1.3997 | 3.622 | 0 | 0.0052034 | 0.003872 | 0.023281 | 0.085287 | 0 | 0 | 0 | 0 | 0 | 0.011212 | 0.015969 | 0.79954 | 0.2532 | 2.7784 | 2.1271 | 0 | 0.32182 | 0.83819 | 0 | 0 | 0 | 0.67734 | -0.098505 | 0.048579 | 0 | 0.0022549 | 0 | -0.18731 | 0 | 0 | 0 | 0 | 0 | 0 | 0 | 0 | 1.4374 | 0.043723 | 0.00013688 | -1.0625 | 0 | 0 | 0 | 0 | 0 | 0 | 0 | 0 | 0 | -2.2 | 0 | 0 | 0 | 0 | 0 | 0 | 0 | -27.443 | 1.8827 | 0 | 1.4426 | 0 | 1.5451 | 12.335 | 1.2663 | 3.1569 | 0.15353 | 0.055921 | 0 | 0.63797 | 0.20824 | 3.7009 | 2.551 | 20.53 | -30.8928 | 0 | 0.48567 | 0 | 1.7286 | 0.22127
2025_06_26 Hr 22 | 0 | 2.922e-06 | 0 | 0.10668 | 0.10668 | 0.10624 | 0.1067 | 0.10671 | 0.10675 | 0 | 0 | 0.024893 | 0.63 | 0.022909 | 1.3997 | 1.3997 | 3.622 | 0 | 0.0052034 | 0.003872 | 0.023281 | 0.085287 | 0 | 0 | 0 | 0 | 0 | 0.011212 | 0.015969 | 0.79954 | 0.2532 | 2.7784 | 2.1271 | 0 | 0.32182 | 0.83819 | 0 | 0 | 0 | 0.51125 | 0 | 0.048579 | 0 | 0.001948 | 0 | -0.16153 | 0 | 0 | 0 | 0 | 0 | 0 | 0 | 0 | 2.1923 | 0.043723 | 0.00013688 | -1.0625 | 0 | 0 | 0 | 0 | 0 | 0 | 0 | 0 | 0 | -2.2 | 0 | 0 | 0 | 0 | 0 | 0 | 0 | -28.4928 | 1.8827 | 0 | 1.392 | 0 | 1.284 | 12.2844 | 1.2663 | 3.1569 | 0.15353 | 0.055921 | 0 | 0.63797 | 0.20824 | 3.7009 | 2.0531 | 21.1743 | -31.9168 | 0 | 0.48567 | 0 | 1.7286 | 0.21897
2025_06_26 Hr 23 | 0 | 0 | 0 | 0.10668 | 0.10668 | 0.10624 | 0.1067 | 0.10671 | 0.10675 | 0 | 0 | 0.024893 | 1.32 | 0.052711 | 1.3997 | 1.3997 | 3.7556 | 0 | 0.0052034 | 0.003872 | 0.023281 | 0.085287 | 0 | -0.73662 | 0 | 0 | 0 | 0.011212 | 0.015969 | 0.79954 | 0.2532 | 2.8365 | 2.1271 | 0 | 0.33018 | 0.83819 | 0 | 0 | 0 | 0.4125 | -0.039846 | 0.048579 | 0 | 0.0021393 | 0 | -0.1776 | 0 | 0 | 0 | 0 | 0 | 0 | 0 | 0 | 1.9165 | 0.043723 | 0.00013688 | 0 | 0 | 0 | 0 | 0 | 0 | 0 | 0 | 0 | 0 | 0 | 0 | 0 | 0 | 0 | 0 | 0 | 0 | -34.0151 | 1.8827 | 0 | 1.4821 | 0 | 1.0446 | 12.5661 | 1.2663 | 3.1569 | 0.15353 | 0.055921 | 0 | 0.63797 | 0.20824 | 3.7009 | -0.61138 | 21.3791 | -34.9293 | 0 | 0.48567 | 0 | 1.7286 | 0.21092
2025_06_26 Hr 24 | 0 | 0 | 0 | 0 | 0 | 0 | 0 | 0 | 0 | 0 | 0 | 0.024893 | 0.63 | 0.022053 | 1.3997 | 1.3997 | 3.7556 | 0 | 0.0052034 | 0.003872 | 0.023281 | 0.085287 | 0 | -0.86864 | 0 | 0 | 0 | 0.011212 | 0.015969 | 0.79954 | 0.2532 | 2.8365 | 2.1271 | 0 | 0.33018 | 0.83819 | 0 | 0 | 0 | 0.96132 | 0 | 0.048579 | 0 | 0.0041255 | 0 | -0.15542 | 0 | 0 | 0 | 0 | 0 | 0 | 0 | 0 | 1.5753 | 0.043723 | 0.00013688 | 0 | 0 | 0 | 0 | 0 | 0 | 0 | 0 | 0 | 0 | 0 | 0 | 0 | 0 | 0 | 0 | 0 | 0 | -30.915 | 1.8827 | 0 | 1.3716 | 0 | 1.0141 | 11.8159 | 1.2663 | 3.1569 | 0.15353 | 0.055921 | 0 | 0.63797 | 0.20824 | 3.7009 | 1.1202 | 20.282 | -31.9391 | 0 | 0.48567 | 0 | 1.7286 | 0.20614
2025_06_27 Hr 01 | 0 | 0 | 0 | 0 | 0 | 0 | 0 | 0 | 0 | 0 | 0 | 0.024893 | 2.16 | 0.061357 | 1.3997 | 1.3997 | 3.9181 | 0 | 0.0052034 | 0.003872 | 0.023281 | 0.085287 | 0 | -1.0454 | 0 | 0 | 0 | 0.011212 | 0.015969 | 0.79954 | 0 | 2.9593 | 2.1271 | 0 | 0.33018 | 0.83819 | 0 | 0 | 0 | 0.84544 | 0 | 0.048579 | 0 | 0.0033479 | 0 | -0.12573 | 0 | 0 | 0 | 0 | 0 | 0 | 0 | 0 | 1.9165 | 0.043723 | 0.00013688 | 0 | 0 | 0 | 0 | 0 | 0 | 0 | 0 | 0 | 0 | 0 | 0 | 0 | 0 | 0 | 0 | 0 | 0 | -27.4949 | 1.8827 | 0 | 1.1612 | 0 | 1.3841 | 11.6376 | 1.2663 | 3.1569 | 0.15353 | 0.055921 | 0 | 0.63797 | 0.20824 | 3.7009 | 6.3719 | 22.5549 | -28.666 | 0 | 0.48567 | 0 | 1.7286 | 0.19853
2025_06_27 Hr 02 | 0 | 0 | 0 | 0 | 0 | 0 | 0 | 0 | 0 | 0 | 0 | 0.024893 | 0.81 | 0.025972 | 1.3997 | 1.3997 | 3.9181 | 0 | 0.0052034 | 0.003872 | 0.023281 | 0.085287 | 0 | -0.9474 | 0 | 0 | 0 | 0.011212 | 0.015969 | 0.79954 | 0 | 2.9593 | 2.1271 | 0 | 0.33018 | 0.83819 | 0 | 0 | 0 | 0.59085 | -0.0086649 | 0.048579 | 0 | 0.003779 | 0 | -0.14219 | 0 | 0 | 0 | 0 | 0 | 0 | 0 | 0 | 1.8511 | 0.043723 | 0.00013688 | 0 | 0 | 0 | 0 | 0 | 0 | 0 | 0 | 0 | 0 | 0 | 0 | 0 | 0 | 0 | 0 | 0 | 0 | -31.7331 | 1.8827 | 0 | 1.1612 | 0 | 1.6452 | 11.6376 | 1.2663 | 3.1569 | 0.15353 | 0.055921 | 0 | 0.63797 | 0.20824 | 3.7009 | 0.76101 | 21.3639 | -32.8227 | 0 | 0.48567 | 0 | 1.7286 | 0.19713
2025_06_27 Hr 03 | 0 | 0 | 0 | 0 | 0 | 0 | 0 | 0 | 0 | 0 | 0 | 0.024893 | 0.45 | 0.01462 | 1.3997 | 1.3997 | 3.9181 | 0 | 0.0052034 | 0.003872 | 0.023281 | 0.085287 | 0 | -0.936 | 0 | 0 | 0 | 0.011212 | 0.015969 | 0.79954 | 0 | 2.9593 | 2.1271 | 0 | 0.33018 | 0.83819 | 0 | 0 | 0 | 0.71372 | 0 | 0.048579 | 0 | 0.0038291 | 0 | -0.1441 | 0 | 0 | 0 | 0 | 0 | 0 | 0 | 0 | 2.3303 | 0.043723 | 0.00013688 | 0 | 0 | 0 | 0 | 0 | 0 | 0 | 0 | 0 | 0 | 0 | 0 | 0 | 0 | 0 | 0 | 0 | 0 | -33.5239 | 1.8827 | 0 | 1.1612 | 0 | 1.5669 | 11.6376 | 1.2663 | 3.1569 | 0.15353 | 0.055921 | 0 | 0.63797 | 0.20824 | 3.7009 | -0.85935 | 21.3933 | -34.604 | 0 | 0.48567 | 0 | 1.7286 | 0.19712
2025_06_27 Hr 04 | 0 | 0 | 0 | 0 | 0 | 0 | 0 | 0 | 0 | 0 | 0 | 0.024893 | 0.33 | 0.0070717 | 1.3997 | 1.3997 | 3.5651 | 0 | 0.0052034 | 0.003872 | 0.023281 | 0.085287 | 0 | -1.2322 | 0 | 0 | 0 | 0.011212 | 0.015969 | 0.30029 | 0 | 2.9593 | 2.1271 | 0 | 0.33018 | 0.83819 | 0 | 0 | 0 | 1.3278 | 0 | 0.048579 | 0 | 0.0025256 | 0 | -0.094333 | 0 | 0 | 0 | 0 | 0 | 0 | 0 | 0 | 2.8094 | 0.043723 | 0.00013688 | 0 | 0 | 0 | 0 | 0 | 0 | 0 | 0 | 0 | 0 | 0 | 0 | 0 | 0 | 0 | 0 | 0 | 0 | -21.4213 | 1.8827 | 0 | 1.1612 | 0 | 1.593 | 10.7854 | 1.2663 | 3.1569 | 0.15353 | 0.055921 | 0 | 0.63797 | 0.20824 | 3.7009 | 11.1369 | 21.7716 | -22.7479 | 0 | 0.48567 | 0 | 1.7286 | 0.1977
2025_06_27 Hr 05 | 0 | 0 | 0 | 0 | 0 | 0 | 0 | 0 | 0 | 0 | 0 | 0.024893 | 0.51 | 0.012205 | 1.3945 | 1.3945 | 2.5258 | 0 | 0.0052034 | 0.003872 | 0.023281 | 0.085287 | 0 | -1.1652 | 0 | 0 | 0 | 0.011212 | 0.015969 | 0.44805 | 0 | 2.6776 | 2.1271 | 0 | 0.29179 | 0.83819 | 0 | 0 | 0 | 2.0849 | 0 | 0.048579 | 0 | 0.0028205 | 0 | -0.10559 | 0 | 0 | 0 | 0 | 0 | 0 | 0 | 0 | 3.2885 | 0.043723 | 0.00013688 | 0 | 0 | 0 | 0 | 0 | 0 | 0 | 0 | 0 | 0 | 0 | 0 | 0 | 0 | 0 | 0 | 0 | 0 | -19.1301 | 1.8827 | 0 | 1.1612 | 0 | 2.198 | 9.6017 | 1.2663 | 3.1569 | 0.15353 | 0.055921 | 0 | 0.63797 | 0.20824 | 3.7009 | 14.2886 | 23.0029 | -20.4009 | 0 | 0.48567 | 0 | 1.7286 | 0.19815
2025_06_27 Hr 06 | 0.022813 | 0 | 0 | 0 | 0 | 0 | 0 | 0 | 0 | 0 | 0 | 0.024893 | 0.66 | 0.026988 | 1.3997 | 1.3997 | 3.4411 | 0 | 0.0052034 | 0.003872 | 0.023281 | 0.085287 | 0 | -0.71096 | 0 | 0 | 0 | 0.011212 | 0.015969 | 0.68918 | 0.41359 | 2.9593 | 2.1271 | 0 | 0.33018 | 0.83819 | 0 | 0 | 0 | 1.7172 | -0.0049576 | 0.048579 | 0 | 0.0048193 | 0 | -0.18191 | 0 | 0 | 0 | 0 | 0 | 0 | 0 | 0 | 3.4264 | 0.043723 | 0.00013688 | 0 | 0 | 0 | 0 | 0 | 0 | 0 | 0 | 0 | 0 | 0 | 0 | 0 | 0 | 0 | 0 | 0 | 0 | -48.2222 | 1.8827 | 0 | 1.5332 | 0 | 2.5462 | 11.6862 | 1.2663 | 3.1569 | 0.15353 | 0.055921 | -0.022813 | 0.63797 | 0.20824 | 3.7009 | -12.0201 | 23.7193 | -49.1379 | 0 | 0.48567 | 0 | 1.7286 | 0.2025
2025_06_27 Hr 07 | 0.27193 | 2.2646e-06 | 0 | 0 | 0 | 0 | 0 | 0 | 0 | 0 | 0 | 0.024893 | 0.75 | 0.021137 | 1.3997 | 1.3997 | 3.7787 | 0 | 0.0052034 | 0.003872 | 0.023281 | 0.085287 | 0 | 0 | 0 | 0 | 0 | 0.011212 | 0.015969 | 0.79453 | 0.26395 | 2.8987 | 2.1271 | 0 | 0.32182 | 0.83819 | 0 | 0 | 0 | 0.34548 | 0 | 0.048579 | 0 | 0.0033215 | 0 | -0.12472 | 0 | 0 | 0 | 0 | 0 | 0 | 0 | 0 | 2.3956 | 0.043723 | 0.00013688 | -1.0625 | 0 | 0 | 0 | 0 | 0 | 0 | 0 | 0 | 0 | -2.2 | 0 | 0 | 0 | 0 | 0 | 0 | 0 | -34.8243 | 1.8827 | 0 | 1.0942 | 0 | 2.4983 | 11.6296 | 1.2663 | 3.1569 | 0.15353 | 0.055921 | -0.27193 | 0.63797 | 0.20824 | 3.7009 | -3.5343 | 22.9742 | -38.4835 | 0 | 0.48567 | 0 | 1.7286 | 0.21113
2025_06_27 Hr 08 | 0.52215 | 1.3501e-05 | 0 | 0 | 0 | 0 | 0 | 0 | 0 | 0 | 0 | 0.024893 | 0.51 | 0.014281 | 1.3997 | 1.3997 | 3.7787 | 0 | 0.0052034 | 0.003872 | 0.023281 | 0.085287 | 0 | 0 | 0 | 0 | 0 | 0.011212 | 0.015969 | 0.79954 | 0.26395 | 2.8987 | 2.1271 | 0 | 0.32182 | 0.83819 | 0 | 0 | 0 | 0.57214 | -0.068588 | 0.048579 | 0 | 0.0033003 | 0 | -0.12391 | 0 | 0 | 0 | 0 | 0 | 0 | 0 | 0 | 2.1197 | 0.043723 | 0.00013688 | -1.0625 | 0 | 0 | 0 | 0 | 0 | 0 | 0 | 0 | 0 | -2.2 | 0 | 0 | 0 | 0 | 0 | 0 | 0 | -31.0232 | 1.8827 | 0 | 1.0942 | 0 | 1.9064 | 11.6346 | 1.2663 | 3.1569 | 0.15353 | 0.055921 | -0.52215 | 0.63797 | 0.20824 | 3.7009 | -0.68096 | 22.1127 | -34.9317 | 0 | 0.48567 | 0 | 1.7286 | 0.21404
2025_06_27 Hr 09 | 0.59022 | 6.7268e-05 | 0 | 0 | 0 | 0 | 0 | 0 | 0 | 0 | 0 | 0.024893 | 0.78 | 0.021765 | 1.3997 | 1.3997 | 3.7787 | 0 | 0.0052034 | 0.003872 | 0.023281 | 0.085287 | 0 | 0 | 0 | 0 | 0 | 0.011212 | 0.015969 | 0.78283 | 0.26395 | 2.8987 | 2.1271 | 0 | 0.32182 | 0.83819 | 0 | 0 | 0 | 0.90855 | 0 | 0.048579 | 0 | 0.0032887 | 0 | -0.12347 | 0 | 0 | 0 | 0 | 0 | 0 | 0 | 0 | 2.3303 | 0.043723 | 0.00013688 | -1.0625 | 0 | 0 | 0 | 0 | 0 | 0 | 0 | 0 | 0 | -2.2 | 0 | 0 | 0 | 0 | 0 | 0 | 0 | -30.3931 | 1.8827 | 0 | 1.0942 | 0 | 1.5147 | 11.6179 | 1.2663 | 3.1569 | 0.15353 | 0.055921 | -0.59022 | 0.63797 | 0.20824 | 3.7009 | 0.43982 | 22.2827 | -34.3693 | 0 | 0.48567 | 0 | 1.7286 | 0.2197
2025_06_27 Hr 10 | 0.5451 | 0.0001839 | 0 | 0.1113 | 0.1113 | 0.11084 | 0.11132 | 0.11133 | 0.11137 | 0 | 0 | 0.024893 | 0.87 | 0.027886 | 1.3997 | 1.3997 | 3.7787 | 0 | 0.0052034 | 0.003872 | 0.023281 | 0.085287 | 0 | 0 | 0 | 0 | 0 | 0.011212 | 0.015969 | 0.79954 | 0.26395 | 2.8987 | 2.1271 | 0 | 0.32182 | 0.83819 | 0 | 0 | 0 | 1.0953 | -0.024813 | 0.048579 | 0 | 0.0017171 | 0 | -0.14214 | 0 | 0 | 0 | 0 | 0 | 0 | 0 | 0 | 2.3956 | 0.043723 | 0.00013688 | -1.0625 | 0 | 0 | 0 | 0 | 0 | 0 | 0 | 0 | 0 | -2.2 | 0 | 0 | 0 | 0 | 0 | 0 | 0 | -33.3147 | 1.8827 | 0 | 1.0942 | 0 | 1.4537 | 12.302 | 1.2663 | 3.1569 | 0.15353 | 0.055921 | -0.5451 | 0.63797 | 0.20824 | 3.7009 | -1.5533 | 22.3386 | -37.2644 | 0 | 0.48567 | 0 | 1.7286 | 0.22008
2025_06_27 Hr 11 | 0.56726 | 0.00030638 | 0 | 0.1113 | 0.1113 | 0.11084 | 0.11132 | 0.11133 | 0.11137 | 0 | 0 | 0.024893 | 1.02 | 0.03581 | 1.3997 | 1.3997 | 3.7787 | 0 | 0.0052034 | 0.003872 | 0.023281 | 0.085287 | 0 | 0 | 0 | 0 | 0 | 0.011212 | 0.015969 | 0.79954 | 0.26395 | 2.8987 | 2.1271 | 0 | 0.32182 | 0.83819 | 0 | 0 | 0 | 0.89395 | 0 | 0.048579 | 0 | 0.0018808 | 0 | -0.15589 | 0 | 0 | 0 | 0 | 0 | 0 | 0 | 0 | 2.3303 | 0.043723 | 0.00013688 | -1.0625 | 0 | 0 | 0 | 0 | 0 | 0 | 0 | 0 | 0 | -2.2 | 0 | 0 | 0 | 0 | 0 | 0 | 0 | -33.0981 | 1.8827 | 0 | 1.3523 | 0 | 1.4233 | 12.5602 | 1.2663 | 3.1569 | 0.15353 | 0.055921 | -0.56726 | 0.63797 | 0.20824 | 3.7009 | -1.2061 | 22.4234 | -37.0837 | 0 | 0.48567 | 0 | 1.7286 | 0.22046
2025_06_27 Hr 12 | 0.6357 | 0.00045025 | 0 | 0.1113 | 0.1113 | 0.11084 | 0.11132 | 0.11133 | 0.11137 | 0 | 0 | 0.024893 | 1.17 | 0.047851 | 1.3997 | 1.3997 | 3.7787 | 0 | 0.0052034 | 0.003872 | 0.023281 | 0.085287 | 0 | 0 | 0 | 0 | 0 | 0.011212 | 0.015969 | 0.79954 | 0.26395 | 2.8987 | 2.1271 | 0 | 0.32182 | 0.83819 | 0 | 0 | 0 | 0.72791 | -0.081533 | 0.048579 | 0 | 0.002191 | 0 | -0.18194 | 0 | 0 | 0 | 0 | 0 | 0 | 0 | 0 | 2.2577 | 0.043723 | 0.00013688 | -1.0625 | 0 | 0 | 0 | 0 | 0 | 0 | 0 | 0 | 0 | -2.2 | 0 | 0 | 0 | 0 | 0 | 0 | 0 | -33.5411 | 1.8827 | 0 | 1.505 | 0 | 1.4058 | 12.7129 | 1.2663 | 3.1569 | 0.15353 | 0.055921 | -0.6357 | 0.63797 | 0.20824 | 3.7009 | -1.6982 | 22.5638 | -37.6213 | 0 | 0.48567 | 0 | 1.7286 | 0.22024
2025_06_27 Hr 13 | 0.52215 | 0.00043342 | 0 | 0.1113 | 0.1113 | 0.11084 | 0.11132 | 0.11133 | 0.11137 | 0 | 0 | 0.024893 | 1.29 | 0.04524 | 1.3997 | 1.3997 | 3.7787 | 0 | 0.0052034 | 0.003872 | 0.023281 | 0.085287 | 0 | 0 | 0 | 0 | 0 | 0.011212 | 0.015969 | 0.79954 | 0.26395 | 2.8987 | 2.1271 | 0 | 0.32182 | 0.83819 | 0 | 0 | 0 | 1.2533 | 0 | 0.048579 | 0 | 0.0018787 | 0 | -0.15571 | 0 | 0 | 0 | 0 | 0 | 0 | 0 | 0 | 2.2577 | 0.043723 | 0.00013688 | -1.0625 | 0 | 0 | 0 | 0 | 0 | 0 | 0 | 0 | 0 | -2.2 | 0 | 0 | 0 | 0 | 0 | 0 | 0 | -27.469 | 1.8827 | 0 | 1.2811 | 0 | 1.2317 | 12.489 | 1.2663 | 3.1569 | 0.15353 | 0.055921 | -0.52215 | 0.63797 | 0.20824 | 3.7009 | 4.7259 | 22.393 | -31.4093 | 0 | 0.48567 | 0 | 1.7286 | 0.21966
2025_06_27 Hr 14 | 0.63563 | 0.00044861 | 0 | 0.1113 | 0.1113 | 0.11084 | 0.11132 | 0.11133 | 0.11137 | 0 | 0 | 0.024893 | 1.74 | 0.060185 | 1.3997 | 1.3997 | 3.7787 | 0 | 0.0052034 | 0.003872 | 0.023281 | 0.085287 | 0 | 0 | 0 | 0 | 0 | 0.011212 | 0.015969 | 0.79954 | 0.26395 | 2.8987 | 2.1271 | 0 | 0.32182 | 0.83819 | 0 | 0 | 0 | 1.1911 | 0 | 0.048579 | 0 | 0.001853 | 0 | -0.15355 | 0 | 0 | 0 | 0 | 0 | 0 | 0 | 0 | 2.1923 | 0.043723 | 0.00013688 | -1.0625 | 0 | 0 | 0 | 0 | 0 | 0 | 0 | 0 | 0 | -2.2 | 0 | 0 | 0 | 0 | 0 | 0 | 0 | -27.1008 | 1.8827 | 0 | 1.2154 | 0 | 1.4233 | 12.4232 | 1.2663 | 3.1569 | 0.15353 | 0.055921 | -0.63563 | 0.63797 | 0.20824 | 3.7009 | 5.5606 | 23.0987 | -31.1524 | 0 | 0.48567 | 0 | 1.7286 | 0.22083
2025_06_27 Hr 15 | 0.78674 | 0.00045731 | 0 | 0.1113 | 0.1113 | 0.11084 | 0.11132 | 0.11133 | 0.11137 | 0 | 0 | 0.024893 | 2.13 | 0.075667 | 1.3997 | 1.3997 | 3.7787 | 0 | 0.0052034 | 0.003872 | 0.023281 | 0.085287 | 0 | 0 | 0 | 0 | 0 | 0.011212 | 0.015969 | 0.79954 | 0.26395 | 2.8987 | 2.1271 | 0 | 0.32182 | 0.83819 | 0 | 0 | 0 | 0.51602 | 0 | 0.048579 | 0 | 0.0019031 | 0 | -0.15776 | 0 | 0 | 0 | 0 | 0 | 0 | 0 | 0 | 2.1197 | 0.043723 | 0.00013688 | -1.0625 | 0 | 0 | 0 | 0 | 0 | 0 | 0 | 0 | 0 | -2.2 | 0 | 0 | 0 | 0 | 0 | 0 | 0 | -24.8185 | 1.8827 | 0 | 1.3366 | 0 | 1.5538 | 12.5445 | 1.2663 | 3.1569 | 0.15353 | 0.055921 | -0.78674 | 0.63797 | 0.20824 | 3.7009 | 7.7486 | 23.7136 | -29.0255 | 0 | 0.48567 | 0 | 1.7286 | 0.22111
2025_06_27 Hr 16 | 0.80665 | 0.00064441 | 0 | 0.1113 | 0.1113 | 0.11084 | 0.11132 | 0.11133 | 0.11137 | 0 | 0 | 0.024893 | 2.34 | 0.12378 | 1.3997 | 1.3997 | 3.7787 | 0 | 0.0052034 | 0.003872 | 0.023281 | 0.085287 | 0 | 0 | 0 | 0 | 0 | 0.011212 | 0.015969 | 0.79954 | 0.26395 | 2.8987 | 2.1271 | 0 | 0.32182 | 0.83819 | 0 | 0 | 0 | 0.70501 | 0 | 0.048579 | 0 | 0.0028338 | 0 | -0.23594 | 0 | 0 | 0 | 0 | 0 | 0 | 0 | 0 | 2.1923 | 0.043723 | 0.00013688 | -1.0625 | 0 | 0 | 0 | 0 | 0 | 0 | 0 | 0 | 0 | -2.2 | 0 | 0 | 0 | 0 | 0 | 0 | 0 | -33.8301 | 1.8827 | 0 | 1.505 | 0 | 1.223 | 12.7129 | 1.2663 | 3.1569 | 0.15353 | 0.055921 | -0.80665 | 0.63797 | 0.20824 | 3.7009 | -0.98395 | 23.7334 | -38.1352 | 0 | 0.48567 | 0 | 1.7286 | 0.22084
2025_06_27 Hr 17 | 0.77955 | 0.00059646 | 0 | 0.1113 | 0.1113 | 0.11084 | 0.11132 | 0.11133 | 0.11137 | 0 | 0 | 0.024893 | 2.49 | 0.13711 | 1.3997 | 1.3997 | 3.7787 | 0 | 0.0052034 | 0.003872 | 0.023281 | 0.085287 | 0 | 0 | 0 | 0 | 0 | 0.011212 | 0.015969 | 0.79954 | 0.26395 | 2.8987 | 2.1271 | 0 | 0.32182 | 0.83819 | 0 | 0 | 0 | 0.87251 | 0 | 0.048579 | 0 | 0.0029498 | 0 | -0.24569 | 0 | 0 | 0 | 0 | 0 | 0 | 0 | 0 | 2.2577 | 0.043723 | 0.00013688 | -1.0625 | 0 | 0 | 0 | 0 | 0 | 0 | 0 | 0 | 0 | -2.2 | 0 | 0 | 0 | 0 | 0 | 0 | 0 | -32.3106 | 1.8827 | 0 | 1.505 | 0 | 0.98366 | 12.7129 | 1.2663 | 3.1569 | 0.15353 | 0.055921 | -0.77955 | 0.63797 | 0.20824 | 3.7009 | 0.68203 | 23.6949 | -36.5983 | 0 | 0.48567 | 0 | 1.7286 | 0.22028
2025_06_27 Hr 18 | 0.80295 | 0.00044129 | 0 | 0.1113 | 0.1113 | 0.11084 | 0.11132 | 0.11133 | 0.11137 | 0 | 0 | 0.024893 | 2.55 | 0.12871 | 1.3997 | 1.3997 | 3.7787 | 0 | 0.0052034 | 0.003872 | 0.023281 | 0.085287 | 0 | 0 | 0 | 0 | 0 | 0.011212 | 0.015969 | 0.79954 | 0.26395 | 2.8987 | 2.1271 | 0 | 0.32182 | 0.83819 | 0 | 0 | 0 | 1.334 | 0 | 0.048579 | 0 | 0.002704 | 0 | -0.22503 | 0 | 0 | 0 | 0 | 0 | 0 | 0 | 0 | 1.7785 | 0.043723 | 0.00013688 | -1.0625 | 0 | 0 | 0 | 0 | 0 | 0 | 0 | 0 | 0 | -2.2 | 0 | 0 | 0 | 0 | 0 | 0 | 0 | -29.1226 | 1.8827 | 0 | 1.505 | 0 | 0.81391 | 12.7129 | 1.2663 | 3.1569 | 0.15353 | 0.055921 | -0.80295 | 0.63797 | 0.20824 | 3.7009 | 3.7545 | 23.1207 | -33.4131 | 0 | 0.48567 | 0 | 1.7286 | 0.22004
2025_06_27 Hr 19 | 0.63556 | 0.00031289 | 0 | 0.1113 | 0.1113 | 0.11084 | 0.11132 | 0.11133 | 0.11137 | 0 | 0 | 0.024893 | 2.52 | 0.13332 | 1.3997 | 1.3997 | 3.7787 | 0 | 0.0052034 | 0.003872 | 0.023281 | 0.085287 | 0 | 0 | 0 | 0 | 0 | 0.011212 | 0.015969 | 0.79954 | 0.26395 | 2.8987 | 2.1271 | 0 | 0.32182 | 0.83819 | 0 | 0 | 0 | 1.5146 | 0 | 0.048579 | 0 | 0.0028342 | 0 | -0.23597 | 0 | 0 | 0 | 0 | 0 | 0 | 0 | 0 | 1.51 | 0.043723 | 0.00013688 | -1.0625 | 0 | 0 | 0 | 0 | 0 | 0 | 0 | 0 | 0 | -2.2 | 0 | 0 | 0 | 0 | 0 | 0 | 0 | -32.4177 | 1.8827 | 0 | 1.505 | 0 | 0.95319 | 12.7129 | 1.2663 | 3.1569 | 0.15353 | 0.055921 | -0.63556 | 0.63797 | 0.20824 | 3.7009 | 0.47438 | 22.7986 | -36.5517 | 0 | 0.48567 | 0 | 1.7286 | 0.22022
2025_06_27 Hr 20 | 0.18127 | 0.00013001 | 0 | 0.1113 | 0.1113 | 0.11084 | 0.11132 | 0.11133 | 0.11137 | 0 | 0 | 0.024893 | 2.28 | 0.11385 | 1.3997 | 1.3997 | 3.7787 | 0 | 0.0052034 | 0.003872 | 0.023281 | 0.085287 | 0 | 0 | 0 | 0 | 0 | 0.011212 | 0.015969 | 0.79954 | 0.26395 | 2.8987 | 2.1271 | 0 | 0.32182 | 0.83819 | 0 | 0 | 0 | 0.99844 | 0 | 0.048579 | 0 | 0.0026751 | 0 | -0.22261 | 0 | 0 | 0 | 0 | 0 | 0 | 0 | 0 | 1.8511 | 0.043723 | 0.00013688 | -1.0625 | 0 | 0 | 0 | 0 | 0 | 0 | 0 | 0 | 0 | -2.2 | 0 | 0 | 0 | 0 | 0 | 0 | 0 | -32.0802 | 1.8827 | 0 | 1.505 | 0 | 1.1534 | 12.7129 | 1.2663 | 3.1569 | 0.15353 | 0.055921 | -0.18127 | 0.63797 | 0.20824 | 3.7009 | 0.58897 | 22.6242 | -35.7466 | 0 | 0.48567 | 0 | 1.7286 | 0.21834
2025_06_27 Hr 21 | 0 | 2.22e-05 | 0 | 0.1113 | 0.1113 | 0.11084 | 0.11132 | 0.11133 | 0.11137 | 0 | 0 | 0.024893 | 2.67 | 0.11526 | 1.3997 | 1.3997 | 3.7787 | 0 | 0.0052034 | 0.003872 | 0.023281 | 0.085287 | 0 | 0 | 0 | 0 | 0 | 0.011212 | 0.015969 | 0.79954 | 0.26395 | 2.8987 | 2.1271 | 0 | 0.32182 | 0.83819 | 0 | 0 | 0 | 1.0728 | 0 | 0.048579 | 0 | 0.0023125 | 0 | -0.19215 | 0 | 0 | 0 | 0 | 0 | 0 | 0 | 0 | 2.2577 | 0.043723 | 0.00013688 | -1.0625 | 0 | 0 | 0 | 0 | 0 | 0 | 0 | 0 | 0 | -2.2 | 0 | 0 | 0 | 0 | 0 | 0 | 0 | -33.8338 | 1.8827 | 0 | 1.505 | 0 | 1.1142 | 12.7129 | 1.2663 | 3.1569 | 0.15353 | 0.055921 | 0 | 0.63797 | 0.20824 | 3.7009 | -0.30363 | 23.1992 | -37.2885 | 0 | 0.48567 | 0 | 1.7286 | 0.21594
2025_06_27 Hr 22 | 0 | 2.7203e-06 | 0 | 0 | 0 | 0 | 0 | 0 | 0 | 0 | 0 | 0.024893 | 2.67 | 0.075321 | 1.3997 | 1.3997 | 3.7787 | 0 | 0.0052034 | 0.003872 | 0.023281 | 0.085287 | 0 | 0 | 0 | 0 | 0 | 0.011212 | 0.015969 | 0.79954 | 0.26395 | 2.8987 | 2.1271 | 0 | 0.32182 | 0.83819 | 0 | 0 | 0 | 1.721 | 0 | 0.048579 | 0 | 0.0033248 | 0 | -0.12485 | 0 | 0 | 0 | 0 | 0 | 0 | 0 | 0 | 2.2577 | 0.043723 | 0.00013688 | -1.0625 | 0 | 0 | 0 | 0 | 0 | 0 | 0 | 0 | 0 | -2.2 | 0 | 0 | 0 | 0 | 0 | 0 | 0 | -26.5762 | 1.8827 | 0 | 1.0942 | 0 | 1.1926 | 11.6346 | 1.2663 | 3.1569 | 0.15353 | 0.055921 | 0 | 0.63797 | 0.20824 | 3.7009 | 6.6277 | 23.2356 | -29.9635 | 0 | 0.48567 | 0 | 1.7286 | 0.21396
2025_06_27 Hr 23 | 0 | 0 | 0 | 0 | 0 | 0 | 0 | 0 | 0 | 0 | 0 | 0.024893 | 2.58 | 0.0764 | 1.3997 | 1.3997 | 3.9181 | 0 | 0.0052034 | 0.003872 | 0.023281 | 0.085287 | 0 | -1.0131 | 0 | 0 | 0 | 0.011212 | 0.015969 | 0.79954 | 0 | 2.9593 | 2.1271 | 0 | 0.33018 | 0.83819 | 0 | 0 | 0 | 1.1486 | 0 | 0.048579 | 0 | 0.00349 | 0 | -0.13116 | 0 | 0 | 0 | 0 | 0 | 0 | 0 | 0 | 2.6715 | 0.043723 | 0.00013688 | 0 | 0 | 0 | 0 | 0 | 0 | 0 | 0 | 0 | 0 | 0 | 0 | 0 | 0 | 0 | 0 | 0 | 0 | -28.3299 | 1.8827 | 0 | 1.1612 | 0 | 1.9368 | 11.6376 | 1.2663 | 3.1569 | 0.15353 | 0.055921 | 0 | 0.63797 | 0.20824 | 3.7009 | 7.6202 | 24.3081 | -29.4741 | 0 | 0.48567 | 0 | 1.7286 | 0.20894
2025_06_27 Hr 24 | 0 | 0 | 0 | 0 | 0 | 0 | 0 | 0 | 0 | 0 | 0 | 0.024893 | 2.55 | 0.056477 | 1.3997 | 1.3997 | 3.729 | 0 | 0.0052034 | 0.003872 | 0.023281 | 0.085287 | 0 | -1.213 | 0 | 0 | 0 | 0.011212 | 0.015969 | 0.42393 | 0 | 2.9593 | 2.1271 | 0 | 0.33018 | 0.83819 | 0 | 0 | 0 | 0.068901 | -0.2073 | 0.048579 | 0 | 0.0037968 | 0 | -0.097566 | 0 | 0 | 0 | 0 | 0 | 0 | 0 | 0 | 3.2159 | 0.043723 | 0.00013688 | 0 | 0 | 0 | 0 | 0 | 0 | 0 | 0 | 0 | 0 | 0 | 0 | 0 | 0 | 0 | 0 | 0 | 0 | -20.2826 | 1.8827 | 0 | 0 | 0 | 2.4069 | 9.9117 | 1.2663 | 3.1569 | 0.15353 | 0.055921 | 0 | 0.63797 | 0.20824 | 3.7009 | 13.4495 | 25.2693 | -21.5932 | 0 | 0.48567 | 0 | 1.7286 | 0.2056
2025_06_28 Hr 01 | 0 | 0 | 0 | 0 | 0 | 0 | 0 | 0 | 0 | 0 | 0 | 0.024893 | 2.4 | 0.069264 | 1.3893 | 1.3893 | 3.6708 | 0 | 0.0052034 | 0.003872 | 0.023281 | 0.085287 | 0 | -1.0332 | 0 | 0 | 0 | 0.011212 | 0.015969 | 0.42936 | 0 | 2.7717 | 2.1271 | 0 | 0.32228 | 0.83819 | 0 | 0 | 0 | 0.087121 | -0.45702 | 0.048579 | 0 | 0.0049474 | 0 | -0.12777 | 0 | 0 | 0 | 0 | 0 | 0 | 0 | 0 | 4.5879 | 0.043723 | 0.00013688 | 0 | 0 | 0 | 0 | 0 | 0 | 0 | 0 | 0 | 0 | 0 | 0 | 0 | 0 | 0 | 0 | 0 | 0 | -21.3827 | 1.8827 | 0 | 0 | 0 | 1.8454 | 9.6505 | 1.2663 | 3.1569 | 0.15353 | 0.055921 | 0 | 0.63797 | 0.20824 | 3.7009 | 12.6645 | 25.9275 | -22.5437 | 0 | 0.48567 | 0 | 1.7286 | 0.19834
2025_06_28 Hr 02 | 0 | 0 | 0 | 0 | 0 | 0 | 0 | 0 | 0 | 0 | 0 | 0.024893 | 1.53 | 0.048883 | 1.3945 | 1.3945 | 3.707 | 0 | 0.0052034 | 0.003872 | 0.023281 | 0.085287 | 0 | -0.95046 | 0 | 0 | 0 | 0.011212 | 0.015969 | 0.67037 | 0 | 2.7994 | 2.1271 | 0 | 0.32623 | 0.83819 | 0 | 0 | 0 | 0.32135 | -0.13253 | 0.048579 | 0 | 0.005477 | 0 | -0.14167 | 0 | 0 | 0 | 0 | 0 | 0 | 0 | 0 | 4.2467 | 0.043723 | 0.00013688 | 0 | 0 | 0 | 0 | 0 | 0 | 0 | 0 | 0 | 0 | 0 | 0 | 0 | 0 | 0 | 0 | 0 | 0 | -20.4438 | 1.8827 | 0 | 0 | 0 | 1.1926 | 9.9658 | 1.2663 | 3.1569 | 0.15353 | 0.055921 | 0 | 0.63797 | 0.20824 | 3.7009 | 12.6623 | 24.0436 | -21.5359 | 0 | 0.48567 | 0 | 1.7286 | 0.19494
2025_06_28 Hr 03 | 0 | 0 | 0 | 0 | 0 | 0 | 0 | 0 | 0 | 0 | 0 | 0.024893 | 1.41 | 0.030903 | 1.3997 | 1.3997 | 3.6708 | 0 | 0.0052034 | 0.003872 | 0.023281 | 0.085287 | 0 | -1.2192 | 0 | 0 | 0 | 0.011212 | 0.015969 | 0.30378 | 0 | 2.8271 | 2.1271 | 0 | 0.33018 | 0.83819 | 0 | 0 | 0 | 0.40282 | -0.00013627 | 0.048579 | 0 | 0.0037572 | 0 | -0.096525 | 0 | 0 | 0 | 0 | 0 | 0 | 0 | 0 | 3.9055 | 0.043723 | 0.00013688 | 0 | 0 | 0 | 0 | 0 | 0 | 0 | 0 | 0 | 0 | 0 | 0 | 0 | 0 | 0 | 0 | 0 | 0 | -20.3289 | 1.8827 | 0 | 0 | 0 | 1.5756 | 9.6011 | 1.2663 | 3.1569 | 0.15353 | 0.055921 | 0 | 0.63797 | 0.20824 | 3.7009 | 12.3098 | 23.9507 | -21.6447 | 0 | 0.48567 | 0 | 1.7286 | 0.19421
2025_06_28 Hr 04 | 0 | 0 | 0 | 0 | 0 | 0 | 0 | 0 | 0 | 0 | 0 | 0.024893 | 1.2 | 0.02518 | 1.3997 | 1.3997 | 3.7311 | 0 | 0.0052034 | 0.003872 | 0.023281 | 0.085287 | 0 | -1.2442 | 0 | 0 | 0 | 0.011212 | 0.015969 | 0.29873 | 0 | 2.8271 | 2.1271 | 0 | 0.33018 | 0.83819 | 0 | 0 | 0 | 0.002778 | -0.13889 | 0.048579 | 0 | 0.0035971 | 0 | -0.092325 | 0 | 0 | 0 | 0 | 0 | 0 | 0 | 0 | 3.9055 | 0.043723 | 0.00013688 | 0 | 0 | 0 | 0 | 0 | 0 | 0 | 0 | 0 | 0 | 0 | 0 | 0 | 0 | 0 | 0 | 0 | 0 | -18.8751 | 1.8827 | 0 | 0 | 0 | 1.754 | 9.6563 | 1.2663 | 3.1569 | 0.15353 | 0.055921 | 0 | 0.63797 | 0.20824 | 3.7009 | 13.2214 | 23.9128 | -20.2116 | 0 | 0.48567 | 0 | 1.7286 | 0.19363
2025_06_28 Hr 05 | 0 | 0 | 0 | 0 | 0 | 0 | 0 | 0 | 0 | 0 | 0 | 0.024893 | 0.96 | 0.018562 | 1.3928 | 1.3928 | 2.4973 | 0 | 0.0052034 | 0.003872 | 0.023281 | 0.085287 | 0 | -1.2883 | 0 | 0 | 0 | 0.011212 | 0.015969 | 0.29873 | 0 | 2.5963 | 2.1271 | 0 | 0.29726 | 0.83819 | 0 | 0 | 0 | 0.02549 | -0.57498 | 0.048579 | 0 | 0.0033146 | 0 | -0.084909 | 0 | 0 | 0 | 0 | 0 | 0 | 0 | 0 | 3.833 | 0.043723 | 0.00013688 | 0 | 0 | 0 | 0 | 0 | 0 | 0 | 0 | 0 | 0 | 0 | 0 | 0 | 0 | 0 | 0 | 0 | 0 | -14.5971 | 1.8827 | 0 | 0 | 0 | 2.5767 | 8.1779 | 1.2663 | 3.1569 | 0.15353 | 0.055921 | 0 | 0.63797 | 0.20824 | 3.7009 | 16.042 | 24.3839 | -15.9703 | 0 | 0.48567 | 0 | 1.7286 | 0.19422
2025_06_28 Hr 06 | 0.068002 | 0 | 0 | 0 | 0 | 0 | 0 | 0 | 0 | 0 | 0 | 0.024893 | 0.57 | 0.016655 | 1.3997 | 1.3997 | 3.2754 | 0 | 0.0052034 | 0.003872 | 0.023281 | 0.085287 | 0 | -1.0236 | 0 | 0 | 0 | 0.011212 | 0.015969 | 0.42938 | 0 | 2.8271 | 2.1271 | 0 | 0.33018 | 0.83819 | 0 | 0 | 0 | 1.3429 | 0 | 0.048579 | 0 | 0.005009 | 0 | -0.12939 | 0 | 0 | 0 | 0 | 0 | 0 | 0 | 0 | 3.5644 | 0.043723 | 0.00013688 | 0 | 0 | 0 | 0 | 0 | 0 | 0 | 0 | 0 | 0 | 0 | 0 | 0 | 0 | 0 | 0 | 0 | 0 | -29.6771 | 1.8827 | 0 | 0 | 0 | 2.5592 | 9.3313 | 1.2663 | 3.1569 | 0.15353 | 0.055921 | -0.068002 | 0.63797 | 0.20824 | 3.7009 | 3.5843 | 23.8082 | -30.8981 | 0 | 0.48567 | 0 | 1.7286 | 0.19556
2025_06_28 Hr 07 | 0.13571 | 2.0996e-06 | 0 | 0 | 0 | 0 | 0 | 0 | 0 | 0 | 0 | 0.024893 | 0.39 | 0.01019 | 1.3633 | 1.3633 | 3.2857 | 0 | 0.0052034 | 0.003872 | 0.023281 | 0.085287 | 0 | 0 | 0 | 0 | 0 | 0.011212 | 0.015969 | 0.39585 | 0 | 2.5188 | 2.1271 | 0 | 0.28682 | 0.83819 | 0 | 0 | 0 | 1.5799 | 0 | 0.048579 | 0 | 0.0044791 | 0 | -0.11548 | 0 | 0 | 0 | 0 | 0 | 0 | 0 | 0 | 3.1506 | 0.043723 | 0.00013688 | -1.0625 | 0 | 0 | 0 | 0 | 0 | 0 | 0 | 0 | 0 | -2.2 | 0 | 0 | 0 | 0 | 0 | 0 | 0 | -27.9664 | 1.8827 | 0 | 0 | 0 | 2.6071 | 8.927 | 1.2663 | 3.1569 | 0.15353 | 0.055921 | -0.13571 | 0.63797 | 0.20824 | 3.7009 | 2.3116 | 23.2848 | -31.4801 | 0 | 0.48567 | 0 | 1.7286 | 0.20012
2025_06_28 Hr 08 | 0.22645 | 9.4561e-06 | 0 | 0 | 0 | 0 | 0 | 0 | 0 | 0 | 0 | 0.024893 | 0.18 | 0.0039225 | 1.3997 | 1.3997 | 3.5173 | 0 | 0.0052034 | 0.003872 | 0.023281 | 0.085287 | 0 | 0 | 0 | 0 | 0 | 0.011212 | 0.015969 | 0.30714 | 0 | 2.7691 | 2.1271 | 0 | 0.32182 | 0.83819 | 0 | 0 | 0 | 0.82385 | 0 | 0.048579 | 0 | 0.0037357 | 0 | -0.095963 | 0 | 0 | 0 | 0 | 0 | 0 | 0 | 0 | 3.6297 | 0.043723 | 0.00013688 | -1.0625 | 0 | 0 | 0 | 0 | 0 | 0 | 0 | 0 | 0 | -2.2 | 0 | 0 | 0 | 0 | 0 | 0 | 0 | -25.6322 | 1.8827 | 0 | 0 | 0 | 2.5767 | 9.3931 | 1.2663 | 3.1569 | 0.15353 | 0.055921 | -0.22645 | 0.63797 | 0.20824 | 3.7009 | 4.6473 | 23.6476 | -29.2172 | 0 | 0.48567 | 0 | 1.7286 | 0.20475
2025_06_28 Hr 09 | 0.45444 | 6.2447e-05 | 0 | 0 | 0 | 0 | 0 | 0 | 0 | 0 | 0 | 0.024893 | 0.15 | 0.0037124 | 1.398 | 1.398 | 3.5868 | 0 | 0.0052034 | 0.003872 | 0.023281 | 0.085287 | 0 | 0 | 0 | 0 | 0 | 0.011212 | 0.015969 | 0.42938 | 0 | 2.7508 | 2.1271 | 0 | 0.31925 | 0.83819 | 0 | 0 | 0 | 1.4975 | 0 | 0.048579 | 0 | 0.0029169 | 0 | -0.10927 | 0 | 0 | 0 | 0 | 0 | 0 | 0 | 0 | 3.9055 | 0.043723 | 0.00013688 | -1.0625 | 0 | 0 | 0 | 0 | 0 | 0 | 0 | 0 | 0 | -2.2 | 0 | 0 | 0 | 0 | 0 | 0 | 0 | -28.9017 | 1.8827 | 0 | 2.1648 | 0 | 2.4156 | 10.6082 | 1.2663 | 3.1569 | 0.15353 | 0.055921 | -0.45444 | 0.63797 | 0.20824 | 3.7009 | 3.3407 | 23.9629 | -32.7279 | 0 | 0.48567 | 0 | 1.7286 | 0.21003
2025_06_28 Hr 10 | 0.52215 | 0.0001592 | 0 | 0 | 0 | 0 | 0 | 0 | 0 | 0 | 0 | 0.024893 | 0.03 | 0.00079459 | 1.3997 | 1.3997 | 3.61 | 0 | 0.0052034 | 0.003872 | 0.023281 | 0.085287 | 0 | 0 | 0 | 0 | 0 | 0.011212 | 0.015969 | 0.67037 | 0 | 2.7691 | 2.1271 | 0 | 0.32182 | 0.83819 | 0 | 0 | 0 | 1.0644 | 0 | 0.048579 | 0 | 0.0031216 | 0 | -0.11709 | 0 | 0 | 0 | 0 | 0 | 0 | 0 | 0 | 3.833 | 0.043723 | 0.00013688 | -1.0625 | 0 | 0 | 0 | 0 | 0 | 0 | 0 | 0 | 0 | -2.2 | 0 | 0 | 0 | 0 | 0 | 0 | 0 | -28.947 | 1.8827 | 0 | 1.0453 | 0 | 2.6594 | 10.8942 | 1.2663 | 3.1569 | 0.15353 | 0.055921 | -0.52215 | 0.63797 | 0.20824 | 3.7009 | 3.1928 | 24.083 | -32.8488 | 0 | 0.48567 | 0 | 1.7286 | 0.21154
2025_06_28 Hr 11 | 0.63577 | 0.00024466 | 0 | 0 | 0 | 0 | 0 | 0 | 0 | 0 | 0 | 0.024893 | 0.03 | 0.00081553 | 1.3997 | 1.3997 | 3.61 | 0 | 0.0052034 | 0.003872 | 0.023281 | 0.085287 | 0 | 0 | 0 | 0 | 0 | 0.011212 | 0.015969 | 0.79452 | 0 | 2.7691 | 2.1271 | 0 | 0.32182 | 0.83819 | 0 | 0 | 0 | 0.88482 | 0 | 0.048579 | 0 | 0.0032039 | 0 | -0.12023 | 0 | 0 | 0 | 0 | 0 | 0 | 0 | 0 | 3.6297 | 0.043723 | 0.00013688 | -1.0625 | 0 | 0 | 0 | 0 | 0 | 0 | 0 | 0 | 0 | -2.2 | 0 | 0 | 0 | 0 | 0 | 0 | 0 | -30.0875 | 1.8827 | 0 | 1.0453 | 0 | 2.6506 | 11.0183 | 1.2663 | 3.1569 | 0.15353 | 0.055921 | -0.63577 | 0.63797 | 0.20824 | 3.7009 | 1.7851 | 23.988 | -34.106 | 0 | 0.48567 | 0 | 1.7286 | 0.21476
2025_06_28 Hr 12 | 0.59008 | 0.00038261 | 0 | 0.10633 | 0.10633 | 0.10588 | 0.10634 | 0.10635 | 0.10639 | 0 | 0 | 0.024893 | 0.03 | 0.0010131 | 1.3997 | 1.3997 | 3.61 | 0 | 0.0052034 | 0.003872 | 0.023281 | 0.085287 | 0 | 0 | 0 | 0 | 0 | 0.011212 | 0.015969 | 0.79954 | 0.40201 | 2.7691 | 2.1271 | 0 | 0.32182 | 0.83819 | 0 | 0 | 0 | 0.51041 | 0 | 0.048579 | 0 | 0.001809 | 0 | -0.14986 | 0 | 0 | 0 | 0 | 0 | 0 | 0 | 0 | 3.5644 | 0.043723 | 0.00013688 | -1.0625 | 0 | 0 | 0 | 0 | 0 | 0 | 0 | 0 | 0 | -2.2 | 0 | 0 | 0 | 0 | 0 | 0 | 0 | -36.5047 | 1.8827 | 0 | 1.2742 | 0 | 2.6289 | 12.1424 | 1.2663 | 3.1569 | 0.15353 | 0.055921 | -0.59008 | 0.63797 | 0.20824 | 3.7009 | -3.9976 | 23.8567 | -40.5071 | 0 | 0.48567 | 0 | 1.7286 | 0.21594
2025_06_28 Hr 13 | 0.56726 | 0.00043462 | 0 | 0.10633 | 0.10633 | 0.10588 | 0.10634 | 0.10635 | 0.10639 | 0 | 0 | 0.024893 | 0.03 | 0.0010309 | 1.3997 | 1.3997 | 3.61 | 0 | 0.0052034 | 0.003872 | 0.023281 | 0.085287 | 0 | 0 | 0 | 0 | 0 | 0.011212 | 0.015969 | 0.79954 | 0.25237 | 2.7691 | 2.1271 | 0 | 0.32182 | 0.83819 | 0 | 0 | 0 | 0.70598 | 0 | 0.048579 | 0 | 0.0018408 | 0 | -0.15253 | 0 | 0 | 0 | 0 | 0 | 0 | 0 | 0 | 3.2885 | 0.043723 | 0.00013688 | -1.0625 | 0 | 0 | 0 | 0 | 0 | 0 | 0 | 0 | 0 | -2.2 | 0 | 0 | 0 | 0 | 0 | 0 | 0 | -35.1599 | 1.8827 | 0 | 1.2919 | 0 | 2.3286 | 12.16 | 1.2663 | 3.1569 | 0.15353 | 0.055921 | -0.56726 | 0.63797 | 0.20824 | 3.7009 | -3.0185 | 23.2577 | -39.1422 | 0 | 0.48567 | 0 | 1.7286 | 0.21579
2025_06_28 Hr 14 | 0.72644 | 0.00053159 | 0 | 0.10633 | 0.10633 | 0.10588 | 0.10634 | 0.10635 | 0.10639 | 0 | 0 | 0.024893 | 0.06 | 0.0024351 | 1.3997 | 1.3997 | 3.61 | 0 | 0.0052034 | 0.003872 | 0.023281 | 0.085287 | 0 | 0 | 0 | 0 | 0 | 0.011212 | 0.015969 | 0.79954 | 0.25237 | 2.7691 | 2.1271 | 0 | 0.32182 | 0.83819 | 0 | 0 | 0 | 0.61935 | 0 | 0.048579 | 0 | 0.0021742 | 0 | -0.18053 | 0 | 0 | 0 | 0 | 0 | 0 | 0 | 0 | 2.9473 | 0.043723 | 0.00013688 | -1.0625 | 0 | 0 | 0 | 0 | 0 | 0 | 0 | 0 | 0 | -2.2 | 0 | 0 | 0 | 0 | 0 | 0 | 0 | -38.2978 | 1.8827 | 0 | 1.4378 | 0 | 2.1893 | 12.3059 | 1.2663 | 3.1569 | 0.15353 | 0.055921 | -0.72644 | 0.63797 | 0.20824 | 3.7009 | -6.573 | 22.9691 | -42.4673 | 0 | 0.48567 | 0 | 1.7286 | 0.217
2025_06_28 Hr 15 | 0.65793 | 0.00054216 | 0 | 0.10633 | 0.10633 | 0.10588 | 0.10634 | 0.10635 | 0.10639 | 0 | 0 | 0.024893 | 0.15 | 0.0062165 | 1.3997 | 1.3997 | 3.61 | 0 | 0.0052034 | 0.003872 | 0.023281 | 0.085287 | 0 | 0 | 0 | 0 | 0 | 0.011212 | 0.015969 | 0.79954 | 0.25237 | 2.7691 | 2.1271 | 0 | 0.32182 | 0.83819 | 0 | 0 | 0 | 0.77047 | 0 | 0.048579 | 0 | 0.0022202 | 0 | -0.18439 | 0 | 0 | 0 | 0 | 0 | 0 | 0 | 0 | 2.4682 | 0.043723 | 0.00013688 | -1.0625 | 0 | 0 | 0 | 0 | 0 | 0 | 0 | 0 | 0 | -2.2 | 0 | 0 | 0 | 0 | 0 | 0 | 0 | -34.8839 | 1.8827 | 0 | 1.3069 | 0 | 2.0152 | 12.1751 | 1.2663 | 3.1569 | 0.15353 | 0.055921 | -0.65793 | 0.63797 | 0.20824 | 3.7009 | -3.7029 | 22.3403 | -38.9887 | 0 | 0.48567 | 0 | 1.7286 | 0.21614
2025_06_28 Hr 16 | 0.47703 | 0.00054907 | 0 | 0.10633 | 0.10633 | 0.10588 | 0.10634 | 0.10635 | 0.10639 | 0 | 0 | 0.024893 | 0.18 | 0.0079657 | 1.3997 | 1.3997 | 3.61 | 0 | 0.0052034 | 0.003872 | 0.023281 | 0.085287 | 0 | 0 | 0 | 0 | 0 | 0.011212 | 0.015969 | 0.79954 | 0.25237 | 2.7691 | 2.1271 | 0 | 0.32182 | 0.83819 | 0 | 0 | 0 | 0.74729 | 0 | 0.048579 | 0 | 0.0023708 | 0 | -0.19704 | 0 | 0 | 0 | 0 | 0 | 0 | 0 | 0 | 2.5989 | 0.043723 | 0.00013688 | -1.0625 | 0 | 0 | 0 | 0 | 0 | 0 | 0 | 0 | 0 | -2.2 | 0 | 0 | 0 | 0 | 0 | 0 | 0 | -37.9438 | 1.8827 | 0 | 1.4378 | 0 | 1.8541 | 12.3059 | 1.2663 | 3.1569 | 0.15353 | 0.055921 | -0.47703 | 0.63797 | 0.20824 | 3.7009 | -6.6634 | 22.1638 | -41.8804 | 0 | 0.48567 | 0 | 1.7286 | 0.2192
2025_06_28 Hr 17 | 0.47718 | 0.00061361 | 0 | 0.10633 | 0.10633 | 0.10588 | 0.10634 | 0.10635 | 0.10639 | 0 | 0 | 0.024893 | 0.18 | 0.010721 | 1.3997 | 1.3997 | 3.61 | 0 | 0.0052034 | 0.003872 | 0.023281 | 0.085287 | 0 | 0 | 0 | 0 | 0 | 0.011212 | 0.015969 | 0.79954 | 0.25237 | 2.7691 | 2.1271 | 0 | 0.32182 | 0.83819 | 0 | 0 | 0 | 1.428 | 0 | 0.048579 | 0 | 0.0031909 | 0 | -0.26593 | 0 | 0 | 0 | 0 | 0 | 0 | 0 | 0 | 2.1197 | 0.043723 | 0.00013688 | -1.0625 | 0 | 0 | 0 | 0 | 0 | 0 | 0 | 0 | 0 | -2.2 | 0 | 0 | 0 | 0 | 0 | 0 | 0 | -49.7976 | 1.8827 | 0 | 1.4378 | 0 | 1.7845 | 12.3059 | 1.2663 | 3.1569 | 0.15353 | 0.055921 | -0.47718 | 0.63797 | 0.20824 | 3.7009 | -18.4483 | 21.621 | -53.8032 | 0 | 0.48567 | 0 | 1.7286 | 0.2222
2025_06_28 Hr 18 | 0.54503 | 0.00052578 | 0 | 0.10633 | 0.10633 | 0.10588 | 0.10634 | 0.10635 | 0.10639 | 0 | 0 | 0.024893 | 0.24 | 0.015158 | 1.3997 | 1.3997 | 3.61 | 0 | 0.0052034 | 0.003872 | 0.023281 | 0.085287 | 0 | 0 | 0 | 0 | 0 | 0.011212 | 0.015969 | 0.79954 | 0.25237 | 2.7691 | 2.1271 | 0 | 0.32182 | 0.83819 | 0 | 0 | 0 | 0.85775 | 0 | 0.048579 | 0 | 0.0033834 | 0 | -0.2821 | 0 | 0 | 0 | 0 | 0 | 0 | 0 | 0 | 1.51 | 0.043723 | 0.00013688 | -1.0625 | 0 | 0 | 0 | 0 | 0 | 0 | 0 | 0 | 0 | -2.2 | 0 | 0 | 0 | 0 | 0 | 0 | 0 | -50.8994 | 1.8827 | 0 | 1.4378 | 0 | 1.828 | 12.3059 | 1.2663 | 3.1569 | 0.15353 | 0.055921 | -0.54503 | 0.63797 | 0.20824 | 3.7009 | -20.6381 | 21.1873 | -54.989 | 0 | 0.48567 | 0 | 1.7286 | 0.22254
2025_06_28 Hr 19 | 0.73603 | 0.00025357 | 0 | 0.10633 | 0.10633 | 0.10588 | 0.10634 | 0.10635 | 0.10639 | 0 | 0 | 0.024893 | 0.3 | 0.014979 | 1.3997 | 1.3997 | 3.61 | 0 | 0.0052034 | 0.003872 | 0.023281 | 0.085287 | 0 | 0 | 0 | 0 | 0 | 0.011212 | 0.015969 | 0.79954 | 0.25237 | 2.7691 | 2.1271 | 0 | 0.32182 | 0.83819 | 0 | 0 | 0 | 2.0553 | 0 | 0.048579 | 0 | 0.0026748 | 0 | -0.22258 | 0 | 0 | 0 | 0 | 0 | 0 | 0 | 0 | 1.0962 | 0.043723 | 0.00013688 | -1.0625 | 0 | 0 | 0 | 0 | 0 | 0 | 0 | 0 | 0 | -2.2 | 0 | 0 | 0 | 0 | 0 | 0 | 0 | -45.7559 | 1.8827 | 0 | 1.4378 | 0 | 1.5451 | 12.3059 | 1.2663 | 3.1569 | 0.15353 | 0.055921 | -0.73603 | 0.63797 | 0.20824 | 3.7009 | -14.8735 | 20.7422 | -49.977 | 0 | 0.48567 | 0 | 1.7286 | 0.22362
2025_06_28 Hr 20 | 0.2266 | 8.9555e-05 | 0 | 0.10633 | 0.10633 | 0.10588 | 0.10634 | 0.10635 | 0.10639 | 0 | 0 | 0.024893 | 0.27 | 0.010166 | 1.3997 | 1.3997 | 3.61 | 0 | 0.0052034 | 0.003872 | 0.023281 | 0.085287 | 0 | 0 | 0 | 0 | 0 | 0.011212 | 0.015969 | 0.79954 | 0.25237 | 2.7691 | 2.1271 | 0 | 0.32182 | 0.83819 | 0 | 0 | 0 | 1.6294 | 0 | 0.048579 | 0 | 0.002017 | 0 | -0.16733 | 0 | 0 | 0 | 0 | 0 | 0 | 0 | 0 | 1.0962 | 0.043723 | 0.00013688 | -1.0625 | 0 | 0 | 0 | 0 | 0 | 0 | 0 | 0 | 0 | -2.2 | 0 | 0 | 0 | 0 | 0 | 0 | 0 | -38.2216 | 1.8827 | 0 | 1.2239 | 0 | 1.9368 | 12.092 | 1.2663 | 3.1569 | 0.15353 | 0.055921 | -0.2266 | 0.63797 | 0.20824 | 3.7009 | -7.5679 | 20.5887 | -41.8781 | 0 | 0.48567 | 0 | 1.7286 | 0.22278
2025_06_28 Hr 21 | 0 | 2.8773e-05 | 0 | 0 | 0 | 0 | 0 | 0 | 0 | 0 | 0 | 0.024893 | 0.3 | 0.0088049 | 1.398 | 1.398 | 3.5752 | 0 | 0.0052034 | 0.003872 | 0.023281 | 0.085287 | 0 | 0 | 0 | 0 | 0 | 0.011212 | 0.015969 | 0.78284 | 0 | 2.76 | 2.1271 | 0 | 0.32053 | 0.83819 | 0 | 0 | 0 | 1.2322 | 0 | 0.048579 | 0 | 0.0034591 | 0 | -0.12997 | 0 | 0 | 0 | 0 | 0 | 0 | 0 | 0 | 1.2341 | 0.043723 | 0.00013688 | -1.0625 | 0 | 0 | 0 | 0 | 0 | 0 | 0 | 0 | 0 | -2.2 | 0 | 0 | 0 | 0 | 0 | 0 | 0 | -28.6111 | 1.8827 | 0 | 1.0956 | 0 | 2.359 | 11.0097 | 1.2663 | 3.1569 | 0.15353 | 0.055921 | 0 | 0.63797 | 0.20824 | 3.7009 | 1.1834 | 20.9451 | -32.0035 | 0 | 0.48567 | 0 | 1.7286 | 0.21835
2025_06_28 Hr 22 | 0 | 3.0516e-06 | 0 | 0 | 0 | 0 | 0 | 0 | 0 | 0 | 0 | 0.024893 | 0.33 | 0.0089513 | 1.3997 | 1.3997 | 3.61 | 0 | 0.0052034 | 0.003872 | 0.023281 | 0.085287 | 0 | 0 | 0 | 0 | 0 | 0.011212 | 0.015969 | 0.78283 | 0 | 2.7691 | 2.1271 | 0 | 0.32182 | 0.83819 | 0 | 0 | 0 | 0.76553 | 0 | 0.048579 | 0 | 0.0031969 | 0 | -0.11996 | 0 | 0 | 0 | 0 | 0 | 0 | 0 | 0 | 1.5753 | 0.043723 | 0.00013688 | -1.0625 | 0 | 0 | 0 | 0 | 0 | 0 | 0 | 0 | 0 | -2.2 | 0 | 0 | 0 | 0 | 0 | 0 | 0 | -29.1072 | 1.8827 | 0 | 1.0453 | 0 | 2.5984 | 11.0067 | 1.2663 | 3.1569 | 0.15353 | 0.055921 | 0 | 0.63797 | 0.20824 | 3.7009 | 0.83748 | 21.5549 | -32.4896 | 0 | 0.48567 | 0 | 1.7286 | 0.2162
2025_06_28 Hr 23 | 0 | 0 | 0 | 0 | 0 | 0 | 0 | 0 | 0 | 0 | 0 | 0.024893 | 0.99 | 0.031456 | 1.3997 | 1.3997 | 3.7431 | 0 | 0.0052034 | 0.003872 | 0.023281 | 0.085287 | 0 | -0.95516 | 0 | 0 | 0 | 0.011212 | 0.015969 | 0.7828 | 0 | 2.8271 | 2.1271 | 0 | 0.33018 | 0.83819 | 0 | 0 | 0 | 0.31441 | 0 | 0.048579 | 0 | 0.0037448 | 0 | -0.14088 | 0 | 0 | 0 | 0 | 0 | 0 | 0 | 0 | 1.8511 | 0.043723 | 0.00013688 | 0 | 0 | 0 | 0 | 0 | 0 | 0 | 0 | 0 | 0 | 0 | 0 | 0 | 0 | 0 | 0 | 0 | 0 | -31.0041 | 1.8827 | 0 | 1.2501 | 0 | 2.4069 | 11.4025 | 1.2663 | 3.1569 | 0.15353 | 0.055921 | 0 | 0.63797 | 0.20824 | 3.7009 | 1.9425 | 22.3257 | -32.1001 | 0 | 0.48567 | 0 | 1.7286 | 0.21177
2025_06_28 Hr 24 | 0 | 0 | 0 | 0 | 0 | 0 | 0 | 0 | 0 | 0 | 0 | 0.024893 | 2.13 | 0.068954 | 1.3997 | 1.3997 | 3.7431 | 0 | 0.0052034 | 0.003872 | 0.023281 | 0.085287 | 0 | -0.93912 | 0 | 0 | 0 | 0.011212 | 0.015969 | 0.79954 | 0 | 2.8271 | 2.1271 | 0 | 0.33018 | 0.83819 | 0 | 0 | 0 | 0.11864 | -0.07386 | 0.048579 | 0 | 0.0038154 | 0 | -0.14358 | 0 | 0 | 0 | 0 | 0 | 0 | 0 | 0 | 1.9891 | 0.043723 | 0.00013688 | 0 | 0 | 0 | 0 | 0 | 0 | 0 | 0 | 0 | 0 | 0 | 0 | 0 | 0 | 0 | 0 | 0 | 0 | -34.0915 | 1.8827 | 0 | 1.1888 | 0 | 2.198 | 11.3579 | 1.2663 | 3.1569 | 0.15353 | 0.055921 | 0 | 0.63797 | 0.20824 | 3.7009 | -0.34627 | 23.4252 | -35.1742 | 0 | 0.48567 | 0 | 1.7286 | 0.2048
2025_06_29 Hr 01 | 0 | 0 | 0 | 0 | 0 | 0 | 0 | 0 | 0 | 0 | 0 | 0.024893 | 2.16 | 0.062119 | 1.3893 | 1.3893 | 3.6708 | 0 | 0.0052034 | 0.003872 | 0.023281 | 0.085287 | 0 | -1.0359 | 0 | 0 | 0 | 0.011212 | 0.015969 | 0.7828 | 0 | 2.7717 | 2.1271 | 0 | 0.32228 | 0.83819 | 0 | 0 | 0 | 0.13035 | -0.38921 | 0.048579 | 0 | 0.0049301 | 0 | -0.12731 | 0 | 0 | 0 | 0 | 0 | 0 | 0 | 0 | 2.2577 | 0.043723 | 0.00013688 | 0 | 0 | 0 | 0 | 0 | 0 | 0 | 0 | 0 | 0 | 0 | 0 | 0 | 0 | 0 | 0 | 0 | 0 | -20.5786 | 1.8827 | 0 | 0 | 0 | 1.7453 | 10.004 | 1.2663 | 3.1569 | 0.15353 | 0.055921 | 0 | 0.63797 | 0.20824 | 3.7009 | 11.253 | 23.2498 | -21.7419 | 0 | 0.48567 | 0 | 1.7286 | 0.19812
2025_06_29 Hr 02 | 0 | 0 | 0 | 0 | 0 | 0 | 0 | 0 | 0 | 0 | 0 | 0.024893 | 2.25 | 0.076715 | 1.3945 | 1.3945 | 3.707 | 0 | 0.0052034 | 0.003872 | 0.023281 | 0.085287 | 0 | -0.89297 | 0 | 0 | 0 | 0.011212 | 0.015969 | 0.7895 | 0 | 2.7994 | 2.1271 | 0 | 0.32623 | 0.83819 | 0 | 0 | 0 | 0.07218 | -0.27173 | 0.048579 | 0 | 0.005845 | 0 | -0.15133 | 0 | 0 | 0 | 0 | 0 | 0 | 0 | 0 | 1.51 | 0.043723 | 0.00013688 | 0 | 0 | 0 | 0 | 0 | 0 | 0 | 0 | 0 | 0 | 0 | 0 | 0 | 0 | 0 | 0 | 0 | 0 | -22.3321 | 1.8827 | 0 | 0 | 0 | 1.6539 | 10.0849 | 1.2663 | 3.1569 | 0.15353 | 0.055921 | 0 | 0.63797 | 0.20824 | 3.7009 | 9.0245 | 22.5156 | -23.3764 | 0 | 0.48567 | 0 | 1.7286 | 0.1945
2025_06_29 Hr 03 | 0 | 0 | 0 | 0 | 0 | 0 | 0 | 0 | 0 | 0 | 0 | 0.024893 | 2.19 | 0.054346 | 1.3997 | 1.3997 | 3.7431 | 0 | 0.0052034 | 0.003872 | 0.023281 | 0.085287 | 0 | -1.1415 | 0 | 0 | 0 | 0.011212 | 0.015969 | 0.78448 | 0 | 2.8271 | 2.1271 | 0 | 0.33018 | 0.83819 | 0 | 0 | 0 | 0.2167 | 0 | 0.048579 | 0 | 0.0042541 | 0 | -0.10957 | 0 | 0 | 0 | 0 | 0 | 0 | 0 | 0 | 1.7785 | 0.043723 | 0.00013688 | 0 | 0 | 0 | 0 | 0 | 0 | 0 | 0 | 0 | 0 | 0 | 0 | 0 | 0 | 0 | 0 | 0 | 0 | -22.7212 | 1.8827 | 0 | 0 | 0 | 1.7671 | 10.1541 | 1.2663 | 3.1569 | 0.15353 | 0.055921 | 0 | 0.63797 | 0.20824 | 3.7009 | 9.2145 | 22.816 | -23.9723 | 0 | 0.48567 | 0 | 1.7286 | 0.19154
2025_06_29 Hr 04 | 0 | 0 | 0 | 0 | 0 | 0 | 0 | 0 | 0 | 0 | 0 | 0.024893 | 2.25 | 0.057943 | 1.3997 | 1.3997 | 3.7431 | 0 | 0.0052034 | 0.003872 | 0.023281 | 0.085287 | 0 | -1.1165 | 0 | 0 | 0 | 0.011212 | 0.015969 | 0.79787 | 0 | 2.8271 | 2.1271 | 0 | 0.33018 | 0.83819 | 0 | 0 | 0 | 0.02256 | -0.16947 | 0.048579 | 0 | 0.0044147 | 0 | -0.11379 | 0 | 0 | 0 | 0 | 0 | 0 | 0 | 0 | 2.6715 | 0.043723 | 0.00013688 | 0 | 0 | 0 | 0 | 0 | 0 | 0 | 0 | 0 | 0 | 0 | 0 | 0 | 0 | 0 | 0 | 0 | 0 | -25.1407 | 1.8827 | 0 | 0 | 0 | 2.1066 | 10.1675 | 1.2663 | 3.1569 | 0.15353 | 0.055921 | 0 | 0.63797 | 0.20824 | 3.7009 | 7.7613 | 24.1116 | -26.3709 | 0 | 0.48567 | 0 | 1.7286 | 0.1912
2025_06_29 Hr 05 | 0 | 0 | 0 | 0 | 0 | 0 | 0 | 0 | 0 | 0 | 0 | 0.024893 | 2.31 | 0.052719 | 1.3997 | 1.3997 | 3.6949 | 0 | 0.0052034 | 0.003872 | 0.023281 | 0.085287 | 0 | -1.1949 | 0 | 0 | 0 | 0.011212 | 0.015969 | 0.31216 | 0 | 2.8271 | 2.1271 | 0 | 0.33018 | 0.83819 | 0 | 0 | 0 | 0.38156 | 0 | 0.048579 | 0 | 0.0039124 | 0 | -0.1006 | 0 | 0 | 0 | 0 | 0 | 0 | 0 | 0 | 2.4682 | 0.043723 | 0.00013688 | 0 | 0 | 0 | 0 | 0 | 0 | 0 | 0 | 0 | 0 | 0 | 0 | 0 | 0 | 0 | 0 | 0 | 0 | -21.3377 | 1.8827 | 0 | 0 | 0 | 1.754 | 9.6336 | 1.2663 | 3.1569 | 0.15353 | 0.055921 | 0 | 0.63797 | 0.20824 | 3.7009 | 10.9936 | 23.6116 | -22.6332 | 0 | 0.48567 | 0 | 1.7286 | 0.19226
2025_06_29 Hr 06 | 0.068002 | 0 | 0 | 0 | 0 | 0 | 0 | 0 | 0 | 0 | 0 | 0.024893 | 2.22 | 0.044322 | 1.3911 | 1.3911 | 2.8564 | 0 | 0.0052034 | 0.003872 | 0.023281 | 0.085287 | 0 | -1.2715 | 0 | 0 | 0 | 0.011212 | 0.015969 | 0.30377 | 0 | 2.6332 | 2.1271 | 0 | 0.30253 | 0.83819 | 0 | 0 | 0 | 0 | -1.3777 | 0.048579 | 0 | 0.0034225 | 0 | -0.087742 | 0 | 0 | 0 | 0 | 0 | 0 | 0 | 0 | 1.9165 | 0.043723 | 0.00013688 | 0 | 0 | 0 | 0 | 0 | 0 | 0 | 0 | 0 | 0 | 0 | 0 | 0 | 0 | 0 | 0 | 0 | 0 | -15.0653 | 1.8827 | 0 | 0 | 0 | 1.976 | 8.5754 | 1.2663 | 3.1569 | 0.15353 | 0.055921 | -0.068002 | 0.63797 | 0.20824 | 3.7009 | 13.9313 | 23.226 | -16.4925 | 0 | 0.48567 | 0 | 1.7286 | 0.19442
2025_06_29 Hr 07 | 0.49171 | 6.0756e-07 | 0 | 0 | 0 | 0 | 0 | 0 | 0 | 0 | 0 | 0.024893 | 2.31 | 0.017465 | 0.49925 | 0.49925 | 2.331 | 0 | 0.0052034 | 0.003872 | 0.023281 | 0.085287 | 0 | -1.6037 | 0 | 0 | 0 | 0.011212 | 0.015969 | 0.29873 | 0 | 2.0785 | 2.1271 | 0 | 0.22527 | 0.83819 | 0 | 0 | 0 | 0.040587 | -0.019168 | 0.048579 | 0 | 0.0012961 | 0 | -0.031924 | 0 | 0 | 0 | 0 | 0 | 0 | 0 | 0 | 1.2994 | 0.043723 | 0.00013688 | 0 | 0 | 0 | 0 | 0 | 0 | 0 | 0 | 0 | 0 | 0 | 0 | 0 | 0 | 0 | 0 | 0 | 0 | -7.5414 | 1.8827 | 0 | 0 | 0 | 1.7236 | 5.7067 | 1.2663 | 3.1569 | 0.15353 | 0.055921 | -0.49171 | 0.63797 | 0.20824 | 3.7009 | 18.8271 | 22.7678 | -9.6688 | 0 | 0.48567 | 0 | 1.7286 | 0.19615
2025_06_29 Hr 08 | 0.68983 | 5.1496e-06 | 0 | 0 | 0 | 0 | 0 | 0 | 0 | 0 | 0 | 0.024893 | 2.37 | 0.023731 | 0.49751 | 0.49751 | 2.331 | 0 | 0.0052034 | 0.003872 | 0.023281 | 0.085287 | 0 | -1.538 | 0 | 0 | 0 | 0.011212 | 0.015969 | 0.29873 | 0 | 2.0785 | 2.1271 | 0 | 0.22527 | 0.83819 | 0 | 0 | 0 | 0.22194 | 0 | 0.048579 | 0 | 0.0017165 | 0 | -0.042959 | 0 | 0 | 0 | 0 | 0 | 0 | 0 | 0 | 1.2341 | 0.043723 | 0.00013688 | 0 | 0 | 0 | 0 | 0 | 0 | 0 | 0 | 0 | 0 | 0 | 0 | 0 | 0 | 0 | 0 | 0 | 0 | -9.9619 | 1.8827 | 0 | 0 | 0 | 1.6235 | 5.7032 | 1.2663 | 3.1569 | 0.15353 | 0.055921 | -0.68983 | 0.63797 | 0.20824 | 3.7009 | 16.5648 | 22.8724 | -12.2328 | 0 | 0.48567 | 0 | 1.7286 | 0.20173
2025_06_29 Hr 09 | 0.76655 | 3.2181e-05 | 0 | 0 | 0 | 0 | 0 | 0 | 0 | 0 | 0 | 0.024893 | 2.31 | 0.028204 | 0.49751 | 0.49751 | 2.331 | 0 | 0.0052034 | 0.003872 | 0.023281 | 0.085287 | 0 | -1.4792 | 0 | 0 | 0 | 0.011212 | 0.015969 | 0.29873 | 0 | 2.0785 | 2.1271 | 0 | 0.22527 | 0.83819 | 0 | 0 | 0 | 0.9158 | 0 | 0.048579 | 0 | 0.0020931 | 0 | -0.052843 | 0 | 0 | 0 | 0 | 0 | 0 | 0 | 0 | 1.2341 | 0.043723 | 0.00013688 | 0 | 0 | 0 | 0 | 0 | 0 | 0 | 0 | 0 | 0 | 0 | 0 | 0 | 0 | 0 | 0 | 0 | 0 | -12.6311 | 1.8827 | 0 | 0 | 0 | 0.93143 | 5.7032 | 1.2663 | 3.1569 | 0.15353 | 0.055921 | -0.76655 | 0.63797 | 0.20824 | 3.7009 | 13.8963 | 22.207 | -14.9297 | 0 | 0.48567 | 0 | 1.7286 | 0.20716
2025_06_29 Hr 10 | 0.76291 | 0.00011094 | 0 | 0 | 0 | 0 | 0 | 0 | 0 | 0 | 0 | 0.024893 | 2.16 | 0.038135 | 0.63273 | 0.63274 | 2.331 | 0 | 0.0052034 | 0.003872 | 0.023281 | 0.085287 | 0 | -1.3333 | 0 | 0 | 0 | 0.011212 | 0.015969 | 0.29873 | 0 | 2.106 | 2.1271 | 0 | 0.22912 | 0.83819 | 0 | 0 | 0 | 3.824 | 0 | 0.048579 | 0 | 0.0030266 | 0 | -0.077348 | 0 | 0 | 0 | 0 | 0 | 0 | 0 | 0 | 1.2341 | 0.043723 | 0.00013688 | 0 | 0 | 0 | 0 | 0 | 0 | 0 | 0 | 0 | 0 | 0 | 0 | 0 | 0 | 0 | 0 | 0 | 0 | -18.7004 | 1.8827 | 0 | 0 | 0 | 0.73121 | 6.0012 | 1.2663 | 3.1569 | 0.15353 | 0.055921 | -0.76291 | 0.63797 | 0.20824 | 3.7009 | 10.8237 | 21.8725 | -20.874 | 0 | 0.48567 | 0 | 1.7286 | 0.21269
2025_06_29 Hr 11 | 0.79626 | 0.00017559 | 0 | 0 | 0 | 0 | 0 | 0 | 0 | 0 | 0 | 0.024893 | 1.65 | 0.031297 | 0.88236 | 0.88244 | 2.4005 | 0 | 0.0052034 | 0.003872 | 0.023281 | 0.085287 | 0 | -1.2982 | 0 | 0 | 0 | 0.011212 | 0.015969 | 0.29873 | 0 | 2.5015 | 2.1271 | 0 | 0.28441 | 0.83819 | 0 | 0 | 0 | 3.4833 | 0 | 0.048579 | 0 | 0.0032516 | 0 | -0.083255 | 0 | 0 | 0 | 0 | 0 | 0 | 0 | 0 | 1.0236 | 0.043723 | 0.00013688 | 0 | 0 | 0 | 0 | 0 | 0 | 0 | 0 | 0 | 0 | 0 | 0 | 0 | 0 | 0 | 0 | 0 | 0 | -22.1406 | 1.8827 | 0 | 0 | 0 | 0.66157 | 6.9655 | 1.2663 | 3.1569 | 0.15353 | 0.055921 | -0.79626 | 0.63797 | 0.20824 | 3.7009 | 7.2958 | 21.1654 | -24.3183 | 0 | 0.48567 | 0 | 1.7286 | 0.21383
2025_06_29 Hr 12 | 0.75725 | 0.00022542 | 0 | 0 | 0 | 0 | 0 | 0 | 0 | 0 | 0 | 0.024893 | 1.11 | 0.022115 | 1.132 | 1.1321 | 2.5742 | 0 | 0.0052034 | 0.003872 | 0.023281 | 0.085287 | 0 | -1.2726 | 0 | 0 | 0 | 0.011212 | 0.015969 | 0.29873 | 0 | 2.6682 | 2.1271 | 0 | 0.3077 | 0.83819 | 0 | 0 | 0 | 2.8566 | 0 | 0.048579 | 0 | 0.0034155 | 0 | -0.087556 | 0 | 0 | 0 | 0 | 0 | 0 | 0 | 0 | 1.2994 | 0.043723 | 0.00013688 | 0 | 0 | 0 | 0 | 0 | 0 | 0 | 0 | 0 | 0 | 0 | 0 | 0 | 0 | 0 | 0 | 0 | 0 | -23.2636 | 1.8827 | 0 | 0 | 0 | 0.56147 | 7.8051 | 1.2663 | 3.1569 | 0.15353 | 0.055921 | -0.75725 | 0.63797 | 0.20824 | 3.7009 | 6.0606 | 20.7799 | -25.381 | 0 | 0.48567 | 0 | 1.7286 | 0.21748
2025_06_29 Hr 13 | 0.78674 | 0.00031736 | 0 | 0 | 0 | 0 | 0 | 0 | 0 | 0 | 0 | 0.024893 | 0.75 | 0.01889 | 1.3588 | 1.3589 | 3.1718 | 0 | 0.0052034 | 0.003872 | 0.023281 | 0.085287 | 0 | -1.1316 | 0 | 0 | 0 | 0.011212 | 0.015969 | 0.42937 | 0 | 2.7691 | 2.1271 | 0 | 0.32182 | 0.83819 | 0 | 0 | 0 | 2.0413 | 0 | 0.048579 | 0 | 0.0029685 | 0 | -0.11124 | 0 | 0 | 0 | 0 | 0 | 0 | 0 | 0 | 1.2341 | 0.043723 | 0.00013688 | 0 | 0 | 0 | 0 | 0 | 0 | 0 | 0 | 0 | 0 | 0 | 0 | 0 | 0 | 0 | 0 | 0 | 0 | -31.1078 | 1.8827 | 0 | 2.1648 | 0 | 0.63981 | 10.1333 | 1.2663 | 3.1569 | 0.15353 | 0.055921 | -0.78674 | 0.63797 | 0.20824 | 3.7009 | -0.48901 | 20.4738 | -33.1374 | 0 | 0.48567 | 0 | 1.7286 | 0.21787
2025_06_29 Hr 14 | 0.65808 | 0.00034485 | 0 | 0 | 0 | 0 | 0 | 0 | 0 | 0 | 0 | 0.024893 | 0.6 | 0.015797 | 1.3997 | 1.3997 | 3.61 | 0 | 0.0052034 | 0.003872 | 0.023281 | 0.085287 | 0 | -1.101 | 0 | 0 | 0 | 0.011212 | 0.015969 | 0.67056 | 0 | 2.7691 | 2.1271 | 0 | 0.32182 | 0.83819 | 0 | 0 | 0 | 1.0427 | 0 | 0.048579 | 0 | 0.0031029 | 0 | -0.11638 | 0 | 0 | 0 | 0 | 0 | 0 | 0 | 0 | 1.0236 | 0.043723 | 0.00013688 | 0 | 0 | 0 | 0 | 0 | 0 | 0 | 0 | 0 | 0 | 0 | 0 | 0 | 0 | 0 | 0 | 0 | 0 | -33.0733 | 1.8827 | 0 | 1.0453 | 0 | 0.72251 | 10.8944 | 1.2663 | 3.1569 | 0.15353 | 0.055921 | -0.65808 | 0.63797 | 0.20824 | 3.7009 | -2.9487 | 20.0631 | -34.9488 | 0 | 0.48567 | 0 | 1.7286 | 0.21669
2025_06_29 Hr 15 | 0.71315 | 0.00029819 | 0 | 0.10633 | 0.10633 | 0.10588 | 0.10634 | 0.10635 | 0.10639 | 0 | 0 | 0.024893 | 0.33 | 0.0098281 | 1.3997 | 1.3997 | 3.5637 | 0 | 0.0052034 | 0.003872 | 0.023281 | 0.085287 | 0 | -1.0085 | 0 | 0 | 0 | 0.011212 | 0.015969 | 0.75271 | 0.40201 | 2.7691 | 2.1271 | 0 | 0.32182 | 0.83819 | 0 | 0 | 0 | 0.8448 | -0.0081802 | 0.048579 | 0 | 0.0015955 | 0 | -0.13192 | 0 | 0 | 0 | 0 | 0 | 0 | 0 | 0 | 0.61705 | 0.043723 | 0.00013688 | 0 | 0 | 0 | 0 | 0 | 0 | 0 | 0 | 0 | 0 | 0 | 0 | 0 | 0 | 0 | 0 | 0 | 0 | -39.7681 | 1.8827 | 0 | 1.1611 | 0 | 0.76168 | 11.936 | 1.2663 | 3.1569 | 0.15353 | 0.055921 | -0.71315 | 0.63797 | 0.20824 | 3.7009 | -9.3702 | 19.4789 | -41.6217 | 0 | 0.48567 | 0 | 1.7286 | 0.22082
2025_06_29 Hr 16 | 0.68082 | 0.00035117 | 0 | 0.10633 | 0.10633 | 0.10588 | 0.10634 | 0.10635 | 0.10639 | 0 | 0 | 0.024893 | 0.18 | 0.0067004 | 1.3997 | 1.3997 | 3.61 | 0 | 0.0052034 | 0.003872 | 0.023281 | 0.085287 | 0 | -0.80917 | 0 | 0 | 0 | 0.011212 | 0.015969 | 0.79954 | 0.25237 | 2.7691 | 2.1271 | 0 | 0.32182 | 0.83819 | 0 | 0 | 0 | 1.0951 | 0 | 0.048579 | 0 | 0.0019942 | 0 | -0.16541 | 0 | 0 | 0 | 0 | 0 | 0 | 0 | 0 | 0.47912 | 0.043723 | 0.00013688 | 0 | 0 | 0 | 0 | 0 | 0 | 0 | 0 | 0 | 0 | 0 | 0 | 0 | 0 | 0 | 0 | 0 | 0 | -53.8684 | 1.8827 | 0 | 1.2919 | 0 | 0.7138 | 12.16 | 1.2663 | 3.1569 | 0.15353 | 0.055921 | -0.68082 | 0.63797 | 0.20824 | 3.7009 | -23.1558 | 19.1129 | -55.5238 | 0 | 0.48567 | 0 | 1.7286 | 0.226
2025_06_29 Hr 17 | 0.52207 | 0.00036371 | 0 | 0.10633 | 0.10633 | 0.10588 | 0.10634 | 0.10635 | 0.10639 | 0 | 0 | 0.024893 | 0.15 | 0.0059451 | 1.3997 | 1.3997 | 3.61 | 0 | 0.0052034 | 0.003872 | 0.023281 | 0.085287 | 0 | -0.74462 | 0 | 0 | 0 | 0.011212 | 0.015969 | 0.79954 | 0.25237 | 2.7691 | 2.1271 | 0 | 0.32182 | 0.83819 | 0 | 0 | 0 | 1.066 | 0 | 0.048579 | 0 | 0.0021233 | 0 | -0.17625 | 0 | 0 | 0 | 0 | 0 | 0 | 0 | 0 | 0.61705 | 0.043723 | 0.00013688 | 0 | 0 | 0 | 0 | 0 | 0 | 0 | 0 | 0 | 0 | 0 | 0 | 0 | 0 | 0 | 0 | 0 | 0 | -54.8559 | 1.8827 | 0 | 1.4378 | 0 | 0.83132 | 12.3059 | 1.2663 | 3.1569 | 0.15353 | 0.055921 | -0.52207 | 0.63797 | 0.20824 | 3.7009 | -23.7486 | 19.1784 | -56.2988 | 0 | 0.48567 | 0 | 1.7286 | 0.22555
2025_06_29 Hr 18 | 0.54503 | 0.00027252 | 0 | 0.10633 | 0.10633 | 0.10588 | 0.10634 | 0.10635 | 0.10639 | 0 | 0 | 0.024893 | 0.12 | 0.0043294 | 1.3997 | 1.3997 | 3.61 | 0 | 0.0052034 | 0.003872 | 0.023281 | 0.085287 | 0 | -0.83986 | 0 | 0 | 0 | 0.011212 | 0.015969 | 0.79954 | 0.25237 | 2.7691 | 2.1271 | 0 | 0.32182 | 0.83819 | 0 | 0 | 0 | 0.99162 | 0 | 0.048579 | 0 | 0.0019328 | 0 | -0.16025 | 0 | 0 | 0 | 0 | 0 | 0 | 0 | 0 | 0.61705 | 0.043723 | 0.00013688 | 0 | 0 | 0 | 0 | 0 | 0 | 0 | 0 | 0 | 0 | 0 | 0 | 0 | 0 | 0 | 0 | 0 | 0 | -47.6075 | 1.8827 | 0 | 1.2742 | 0 | 1.0141 | 12.1424 | 1.2663 | 3.1569 | 0.15353 | 0.055921 | -0.54503 | 0.63797 | 0.20824 | 3.7009 | -16.6628 | 19.3558 | -49.1527 | 0 | 0.48567 | 0 | 1.7286 | 0.22895
2025_06_29 Hr 19 | 0.59015 | 0.00013197 | 0 | 0 | 0 | 0 | 0 | 0 | 0 | 0 | 0 | 0.024893 | 0.12 | 0.0025661 | 1.398 | 1.398 | 3.2742 | 0 | 0.0052034 | 0.003872 | 0.023281 | 0.085287 | 0 | -1.2335 | 0 | 0 | 0 | 0.011212 | 0.015969 | 0.30041 | 0 | 2.7049 | 2.1271 | 0 | 0.31283 | 0.83819 | 0 | 0 | 0 | 1.4089 | 0 | 0.048579 | 0 | 0.0036659 | 0 | -0.094129 | 0 | 0 | 0 | 0 | 0 | 0 | 0 | 0 | 0.61705 | 0.043723 | 0.00013688 | 0 | 0 | 0 | 0 | 0 | 0 | 0 | 0 | 0 | 0 | 0 | 0 | 0 | 0 | 0 | 0 | 0 | 0 | -24.5616 | 1.8827 | 0 | 0 | 0 | 0.77039 | 9.0755 | 1.2663 | 3.1569 | 0.15353 | 0.055921 | -0.59015 | 0.63797 | 0.20824 | 3.7009 | 3.1503 | 19.1453 | -26.4793 | 0 | 0.48567 | 0 | 1.7286 | 0.22797
2025_06_29 Hr 20 | 0.11341 | 3.7063e-05 | 0 | 0 | 0 | 0 | 0 | 0 | 0 | 0 | 0 | 0.024893 | 0.15 | 0.0026406 | 0.78605 | 0.78606 | 2.331 | 0 | 0.0052034 | 0.003872 | 0.023281 | 0.085287 | 0 | -1.3347 | 0 | 0 | 0 | 0.011212 | 0.015969 | 0.29873 | 0 | 2.0877 | 2.1271 | 0 | 0.22656 | 0.83819 | 0 | 0 | 0 | 1.7005 | 0 | 0.048579 | 0 | 0.0030178 | 0 | -0.077118 | 0 | 0 | 0 | 0 | 0 | 0 | 0 | 0 | 0.61705 | 0.043723 | 0.00013688 | 0 | 0 | 0 | 0 | 0 | 0 | 0 | 0 | 0 | 0 | 0 | 0 | 0 | 0 | 0 | 0 | 0 | 0 | -14.459 | 1.8827 | 0 | 0 | 0 | 0.69204 | 6.2895 | 1.2663 | 3.1569 | 0.15353 | 0.055921 | -0.11341 | 0.63797 | 0.20824 | 3.7009 | 10.5391 | 18.5334 | -15.9843 | 0 | 0.48567 | 0 | 1.7286 | 0.22741
2025_06_29 Hr 21 | 0.022667 | 2.2457e-05 | 0 | 0 | 0 | 0 | 0 | 0 | 0 | 0 | 0 | 0.024893 | 0.18 | 0.0034455 | 1.0357 | 1.0357 | 2.3657 | 0 | 0.0052034 | 0.003872 | 0.023281 | 0.085287 | 0 | -1.2935 | 0 | 0 | 0 | 0.011212 | 0.015969 | 0.29873 | 0 | 2.1978 | 2.1271 | 0 | 0.24196 | 0.83819 | 0 | 0 | 0 | 3.4352 | 0 | 0.048579 | 0 | 0.0032814 | 0 | -0.084038 | 0 | 0 | 0 | 0 | 0 | 0 | 0 | 0 | 0.61705 | 0.043723 | 0.00013688 | 0 | 0 | 0 | 0 | 0 | 0 | 0 | 0 | 0 | 0 | 0 | 0 | 0 | 0 | 0 | 0 | 0 | 0 | -22.2763 | 1.8827 | 0 | 0 | 0 | 0.50053 | 6.9337 | 1.2663 | 3.1569 | 0.15353 | 0.055921 | -0.022667 | 0.63797 | 0.20824 | 3.7009 | 4.9855 | 18.2931 | -23.6766 | 0 | 0.48567 | 0 | 1.7286 | 0.22322
2025_06_29 Hr 22 | 0 | 2.4487e-06 | 0 | 0 | 0 | 0 | 0 | 0 | 0 | 0 | 0 | 0.024893 | 0.21 | 0.0053326 | 1.2853 | 1.2854 | 3.1718 | 0 | 0.0052034 | 0.003872 | 0.023281 | 0.085287 | 0 | -1.1261 | 0 | 0 | 0 | 0.011212 | 0.015969 | 0.42935 | 0 | 2.6166 | 2.1271 | 0 | 0.30049 | 0.83819 | 0 | 0 | 0 | 2.8518 | 0 | 0.048579 | 0 | 0.0043532 | 0 | -0.11217 | 0 | 0 | 0 | 0 | 0 | 0 | 0 | 0 | 0.54445 | 0.043723 | 0.00013688 | 0 | 0 | 0 | 0 | 0 | 0 | 0 | 0 | 0 | 0 | 0 | 0 | 0 | 0 | 0 | 0 | 0 | 0 | -29.2929 | 1.8827 | 0 | 0 | 0 | 0.30032 | 8.7885 | 1.2663 | 3.1569 | 0.15353 | 0.055921 | 0 | 0.63797 | 0.20824 | 3.7009 | -0.80748 | 18.0834 | -30.5311 | 0 | 0.48567 | 0 | 1.7286 | 0.21853
2025_06_29 Hr 23 | 0 | 0 | 0 | 0 | 0 | 0 | 0 | 0 | 0 | 0 | 0 | 0.024893 | 0.33 | 0.0090708 | 1.3945 | 1.3945 | 3.5625 | 0 | 0.0052034 | 0.003872 | 0.023281 | 0.085287 | 0 | -1.07 | 0 | 0 | 0 | 0.011212 | 0.015969 | 0.67038 | 0 | 2.7717 | 2.1271 | 0 | 0.32228 | 0.83819 | 0 | 0 | 0 | 0.82421 | 0 | 0.048579 | 0 | 0.0047121 | 0 | -0.12159 | 0 | 0 | 0 | 0 | 0 | 0 | 0 | 0 | 0.75498 | 0.043723 | 0.00013688 | 0 | 0 | 0 | 0 | 0 | 0 | 0 | 0 | 0 | 0 | 0 | 0 | 0 | 0 | 0 | 0 | 0 | 0 | -21.227 | 1.8827 | 0 | 0 | 0 | 1.0141 | 9.7936 | 1.2663 | 3.1569 | 0.15353 | 0.055921 | 0 | 0.63797 | 0.20824 | 3.7009 | 7.3447 | 19.1455 | -22.4185 | 0 | 0.48567 | 0 | 1.7286 | 0.21082
2025_06_29 Hr 24 | 0 | 0 | 0 | 0 | 0 | 0 | 0 | 0 | 0 | 0 | 0 | 0.024893 | 0.51 | 0.0042903 | 0.49751 | 0.49751 | 0 | 0 | 0.0052034 | 0.003872 | 0.023281 | 0.085287 | 0 | -1.5809 | 0 | 0 | 0 | 0.011212 | 0.015969 | 0.29873 | 0 | 0 | 2.1271 | 0 | 0 | 0.83819 | 0 | 0 | 0 | 0.0057798 | -0.066724 | 0.048579 | 0 | 0.021362 | 0 | -0.035756 | 0 | 0 | 0 | 0 | 0 | 0 | 0 | 0 | 0.82031 | 0.043723 | 0.00013688 | 0 | 0 | 0 | 0 | 0 | 0 | 0 | 0 | 0 | 0 | 0 | 0 | 0 | 0 | 0 | 0 | 0 | 0 | -1.4163 | 1.8827 | 0 | 0 | 0 | 1.754 | 1.2938 | 1.2663 | 3.1569 | 0.15353 | 0.055921 | 0 | 0.63797 | 0.20824 | 3.7009 | 17.9955 | 19.7957 | -3.033 | 0 | 0.48567 | 0 | 1.7286 | 0.20284
2025_06_30 Hr 01 | 0 | 0 | 0 | 0 | 0 | 0 | 0 | 0 | 0 | 0 | 0 | 0.024893 | 0.9 | 0.0073213 | 0.49751 | 0.49751 | 0 | 0 | 0.0052034 | 0.003872 | 0.023281 | 0.085287 | 0 | -1.5884 | 0 | 0 | 0 | 0.011212 | 0.015969 | 0.29873 | 0 | 0 | 2.1271 | 0 | 0 | 0.83819 | 0 | 0 | 0 | 0.00027515 | -0.059997 | 0.048579 | 0 | 0.020657 | 0 | -0.034507 | 0 | 0 | 0 | 0 | 0 | 0 | 0 | 0 | 0.61705 | 0.043723 | 0.00013688 | 0 | 0 | 0 | 0 | 0 | 0 | 0 | 0 | 0 | 0 | 0 | 0 | 0 | 0 | 0 | 0 | 0 | 0 | -1.1889 | 1.8827 | 0 | 0 | 0 | 1.593 | 1.2938 | 1.2663 | 3.1569 | 0.15353 | 0.055921 | 0 | 0.63797 | 0.20824 | 3.7009 | 18.2353 | 19.8131 | -2.8118 | 0 | 0.48567 | 0 | 1.7286 | 0.19144
2025_06_30 Hr 02 | 0 | 0 | 0 | 0 | 0 | 0 | 0 | 0 | 0 | 0 | 0 | 0.024893 | 0.93 | 0.0061925 | 0.49751 | 0.49751 | 0 | 0 | 0.0052034 | 0.003872 | 0.023281 | 0.085287 | 0 | -1.6279 | 0 | 0 | 0 | 0.011212 | 0.015969 | 0.29873 | 0 | 0 | 2.1271 | 0 | 0 | 0.83819 | 0 | 0 | 0 | 0.0015877 | -0.12885 | 0.048579 | 0 | 0.016908 | 0 | -0.027864 | 0 | 0 | 0 | 0 | 0 | 0 | 0 | 0 | 0.8929 | 0.043723 | 0.00013688 | 0 | 0 | 0 | 0 | 0 | 0 | 0 | 0 | 0 | 0 | 0 | 0 | 0 | 0 | 0 | 0 | 0 | 0 | -0.85917 | 1.8827 | 0 | 0 | 0 | 1.445 | 1.2938 | 1.2663 | 3.1569 | 0.15353 | 0.055921 | 0 | 0.63797 | 0.20824 | 3.7009 | 18.6192 | 19.9676 | -2.5149 | 0 | 0.48567 | 0 | 1.7286 | 0.18927
2025_06_30 Hr 03 | 0 | 0 | 0 | 0 | 0 | 0 | 0 | 0 | 0 | 0 | 0 | 0.024893 | 1.2 | 0.0070075 | 0.49751 | 0.49751 | 0 | 0 | 0.0052034 | 0.003872 | 0.023281 | 0.085287 | 0 | -1.6498 | 0 | 0 | 0 | 0.011212 | 0.015969 | 0.29873 | 0 | 0 | 2.1271 | 0 | 0 | 0.83819 | 0 | 0 | 0 | 0.0028526 | -0.014775 | 0.048579 | 0 | 0.014828 | 0 | -0.024178 | 0 | 0 | 0 | 0 | 0 | 0 | 0 | 0 | 2.1197 | 0.043723 | 0.00013688 | 0 | 0 | 0 | 0 | 0 | 0 | 0 | 0 | 0 | 0 | 0 | 0 | 0 | 0 | 0 | 0 | 0 | 0 | -0.78147 | 1.8827 | 0 | 0 | 0 | 0.95319 | 1.2938 | 1.2663 | 3.1569 | 0.15353 | 0.055921 | 0 | 0.63797 | 0.20824 | 3.7009 | 19.7976 | 20.9712 | -2.4555 | 0 | 0.48567 | 0 | 1.7286 | 0.187
2025_06_30 Hr 04 | 0 | 0 | 0 | 0 | 0 | 0 | 0 | 0 | 0 | 0 | 0 | 0.024893 | 1.92 | 0.011258 | 0.49751 | 0.49751 | 0 | 0 | 0.0052034 | 0.003872 | 0.023281 | 0.085287 | 0 | -1.6492 | 0 | 0 | 0 | 0.011212 | 0.015969 | 0.29873 | 0 | 0 | 2.1271 | 0 | 0 | 0.83819 | 0 | 0 | 0 | 0.047828 | -0.020053 | 0.048579 | 0 | 0.01489 | 0 | -0.024287 | 0 | 0 | 0 | 0 | 0 | 0 | 0 | 0 | 2.8094 | 0.043723 | 0.00013688 | 0 | 0 | 0 | 0 | 0 | 0 | 0 | 0 | 0 | 0 | 0 | 0 | 0 | 0 | 0 | 0 | 0 | 0 | -1.0683 | 1.8827 | 0 | 0 | 0 | 0.96189 | 1.2938 | 1.2663 | 3.1569 | 0.15353 | 0.055921 | 0 | 0.63797 | 0.20824 | 3.7009 | 20.9754 | 22.3956 | -2.7417 | 0 | 0.48567 | 0 | 1.7286 | 0.18882
2025_06_30 Hr 05 | 0 | 0 | 0 | 0 | 0 | 0 | 0 | 0 | 0 | 0 | 0 | 0.024893 | 1.89 | 0.0051818 | 0.49751 | 0.49751 | 0 | 0 | 0.0052034 | 0.003872 | 0.023281 | 0.085287 | 0 | -1.7328 | 0 | 0 | 0 | 0.011212 | 0.015969 | 0.29873 | 0 | 0 | 2.1271 | 0 | 0 | 0.83819 | 0 | 0 | 0 | 0.021778 | -0.00087615 | 0.048579 | 0 | 0.0069619 | 0 | -0.010238 | 0 | 0 | 0 | 0 | 0 | 0 | 0 | 0 | 2.8747 | 0.043723 | 0.00013688 | 0 | 0 | 0 | 0 | 0 | 0 | 0 | 0 | 0 | 0 | 0 | 0 | 0 | 0 | 0 | 0 | 0 | 0 | 0.14588 | 1.8827 | 0 | 0 | 0 | 1.1534 | 1.2938 | 1.2663 | 3.1569 | 0.15353 | 0.055921 | 0 | 0.63797 | 0.20824 | 3.7009 | 22.3357 | 22.6182 | -1.5972 | 0 | 0.48567 | 0 | 1.7286 | 0.19068
2025_06_30 Hr 06 | 0.044971 | 0 | 0 | 0 | 0 | 0 | 0 | 0 | 0 | 0 | 0 | 0.024893 | 0.33 | 0.00081004 | 0.49751 | 0.49751 | 0 | 0 | 0.0052034 | 0.003872 | 0.023281 | 0.085287 | 0 | -1.7405 | 0 | 0 | 0 | 0.011212 | 0.015969 | 0.29873 | 0 | 0 | 2.1271 | 0 | 0 | 0.83819 | 0 | 0 | 0 | 0.011987 | -0.020809 | 0.048579 | 0 | 0.0062331 | 0 | -0.008946 | 0 | 0 | 0 | 0 | 0 | 0 | 0 | 0 | 2.9473 | 0.043723 | 0.00013688 | 0 | 0 | 0 | 0 | 0 | 0 | 0 | 0 | 0 | 0 | 0 | 0 | 0 | 0 | 0 | 0 | 0 | 0 | 0.25517 | 1.8827 | 0 | 0 | 0 | 1.4058 | 1.2938 | 1.2663 | 3.1569 | 0.15353 | 0.055921 | -0.044971 | 0.63797 | 0.20824 | 3.7009 | 21.1731 | 21.4274 | -1.5392 | 0 | 0.48567 | 0 | 1.7286 | 0.19423
2025_06_30 Hr 07 | 0.47289 | -6.0086e-07 | 0 | 0 | 0 | 0 | 0 | 0 | 0 | 0 | 0 | 0.024893 | 0.12 | -0.00049849 | 0.49751 | 0.49751 | 0 | 0 | 0.0052034 | 0.003872 | 0.023281 | 0.085287 | 0 | 0 | 0 | 0 | 0 | 0.011212 | 0.015969 | 0.29873 | 0 | 0 | 2.1271 | 0 | 0 | 0.83819 | 0 | 0 | 0 | -0.584 | 0 | 0.048579 | 0 | -0.015355 | 0 | 0.020794 | 0 | 0 | 0 | 0 | 0 | 0 | 0 | 0 | 1.781 | 0.043723 | 0.00013688 | -1.0625 | 0 | 0 | 0 | 0 | 0 | 0 | 0 | 0 | 0 | -2.2 | 0 | 0 | 0 | 0 | 0 | 0 | 0 | 0.37431 | 1.8827 | 0 | 0 | 0 | 1.3057 | 1.2938 | 1.2663 | 3.1569 | 0.15353 | 0.055921 | -0.47289 | 0.63797 | 0.20824 | 3.7009 | 17.7549 | 20.3854 | -3.3403 | 0 | 0.48567 | 0 | 1.7286 | 0.2021
2025_06_30 Hr 08 | 0.65982 | -2.6352e-06 | 0 | 0 | 0 | 0 | 0 | 0 | 0 | 0 | 0 | 0.024893 | 0.09 | -0.00023058 | 0.49751 | 0.49751 | 0 | 0 | 0.0052034 | 0.003872 | 0.023281 | 0.085287 | 0 | 0 | 0 | 0 | 0 | 0.011212 | 0.015969 | 0.29873 | 0 | 0 | 2.1271 | 0 | 0 | 0.83819 | 0 | 0 | 0 | -0.3357 | 0 | 0.048579 | 0 | -0.0094703 | 0 | 0.013629 | 0 | 0 | 0 | 0 | 0 | 0 | 0 | 0 | 1.7132 | 0.043723 | 0.00013688 | -1.0625 | 0 | 0 | 0 | 0 | 0 | 0 | 0 | 0 | 0 | -2.2 | 0 | 0 | 0 | 0 | 0 | 0 | 0 | -0.16992 | 1.8827 | 0 | 0 | 0 | 1.0141 | 1.2938 | 1.2663 | 3.1569 | 0.15353 | 0.055921 | -0.65982 | 0.63797 | 0.20824 | 3.7009 | 17.0684 | 20.1889 | -4.0786 | 0 | 0.48567 | 0 | 1.7286 | 0.20775
2025_06_30 Hr 09 | 0.69782 | -3.4773e-06 | 0 | 0 | 0 | 0 | 0 | 0 | 0 | 0 | 0 | 0.024893 | 0.21 | -0.00032454 | 0.49751 | 0.49751 | 0 | 0 | 0.0052034 | 0.003872 | 0.023281 | 0.085287 | 0 | 0 | 0 | 0 | 0 | 0.011212 | 0.015969 | 0.29873 | 0 | 0 | 2.1271 | 0 | 0 | 0.83819 | 0 | 0 | 0 | -0.024202 | 0.0061434 | 0.048579 | 0 | -0.0041043 | 0 | 0.0090545 | 0 | 0 | 0 | 0 | 0 | 0 | 0 | 0 | 1.5753 | 0.043723 | 0.00013688 | -1.0625 | 0 | 0 | 0 | 0 | 0 | 0 | 0 | 0 | 0 | -2.2 | 0 | 0 | 0 | 0 | 0 | 0 | 0 | -0.50738 | 1.8827 | 0 | 0 | 0 | 0.68334 | 1.2938 | 1.2663 | 3.1569 | 0.15353 | 0.055921 | -0.69782 | 0.63797 | 0.20824 | 3.7009 | 16.7011 | 19.884 | -4.4586 | 0 | 0.48567 | 0 | 1.7286 | 0.21368
2025_06_30 Hr 10 | 0.71475 | 4.5254e-06 | 0 | 0 | 0 | 0 | 0 | 0 | 0 | 0 | 0 | 0.024893 | 0.27 | 0.00031416 | 0.49751 | 0.49751 | 0 | 0 | 0.0052034 | 0.003872 | 0.023281 | 0.085287 | 0 | 0 | 0 | 0 | 0 | 0.011212 | 0.015969 | 0.29873 | 0 | 0 | 2.1271 | 0 | 0 | 0.83819 | 0 | 0 | 0 | 0.011003 | -0.00029732 | 0.048579 | 0 | 0.0029546 | 0 | -0.003136 | 0 | 0 | 0 | 0 | 0 | 0 | 0 | 0 | 1.9891 | 0.043723 | 0.00013688 | -1.0625 | 0 | 0 | 0 | 0 | 0 | 0 | 0 | 0 | 0 | -2.2 | 0 | 0 | 0 | 0 | 0 | 0 | 0 | -1.4746 | 1.8827 | 0 | 0 | 0 | 0.6137 | 1.2938 | 1.2663 | 3.1569 | 0.15353 | 0.055921 | -0.71475 | 0.63797 | 0.20824 | 3.7009 | 16.1583 | 20.3088 | -5.455 | 0 | 0.48567 | 0 | 1.7286 | 0.21675
2025_06_30 Hr 11 | 0.78042 | -2.8755e-06 | 0 | 0 | 0 | 0 | 0 | 0 | 0 | 0 | 0 | 0.024893 | 1.29 | -0.00056989 | 0.49751 | 0.49751 | 0 | 0 | 0.0052034 | 0.003872 | 0.023281 | 0.085287 | 0 | 0 | 0 | 0 | 0 | 0.011212 | 0.015969 | 0.29873 | 0 | 0 | 2.1271 | 0 | 0 | 0.83819 | 0 | 0 | 0 | -0.0011329 | 0 | 0.048579 | 0 | -0.0011218 | 0 | 0.004088 | 0 | 0 | 0 | 0 | 0 | 0 | 0 | 0 | 1.5753 | 0.043723 | 0.00013688 | -1.0625 | 0 | 0 | 0 | 0 | 0 | 0 | 0 | 0 | 0 | -2.2 | 0 | 0 | 0 | 0 | 0 | 0 | 0 | -1.0822 | 1.8827 | 0 | 0 | 0 | 0.92272 | 1.2938 | 1.2663 | 3.1569 | 0.15353 | 0.055921 | -0.78042 | 0.63797 | 0.20824 | 3.7009 | 17.4645 | 21.2929 | -5.121 | 0 | 0.48567 | 0 | 1.7286 | 0.2208
2025_06_30 Hr 12 | 0.75725 | 1.7945e-06 | 0 | 0 | 0 | 0 | 0 | 0 | 0 | 0 | 0 | 0.024893 | 1.74 | 0.00040059 | 0.49751 | 0.49751 | 0 | 0 | 0.0052034 | 0.003872 | 0.023281 | 0.085287 | 0 | 0 | 0 | 0 | 0 | 0.011212 | 0.015969 | 0.29873 | 0 | 0 | 2.1271 | 0 | 0 | 0.83819 | 0 | 0 | 0 | 0.00019539 | -0.00050293 | 0.048579 | 0 | 0.0005846 | 0 | 0.001064 | 0 | 0 | 0 | 0 | 0 | 0 | 0 | 0 | 0.82031 | 0.043723 | 0.00013688 | -1.0625 | 0 | 0 | 0 | 0 | 0 | 0 | 0 | 0 | 0 | -2.2 | 0 | 0 | 0 | 0 | 0 | 0 | 0 | -1.3348 | 1.8827 | 0 | 0 | 0 | 1.0011 | 1.2938 | 1.2663 | 3.1569 | 0.15353 | 0.055921 | -0.75725 | 0.63797 | 0.20824 | 3.7009 | 16.9861 | 21.0461 | -5.3535 | 0 | 0.48567 | 0 | 1.7286 | 0.22283
2025_06_30 Hr 13 | 0.76771 | -1.0531e-05 | 0 | 0 | 0 | 0 | 0 | 0 | 0 | 0 | 0 | 0.024893 | 1.8 | -0.0025256 | 0.49751 | 0.49751 | 0 | 0 | 0.0052034 | 0.003872 | 0.023281 | 0.085287 | 0 | 0 | 0 | 0 | 0 | 0.011212 | 0.015969 | 0.29873 | 0 | 0 | 2.1271 | 0 | 0 | 0.83819 | 0 | 0 | 0 | -0.0005935 | 0.0056806 | 0.048579 | 0 | -0.0035629 | 0 | 0.008414 | 0 | 0 | 0 | 0 | 0 | 0 | 0 | 0 | 0.75498 | 0.043723 | 0.00013688 | -1.0625 | 0 | 0 | 0 | 0 | 0 | 0 | 0 | 0 | 0 | -2.2 | 0 | 0 | 0 | 0 | 0 | 0 | 0 | -1.1695 | 1.8827 | 0 | 0 | 0 | 1.0141 | 1.2938 | 1.2663 | 3.1569 | 0.15353 | 0.055921 | -0.76771 | 0.63797 | 0.20824 | 3.7009 | 17.1729 | 21.0653 | -5.1913 | 0 | 0.48567 | 0 | 1.7286 | 0.22677
2025_06_30 Hr 14 | 0.63563 | -1.6923e-05 | 0 | 0 | 0 | 0 | 0 | 0 | 0 | 0 | 0 | 0.024893 | 1.74 | -0.0039571 | 0.49751 | 0.49751 | 0 | 0 | 0.0052034 | 0.003872 | 0.023281 | 0.085287 | 0 | 0 | 0 | 0 | 0 | 0.011212 | 0.015969 | 0.29873 | 0 | 0 | 2.1271 | 0 | 0 | 0.83819 | 0 | 0 | 0 | -0.40434 | 0 | 0.048579 | 0 | -0.0084065 | 0 | 0.012334 | 0 | 0 | 0 | 0 | 0 | 0 | 0 | 0 | 0.82031 | 0.043723 | 0.00013688 | -1.0625 | 0 | 0 | 0 | 0 | 0 | 0 | 0 | 0 | 0 | -2.2 | 0 | 0 | 0 | 0 | 0 | 0 | 0 | -0.88168 | 1.8827 | 0 | 0 | 0 | 0.96189 | 1.2938 | 1.2663 | 3.1569 | 0.15353 | 0.055921 | -0.63563 | 0.63797 | 0.20824 | 3.7009 | 17.0086 | 20.8866 | -4.7675 | 0 | 0.48567 | 0 | 1.7286 | 0.22854
2025_06_30 Hr 15 | 0.59015 | -7.1881e-06 | 0 | 0 | 0 | 0 | 0 | 0 | 0 | 0 | 0 | 0.024893 | 1.95 | -0.0023508 | 0.49751 | 0.49751 | 0 | 0 | 0.0052034 | 0.003872 | 0.023281 | 0.085287 | 0 | 0 | 0 | 0 | 0 | 0.011212 | 0.015969 | 0.29873 | 0 | 0 | 2.1271 | 0 | 0 | 0.83819 | 0 | 0 | 0 | 0 | 0.0097379 | 0.048579 | 0 | -0.0030613 | 0 | 0.007525 | 0 | 0 | 0 | 0 | 0 | 0 | 0 | 0 | 0.95824 | 0.043723 | 0.00013688 | -1.0625 | 0 | 0 | 0 | 0 | 0 | 0 | 0 | 0 | 0 | -2.2 | 0 | 0 | 0 | 0 | 0 | 0 | 0 | -1.5255 | 1.8827 | 0 | 0 | 0 | 0.99236 | 1.2938 | 1.2663 | 3.1569 | 0.15353 | 0.055921 | -0.59015 | 0.63797 | 0.20824 | 3.7009 | 17.1558 | 21.2229 | -5.3706 | 0 | 0.48567 | 0 | 1.7286 | 0.2302
2025_06_30 Hr 16 | 0.78071 | -7.0718e-06 | 0 | 0 | 0 | 0 | 0 | 0 | 0 | 0 | 0 | 0.024893 | 2.13 | -0.0030831 | 0.49751 | 0.49751 | 0 | 0 | 0.0052034 | 0.003872 | 0.023281 | 0.085287 | 0 | 0 | 0 | 0 | 0 | 0.011212 | 0.015969 | 0.29873 | 0 | 0 | 2.1271 | 0 | 0 | 0.83819 | 0 | 0 | 0 | -0.030655 | 0.0030546 | 0.048579 | 0 | -0.0038699 | 0 | 0.0086135 | 0 | 0 | 0 | 0 | 0 | 0 | 0 | 0 | 1.2341 | 0.043723 | 0.00013688 | -1.0625 | 0 | 0 | 0 | 0 | 0 | 0 | 0 | 0 | 0 | -2.2 | 0 | 0 | 0 | 0 | 0 | 0 | 0 | -1.3938 | 1.8827 | 0 | 0 | 0 | 0.81391 | 1.2938 | 1.2663 | 3.1569 | 0.15353 | 0.055921 | -0.78071 | 0.63797 | 0.20824 | 3.7009 | 17.5299 | 21.6921 | -5.4284 | 0 | 0.48567 | 0 | 1.7286 | 0.23224
2025_06_30 Hr 17 | 0.79183 | 4.7827e-06 | 0 | 0 | 0 | 0 | 0 | 0 | 0 | 0 | 0 | 0.024893 | 2.49 | 0.0025119 | 0.49751 | 0.49751 | 0 | 0 | 0.0052034 | 0.003872 | 0.023281 | 0.085287 | 0 | 0 | 0 | 0 | 0 | 0.011212 | 0.015969 | 0.29873 | 0 | 0 | 2.1271 | 0 | 0 | 0.83819 | 0 | 0 | 0 | 0.0020509 | 0 | 0.048579 | 0 | 0.0025616 | 0 | -0.0024395 | 0 | 0 | 0 | 0 | 0 | 0 | 0 | 0 | 1.0236 | 0.043723 | 0.00013688 | -1.0625 | 0 | 0 | 0 | 0 | 0 | 0 | 0 | 0 | 0 | -2.2 | 0 | 0 | 0 | 0 | 0 | 0 | 0 | -2.2444 | 1.8827 | 0 | 0 | 0 | 0.66157 | 1.2938 | 1.2663 | 3.1569 | 0.15353 | 0.055921 | -0.79183 | 0.63797 | 0.20824 | 3.7009 | 16.7028 | 21.7082 | -6.3012 | 0 | 0.48567 | 0 | 1.7286 | 0.23445
2025_06_30 Hr 18 | 0.81399 | 8.517e-07 | 0 | 0 | 0 | 0 | 0 | 0 | 0 | 0 | 0 | 0.024893 | 2.28 | 0.00072352 | 0.49751 | 0.49751 | 0 | 0 | 0.0052034 | 0.003872 | 0.023281 | 0.085287 | 0 | 0 | 0 | 0 | 0 | 0.011212 | 0.015969 | 0.29873 | 0 | 0 | 2.1271 | 0 | 0 | 0.83819 | 0 | 0 | 0 | 0.0018108 | 0 | 0.048579 | 0 | 0.0008058 | 0 | 0.000672 | 0 | 0 | 0 | 0 | 0 | 0 | 0 | 0 | 0.75498 | 0.043723 | 0.00013688 | -1.0625 | 0 | 0 | 0 | 0 | 0 | 0 | 0 | 0 | 0 | -2.2 | 0 | 0 | 0 | 0 | 0 | 0 | 0 | -1.6775 | 1.8827 | 0 | 0 | 0 | 0.42219 | 1.2938 | 1.2663 | 3.1569 | 0.15353 | 0.055921 | -0.81399 | 0.63797 | 0.20824 | 3.7009 | 16.5536 | 21.0114 | -5.7533 | 0 | 0.48567 | 0 | 1.7286 | 0.23522
2025_06_30 Hr 19 | 0.73603 | 3.4606e-06 | 0 | 0 | 0 | 0 | 0 | 0 | 0 | 0 | 0 | 0.024893 | 1.86 | 0.0045512 | 0.49751 | 0.49751 | 0 | 0 | 0.0052034 | 0.003872 | 0.023281 | 0.085287 | 0 | 0 | 0 | 0 | 0 | 0.011212 | 0.015969 | 0.29873 | 0 | 0 | 2.1271 | 0 | 0 | 0.83819 | 0 | 0 | 0 | 0.013596 | -0.00069112 | 0.048579 | 0 | 0.0062134 | 0 | -0.008911 | 0 | 0 | 0 | 0 | 0 | 0 | 0 | 0 | 0.47912 | 0.043723 | 0.00013688 | -1.0625 | 0 | 0 | 0 | 0 | 0 | 0 | 0 | 0 | 0 | -2.2 | 0 | 0 | 0 | 0 | 0 | 0 | 0 | -2.4305 | 1.8827 | 0 | 0 | 0 | 0.26985 | 1.2938 | 1.2663 | 3.1569 | 0.15353 | 0.055921 | -0.73603 | 0.63797 | 0.20824 | 3.7009 | 14.9565 | 20.0878 | -6.438 | 0 | 0.48567 | 0 | 1.7286 | 0.23403
2025_06_30 Hr 20 | 0.18127 | 5.2721e-07 | 0 | 0 | 0 | 0 | 0 | 0 | 0 | 0 | 0 | 0.024893 | 0.93 | 0.0005982 | 0.49751 | 0.49751 | 0 | 0 | 0.0052034 | 0.003872 | 0.023281 | 0.085287 | 0 | 0 | 0 | 0 | 0 | 0.011212 | 0.015969 | 0.29873 | 0 | 0 | 2.1271 | 0 | 0 | 0.83819 | 0 | 0 | 0 | 0.0001872 | -0.0014309 | 0.048579 | 0 | 0.0016333 | 0 | -0.0007945 | 0 | 0 | 0 | 0 | 0 | 0 | 0 | 0 | 0.41378 | 0.043723 | 0.00013688 | -1.0625 | 0 | 0 | 0 | 0 | 0 | 0 | 0 | 0 | 0 | -2.2 | 0 | 0 | 0 | 0 | 0 | 0 | 0 | -1.4448 | 1.8827 | 0 | 0 | 0 | 0.16975 | 1.2938 | 1.2663 | 3.1569 | 0.15353 | 0.055921 | -0.18127 | 0.63797 | 0.20824 | 3.7009 | 14.8332 | 18.4301 | -4.8894 | 0 | 0.48567 | 0 | 1.7286 | 0.23045
2025_06_30 Hr 21 | 0 | -9.7204e-07 | 0 | 0 | 0 | 0 | 0 | 0 | 0 | 0 | 0 | 0.024893 | 1.59 | -0.0041812 | 0.49751 | 0.49751 | 0 | 0 | 0.0052034 | 0.003872 | 0.023281 | 0.085287 | 0 | 0 | 0 | 0 | 0 | 0.011212 | 0.015969 | 0.29873 | 0 | 0 | 2.1271 | 0 | 0 | 0.83819 | 0 | 0 | 0 | -0.50228 | 0 | 0.048579 | 0 | -0.0097204 | 0 | 0.013933 | 0 | 0 | 0 | 0 | 0 | 0 | 0 | 0 | 0.61705 | 0.043723 | 0.00013688 | -1.0625 | 0 | 0 | 0 | 0 | 0 | 0 | 0 | 0 | 0 | -2.2 | 0 | 0 | 0 | 0 | 0 | 0 | 0 | -0.32415 | 1.8827 | 0 | 0 | 0 | 0.13057 | 1.2938 | 1.2663 | 3.1569 | 0.15353 | 0.055921 | 0 | 0.63797 | 0.20824 | 3.7009 | 16.2841 | 19.0654 | -3.5727 | 0 | 0.48567 | 0 | 1.7286 | 0.22767
2025_06_30 Hr 22 | 0 | -4.3325e-08 | 0 | 0 | 0 | 0 | 0 | 0 | 0 | 0 | 0 | 0.024893 | 1.35 | -0.0018197 | 0.49751 | 0.49751 | 0 | 0 | 0.0052034 | 0.003872 | 0.023281 | 0.085287 | 0 | 0 | 0 | 0 | 0 | 0.011212 | 0.015969 | 0.29873 | 0 | 0 | 2.1271 | 0 | 0 | 0.83819 | 0 | 0 | 0 | -0.028478 | 0 | 0.048579 | 0 | -0.0034227 | 0 | 0.0081655 | 0 | 0 | 0 | 0 | 0 | 0 | 0 | 0 | 1.0962 | 0.043723 | 0.00013688 | -1.0625 | 0 | 0 | 0 | 0 | 0 | 0 | 0 | 0 | 0 | -2.2 | 0 | 0 | 0 | 0 | 0 | 0 | 0 | -0.83687 | 1.8827 | 0 | 0 | 0 | 0.5397 | 1.2938 | 1.2663 | 3.1569 | 0.15353 | 0.055921 | 0 | 0.63797 | 0.20824 | 3.7009 | 16.8836 | 19.7096 | -4.0912 | 0 | 0.48567 | 0 | 1.7286 | 0.22126
2025_06_30 Hr 23 | 0 | 0 | 0 | 0 | 0 | 0 | 0 | 0 | 0 | 0 | 0 | 0.024893 | 0.54 | 0.0027636 | 0.49751 | 0.49751 | 0 | 0 | 0.0052034 | 0.003872 | 0.023281 | 0.085287 | 0 | -1.6692 | 0 | 0 | 0 | 0.011212 | 0.015969 | 0.29873 | 0 | 0 | 2.1271 | 0 | 0 | 0.83819 | 0 | 0 | 0 | 0.005024 | -0.020602 | 0.048579 | 0 | 0.012996 | 0 | -0.02093 | 0 | 0 | 0 | 0 | 0 | 0 | 0 | 0 | 1.51 | 0.043723 | 0.00013688 | 0 | 0 | 0 | 0 | 0 | 0 | 0 | 0 | 0 | 0 | 0 | 0 | 0 | 0 | 0 | 0 | 0 | 0 | -0.92478 | 1.8827 | 0 | 0 | 0 | 1.1621 | 1.2938 | 1.2663 | 3.1569 | 0.15353 | 0.055921 | 0 | 0.63797 | 0.20824 | 3.7009 | 18.5944 | 19.9311 | -2.6149 | 0 | 0.48567 | 0 | 1.7286 | 0.21198
2025_06_30 Hr 24 | 0 | 0 | 0 | 0 | 0 | 0 | 0 | 0 | 0 | 0 | 0 | 0.024893 | 0.6 | 0.0071391 | 0.49751 | 0.49751 | 0 | 0 | 0.0052034 | 0.003872 | 0.023281 | 0.085287 | 0 | -1.4875 | 0 | 0 | 0 | 0.011212 | 0.015969 | 0.29873 | 0 | 0 | 2.1271 | 0 | 0 | 0.83819 | 0 | 0 | 0 | 0.20045 | 0 | 0.048579 | 0 | 0.030214 | 0 | -0.051443 | 0 | 0 | 0 | 0 | 0 | 0 | 0 | 0 | 1.372 | 0.043723 | 0.00013688 | 0 | 0 | 0 | 0 | 0 | 0 | 0 | 0 | 0 | 0 | 0 | 0 | 0 | 0 | 0 | 0 | 0 | 0 | -3.4692 | 1.8827 | 0 | 0 | 0 | 1.1142 | 1.2938 | 1.2663 | 3.1569 | 0.15353 | 0.055921 | 0 | 0.63797 | 0.20824 | 3.7009 | 16.2863 | 19.8002 | -5.0082 | 0 | 0.48567 | 0 | 1.7286 | 0.20258
2025_07_01 Hr 01 | 0 | 0 | 0 | 0 | 0 | 0 | 0 | 0 | 0 | 0 | 0 | 0.023943 | 0.75 | 0.0096613 | 0.58248 | 0.58248 | 7.7434 | 0 | 0.0061261 | 0.0036608 | 0.012521 | 0.087661 | 0 | -1.4612 | 0 | 0 | 0 | 0.0011913 | 0.024329 | 0.47904 | 0 | 6.2205 | 2.0585 | 0 | 0.45671 | 0.81115 | 0 | 0 | 0 | 0 | -1.5578 | 0.053997 | 0 | 0.0022083 | 0 | -0.055868 | 0 | 0 | 0 | 0 | 0 | 0 | 0 | 0 | 1.5753 | 0.044241 | 0.00026332 | 0 | 0 | 0 | 0 | 0 | 0 | 0 | 0 | 0 | 0 | 0 | 0 | 0 | 0 | 0 | 0 | 0 | 0 | -7.6611 | 1.822 | 0 | 0 | 0 | 1.6365 | 5.7924 | 1.2254 | 3.0551 | 0.1796 | 0.050933 | 0 | 0.73583 | 0.23426 | 3.7293 | 15.8601 | 20.8036 | -9.1781 | 0 | 0.23416 | 0 | 1.6728 | 0.30841
2025_07_01 Hr 02 | 0 | 0 | 0 | 0 | 0 | 0 | 0 | 0 | 0 | 0 | 0 | 0.023943 | 0.6 | 0.01027 | 0.71829 | 0.71829 | 2.2094 | 0 | 0.0061261 | 0.0036608 | 0.012521 | 0.087661 | 0 | -1.3478 | 0 | 0 | 0 | 0.0011913 | 0.024329 | 0.47904 | 0 | 2.1767 | 2.0585 | 0 | 0.48426 | 0.81115 | 0 | 0 | 0 | 0.47587 | -0.42251 | 0.053997 | 0 | 0.0029342 | 0 | -0.074922 | 0 | 0 | 0 | 0 | 0 | 0 | 0 | 0 | 1.7785 | 0.044241 | 0.00026332 | 0 | 0 | 0 | 0 | 0 | 0 | 0 | 0 | 0 | 0 | 0 | 0 | 0 | 0 | 0 | 0 | 0 | 0 | -10.4005 | 1.822 | 0 | 0 | 0 | 1.5451 | 6.3017 | 1.2254 | 3.0551 | 0.1796 | 0.050933 | 0 | 0.73583 | 0.23426 | 3.7293 | 15.3195 | 20.7876 | -11.8232 | 0 | 0.23416 | 0 | 1.6728 | 0.30238
2025_07_01 Hr 03 | 0 | 0 | 0 | 0 | 0 | 0 | 0 | 0 | 0 | 0 | 0 | 0.023943 | 0.75 | 0.013325 | 0.96901 | 0.96903 | 2.6941 | 0 | 0.0061261 | 0.0036608 | 0.012521 | 0.087661 | 0 | -1.3304 | 0 | 0 | 0 | 0.0011913 | 0.024329 | 0.47904 | 0 | 2.4199 | 2.0585 | 0 | 0.55118 | 0.81115 | 0 | 0 | 0 | 0 | -1.9901 | 0.053997 | 0 | 0.0030457 | 0 | -0.077849 | 0 | 0 | 0 | 0 | 0 | 0 | 0 | 0 | 2.5335 | 0.044241 | 0.00026332 | 0 | 0 | 0 | 0 | 0 | 0 | 0 | 0 | 0 | 0 | 0 | 0 | 0 | 0 | 0 | 0 | 0 | 0 | -13.0856 | 1.822 | 0 | 0 | 0 | 1.8454 | 7.5311 | 1.2254 | 3.0551 | 0.1796 | 0.050933 | 0 | 0.73583 | 0.23426 | 3.7293 | 13.1044 | 22.0572 | -14.4938 | 0 | 0.23416 | 0 | 1.6728 | 0.29671
2025_07_01 Hr 04 | 0 | 0 | 0 | 0 | 0 | 0 | 0 | 0 | 0 | 0 | 0 | 0.023943 | 0.54 | 0.01461 | 1.2197 | 1.2197 | 2.6779 | 0 | 0.0061261 | 0.0036608 | 0.012521 | 0.087661 | 0 | -1.0815 | 0 | 0 | 0 | 0.0011913 | 0.024329 | 0.49579 | 0 | 2.4058 | 2.0585 | 0 | 0.54731 | 0.81115 | 0 | 0 | 0 | 0 | -4.5981 | 0.053997 | 0 | 0.0046382 | 0 | -0.11965 | 0 | 0 | 0 | 0 | 0 | 0 | 0 | 0 | 2.7368 | 0.044241 | 0.00026332 | 0 | 0 | 0 | 0 | 0 | 0 | 0 | 0 | 0 | 0 | 0 | 0 | 0 | 0 | 0 | 0 | 0 | 0 | -11.2881 | 1.822 | 0 | 0 | 0 | 1.6452 | 8.019 | 1.2254 | 3.0551 | 0.1796 | 0.050933 | 0 | 0.73583 | 0.23426 | 3.7293 | 12.7772 | 21.8456 | -12.4893 | 0 | 0.23416 | 0 | 1.6728 | 0.29464
2025_07_01 Hr 05 | 0 | 0 | 0 | 0 | 0 | 0 | 0 | 0 | 0 | 0 | 0 | 0.023943 | 0.27 | 0.0040681 | 0.59293 | 0.59293 | 2.6898 | 0.21515 | 0.0061261 | 0.0036608 | 0.012521 | 0.087661 | 0 | -1.4027 | 0 | 0 | 0 | 0.0011913 | 0.024329 | 0.47904 | 0 | 2.4152 | 2.0585 | 0 | 0.54989 | 0.81115 | 0 | 0 | 0 | 0.49664 | -0.0018052 | 0.053997 | 0 | 0.0025829 | 0 | -0.065701 | 0 | 0 | 0 | 0 | 0 | 0 | 0 | 0 | 3.2885 | 0.044241 | 0.00026332 | 0 | 0 | 0 | 0 | 0 | 0 | 0 | 0 | 0 | 0 | 0 | 0 | 0 | 0 | 0 | 0 | 0 | 0 | -13.5795 | 1.822 | 0 | 0 | 0 | 1.062 | 6.9851 | 1.2254 | 3.0551 | 0.1796 | 0.050933 | 0 | 0.73583 | 0.23426 | 3.7293 | 13.9772 | 21.5452 | -15.0478 | 0 | 0.23416 | 0 | 1.6728 | 0.30365
2025_07_01 Hr 06 | 0.022813 | 0 | 0 | 0 | 0 | 0 | 0 | 0 | 0 | 0 | 0 | 0.023943 | 0.81 | 0.014605 | 0.71829 | 0.7183 | 2.6958 | 0.23471 | 0.0061261 | 0.0036608 | 0.012521 | 0.087661 | 0 | -1.3233 | 0 | 0 | 0 | 0.0011913 | 0.024329 | 0.47904 | 0 | 2.4199 | 2.0585 | 0 | 0.55118 | 0.81115 | 0 | 0 | 0 | 1.5456 | 0 | 0.053997 | 0 | 0.0021251 | 0 | -0.079041 | 0 | 0 | 0 | 0 | 0 | 0 | 0 | 0 | 3.4918 | 0.044241 | 0.00026332 | 0 | 0 | 0 | 0 | 0 | 0 | 0 | 0 | 0 | 0 | 0 | 0 | 0 | 0 | 0 | 0 | 0 | 0 | -19.6807 | 1.822 | 0 | 1.9522 | 0 | 1.4842 | 8.2518 | 1.2254 | 3.0551 | 0.1796 | 0.050933 | -0.022813 | 0.73583 | 0.23426 | 3.7293 | 11.4469 | 22.7553 | -21.1059 | 0 | 0.23416 | 0 | 1.6728 | 0.31374
2025_07_01 Hr 07 | 0.1586 | 8.2523e-07 | 0 | 0 | 0 | 0 | 0 | 0 | 0 | 0 | 0 | 0.023943 | 0.63 | 0.010783 | 0.96901 | 0.96901 | 2.5767 | 0.25334 | 0.0061261 | 0.0036608 | 0.012521 | 0.087661 | 0 | 0 | 0 | 0 | 0 | 0.0011913 | 0.024329 | 0.47904 | 0 | 2.2045 | 2.0585 | 0 | 0.5298 | 0.81115 | 0 | 0 | 0 | 2.2326 | 0 | 0.053997 | 0 | 0.0020172 | 0 | -0.074922 | 0 | 0 | 0 | 0 | 0 | 0 | 0 | 0 | 3.078 | 0.044241 | 0.00026332 | 0 | 0 | 0 | 0 | 0 | 0 | 0 | 0 | 0 | 0 | 0 | 0 | 0 | 0 | 0 | 0 | 0 | 0 | -24.3776 | 1.822 | 0 | 0.83569 | 0 | 1.6452 | 8.2873 | 1.2254 | 3.0551 | 0.1796 | 0.050933 | -0.1586 | 0.73583 | 0.23426 | 3.7293 | 8.3545 | 22.4458 | -24.6111 | 0 | 0.23416 | 0 | 1.6728 | 0.32638
2025_07_01 Hr 08 | 0.43155 | 3.7007e-06 | 0 | 0 | 0 | 0 | 0 | 0 | 0 | 0 | 0 | 0.023943 | 0.45 | 0.0086349 | 1.2197 | 1.2198 | 2.5767 | 0.27637 | 0.0061261 | 0.0036608 | 0.012521 | 0.087661 | 0 | 0 | 0 | 0 | 0 | 0.0011913 | 0.024329 | 0.47904 | 0.28147 | 2.2045 | 2.0585 | 0 | 0.5298 | 0.81115 | 0 | 0 | 0 | 1.7321 | 0 | 0.053997 | 0 | 0.0022615 | 0 | -0.084249 | 0 | 0 | 0 | 0 | 0 | 0 | 0 | 0 | 2.0544 | 0.044241 | 0.00026332 | 0 | 0 | 0 | 0 | 0 | 0 | 0 | 0 | 0 | 0 | 0 | 0 | 0 | 0 | 0 | 0 | 0 | 0 | -33.1262 | 1.822 | 0 | 1.1559 | 0 | 1.593 | 9.2638 | 1.2254 | 3.0551 | 0.1796 | 0.050933 | -0.43155 | 0.73583 | 0.23426 | 3.7293 | -1.1722 | 21.4739 | -33.642 | 0 | 0.23416 | 0 | 1.6728 | 0.33947
2025_07_01 Hr 09 | 0.61296 | 1.6831e-05 | 0 | 0.05412 | 0.054104 | 0.054115 | 0.054115 | 0.053893 | 0.05412 | 0 | 0 | 0.023943 | 0.81 | 0.016633 | 1.4705 | 1.4706 | 2.5767 | 0.27637 | 0.0061261 | 0.0036608 | 0.012521 | 0.087661 | 0 | 0 | 0 | 0 | 0 | 0.0011913 | 0.024329 | 0.47904 | 0.13183 | 2.2045 | 2.0585 | 0 | 0.5298 | 0.81115 | 0 | 0 | 0 | 1.3772 | 0 | 0.053997 | 0 | 0.0011001 | 0 | -0.090307 | 0 | 0 | 0 | 0 | 0 | 0 | 0 | 0 | 1.0236 | 0.044241 | 0.00026332 | 0 | 0 | 0 | 0 | 0 | 0 | 0 | 0 | 0 | 0 | 0 | 0 | 0 | 0 | 0 | 0 | 0 | 0 | -34.8483 | 1.822 | 0 | 1.1408 | 0 | 1.2535 | 10.0747 | 1.2254 | 3.0551 | 0.1796 | 0.050933 | -0.61296 | 0.73583 | 0.23426 | 3.7293 | -3.4421 | 20.6576 | -35.5516 | 0 | 0.23416 | 0 | 1.6728 | 0.34403
2025_07_01 Hr 10 | 0.68082 | 3.9383e-05 | 0 | 0.05412 | 0.054104 | 0.054115 | 0.054115 | 0.053893 | 0.05412 | 0 | 0 | 0.023943 | 1.14 | 0.024292 | 1.6351 | 1.6351 | 2.5767 | 0.27637 | 0.0061261 | 0.0036608 | 0.012521 | 0.087661 | 0 | 0 | 0 | 0 | 0 | 0.0011913 | 0.024329 | 0.47904 | 0.13183 | 2.2045 | 2.0585 | 0 | 0.5298 | 0.81115 | 0 | 0 | 0 | 1.8796 | 0 | 0.053997 | 0 | 0.0011415 | 0 | -0.09379 | 0 | 0 | 0 | 0 | 0 | 0 | 0 | 0 | 0.95824 | 0.044241 | 0.00026332 | 0 | 0 | 0 | 0 | 0 | 0 | 0 | 0 | 0 | 0 | 0 | 0 | 0 | 0 | 0 | 0 | 0 | 0 | -37.2784 | 1.822 | 0 | 1.193 | 0 | 0.92272 | 10.4561 | 1.2254 | 3.0551 | 0.1796 | 0.050933 | -0.68082 | 0.73583 | 0.23426 | 3.7293 | -5.0402 | 20.6771 | -38.053 | 0 | 0.23416 | 0 | 1.6728 | 0.35417
2025_07_01 Hr 11 | 0.78573 | 4.1961e-05 | 0 | 0.05412 | 0.054104 | 0.054115 | 0.054115 | 0.053893 | 0.05412 | 0 | 0 | 0.023943 | 1.32 | 0.031048 | 1.6388 | 1.6388 | 2.5767 | 0.27637 | 0.0061261 | 0.0036608 | 0.012521 | 0.087661 | 0 | 0 | 0 | 0 | 0 | 0.0011913 | 0.024329 | 0.47904 | 0.13183 | 2.2045 | 2.0585 | 0 | 0.5298 | 0.81115 | 0 | 0 | 0 | 2.8721 | 0 | 0.053997 | 0 | 0.0012601 | 0 | -0.10375 | 0 | 0 | 0 | 0 | 0 | 0 | 0 | 0 | 0.41378 | 0.044241 | 0.00026332 | 0 | 0 | 0 | 0 | 0 | 0 | 0 | 0 | 0 | 0 | 0 | 0 | 0 | 0 | 0 | 0 | 0 | 0 | -41.6474 | 1.822 | 0 | 1.193 | 0 | 1.0751 | 10.4634 | 1.2254 | 3.0551 | 0.1796 | 0.050933 | -0.78573 | 0.73583 | 0.23426 | 3.7293 | -8.6185 | 20.5828 | -42.5368 | 0 | 0.23416 | 0 | 1.6728 | 0.36029
2025_07_01 Hr 12 | 0.77643 | 6.2025e-05 | 0 | 0.05412 | 0.054104 | 0.054115 | 0.054115 | 0.053893 | 0.05412 | 0 | 0 | 0.023943 | 1.35 | 0.033614 | 1.6388 | 1.6388 | 2.5767 | 0.27637 | 0.0061261 | 0.0036608 | 0.012521 | 0.087661 | 0 | 0 | 0 | 0 | 0 | 0.0011913 | 0.024329 | 0.48072 | 0.13183 | 2.2045 | 2.0585 | 0 | 0.5298 | 0.81115 | 0 | 0 | 0 | 3.3304 | 0 | 0.053997 | 0 | 0.0013339 | 0 | -0.10995 | 0 | 0 | 0 | 0 | 0 | 0 | 0 | 0 | 0.34119 | 0.044241 | 0.00026332 | 0 | 0 | 0 | 0 | 0 | 0 | 0 | 0 | 0 | 0 | 0 | 0 | 0 | 0 | 0 | 0 | 0 | 0 | -45.6892 | 1.822 | 0 | 1.193 | 0 | 1.445 | 10.4651 | 1.2254 | 3.0551 | 0.1796 | 0.050933 | -0.77643 | 0.73583 | 0.23426 | 3.7293 | -11.8705 | 20.9096 | -46.5756 | 0 | 0.23416 | 0 | 1.6728 | 0.36649
2025_07_01 Hr 13 | 0.72535 | 7.9106e-05 | 0 | 0.05412 | 0.054104 | 0.054115 | 0.054115 | 0.053893 | 0.05412 | 0 | 0 | 0.023943 | 0.87 | 0.021848 | 1.6388 | 1.6388 | 2.5767 | 0.27637 | 0.0061261 | 0.0036608 | 0.012521 | 0.087661 | 0 | 0 | 0 | 0 | 0 | 0.0011913 | 0.024329 | 0.47904 | 0.13183 | 2.2045 | 2.0585 | 0 | 0.5298 | 0.81115 | 0 | 0 | 0 | 3.3516 | 0 | 0.053997 | 0 | 0.0013453 | 0 | -0.11091 | 0 | 0 | 0 | 0 | 0 | 0 | 0 | 0 | 0.47912 | 0.044241 | 0.00026332 | 0 | 0 | 0 | 0 | 0 | 0 | 0 | 0 | 0 | 0 | 0 | 0 | 0 | 0 | 0 | 0 | 0 | 0 | -45.6864 | 1.822 | 0 | 1.193 | 0 | 1.3623 | 10.4634 | 1.2254 | 3.0551 | 0.1796 | 0.050933 | -0.72535 | 0.73583 | 0.23426 | 3.7293 | -12.2876 | 20.42 | -46.5226 | 0 | 0.23416 | 0 | 1.6728 | 0.36443
2025_07_01 Hr 14 | 0.65328 | 9.2531e-05 | 0 | 0.05412 | 0.054104 | 0.054115 | 0.054115 | 0.053893 | 0.05412 | 0 | 0 | 0.023943 | 0.57 | 0.014457 | 1.6388 | 1.6388 | 2.5767 | 0.27637 | 0.0061261 | 0.0036608 | 0.012521 | 0.087661 | 0 | 0 | 0 | 0 | 0 | 0.0011913 | 0.024329 | 0.49567 | 0.13183 | 2.2045 | 2.0585 | 0 | 0.5298 | 0.81115 | 0 | 0 | 0 | 4.0354 | 0 | 0.053997 | 0 | 0.0013587 | 0 | -0.11203 | 0 | 0 | 0 | 0 | 0 | 0 | 0 | 0 | 0.61705 | 0.044241 | 0.00026332 | 0 | 0 | 0 | 0 | 0 | 0 | 0 | 0 | 0 | 0 | 0 | 0 | 0 | 0 | 0 | 0 | 0 | 0 | -43.4365 | 1.822 | 0 | 1.193 | 0 | 1.1316 | 10.4801 | 1.2254 | 3.0551 | 0.1796 | 0.050933 | -0.65328 | 0.73583 | 0.23426 | 3.7293 | -9.7345 | 19.9517 | -44.2018 | 0 | 0.23416 | 0 | 1.6728 | 0.36837
2025_07_01 Hr 15 | 0.69833 | 0.00010696 | 0 | 0.05412 | 0.054104 | 0.054115 | 0.054115 | 0.053893 | 0.05412 | 0 | 0 | 0.023943 | 0.57 | 0.016351 | 1.6388 | 1.6388 | 2.5767 | 0.27637 | 0.0061261 | 0.0036608 | 0.012521 | 0.087661 | 0 | 0 | 0 | 0 | 0 | 0.0011913 | 0.024329 | 0.68963 | 0.13183 | 2.2045 | 2.0585 | 0 | 0.5298 | 0.81115 | 0 | 0 | 0 | 4.1949 | 0 | 0.053997 | 0 | 0.0015368 | 0 | -0.12699 | 0 | 0 | 0 | 0 | 0 | 0 | 0 | 0 | 0.75498 | 0.044241 | 0.00026332 | 0 | 0 | 0 | 0 | 0 | 0 | 0 | 0 | 0 | 0 | 0 | 0 | 0 | 0 | 0 | 0 | 0 | 0 | -44.4385 | 1.822 | 0 | 1.193 | 0 | 1.3928 | 10.674 | 1.2254 | 3.0551 | 0.1796 | 0.050933 | -0.69833 | 0.73583 | 0.23426 | 3.7293 | -9.9912 | 20.4037 | -45.2638 | 0 | 0.23416 | 0 | 1.6728 | 0.37428
2025_07_01 Hr 16 | 0.74054 | 0.00013648 | 0 | 0.05412 | 0.054104 | 0.054115 | 0.054115 | 0.053893 | 0.05412 | 0 | 0 | 0.023943 | 0.54 | 0.018054 | 1.6388 | 1.6388 | 2.5767 | 0.27637 | 0.0061261 | 0.0036608 | 0.012521 | 0.087661 | 0 | 0 | 0 | 0 | 0 | 0.0011913 | 0.024329 | 0.93077 | 0.13183 | 2.2045 | 2.0585 | 0 | 0.5298 | 0.81115 | 0 | 0 | 0 | 4.215 | 0 | 0.053997 | 0 | 0.001791 | 0 | -0.14835 | 0 | 0 | 0 | 0 | 0 | 0 | 0 | 0 | 0.8929 | 0.044241 | 0.00026332 | 0 | 0 | 0 | 0 | 0 | 0 | 0 | 0 | 0 | 0 | 0 | 0 | 0 | 0 | 0 | 0 | 0 | 0 | -55.6585 | 1.822 | 0 | 1.193 | 0 | 1.6539 | 10.9152 | 1.2254 | 3.0551 | 0.1796 | 0.050933 | -0.74054 | 0.73583 | 0.23426 | 3.7293 | -20.5988 | 20.8184 | -56.5474 | 0 | 0.23416 | 0 | 1.6728 | 0.37598
2025_07_01 Hr 17 | 0.63461 | 0.00021945 | 0 | 0.05412 | 0.054104 | 0.054115 | 0.054115 | 0.053893 | 0.05412 | 0 | 0 | 0.023943 | 0.45 | 0.021188 | 1.6388 | 1.6388 | 2.5767 | 0.27637 | 0.0061261 | 0.0036608 | 0.012521 | 0.087661 | 0 | 0 | 0 | 0 | 0 | 0.0011913 | 0.024329 | 1.1719 | 0.13183 | 2.2045 | 2.0585 | 0 | 0.5298 | 0.81115 | 0 | 0 | 0 | 4.8104 | 0 | 0.053997 | 0 | 0.0025224 | 0 | -0.20978 | 0 | 0 | 0 | 0 | 0 | 0 | 0 | 0 | 0.75498 | 0.044241 | 0.00026332 | 0 | 0 | 0 | 0 | 0 | 0 | 0 | 0 | 0 | 0 | 0 | 0 | 0 | 0 | 0 | 0 | 0 | 0 | -73.3041 | 1.822 | 0 | 1.193 | 0 | 1.7758 | 11.1563 | 1.2254 | 3.0551 | 0.1796 | 0.050933 | -0.63461 | 0.73583 | 0.23426 | 3.7293 | -37.5685 | 20.6133 | -74.1485 | 0 | 0.23416 | 0 | 1.6728 | 0.37963
2025_07_01 Hr 18 | 0.61303 | 0.00016289 | 0 | 0.05412 | 0.054104 | 0.054115 | 0.054115 | 0.053893 | 0.05412 | 0 | 0 | 0.023943 | 0.39 | 0.019964 | 1.6388 | 1.6388 | 2.5767 | 0.27637 | 0.0061261 | 0.0036608 | 0.012521 | 0.087661 | 0 | 0 | 0 | 0 | 0 | 0.0011913 | 0.024329 | 1.2821 | 0.13183 | 2.2045 | 2.0585 | 0 | 0.5298 | 0.81115 | 0 | 0 | 0 | 4.2398 | 0 | 0.053997 | 0 | 0.0027423 | 0 | -0.22826 | 0 | 0 | 0 | 0 | 0 | 0 | 0 | 0 | 0.41378 | 0.044241 | 0.00026332 | 0 | 0 | 0 | 0 | 0 | 0 | 0 | 0 | 0 | 0 | 0 | 0 | 0 | 0 | 0 | 0 | 0 | 0 | -75.7332 | 1.822 | 0 | 1.193 | 0 | 1.8672 | 11.2665 | 1.2254 | 3.0551 | 0.1796 | 0.050933 | -0.61303 | 0.73583 | 0.23426 | 3.7293 | -40.7853 | 20.2829 | -76.5745 | 0 | 0.23416 | 0 | 1.6728 | 0.38187
2025_07_01 Hr 19 | 0.4771 | 0.00016135 | 0 | 0.05412 | 0.054104 | 0.054115 | 0.054115 | 0.053893 | 0.05412 | 0 | 0 | 0.023943 | 0.66 | 0.032166 | 1.6388 | 1.6388 | 2.5767 | 0.27637 | 0.0061261 | 0.0036608 | 0.012521 | 0.087661 | 0 | 0 | 0 | 0 | 0 | 0.0011913 | 0.024329 | 1.2821 | 0.13183 | 2.2045 | 2.0585 | 0 | 0.5298 | 0.81115 | 0 | 0 | 0 | 5.6811 | 0 | 0.053997 | 0 | 0.0026109 | 0 | -0.21721 | 0 | 0 | 0 | 0 | 0 | 0 | 0 | 0 | 0.27586 | 0.044241 | 0.00026332 | 0 | 0 | 0 | 0 | 0 | 0 | 0 | 0 | 0 | 0 | 0 | 0 | 0 | 0 | 0 | 0 | 0 | 0 | -73.8669 | 1.822 | 0 | 1.193 | 0 | 1.7062 | 11.2665 | 1.2254 | 3.0551 | 0.1796 | 0.050933 | -0.4771 | 0.73583 | 0.23426 | 3.7293 | -37.4922 | 20.1213 | -74.5612 | 0 | 0.23416 | 0 | 1.6728 | 0.37303
2025_07_01 Hr 20 | 0.090669 | 7.4446e-05 | 0 | 0.05412 | 0.054104 | 0.054115 | 0.054115 | 0.053893 | 0.05412 | 0 | 0 | 0.023943 | 1.77 | 0.073864 | 1.6388 | 1.6388 | 2.5767 | 0.27637 | 0.0061261 | 0.0036608 | 0.012521 | 0.087661 | 0 | 0 | 0 | 0 | 0 | 0.0011913 | 0.024329 | 1.2805 | 0.13183 | 2.2045 | 2.0585 | 0 | 0.5298 | 0.81115 | 0 | 0 | 0 | 3.8153 | 0 | 0.053997 | 0 | 0.0022356 | 0 | -0.18569 | 0 | 0 | 0 | 0 | 0 | 0 | 0 | 0 | 0.20326 | 0.044241 | 0.00026332 | 0 | 0 | 0 | 0 | 0 | 0 | 0 | 0 | 0 | 0 | 0 | 0 | 0 | 0 | 0 | 0 | 0 | 0 | -63.902 | 1.822 | 0 | 1.193 | 0 | 1.7366 | 11.2649 | 1.2254 | 3.0551 | 0.1796 | 0.050933 | -0.090669 | 0.73583 | 0.23426 | 3.7293 | -28.2657 | 20.8325 | -64.1784 | 0 | 0.23416 | 0 | 1.6728 | 0.36114
2025_07_01 Hr 21 | 0 | 2.3784e-05 | 0 | 0.05412 | 0.054104 | 0.054115 | 0.054115 | 0.053893 | 0.05412 | 0 | 0 | 0.023943 | 2.04 | 0.094345 | 1.6388 | 1.6388 | 2.5767 | 0.27637 | 0.0061261 | 0.0036608 | 0.012521 | 0.087661 | 0 | 0 | 0 | 0 | 0 | 0.0011913 | 0.024329 | 1.2821 | 0.13183 | 2.2045 | 2.0585 | 0 | 0.5298 | 0.81115 | 0 | 0 | 0 | 3.1925 | 0 | 0.053997 | 0 | 0.0024775 | 0 | -0.20601 | 0 | 0 | 0 | 0 | 0 | 0 | 0 | 0 | 0.41378 | 0.044241 | 0.00026332 | 0 | 0 | 0 | 0 | 0 | 0 | 0 | 0 | 0 | 0 | 0 | 0 | 0 | 0 | 0 | 0 | 0 | 0 | -68.7417 | 1.822 | 0 | 1.193 | 0 | 1.5538 | 11.2665 | 1.2254 | 3.0551 | 0.1796 | 0.050933 | 0 | 0.73583 | 0.23426 | 3.7293 | -33.4393 | 21.0494 | -68.9477 | 0 | 0.23416 | 0 | 1.6728 | 0.35057
2025_07_01 Hr 22 | 0 | 6.5585e-06 | 0 | 0.05412 | 0.054104 | 0.054115 | 0.054115 | 0.053893 | 0.05412 | 0 | 0 | 0.023943 | 1.29 | 0.065804 | 1.6388 | 1.6388 | 2.5767 | 0.27637 | 0.0061261 | 0.0036608 | 0.012521 | 0.087661 | 0 | 0 | 0 | 0 | 0 | 0.0011913 | 0.024329 | 1.2821 | 0.13183 | 2.2045 | 2.0585 | 0 | 0.5298 | 0.81115 | 0 | 0 | 0 | 3.7295 | 0 | 0.053997 | 0 | 0.0027327 | 0 | -0.22745 | 0 | 0 | 0 | 0 | 0 | 0 | 0 | 0 | 1.372 | 0.044241 | 0.00026332 | 0 | 0 | 0 | 0 | 0 | 0 | 0 | 0 | 0 | 0 | 0 | 0 | 0 | 0 | 0 | 0 | 0 | 0 | -76.8692 | 1.822 | 0 | 1.193 | 0 | 1.4842 | 11.2665 | 1.2254 | 3.0551 | 0.1796 | 0.050933 | 0 | 0.73583 | 0.23426 | 3.7293 | -40.9467 | 21.1539 | -77.0966 | 0 | 0.23416 | 0 | 1.6728 | 0.34504
2025_07_01 Hr 23 | 0 | 0 | 0 | 0.05412 | 0.054104 | 0.054115 | 0.054115 | 0.053893 | 0.05412 | 0 | 0 | 0.023943 | 1.26 | 0.055198 | 1.637 | 1.637 | 2.6928 | 0.23471 | 0.0061261 | 0.0036608 | 0.012521 | 0.087661 | 0 | -0.63282 | 0 | 0 | 0 | 0.0011913 | 0.024329 | 1.2353 | 0.13183 | 2.4181 | 2.0585 | 0 | 0.55068 | 0.81115 | 0 | 0 | 0 | 0.32574 | -0.057467 | 0.053997 | 0 | 0.0023469 | 0 | -0.19504 | 0 | 0 | 0 | 0 | 0 | 0 | 0 | 0 | 1.372 | 0.044241 | 0.00026332 | 0 | 0 | 0 | 0 | 0 | 0 | 0 | 0 | 0 | 0 | 0 | 0 | 0 | 0 | 0 | 0 | 0 | 0 | -51.2868 | 1.822 | 0 | 1.2084 | 0 | 1.9543 | 11.5197 | 1.2254 | 3.0551 | 0.1796 | 0.050933 | 0 | 0.73583 | 0.23426 | 3.7293 | -18.7409 | 21.5857 | -52.1147 | 0 | 0.23416 | 0 | 1.6728 | 0.32652
2025_07_01 Hr 24 | 0 | 0 | 0 | 0.05412 | 0.054104 | 0.054115 | 0.054115 | 0.053893 | 0.05412 | 0 | 0 | 0.023943 | 1.89 | 0.075508 | 1.6388 | 1.6388 | 2.6958 | 0.23471 | 0.0061261 | 0.0036608 | 0.012521 | 0.087661 | 0 | -0.73612 | 0 | 0 | 0 | 0.0011913 | 0.024329 | 1.2821 | 0.13183 | 2.4199 | 2.0585 | 0 | 0.55118 | 0.81115 | 0 | 0 | 0 | 0 | -2.0961 | 0.053997 | 0 | 0.0021403 | 0 | -0.17768 | 0 | 0 | 0 | 0 | 0 | 0 | 0 | 0 | 0.8929 | 0.044241 | 0.00026332 | 0 | 0 | 0 | 0 | 0 | 0 | 0 | 0 | 0 | 0 | 0 | 0 | 0 | 0 | 0 | 0 | 0 | 0 | -48.4173 | 1.822 | 0 | 1.2354 | 0 | 2.1371 | 11.6019 | 1.2254 | 3.0551 | 0.1796 | 0.050933 | 0 | 0.73583 | 0.23426 | 3.7293 | -17.8995 | 21.9258 | -49.3311 | 0 | 0.23416 | 0 | 1.6728 | 0.31211
2025_07_02 Hr 01 | 0 | 0 | 0 | 0.05092 | 0.050904 | 0.050914 | 0.050914 | 0.050706 | 0.05092 | 0 | 0 | 0.023943 | 1.23 | 0.054796 | 1.6388 | 1.6388 | 2.5367 | 0 | 0.0061261 | 0.0036608 | 0.012521 | 0.087661 | 0 | -0.61296 | 0 | 0 | 0 | 0.0011913 | 0.024329 | 1.2821 | 0.12433 | 2.2768 | 2.0585 | 0 | 0.55118 | 0.81115 | 0 | 0 | 0 | 0 | -1.7011 | 0.053997 | 0 | 0.0023866 | 0 | -0.19837 | 0 | 0 | 0 | 0 | 0 | 0 | 0 | 0 | 0.61705 | 0.044241 | 0.00026332 | 0 | 0 | 0 | 0 | 0 | 0 | 0 | 0 | 0 | 0 | 0 | 0 | 0 | 0 | 0 | 0 | 0 | 0 | -52.9847 | 1.822 | 0 | 1.1624 | 0 | 1.5538 | 10.9652 | 1.2254 | 3.0551 | 0.1796 | 0.050933 | 0 | 0.73583 | 0.23426 | 3.7293 | -24.1537 | 20.3783 | -53.796 | 0 | 0.23416 | 0 | 1.6728 | 0.30438
2025_07_02 Hr 02 | 0 | 0 | 0 | 0.05092 | 0.050904 | 0.050914 | 0.050914 | 0.050706 | 0.05092 | 0 | 0 | 0.023943 | 0.57 | 0.021168 | 1.6388 | 1.6388 | 2.5367 | 0 | 0.0061261 | 0.0036608 | 0.012521 | 0.087661 | 0 | -0.81152 | 0 | 0 | 0 | 0.0011913 | 0.024329 | 1.2821 | 0.12433 | 2.2768 | 2.0585 | 0 | 0.55118 | 0.81115 | 0 | 0 | 0 | 0 | -2.409 | 0.053997 | 0 | 0.0019895 | 0 | -0.16501 | 0 | 0 | 0 | 0 | 0 | 0 | 0 | 0 | 0.61705 | 0.044241 | 0.00026332 | 0 | 0 | 0 | 0 | 0 | 0 | 0 | 0 | 0 | 0 | 0 | 0 | 0 | 0 | 0 | 0 | 0 | 0 | -39.8742 | 1.822 | 0 | 1.1624 | 0 | 1.4842 | 10.9652 | 1.2254 | 3.0551 | 0.1796 | 0.050933 | 0 | 0.73583 | 0.23426 | 3.7293 | -12.6913 | 19.6032 | -40.8507 | 0 | 0.23416 | 0 | 1.6728 | 0.29256
2025_07_02 Hr 03 | 0 | 0 | 0 | 0.05092 | 0.050904 | 0.050914 | 0.050914 | 0.050706 | 0.05092 | 0 | 0 | 0.023943 | 0.51 | 0.017987 | 1.6388 | 1.6388 | 2.5367 | 0 | 0.0061261 | 0.0036608 | 0.012521 | 0.087661 | 0 | -0.86154 | 0 | 0 | 0 | 0.0011913 | 0.024329 | 1.2821 | 0.12433 | 2.2768 | 2.0585 | 0 | 0.55118 | 0.81115 | 0 | 0 | 0 | 0 | -3.6297 | 0.053997 | 0 | 0.0018894 | 0 | -0.15661 | 0 | 0 | 0 | 0 | 0 | 0 | 0 | 0 | 1.6406 | 0.044241 | 0.00026332 | 0 | 0 | 0 | 0 | 0 | 0 | 0 | 0 | 0 | 0 | 0 | 0 | 0 | 0 | 0 | 0 | 0 | 0 | -37.304 | 1.822 | 0 | 1.1624 | 0 | 1.4363 | 10.9652 | 1.2254 | 3.0551 | 0.1796 | 0.050933 | 0 | 0.73583 | 0.23426 | 3.7293 | -10.4759 | 20.5108 | -38.3222 | 0 | 0.23416 | 0 | 1.6728 | 0.28768
2025_07_02 Hr 04 | 0 | 0 | 0 | 0.05092 | 0.050904 | 0.050914 | 0.050914 | 0.050706 | 0.05092 | 0 | 0 | 0.023943 | 0.51 | 0.024576 | 1.637 | 1.637 | 2.5311 | 0 | 0.0061261 | 0.0036608 | 0.012521 | 0.087661 | 0 | -0.51551 | 0 | 0 | 0 | 0.0011913 | 0.024329 | 1.2554 | 0.12433 | 2.2724 | 2.0585 | 0 | 0.54989 | 0.81115 | 0 | 0 | 0 | 0 | -3.8405 | 0.053997 | 0 | 0.0025815 | 0 | -0.21474 | 0 | 0 | 0 | 0 | 0 | 0 | 0 | 0 | 2.1197 | 0.044241 | 0.00026332 | 0 | 0 | 0 | 0 | 0 | 0 | 0 | 0 | 0 | 0 | 0 | 0 | 0 | 0 | 0 | 0 | 0 | 0 | -30.7967 | 1.822 | 0 | 1.1539 | 0 | 0.87484 | 10.9164 | 1.2254 | 3.0551 | 0.1796 | 0.050933 | 0 | 0.73583 | 0.23426 | 3.7293 | -4.0168 | 20.4341 | -31.5269 | 0 | 0.23416 | 0 | 1.6728 | 0.28802
2025_07_02 Hr 05 | 0 | 0 | 0 | 0.05092 | 0.050904 | 0.050914 | 0.050914 | 0.050706 | 0.05092 | 0 | 0 | 0.023943 | 1.5 | 0.054819 | 1.6388 | 1.6388 | 2.5367 | 0 | 0.0061261 | 0.0036608 | 0.012521 | 0.087661 | 0 | -0.82734 | 0 | 0 | 0 | 0.0011913 | 0.024329 | 1.2805 | 0.12433 | 2.2768 | 2.0585 | 0 | 0.55118 | 0.81115 | 0 | 0 | 0 | 0 | -1.4775 | 0.053997 | 0 | 0.0019578 | 0 | -0.16236 | 0 | 0 | 0 | 0 | 0 | 0 | 0 | 0 | 2.5335 | 0.044241 | 0.00026332 | 0 | 0 | 0 | 0 | 0 | 0 | 0 | 0 | 0 | 0 | 0 | 0 | 0 | 0 | 0 | 0 | 0 | 0 | -45.0202 | 1.822 | 0 | 1.1624 | 0 | 1.2622 | 10.9635 | 1.2254 | 3.0551 | 0.1796 | 0.050933 | 0 | 0.73583 | 0.23426 | 3.7293 | -14.2622 | 22.2617 | -46.0099 | 0 | 0.23416 | 0 | 1.6728 | 0.29292
2025_07_02 Hr 06 | 0.045117 | 0 | 0 | 0.05092 | 0.050904 | 0.050914 | 0.050914 | 0.050706 | 0.05092 | 0 | 0 | 0.023943 | 2.04 | 0.11461 | 1.6388 | 1.6388 | 2.5367 | 0 | 0.0061261 | 0.0036608 | 0.012521 | 0.087661 | 0 | -0.3014 | 0 | 0 | 0 | 0.0011913 | 0.024329 | 1.2821 | 0.12433 | 2.2768 | 2.0585 | 0 | 0.55118 | 0.81115 | 0 | 0 | 0 | 0 | -2.8087 | 0.053997 | 0 | 0.0030097 | 0 | -0.25072 | 0 | 0 | 0 | 0 | 0 | 0 | 0 | 0 | 2.9473 | 0.044241 | 0.00026332 | 0 | 0 | 0 | 0 | 0 | 0 | 0 | 0 | 0 | 0 | 0 | 0 | 0 | 0 | 0 | 0 | 0 | 0 | -75.3306 | 1.822 | 0 | 1.1624 | 0 | 1.8759 | 10.9652 | 1.2254 | 3.0551 | 0.1796 | 0.050933 | -0.045117 | 0.73583 | 0.23426 | 3.7293 | -43.8279 | 23.9435 | -75.9279 | 0 | 0.23416 | 0 | 1.6728 | 0.30235
2025_07_02 Hr 07 | 0.18141 | 9.0787e-06 | 0 | 0.05092 | 0.050904 | 0.050914 | 0.050914 | 0.050706 | 0.05092 | 0 | 0 | 0.023943 | 2.19 | 0.15464 | 1.6388 | 1.6388 | 2.4246 | 0 | 0.0061261 | 0.0036608 | 0.012521 | 0.087661 | 0 | 0 | 0 | 0 | 0 | 0.0011913 | 0.024329 | 1.2821 | 0.12433 | 2.0741 | 2.0585 | 0 | 0.5298 | 0.81115 | 0 | 0 | 0 | 0.3303 | -0.572 | 0.053997 | 0 | 0.0037828 | 0 | -0.31565 | 0 | 0 | 0 | 0 | 0 | 0 | 0 | 0 | 2.7368 | 0.044241 | 0.00026332 | 0 | 0 | 0 | 0 | 0 | 0 | 0 | 0 | 0 | 0 | 0 | 0 | 0 | 0 | 0 | 0 | 0 | 0 | -106.3265 | 1.822 | 0 | 1.1224 | 0 | 1.6365 | 10.6105 | 1.2254 | 3.0551 | 0.1796 | 0.050933 | -0.18141 | 0.73583 | 0.23426 | 3.7293 | -72.6416 | 23.8132 | -106.8236 | 0 | 0.23416 | 0 | 1.6728 | 0.31698
2025_07_02 Hr 08 | 0.45415 | 5.3673e-05 | 0 | 0.05092 | 0.050904 | 0.050914 | 0.050914 | 0.050706 | 0.05092 | 0 | 0 | 0.023943 | 1.8 | 0.13359 | 1.6388 | 1.6388 | 2.4246 | 0 | 0.0061261 | 0.0036608 | 0.012521 | 0.087661 | 0 | 0 | 0 | 0 | 0 | 0.0011913 | 0.024329 | 1.2821 | 0.12433 | 2.0741 | 2.0585 | 0 | 0.5298 | 0.81115 | 0 | 0 | 0 | 1.3714 | 0 | 0.053997 | 0 | 0.0039758 | 0 | -0.33186 | 0 | 0 | 0 | 0 | 0 | 0 | 0 | 0 | 1.8511 | 0.044241 | 0.00026332 | 0 | 0 | 0 | 0 | 0 | 0 | 0 | 0 | 0 | 0 | 0 | 0 | 0 | 0 | 0 | 0 | 0 | 0 | -109.4273 | 1.822 | 0 | 1.1224 | 0 | 1.2317 | 10.6105 | 1.2254 | 3.0551 | 0.1796 | 0.050933 | -0.45415 | 0.73583 | 0.23426 | 3.7293 | -75.8314 | 22.4001 | -110.2133 | 0 | 0.23416 | 0 | 1.6728 | 0.33258
2025_07_02 Hr 09 | 0.47703 | 0.000136 | 0 | 0.05092 | 0.050904 | 0.050914 | 0.050914 | 0.050706 | 0.05092 | 0 | 0 | 0.023943 | 1.74 | 0.08046 | 1.6388 | 1.6388 | 2.4246 | 0.26006 | 0.0061261 | 0.0036608 | 0.012521 | 0.087661 | 0 | 0 | 0 | 0 | 0 | 0.0011913 | 0.024329 | 1.2821 | 0.12433 | 2.0741 | 2.0585 | 0 | 0.5298 | 0.81115 | 0 | 0 | 0 | 2.7242 | 0 | 0.053997 | 0 | 0.0024772 | 0 | -0.20599 | 0 | 0 | 0 | 0 | 0 | 0 | 0 | 0 | 1.2341 | 0.044241 | 0.00026332 | 0 | 0 | 0 | 0 | 0 | 0 | 0 | 0 | 0 | 0 | 0 | 0 | 0 | 0 | 0 | 0 | 0 | 0 | -71.778 | 1.822 | 0 | 1.1224 | 0 | 0.57017 | 10.8705 | 1.2254 | 3.0551 | 0.1796 | 0.050933 | -0.47703 | 0.73583 | 0.23426 | 3.7293 | -37.824 | 21.0423 | -72.461 | 0 | 0.23416 | 0 | 1.6728 | 0.34358
2025_07_02 Hr 10 | 0.68082 | 0.00027124 | 0 | 0.05092 | 0.050904 | 0.050914 | 0.050914 | 0.050706 | 0.05092 | 0 | 0 | 0.023943 | 1.83 | 0.080852 | 1.6388 | 1.6388 | 2.4246 | 0.26006 | 0.0061261 | 0.0036608 | 0.012521 | 0.087661 | 0 | 0 | 0 | 0 | 0 | 0.0011913 | 0.024329 | 1.2821 | 0.12433 | 2.0741 | 2.0585 | 0 | 0.5298 | 0.81115 | 0 | 0 | 0 | 3.2062 | 0 | 0.053997 | 0 | 0.0023669 | 0 | -0.19672 | 0 | 0 | 0 | 0 | 0 | 0 | 0 | 0 | 1.0962 | 0.044241 | 0.00026332 | 0 | 0 | 0 | 0 | 0 | 0 | 0 | 0 | 0 | 0 | 0 | 0 | 0 | 0 | 0 | 0 | 0 | 0 | -67.1463 | 1.822 | 0 | 1.1224 | 0 | 0.46136 | 10.8705 | 1.2254 | 3.0551 | 0.1796 | 0.050933 | -0.68082 | 0.73583 | 0.23426 | 3.7293 | -32.8532 | 21.0939 | -68.0239 | 0 | 0.23416 | 0 | 1.6728 | 0.34755
2025_07_02 Hr 11 | 0.68082 | 0.00038853 | 0 | 0.05092 | 0.050904 | 0.050914 | 0.050914 | 0.050706 | 0.05092 | 0 | 0 | 0.023943 | 2.04 | 0.089667 | 1.6388 | 1.6388 | 2.4246 | 0.26006 | 0.0061261 | 0.0036608 | 0.012521 | 0.087661 | 0 | 0 | 0 | 0 | 0 | 0.0011913 | 0.024329 | 1.2821 | 0.12433 | 2.0741 | 2.0585 | 0 | 0.5298 | 0.81115 | 0 | 0 | 0 | 3.3686 | 0 | 0.053997 | 0 | 0.0023547 | 0 | -0.1957 | 0 | 0 | 0 | 0 | 0 | 0 | 0 | 0 | 1.0962 | 0.044241 | 0.00026332 | 0 | 0 | 0 | 0 | 0 | 0 | 0 | 0 | 0 | 0 | 0 | 0 | 0 | 0 | 0 | 0 | 0 | 0 | -64.7092 | 1.822 | 0 | 1.1224 | 0 | 0.36125 | 10.8705 | 1.2254 | 3.0551 | 0.1796 | 0.050933 | -0.68082 | 0.73583 | 0.23426 | 3.7293 | -30.1318 | 21.2148 | -65.5857 | 0 | 0.23416 | 0 | 1.6728 | 0.34963
2025_07_02 Hr 12 | 0.73102 | 0.00047761 | 0 | 0.05092 | 0.050904 | 0.050914 | 0.050914 | 0.050706 | 0.05092 | 0 | 0 | 0.023943 | 1.65 | 0.072109 | 1.6388 | 1.6388 | 2.4246 | 0.26006 | 0.0061261 | 0.0036608 | 0.012521 | 0.087661 | 0 | 0 | 0 | 0 | 0 | 0.0011913 | 0.024329 | 1.2821 | 0.12433 | 2.0741 | 2.0585 | 0 | 0.5298 | 0.81115 | 0 | 0 | 0 | 3.8833 | 0 | 0.053997 | 0 | 0.0023412 | 0 | -0.19456 | 0 | 0 | 0 | 0 | 0 | 0 | 0 | 0 | 0.82031 | 0.044241 | 0.00026332 | 0 | 0 | 0 | 0 | 0 | 0 | 0 | 0 | 0 | 0 | 0 | 0 | 0 | 0 | 0 | 0 | 0 | 0 | -63.6787 | 1.822 | 0 | 1.1224 | 0 | 0.25244 | 10.8705 | 1.2254 | 3.0551 | 0.1796 | 0.050933 | -0.73102 | 0.73583 | 0.23426 | 3.7293 | -29.3734 | 20.477 | -64.6043 | 0 | 0.23416 | 0 | 1.6728 | 0.35384
2025_07_02 Hr 13 | 0.72535 | 0.00051211 | 0 | 0.05092 | 0.050904 | 0.050914 | 0.050914 | 0.050706 | 0.05092 | 0 | 0 | 0.023943 | 1.14 | 0.046872 | 1.6388 | 1.6388 | 2.4246 | 0.26006 | 0.0061261 | 0.0036608 | 0.012521 | 0.087661 | 0 | 0 | 0 | 0 | 0 | 0.0011913 | 0.024329 | 1.2821 | 0.12433 | 2.0741 | 2.0585 | 0 | 0.5298 | 0.81115 | 0 | 0 | 0 | 4.1604 | 0 | 0.053997 | 0 | 0.0022026 | 0 | -0.18292 | 0 | 0 | 0 | 0 | 0 | 0 | 0 | 0 | 0.61705 | 0.044241 | 0.00026332 | 0 | 0 | 0 | 0 | 0 | 0 | 0 | 0 | 0 | 0 | 0 | 0 | 0 | 0 | 0 | 0 | 0 | 0 | -59.3595 | 1.822 | 0 | 1.1224 | 0 | 0.16104 | 10.8705 | 1.2254 | 3.0551 | 0.1796 | 0.050933 | -0.72535 | 0.73583 | 0.23426 | 3.7293 | -25.5913 | 19.6455 | -60.2677 | 0 | 0.23416 | 0 | 1.6728 | 0.35781
2025_07_02 Hr 14 | 0.72979 | 0.00056928 | 0 | 0.05092 | 0.050904 | 0.050914 | 0.050914 | 0.050706 | 0.05092 | 0 | 0 | 0.023943 | 0.81 | 0.038307 | 1.6388 | 1.6388 | 2.4246 | 0.26006 | 0.0061261 | 0.0036608 | 0.012521 | 0.087661 | 0 | 0 | 0 | 0 | 0 | 0.0011913 | 0.024329 | 1.2821 | 0.12433 | 2.0741 | 2.0585 | 0 | 0.5298 | 0.81115 | 0 | 0 | 0 | 4.9275 | 0 | 0.053997 | 0 | 0.0025335 | 0 | -0.21071 | 0 | 0 | 0 | 0 | 0 | 0 | 0 | 0 | 0.54445 | 0.044241 | 0.00026332 | 0 | 0 | 0 | 0 | 0 | 0 | 0 | 0 | 0 | 0 | 0 | 0 | 0 | 0 | 0 | 0 | 0 | 0 | -63.982 | 1.822 | 0 | 1.1224 | 0 | 0.15234 | 10.8705 | 1.2254 | 3.0551 | 0.1796 | 0.050933 | -0.72979 | 0.73583 | 0.23426 | 3.7293 | -29.8955 | 19.229 | -64.9225 | 0 | 0.23416 | 0 | 1.6728 | 0.35669
2025_07_02 Hr 15 | 0.69833 | 0.0006231 | 0 | 0.05092 | 0.050904 | 0.050914 | 0.050914 | 0.050706 | 0.05092 | 0 | 0 | 0.023943 | 1.5 | 0.076021 | 1.6388 | 1.6388 | 2.4246 | 0.26006 | 0.0061261 | 0.0036608 | 0.012521 | 0.087661 | 0 | 0 | 0 | 0 | 0 | 0.0011913 | 0.024329 | 1.2821 | 0.12433 | 2.0741 | 2.0585 | 0 | 0.5298 | 0.81115 | 0 | 0 | 0 | 5.2808 | 0 | 0.053997 | 0 | 0.002715 | 0 | -0.22596 | 0 | 0 | 0 | 0 | 0 | 0 | 0 | 0 | 0.61705 | 0.044241 | 0.00026332 | 0 | 0 | 0 | 0 | 0 | 0 | 0 | 0 | 0 | 0 | 0 | 0 | 0 | 0 | 0 | 0 | 0 | 0 | -67.9406 | 1.822 | 0 | 1.1224 | 0 | 0.29161 | 10.8705 | 1.2254 | 3.0551 | 0.1796 | 0.050933 | -0.69833 | 0.73583 | 0.23426 | 3.7293 | -32.5758 | 20.1377 | -68.8649 | 0 | 0.23416 | 0 | 1.6728 | 0.35726
2025_07_02 Hr 16 | 0.77163 | 0.00099284 | 0 | 0.05092 | 0.050904 | 0.050914 | 0.050914 | 0.050706 | 0.05092 | 0 | 0 | 0.023943 | 1.86 | 0.14151 | 1.6388 | 1.6388 | 2.4246 | 0.26006 | 0.0061261 | 0.0036608 | 0.012521 | 0.087661 | 0 | 0 | 0 | 0 | 0 | 0.0011913 | 0.024329 | 1.2821 | 0.12433 | 2.0741 | 2.0585 | 0 | 0.5298 | 0.81115 | 0 | 0 | 0 | 8.3575 | 0 | 0.053997 | 0 | 0.0040757 | 0 | -0.34026 | 0 | 0 | 0 | 0 | 0 | 0 | 0 | 0 | 0.61705 | 0.044241 | 0.00026332 | 0 | 0 | 0 | 0 | 0 | 0 | 0 | 0 | 0 | 0 | 0 | 0 | 0 | 0 | 0 | 0 | 0 | 0 | -101.3126 | 1.822 | 0 | 1.1224 | 0 | 0.39172 | 10.8705 | 1.2254 | 3.0551 | 0.1796 | 0.050933 | -0.77163 | 0.73583 | 0.23426 | 3.7293 | -62.4556 | 20.7408 | -102.4245 | 0 | 0.23416 | 0 | 1.6728 | 0.36109
2025_07_02 Hr 17 | 0.7688 | 0.0010627 | 0 | 0.05092 | 0.050904 | 0.050914 | 0.050914 | 0.050706 | 0.05092 | 0 | 0 | 0.023943 | 1.14 | 0.10647 | 1.6388 | 1.6388 | 2.4246 | 0.26006 | 0.0061261 | 0.0036608 | 0.012521 | 0.087661 | 0 | 0 | 0 | 0 | 0 | 0.0011913 | 0.024329 | 1.2821 | 0.12433 | 2.0741 | 2.0585 | 0 | 0.5298 | 0.81115 | 0 | 0 | 0 | 11.2767 | 0 | 0.053997 | 0 | 0.0050033 | 0 | -0.41817 | 0 | 0 | 0 | 0 | 0 | 0 | 0 | 0 | 0.61705 | 0.044241 | 0.00026332 | 0 | 0 | 0 | 0 | 0 | 0 | 0 | 0 | 0 | 0 | 0 | 0 | 0 | 0 | 0 | 0 | 0 | 0 | -119.2199 | 1.822 | 0 | 1.1224 | 0 | 0.40043 | 10.8705 | 1.2254 | 3.0551 | 0.1796 | 0.050933 | -0.7688 | 0.73583 | 0.23426 | 3.7293 | -78.2643 | 19.9953 | -120.4069 | 0 | 0.23416 | 0 | 1.6728 | 0.3647
2025_07_02 Hr 18 | 0.75042 | 0.00082967 | 0 | 0.05092 | 0.050904 | 0.050914 | 0.050914 | 0.050706 | 0.05092 | 0 | 0 | 0.023943 | 1.02 | 0.093528 | 1.6388 | 1.6388 | 2.4246 | 0.26006 | 0.0061261 | 0.0036608 | 0.012521 | 0.087661 | 0 | 0 | 0 | 0 | 0 | 0.0011913 | 0.024329 | 1.2821 | 0.12433 | 2.0741 | 2.0585 | 0 | 0.5298 | 0.81115 | 0 | 0 | 0 | 11.8883 | 0 | 0.053997 | 0 | 0.0049122 | 0 | -0.41053 | 0 | 0 | 0 | 0 | 0 | 0 | 0 | 0 | 0.61705 | 0.044241 | 0.00026332 | 0 | 0 | 0 | 0 | 0 | 0 | 0 | 0 | 0 | 0 | 0 | 0 | 0 | 0 | 0 | 0 | 0 | 0 | -115.7013 | 1.822 | 0 | 1.1224 | 0 | 0.43089 | 10.8705 | 1.2254 | 3.0551 | 0.1796 | 0.050933 | -0.75042 | 0.73583 | 0.23426 | 3.7293 | -74.2274 | 19.876 | -116.8623 | 0 | 0.23416 | 0 | 1.6728 | 0.36643
2025_07_02 Hr 19 | 0.6248 | 0.00051125 | 0 | 0.05092 | 0.050904 | 0.050914 | 0.050914 | 0.050706 | 0.05092 | 0 | 0 | 0.023943 | 1.17 | 0.095925 | 1.6388 | 1.6388 | 2.4246 | 0.26006 | 0.0061261 | 0.0036608 | 0.012521 | 0.087661 | 0 | 0 | 0 | 0 | 0 | 0.0011913 | 0.024329 | 1.2821 | 0.12433 | 2.0741 | 2.0585 | 0 | 0.5298 | 0.81115 | 0 | 0 | 0 | 9.8261 | 0 | 0.053997 | 0 | 0.0043922 | 0 | -0.36684 | 0 | 0 | 0 | 0 | 0 | 0 | 0 | 0 | 0.68238 | 0.044241 | 0.00026332 | 0 | 0 | 0 | 0 | 0 | 0 | 0 | 0 | 0 | 0 | 0 | 0 | 0 | 0 | 0 | 0 | 0 | 0 | -105.4681 | 1.822 | 0 | 1.1224 | 0 | 0.56147 | 10.8705 | 1.2254 | 3.0551 | 0.1796 | 0.050933 | -0.6248 | 0.73583 | 0.23426 | 3.7293 | -65.6684 | 20.0948 | -106.4598 | 0 | 0.23416 | 0 | 1.6728 | 0.36284
2025_07_02 Hr 20 | 0.13579 | 0.00020769 | 0 | 0.05092 | 0.050904 | 0.050914 | 0.050914 | 0.050706 | 0.05092 | 0 | 0 | 0.023943 | 0.6 | 0.040596 | 1.6388 | 1.6388 | 2.4246 | 0.26006 | 0.0061261 | 0.0036608 | 0.012521 | 0.087661 | 0 | 0 | 0 | 0 | 0 | 0.0011913 | 0.024329 | 1.2821 | 0.12433 | 2.0741 | 2.0585 | 0 | 0.5298 | 0.81115 | 0 | 0 | 0 | 7.0213 | 0 | 0.053997 | 0 | 0.0036247 | 0 | -0.30237 | 0 | 0 | 0 | 0 | 0 | 0 | 0 | 0 | 0.61705 | 0.044241 | 0.00026332 | 0 | 0 | 0 | 0 | 0 | 0 | 0 | 0 | 0 | 0 | 0 | 0 | 0 | 0 | 0 | 0 | 0 | 0 | -85.1735 | 1.822 | 0 | 1.1224 | 0 | 0.7138 | 10.8705 | 1.2254 | 3.0551 | 0.1796 | 0.050933 | -0.13579 | 0.73583 | 0.23426 | 3.7293 | -48.6606 | 19.0592 | -85.6116 | 0 | 0.23416 | 0 | 1.6728 | 0.35492
2025_07_02 Hr 21 | 0 | 2.8746e-05 | 0 | 0.05092 | 0.050904 | 0.050914 | 0.050914 | 0.050706 | 0.05092 | 0 | 0 | 0.023943 | 0.63 | 0.035214 | 1.6388 | 1.6388 | 2.4246 | 0.26006 | 0.0061261 | 0.0036608 | 0.012521 | 0.087661 | 0 | 0 | 0 | 0 | 0 | 0.0011913 | 0.024329 | 1.2821 | 0.12433 | 2.0741 | 2.0585 | 0 | 0.5298 | 0.81115 | 0 | 0 | 0 | 3.1825 | 0 | 0.053997 | 0 | 0.0029944 | 0 | -0.24943 | 0 | 0 | 0 | 0 | 0 | 0 | 0 | 0 | 0.41378 | 0.044241 | 0.00026332 | 0 | 0 | 0 | 0 | 0 | 0 | 0 | 0 | 0 | 0 | 0 | 0 | 0 | 0 | 0 | 0 | 0 | 0 | -68.9386 | 1.822 | 0 | 1.1224 | 0 | 1.0011 | 10.8705 | 1.2254 | 3.0551 | 0.1796 | 0.050933 | 0 | 0.73583 | 0.23426 | 3.7293 | -36.1113 | 19.0237 | -69.188 | 0 | 0.23416 | 0 | 1.6728 | 0.34674
2025_07_02 Hr 22 | 0 | 4.6491e-06 | 0 | 0.05092 | 0.050904 | 0.050914 | 0.050914 | 0.050706 | 0.05092 | 0 | 0 | 0.023943 | 1.41 | 0.058269 | 1.6388 | 1.6388 | 2.4246 | 0.26006 | 0.0061261 | 0.0036608 | 0.012521 | 0.087661 | 0 | 0 | 0 | 0 | 0 | 0.0011913 | 0.024329 | 1.2821 | 0.12433 | 2.0741 | 2.0585 | 0 | 0.5298 | 0.81115 | 0 | 0 | 0 | 3.6432 | 0 | 0.053997 | 0 | 0.0022139 | 0 | -0.18387 | 0 | 0 | 0 | 0 | 0 | 0 | 0 | 0 | 0.47912 | 0.044241 | 0.00026332 | 0 | 0 | 0 | 0 | 0 | 0 | 0 | 0 | 0 | 0 | 0 | 0 | 0 | 0 | 0 | 0 | 0 | 0 | -58.1094 | 1.822 | 0 | 1.1224 | 0 | 0.48312 | 10.8705 | 1.2254 | 3.0551 | 0.1796 | 0.050933 | 0 | 0.73583 | 0.23426 | 3.7293 | -24.4074 | 19.3721 | -58.2933 | 0 | 0.23416 | 0 | 1.6728 | 0.34473
2025_07_02 Hr 23 | 0 | 0 | 0 | 0.05092 | 0.050904 | 0.050914 | 0.050914 | 0.050706 | 0.05092 | 0 | 0 | 0.023943 | 2.13 | 0.089449 | 1.6336 | 1.6336 | 2.5339 | 0.22086 | 0.0061261 | 0.0036608 | 0.012521 | 0.087661 | 0 | -0.68139 | 0 | 0 | 0 | 0.0011913 | 0.024329 | 1.2353 | 0.12433 | 2.2751 | 2.0585 | 0 | 0.55068 | 0.81115 | 0 | 0 | 0 | 1.5144 | 0 | 0.053997 | 0 | 0.0022497 | 0 | -0.18688 | 0 | 0 | 0 | 0 | 0 | 0 | 0 | 0 | 0.54445 | 0.044241 | 0.00026332 | 0 | 0 | 0 | 0 | 0 | 0 | 0 | 0 | 0 | 0 | 0 | 0 | 0 | 0 | 0 | 0 | 0 | 0 | -47.3628 | 1.822 | 0 | 1.137 | 0 | 1.0011 | 11.0988 | 1.2254 | 3.0551 | 0.1796 | 0.050933 | 0 | 0.73583 | 0.23426 | 3.7293 | -14.9067 | 20.7111 | -48.2311 | 0 | 0.23416 | 0 | 1.6728 | 0.32839
2025_07_02 Hr 24 | 0 | 0 | 0 | 0.05092 | 0.050904 | 0.050914 | 0.050914 | 0.050706 | 0.05092 | 0 | 0 | 0.023943 | 2.01 | 0.053594 | 1.6388 | 1.6388 | 2.5367 | 0.22086 | 0.0061261 | 0.0036608 | 0.012521 | 0.087661 | 0 | -1.092 | 0 | 0 | 0 | 0.0011913 | 0.024329 | 0.6815 | 0.12433 | 2.2768 | 2.0585 | 0 | 0.55118 | 0.81115 | 0 | 0 | 0 | 0 | -1.5677 | 0.053997 | 0 | 0.0014284 | 0 | -0.11789 | 0 | 0 | 0 | 0 | 0 | 0 | 0 | 0 | 1.9165 | 0.044241 | 0.00026332 | 0 | 0 | 0 | 0 | 0 | 0 | 0 | 0 | 0 | 0 | 0 | 0 | 0 | 0 | 0 | 0 | 0 | 0 | -29.7636 | 1.822 | 0 | 1.1624 | 0 | 1.6365 | 10.5854 | 1.2254 | 3.0551 | 0.1796 | 0.050933 | 0 | 0.73583 | 0.23426 | 3.7293 | 0.59217 | 22.5481 | -30.9736 | 0 | 0.23416 | 0 | 1.6728 | 0.31325
2025_07_03 Hr 01 | 0 | 0 | 0 | 0.056254 | 0.056237 | 0.056248 | 0.056248 | 0.056017 | 0.056254 | 0 | 0 | 0.023943 | 1.77 | 0.045415 | 1.6388 | 1.6388 | 2.8019 | 0 | 0.0061261 | 0.0036608 | 0.012521 | 0.087661 | 0 | -1.119 | 0 | 0 | 0 | 0.0011913 | 0.024329 | 0.49567 | 0.13684 | 2.5153 | 2.0585 | 0 | 0.55118 | 0.81115 | 0 | 0 | 0 | 0 | -0.30332 | 0.053997 | 0 | 0.0013745 | 0 | -0.11336 | 0 | 0 | 0 | 0 | 0 | 0 | 0 | 0 | 3.078 | 0.044241 | 0.00026332 | 0 | 0 | 0 | 0 | 0 | 0 | 0 | 0 | 0 | 0 | 0 | 0 | 0 | 0 | 0 | 0 | 0 | 0 | -25.4422 | 1.822 | 0 | 1.2842 | 0 | 0.84438 | 10.8486 | 1.2254 | 3.0551 | 0.1796 | 0.050933 | 0 | 0.73583 | 0.23426 | 3.7293 | 6.5266 | 22.6559 | -26.6745 | 0 | 0.23416 | 0 | 1.6728 | 0.29985
2025_07_03 Hr 02 | 0 | 0 | 0 | 0.056254 | 0.056237 | 0.056248 | 0.056248 | 0.056017 | 0.056254 | 0 | 0 | 0.023943 | 1.35 | 0.040185 | 1.6388 | 1.6388 | 2.8019 | 0 | 0.0061261 | 0.0036608 | 0.012521 | 0.087661 | 0 | -1.0089 | 0 | 0 | 0 | 0.0011913 | 0.024329 | 0.68967 | 0.13684 | 2.5153 | 2.0585 | 0 | 0.55118 | 0.81115 | 0 | 0 | 0 | 0 | -0.96703 | 0.053997 | 0 | 0.0015946 | 0 | -0.13185 | 0 | 0 | 0 | 0 | 0 | 0 | 0 | 0 | 3.5644 | 0.044241 | 0.00026332 | 0 | 0 | 0 | 0 | 0 | 0 | 0 | 0 | 0 | 0 | 0 | 0 | 0 | 0 | 0 | 0 | 0 | 0 | -31.9441 | 1.822 | 0 | 1.2842 | 0 | 0.70075 | 11.0427 | 1.2254 | 3.0551 | 0.1796 | 0.050933 | 0 | 0.73583 | 0.23426 | 3.7293 | -0.44527 | 22.564 | -33.0849 | 0 | 0.23416 | 0 | 1.6728 | 0.29045
2025_07_03 Hr 03 | 0 | 0 | 0 | 0.056254 | 0.056237 | 0.056248 | 0.056248 | 0.056017 | 0.056254 | 0 | 0 | 0.023943 | 0.99 | 0.032882 | 1.6388 | 1.6388 | 2.8019 | 0 | 0.0061261 | 0.0036608 | 0.012521 | 0.087661 | 0 | -0.91659 | 0 | 0 | 0 | 0.0011913 | 0.024329 | 0.93074 | 0.13684 | 2.5153 | 2.0585 | 0 | 0.55118 | 0.81115 | 0 | 0 | 0 | 0 | -0.75203 | 0.053997 | 0 | 0.0017793 | 0 | -0.14736 | 0 | 0 | 0 | 0 | 0 | 0 | 0 | 0 | 3.7676 | 0.044241 | 0.00026332 | 0 | 0 | 0 | 0 | 0 | 0 | 0 | 0 | 0 | 0 | 0 | 0 | 0 | 0 | 0 | 0 | 0 | 0 | -38.3873 | 1.822 | 0 | 1.2842 | 0 | 0.63981 | 11.2837 | 1.2254 | 3.0551 | 0.1796 | 0.050933 | 0 | 0.73583 | 0.23426 | 3.7293 | -6.5823 | 22.3373 | -39.4513 | 0 | 0.23416 | 0 | 1.6728 | 0.28873
2025_07_03 Hr 04 | 0 | 0 | 0 | 0.056254 | 0.056237 | 0.056248 | 0.056248 | 0.056017 | 0.056254 | 0 | 0 | 0.023943 | 0.84 | 0.049784 | 1.637 | 1.637 | 2.7957 | 0 | 0.0061261 | 0.0036608 | 0.012521 | 0.087661 | 0 | -0.21874 | 0 | 0 | 0 | 0.0011913 | 0.024329 | 1.1718 | 0.13684 | 2.5104 | 2.0585 | 0 | 0.54989 | 0.81115 | 0 | 0 | 0 | 0.0024866 | -1.3764 | 0.053997 | 0 | 0.003175 | 0 | -0.2646 | 0 | 0 | 0 | 0 | 0 | 0 | 0 | 0 | 2.8094 | 0.044241 | 0.00026332 | 0 | 0 | 0 | 0 | 0 | 0 | 0 | 0 | 0 | 0 | 0 | 0 | 0 | 0 | 0 | 0 | 0 | 0 | -43.0589 | 1.822 | 0 | 1.2748 | 0 | 0.89225 | 11.5008 | 1.2254 | 3.0551 | 0.1796 | 0.050933 | 0 | 0.73583 | 0.23426 | 3.7293 | -11.9179 | 21.4974 | -43.5422 | 0 | 0.23416 | 0 | 1.6728 | 0.28909
2025_07_03 Hr 05 | 0 | 0 | 0 | 0.056254 | 0.056237 | 0.056248 | 0.056248 | 0.056017 | 0.056254 | 0 | 0 | 0.023943 | 0.39 | 0.014361 | 1.6388 | 1.6388 | 2.8019 | 0 | 0.0061261 | 0.0036608 | 0.012521 | 0.087661 | 0 | -0.81989 | 0 | 0 | 0 | 0.0011913 | 0.024329 | 1.2805 | 0.13684 | 2.5153 | 2.0585 | 0 | 0.55118 | 0.81115 | 0 | 0 | 0 | 0 | -1.0206 | 0.053997 | 0 | 0.0019727 | 0 | -0.16361 | 0 | 0 | 0 | 0 | 0 | 0 | 0 | 0 | 3.1506 | 0.044241 | 0.00026332 | 0 | 0 | 0 | 0 | 0 | 0 | 0 | 0 | 0 | 0 | 0 | 0 | 0 | 0 | 0 | 0 | 0 | 0 | -42.2622 | 1.822 | 0 | 1.2842 | 0 | 1.1621 | 11.6334 | 1.2254 | 3.0551 | 0.1796 | 0.050933 | 0 | 0.73583 | 0.23426 | 3.7293 | -11.0105 | 21.6224 | -43.2457 | 0 | 0.23416 | 0 | 1.6728 | 0.28716
2025_07_03 Hr 06 | 0.022813 | 0 | 0 | 0.056254 | 0.056237 | 0.056248 | 0.056248 | 0.056017 | 0.056254 | 0 | 0 | 0.023943 | 0.51 | 0.020623 | 1.6388 | 1.6388 | 2.8019 | 0 | 0.0061261 | 0.0036608 | 0.012521 | 0.087661 | 0 | -0.7231 | 0 | 0 | 0 | 0.0011913 | 0.024329 | 1.2821 | 0.13684 | 2.5153 | 2.0585 | 0 | 0.55118 | 0.81115 | 0 | 0 | 0 | 0 | -1.8469 | 0.053997 | 0 | 0.0021663 | 0 | -0.17987 | 0 | 0 | 0 | 0 | 0 | 0 | 0 | 0 | 3.2159 | 0.044241 | 0.00026332 | 0 | 0 | 0 | 0 | 0 | 0 | 0 | 0 | 0 | 0 | 0 | 0 | 0 | 0 | 0 | 0 | 0 | 0 | -45.5512 | 1.822 | 0 | 1.2842 | 0 | 1.5756 | 11.6351 | 1.2254 | 3.0551 | 0.1796 | 0.050933 | -0.022813 | 0.73583 | 0.23426 | 3.7293 | -14.437 | 22.2518 | -46.477 | 0 | 0.23416 | 0 | 1.6728 | 0.28859
2025_07_03 Hr 07 | 0.38418 | 3.4638e-06 | 0 | 0.056254 | 0.056237 | 0.056248 | 0.056248 | 0.056017 | 0.056254 | 0 | 0 | 0.023943 | 0.27 | 0.011638 | 1.6388 | 1.6388 | 2.678 | 0 | 0.0061261 | 0.0036608 | 0.012521 | 0.087661 | 0 | 0 | 0 | 0 | 0 | 0.0011913 | 0.024329 | 1.2821 | 0.13684 | 2.2914 | 2.0585 | 0 | 0.5298 | 0.81115 | 0 | 0 | 0 | 0.35947 | 0 | 0.053997 | 0 | 0.0023092 | 0 | -0.19187 | 0 | 0 | 0 | 0 | 0 | 0 | 0 | 0 | 3.4264 | 0.044241 | 0.00026332 | 0 | 0 | 0 | 0 | 0 | 0 | 0 | 0 | 0 | 0 | 0 | 0 | 0 | 0 | 0 | 0 | 0 | 0 | -53.7264 | 1.822 | 0 | 1.24 | 0 | 1.3623 | 11.2433 | 1.2254 | 3.0551 | 0.1796 | 0.050933 | -0.38418 | 0.73583 | 0.23426 | 3.7293 | -20.3534 | 22.3463 | -54.3024 | 0 | 0.23416 | 0 | 1.6728 | 0.29485
2025_07_03 Hr 08 | 0.71961 | 1.5095e-05 | 0 | 0.056254 | 0.056237 | 0.056248 | 0.056248 | 0.056017 | 0.056254 | 0 | 0 | 0.023943 | 0.18 | 0.0062616 | 1.6388 | 1.6388 | 2.678 | 0 | 0.0061261 | 0.0036608 | 0.012521 | 0.087661 | 0 | 0 | 0 | 0 | 0 | 0.0011913 | 0.024329 | 1.2821 | 0.13684 | 2.2914 | 2.0585 | 0 | 0.5298 | 0.81115 | 0 | 0 | 0 | 0 | -0.31131 | 0.053997 | 0 | 0.0018636 | 0 | -0.15444 | 0 | 0 | 0 | 0 | 0 | 0 | 0 | 0 | 4.0435 | 0.044241 | 0.00026332 | 0 | 0 | 0 | 0 | 0 | 0 | 0 | 0 | 0 | 0 | 0 | 0 | 0 | 0 | 0 | 0 | 0 | 0 | -43.6175 | 1.822 | 0 | 1.24 | 0 | 1.5538 | 11.2433 | 1.2254 | 3.0551 | 0.1796 | 0.050933 | -0.71961 | 0.73583 | 0.23426 | 3.7293 | -10.1552 | 23.4044 | -44.4915 | 0 | 0.23416 | 0 | 1.6728 | 0.30435
2025_07_03 Hr 09 | 0.8129 | 7.3348e-05 | 0 | 0.056254 | 0.056237 | 0.056248 | 0.056248 | 0.056017 | 0.056254 | 0 | 0 | 0.023943 | 0.09 | 0.0027942 | 1.6388 | 1.6388 | 2.678 | 0.28725 | 0.0061261 | 0.0036608 | 0.012521 | 0.087661 | 0 | 0 | 0 | 0 | 0 | 0.0011913 | 0.024329 | 1.2571 | 0.13684 | 2.2914 | 2.0585 | 0 | 0.5298 | 0.81115 | 0 | 0 | 0 | 1.0852 | 0 | 0.053997 | 0 | 0.0016632 | 0 | -0.13761 | 0 | 0 | 0 | 0 | 0 | 0 | 0 | 0 | 3.2885 | 0.044241 | 0.00026332 | 0 | 0 | 0 | 0 | 0 | 0 | 0 | 0 | 0 | 0 | 0 | 0 | 0 | 0 | 0 | 0 | 0 | 0 | -41.956 | 1.822 | 0 | 1.24 | 0 | 0.65287 | 11.5054 | 1.2254 | 3.0551 | 0.1796 | 0.050933 | -0.8129 | 0.73583 | 0.23426 | 3.7293 | -8.5564 | 21.7595 | -42.9066 | 0 | 0.23416 | 0 | 1.6728 | 0.31548
2025_07_03 Hr 10 | 0.77301 | 0.00018588 | 0 | 0.056254 | 0.056237 | 0.056248 | 0.056248 | 0.056017 | 0.056254 | 0 | 0 | 0.023943 | 0.18 | 0.005848 | 1.6388 | 1.6388 | 2.678 | 0.28725 | 0.0061261 | 0.0036608 | 0.012521 | 0.087661 | 0 | 0 | 0 | 0 | 0 | 0.0011913 | 0.024329 | 1.2805 | 0.13684 | 2.2914 | 2.0585 | 0 | 0.5298 | 0.81115 | 0 | 0 | 0 | 2.0987 | 0 | 0.053997 | 0 | 0.0017405 | 0 | -0.1441 | 0 | 0 | 0 | 0 | 0 | 0 | 0 | 0 | 3.078 | 0.044241 | 0.00026332 | 0 | 0 | 0 | 0 | 0 | 0 | 0 | 0 | 0 | 0 | 0 | 0 | 0 | 0 | 0 | 0 | 0 | 0 | -46.6416 | 1.822 | 0 | 1.24 | 0 | 0.68334 | 11.5289 | 1.2254 | 3.0551 | 0.1796 | 0.050933 | -0.77301 | 0.73583 | 0.23426 | 3.7293 | -12.2905 | 21.6407 | -47.5588 | 0 | 0.23416 | 0 | 1.6728 | 0.32348
2025_07_03 Hr 11 | 0.82205 | 0.00029542 | 0 | 0.056254 | 0.056237 | 0.056248 | 0.056248 | 0.056017 | 0.056254 | 0 | 0 | 0.023943 | 0.3 | 0.010231 | 1.6388 | 1.6388 | 2.678 | 0.28725 | 0.0061261 | 0.0036608 | 0.012521 | 0.087661 | 0 | 0 | 0 | 0 | 0 | 0.0011913 | 0.024329 | 1.2821 | 0.13684 | 2.2914 | 2.0585 | 0 | 0.5298 | 0.81115 | 0 | 0 | 0 | 3.317 | 0 | 0.053997 | 0 | 0.001827 | 0 | -0.15136 | 0 | 0 | 0 | 0 | 0 | 0 | 0 | 0 | 3.2885 | 0.044241 | 0.00026332 | 0 | 0 | 0 | 0 | 0 | 0 | 0 | 0 | 0 | 0 | 0 | 0 | 0 | 0 | 0 | 0 | 0 | 0 | -51.0527 | 1.822 | 0 | 1.24 | 0 | 1.0446 | 11.5305 | 1.2254 | 3.0551 | 0.1796 | 0.050933 | -0.82205 | 0.73583 | 0.23426 | 3.7293 | -14.786 | 22.3926 | -52.0261 | 0 | 0.23416 | 0 | 1.6728 | 0.33008
2025_07_03 Hr 12 | 0.77643 | 0.00038776 | 0 | 0.056254 | 0.056237 | 0.056248 | 0.056248 | 0.056017 | 0.056254 | 0 | 0 | 0.023943 | 0.45 | 0.016327 | 1.6388 | 1.6388 | 2.678 | 0.28725 | 0.0061261 | 0.0036608 | 0.012521 | 0.087661 | 0 | 0 | 0 | 0 | 0 | 0.0011913 | 0.024329 | 1.2821 | 0.13684 | 2.2914 | 2.0585 | 0 | 0.5298 | 0.81115 | 0 | 0 | 0 | 1.7285 | 0 | 0.053997 | 0 | 0.0019437 | 0 | -0.16117 | 0 | 0 | 0 | 0 | 0 | 0 | 0 | 0 | 3.2885 | 0.044241 | 0.00026332 | 0 | 0 | 0 | 0 | 0 | 0 | 0 | 0 | 0 | 0 | 0 | 0 | 0 | 0 | 0 | 0 | 0 | 0 | -51.8543 | 1.822 | 0 | 1.24 | 0 | 1.8672 | 11.5305 | 1.2254 | 3.0551 | 0.1796 | 0.050933 | -0.77643 | 0.73583 | 0.23426 | 3.7293 | -16.2053 | 23.3276 | -52.7919 | 0 | 0.23416 | 0 | 1.6728 | 0.33193
2025_07_03 Hr 13 | 0.78914 | 0.00041601 | 0 | 0.056254 | 0.056237 | 0.056248 | 0.056248 | 0.056017 | 0.056254 | 0 | 0 | 0.023943 | 0.51 | 0.018084 | 1.6388 | 1.6388 | 2.678 | 0.28725 | 0.0061261 | 0.0036608 | 0.012521 | 0.087661 | 0 | 0 | 0 | 0 | 0 | 0.0011913 | 0.024329 | 1.2788 | 0.13684 | 2.2914 | 2.0585 | 0 | 0.5298 | 0.81115 | 0 | 0 | 0 | 3.0364 | 0 | 0.053997 | 0 | 0.0018996 | 0 | -0.15746 | 0 | 0 | 0 | 0 | 0 | 0 | 0 | 0 | 2.9473 | 0.044241 | 0.00026332 | 0 | 0 | 0 | 0 | 0 | 0 | 0 | 0 | 0 | 0 | 0 | 0 | 0 | 0 | 0 | 0 | 0 | 0 | -52.9246 | 1.822 | 0 | 1.24 | 0 | 1.1316 | 11.5272 | 1.2254 | 3.0551 | 0.1796 | 0.050933 | -0.78914 | 0.73583 | 0.23426 | 3.7293 | -16.9728 | 22.3348 | -53.8712 | 0 | 0.23416 | 0 | 1.6728 | 0.34134
2025_07_03 Hr 14 | 0.72107 | 0.00059354 | 0 | 0.056254 | 0.056237 | 0.056248 | 0.056248 | 0.056017 | 0.056254 | 0 | 0 | 0.023943 | 0.42 | 0.020848 | 1.6388 | 1.6388 | 2.678 | 0.28725 | 0.0061261 | 0.0036608 | 0.012521 | 0.087661 | 0 | 0 | 0 | 0 | 0 | 0.0011913 | 0.024329 | 1.2821 | 0.13684 | 2.2914 | 2.0585 | 0 | 0.5298 | 0.81115 | 0 | 0 | 0 | 4.3689 | 0 | 0.053997 | 0 | 0.0026592 | 0 | -0.22127 | 0 | 0 | 0 | 0 | 0 | 0 | 0 | 0 | 2.7368 | 0.044241 | 0.00026332 | 0 | 0 | 0 | 0 | 0 | 0 | 0 | 0 | 0 | 0 | 0 | 0 | 0 | 0 | 0 | 0 | 0 | 0 | -69.3999 | 1.822 | 0 | 1.24 | 0 | 0.83132 | 11.5305 | 1.2254 | 3.0551 | 0.1796 | 0.050933 | -0.72107 | 0.73583 | 0.23426 | 3.7293 | -32.7721 | 21.6707 | -70.3422 | 0 | 0.23416 | 0 | 1.6728 | 0.34322
2025_07_03 Hr 15 | 0.67392 | 0.00081562 | 0 | 0.056254 | 0.056237 | 0.056248 | 0.056248 | 0.056017 | 0.056254 | 0 | 0 | 0.023943 | 0.57 | 0.038467 | 1.6388 | 1.6388 | 2.678 | 0.28725 | 0.0061261 | 0.0036608 | 0.012521 | 0.087661 | 0 | 0 | 0 | 0 | 0 | 0.0011913 | 0.024329 | 1.2821 | 0.13684 | 2.2914 | 2.0585 | 0 | 0.5298 | 0.81115 | 0 | 0 | 0 | 7.2493 | 0 | 0.053997 | 0 | 0.0036153 | 0 | -0.30159 | 0 | 0 | 0 | 0 | 0 | 0 | 0 | 0 | 2.7368 | 0.044241 | 0.00026332 | 0 | 0 | 0 | 0 | 0 | 0 | 0 | 0 | 0 | 0 | 0 | 0 | 0 | 0 | 0 | 0 | 0 | 0 | -88.9713 | 1.822 | 0 | 1.24 | 0 | 0.40913 | 11.5305 | 1.2254 | 3.0551 | 0.1796 | 0.050933 | -0.67392 | 0.73583 | 0.23426 | 3.7293 | -49.7992 | 21.3678 | -89.9468 | 0 | 0.23416 | 0 | 1.6728 | 0.34182
2025_07_03 Hr 16 | 0.78355 | 0.00086267 | 0 | 0.056254 | 0.056237 | 0.056248 | 0.056248 | 0.056017 | 0.056254 | 0 | 0 | 0.023943 | 0.75 | 0.061745 | 1.6388 | 1.6388 | 2.678 | 0.28725 | 0.0061261 | 0.0036608 | 0.012521 | 0.087661 | 0 | 0 | 0 | 0 | 0 | 0.0011913 | 0.024329 | 1.2821 | 0.13684 | 2.2914 | 2.0585 | 0 | 0.5298 | 0.81115 | 0 | 0 | 0 | 9.3436 | 0 | 0.053997 | 0 | 0.0044104 | 0 | -0.36837 | 0 | 0 | 0 | 0 | 0 | 0 | 0 | 0 | 2.7368 | 0.044241 | 0.00026332 | 0 | 0 | 0 | 0 | 0 | 0 | 0 | 0 | 0 | 0 | 0 | 0 | 0 | 0 | 0 | 0 | 0 | 0 | -108.3151 | 1.822 | 0 | 1.24 | 0 | 0.65287 | 11.5305 | 1.2254 | 3.0551 | 0.1796 | 0.050933 | -0.78355 | 0.73583 | 0.23426 | 3.7293 | -66.6665 | 21.9263 | -109.467 | 0 | 0.23416 | 0 | 1.6728 | 0.34368
2025_07_03 Hr 17 | 0.75318 | 0.00071039 | 0 | 0.056254 | 0.056237 | 0.056248 | 0.056248 | 0.056017 | 0.056254 | 0 | 0 | 0.023943 | 0.42 | 0.030187 | 1.6388 | 1.6388 | 2.678 | 0.28725 | 0.0061261 | 0.0036608 | 0.012521 | 0.087661 | 0 | 0 | 0 | 0 | 0 | 0.0011913 | 0.024329 | 1.2821 | 0.13684 | 2.2914 | 2.0585 | 0 | 0.5298 | 0.81115 | 0 | 0 | 0 | 8.4349 | 0 | 0.053997 | 0 | 0.0038504 | 0 | -0.32133 | 0 | 0 | 0 | 0 | 0 | 0 | 0 | 0 | 2.6715 | 0.044241 | 0.00026332 | 0 | 0 | 0 | 0 | 0 | 0 | 0 | 0 | 0 | 0 | 0 | 0 | 0 | 0 | 0 | 0 | 0 | 0 | -93.9869 | 1.822 | 0 | 1.24 | 0 | 0.95319 | 11.5305 | 1.2254 | 3.0551 | 0.1796 | 0.050933 | -0.75318 | 0.73583 | 0.23426 | 3.7293 | -53.3239 | 21.7721 | -95.0615 | 0 | 0.23416 | 0 | 1.6728 | 0.34653
2025_07_03 Hr 18 | 0.73916 | 0.00044592 | 0 | 0.056254 | 0.056237 | 0.056248 | 0.056248 | 0.056017 | 0.056254 | 0 | 0 | 0.023943 | 0.24 | 0.015273 | 1.6388 | 1.6388 | 2.678 | 0.28725 | 0.0061261 | 0.0036608 | 0.012521 | 0.087661 | 0 | 0 | 0 | 0 | 0 | 0.0011913 | 0.024329 | 1.2821 | 0.13684 | 2.2914 | 2.0585 | 0 | 0.5298 | 0.81115 | 0 | 0 | 0 | 6.9754 | 0 | 0.053997 | 0 | 0.0034092 | 0 | -0.28427 | 0 | 0 | 0 | 0 | 0 | 0 | 0 | 0 | 2.4682 | 0.044241 | 0.00026332 | 0 | 0 | 0 | 0 | 0 | 0 | 0 | 0 | 0 | 0 | 0 | 0 | 0 | 0 | 0 | 0 | 0 | 0 | -83.3846 | 1.822 | 0 | 1.24 | 0 | 1.1229 | 11.5305 | 1.2254 | 3.0551 | 0.1796 | 0.050933 | -0.73916 | 0.73583 | 0.23426 | 3.7293 | -44.3712 | 21.531 | -84.4081 | 0 | 0.23416 | 0 | 1.6728 | 0.34811
2025_07_03 Hr 19 | 0.6248 | 0.00016028 | 0 | 0.056254 | 0.056237 | 0.056248 | 0.056248 | 0.056017 | 0.056254 | 0 | 0 | 0.023943 | 0.18 | 0.008014 | 1.6388 | 1.6388 | 2.678 | 0.28725 | 0.0061261 | 0.0036608 | 0.012521 | 0.087661 | 0 | 0 | 0 | 0 | 0 | 0.0011913 | 0.024329 | 1.2821 | 0.13684 | 2.2914 | 2.0585 | 0 | 0.5298 | 0.81115 | 0 | 0 | 0 | 4.5487 | 0 | 0.053997 | 0 | 0.0023851 | 0 | -0.19825 | 0 | 0 | 0 | 0 | 0 | 0 | 0 | 0 | 2.4682 | 0.044241 | 0.00026332 | 0 | 0 | 0 | 0 | 0 | 0 | 0 | 0 | 0 | 0 | 0 | 0 | 0 | 0 | 0 | 0 | 0 | 0 | -59.203 | 1.822 | 0 | 1.24 | 0 | 0.99236 | 11.5305 | 1.2254 | 3.0551 | 0.1796 | 0.050933 | -0.6248 | 0.73583 | 0.23426 | 3.7293 | -22.7303 | 21.2164 | -60.026 | 0 | 0.23416 | 0 | 1.6728 | 0.34606
2025_07_03 Hr 20 | 0.18141 | 9.6427e-05 | 0 | 0.056254 | 0.056237 | 0.056248 | 0.056248 | 0.056017 | 0.056254 | 0 | 0 | 0.023943 | 0.42 | 0.015949 | 1.6388 | 1.6388 | 2.678 | 0.28725 | 0.0061261 | 0.0036608 | 0.012521 | 0.087661 | 0 | 0 | 0 | 0 | 0 | 0.0011913 | 0.024329 | 1.2771 | 0.13684 | 2.2914 | 2.0585 | 0 | 0.5298 | 0.81115 | 0 | 0 | 0 | 3.1253 | 0 | 0.053997 | 0 | 0.0020343 | 0 | -0.16878 | 0 | 0 | 0 | 0 | 0 | 0 | 0 | 0 | 2.4682 | 0.044241 | 0.00026332 | 0 | 0 | 0 | 0 | 0 | 0 | 0 | 0 | 0 | 0 | 0 | 0 | 0 | 0 | 0 | 0 | 0 | 0 | -47.6804 | 1.822 | 0 | 1.24 | 0 | 0.80085 | 11.5255 | 1.2254 | 3.0551 | 0.1796 | 0.050933 | -0.18141 | 0.73583 | 0.23426 | 3.7293 | -12.5572 | 20.8226 | -48.0306 | 0 | 0.23416 | 0 | 1.6728 | 0.33929
2025_07_03 Hr 21 | 0 | 1.8792e-05 | 0 | 0 | 0 | 0 | 0 | 0 | 0 | 0 | 0 | 0.023943 | 0.6 | 0.011693 | 1.6214 | 1.6214 | 2.678 | 0.26331 | 0.0061261 | 0.0036608 | 0.012521 | 0.087661 | 0 | 0 | 0 | 0 | 0 | 0.0011913 | 0.024329 | 0.47904 | 0.13684 | 2.2914 | 2.0585 | 0 | 0.5298 | 0.81115 | 0 | 0 | 0 | 1.298 | 0 | 0.053997 | 0 | 0.0022968 | 0 | -0.085595 | 0 | 0 | 0 | 0 | 0 | 0 | 0 | 0 | 2.5335 | 0.044241 | 0.00026332 | 0 | 0 | 0 | 0 | 0 | 0 | 0 | 0 | 0 | 0 | 0 | 0 | 0 | 0 | 0 | 0 | 0 | 0 | -22.997 | 1.822 | 0 | 1.1239 | 0 | 0.55276 | 10.2153 | 1.2254 | 3.0551 | 0.1796 | 0.050933 | 0 | 0.73583 | 0.23426 | 3.7293 | 9.0501 | 20.6194 | -23.0826 | 0 | 0.23416 | 0 | 1.6728 | 0.32457
2025_07_03 Hr 22 | 0 | 1.3949e-06 | 0 | 0 | 0 | 0 | 0 | 0 | 0 | 0 | 0 | 0.023943 | 0.69 | 0.011977 | 1.3498 | 1.3498 | 2.6188 | 0.1915 | 0.0061261 | 0.0036608 | 0.012521 | 0.087661 | 0 | 0 | 0 | 0 | 0 | 0.0011913 | 0.024329 | 0.47904 | 0.13684 | 2.2914 | 2.0585 | 0 | 0.5298 | 0.81115 | 0 | 0 | 0 | 2.1976 | 0 | 0.053997 | 0 | 0.0020458 | 0 | -0.076013 | 0 | 0 | 0 | 0 | 0 | 0 | 0 | 0 | 2.5989 | 0.044241 | 0.00026332 | 0 | 0 | 0 | 0 | 0 | 0 | 0 | 0 | 0 | 0 | 0 | 0 | 0 | 0 | 0 | 0 | 0 | 0 | -19.1088 | 1.822 | 0 | 0.92149 | 0 | 0.63981 | 9.3386 | 1.2254 | 3.0551 | 0.1796 | 0.050933 | 0 | 0.73583 | 0.23426 | 3.7293 | 13.2108 | 20.8594 | -19.1848 | 0 | 0.23416 | 0 | 1.6728 | 0.32191
2025_07_03 Hr 23 | 0 | 0 | 0 | 0 | 0 | 0 | 0 | 0 | 0 | 0 | 0 | 0.023943 | 0.3 | 0.0081342 | 1.5239 | 1.5239 | 2.7056 | 0.18296 | 0.0061261 | 0.0036608 | 0.012521 | 0.087661 | 0 | -1.08 | 0 | 0 | 0 | 0.0011913 | 0.024329 | 0.51422 | 0.13684 | 2.4842 | 2.0585 | 0 | 0.54295 | 0.81115 | 0 | 0 | 0 | 1.0573 | -0.16749 | 0.053997 | 0 | 0.0031956 | 0 | -0.11991 | 0 | 0 | 0 | 0 | 0 | 0 | 0 | 0 | 2.0544 | 0.044241 | 0.00026332 | 0 | 0 | 0 | 0 | 0 | 0 | 0 | 0 | 0 | 0 | 0 | 0 | 0 | 0 | 0 | 0 | 0 | 0 | -22.7263 | 1.822 | 0 | 1.1123 | 0 | 0.79215 | 10.1838 | 1.2254 | 3.0551 | 0.1796 | 0.050933 | 0 | 0.73583 | 0.23426 | 3.7293 | 7.2256 | 20.0782 | -23.9262 | 0 | 0.23416 | 0 | 1.6728 | 0.31352
2025_07_03 Hr 24 | 0 | 0 | 0 | 0 | 0 | 0 | 0 | 0 | 0 | 0 | 0 | 0.023943 | 0.15 | 0.0035022 | 1.6388 | 1.6388 | 2.8019 | 0.24394 | 0.0061261 | 0.0036608 | 0.012521 | 0.087661 | 0 | -1.1809 | 0 | 0 | 0 | 0.0011913 | 0.024329 | 0.48407 | 0.13684 | 2.5153 | 2.0585 | 0 | 0.55118 | 0.81115 | 0 | 0 | 0 | 0.16099 | -0.18864 | 0.053997 | 0 | 0.0027517 | 0 | -0.10296 | 0 | 0 | 0 | 0 | 0 | 0 | 0 | 0 | 1.4374 | 0.044241 | 0.00026332 | 0 | 0 | 0 | 0 | 0 | 0 | 0 | 0 | 0 | 0 | 0 | 0 | 0 | 0 | 0 | 0 | 0 | 0 | -23.3633 | 1.822 | 0 | 1.2842 | 0 | 0.75298 | 10.7437 | 1.2254 | 3.0551 | 0.1796 | 0.050933 | 0 | 0.73583 | 0.23426 | 3.7293 | 5.3365 | 19.2675 | -24.6471 | 0 | 0.23416 | 0 | 1.6728 | 0.30547
2025_07_04 Hr 01 | 0 | 0 | 0 | 0 | 0 | 0 | 0 | 0 | 0 | 0 | 0 | 0.023943 | 0.12 | 0.0027624 | 1.6388 | 1.6388 | 2.8195 | 0 | 0.0061261 | 0.0036608 | 0.012521 | 0.087661 | 0 | -1.1896 | 0 | 0 | 0 | 0.0011913 | 0.024329 | 0.47904 | 0.13767 | 2.5312 | 2.0585 | 0 | 0.55118 | 0.81115 | 0 | 0 | 0 | 0 | -1.0949 | 0.053997 | 0 | 0.0027131 | 0 | -0.10149 | 0 | 0 | 0 | 0 | 0 | 0 | 0 | 0 | 1.51 | 0.044241 | 0.00026332 | 0 | 0 | 0 | 0 | 0 | 0 | 0 | 0 | 0 | 0 | 0 | 0 | 0 | 0 | 0 | 0 | 0 | 0 | -21.495 | 1.822 | 0 | 1.2923 | 0 | 0.68334 | 10.5373 | 1.2254 | 3.0551 | 0.1796 | 0.050933 | 0 | 0.73583 | 0.23426 | 3.7293 | 5.8873 | 19.231 | -22.7861 | 0 | 0.23416 | 0 | 1.6728 | 0.29671
2025_07_04 Hr 02 | 0 | 0 | 0 | 0 | 0 | 0 | 0 | 0 | 0 | 0 | 0 | 0.023943 | 0.15 | 0.0033994 | 1.6388 | 1.6388 | 2.8195 | 0 | 0.0061261 | 0.0036608 | 0.012521 | 0.087661 | 0 | -1.1992 | 0 | 0 | 0 | 0.0011913 | 0.024329 | 0.47904 | 0.13767 | 2.5312 | 2.0585 | 0 | 0.55118 | 0.81115 | 0 | 0 | 0 | 0 | -1.3101 | 0.053997 | 0 | 0.002671 | 0 | -0.099883 | 0 | 0 | 0 | 0 | 0 | 0 | 0 | 0 | 2.0544 | 0.044241 | 0.00026332 | 0 | 0 | 0 | 0 | 0 | 0 | 0 | 0 | 0 | 0 | 0 | 0 | 0 | 0 | 0 | 0 | 0 | 0 | -19.7226 | 1.822 | 0 | 1.2923 | 0 | 0.49183 | 10.5373 | 1.2254 | 3.0551 | 0.1796 | 0.050933 | 0 | 0.73583 | 0.23426 | 3.7293 | 7.8062 | 19.6008 | -21.0217 | 0 | 0.23416 | 0 | 1.6728 | 0.28296
2025_07_04 Hr 03 | 0 | 0 | 0 | 0 | 0 | 0 | 0 | 0 | 0 | 0 | 0 | 0.023943 | 0.24 | 0.0051981 | 1.6388 | 1.6388 | 2.8195 | 0 | 0.0061261 | 0.0036608 | 0.012521 | 0.087661 | 0 | -1.2261 | 0 | 0 | 0 | 0.0011913 | 0.024329 | 0.47904 | 0.13767 | 2.5312 | 2.0585 | 0 | 0.55118 | 0.81115 | 0 | 0 | 0 | 0 | -1.4935 | 0.053997 | 0 | 0.0025526 | 0 | -0.095365 | 0 | 0 | 0 | 0 | 0 | 0 | 0 | 0 | 2.0544 | 0.044241 | 0.00026332 | 0 | 0 | 0 | 0 | 0 | 0 | 0 | 0 | 0 | 0 | 0 | 0 | 0 | 0 | 0 | 0 | 0 | 0 | -19.2277 | 1.822 | 0 | 1.2923 | 0 | 0.93143 | 10.5373 | 1.2254 | 3.0551 | 0.1796 | 0.050933 | 0 | 0.73583 | 0.23426 | 3.7293 | 8.625 | 20.1304 | -20.5492 | 0 | 0.23416 | 0 | 1.6728 | 0.28111
2025_07_04 Hr 04 | 0 | 0 | 0 | 0 | 0 | 0 | 0 | 0 | 0 | 0 | 0 | 0.023943 | 0.27 | 0.01065 | 1.6336 | 1.6336 | 2.8133 | 0 | 0.0061261 | 0.0036608 | 0.012521 | 0.087661 | 0 | -0.74975 | 0 | 0 | 0 | 0.0011913 | 0.024329 | 0.60964 | 0.13767 | 2.5263 | 2.0585 | 0 | 0.54989 | 0.81115 | 0 | 0 | 0 | 0 | -2.8958 | 0.053997 | 0 | 0.0046486 | 0 | -0.17539 | 0 | 0 | 0 | 0 | 0 | 0 | 0 | 0 | 1.9891 | 0.044241 | 0.00026332 | 0 | 0 | 0 | 0 | 0 | 0 | 0 | 0 | 0 | 0 | 0 | 0 | 0 | 0 | 0 | 0 | 0 | 0 | -18.9462 | 1.822 | 0 | 1.264 | 0 | 1.1447 | 10.618 | 1.2254 | 3.0551 | 0.1796 | 0.050933 | 0 | 0.73583 | 0.23426 | 3.7293 | 8.162 | 20.311 | -19.8713 | 0 | 0.23416 | 0 | 1.6728 | 0.27968
2025_07_04 Hr 05 | 0 | 0 | 0 | 0 | 0 | 0 | 0 | 0 | 0 | 0 | 0 | 0.023943 | 0.24 | 0.0069937 | 1.637 | 1.637 | 2.8195 | 0 | 0.0061261 | 0.0036608 | 0.012521 | 0.087661 | 0 | -1.0257 | 0 | 0 | 0 | 0.0011913 | 0.024329 | 0.68963 | 0.13767 | 2.5312 | 2.0585 | 0 | 0.55118 | 0.81115 | 0 | 0 | 0 | 0 | -1.2427 | 0.053997 | 0 | 0.0034344 | 0 | -0.12903 | 0 | 0 | 0 | 0 | 0 | 0 | 0 | 0 | 2.3956 | 0.044241 | 0.00026332 | 0 | 0 | 0 | 0 | 0 | 0 | 0 | 0 | 0 | 0 | 0 | 0 | 0 | 0 | 0 | 0 | 0 | 0 | -21.4668 | 1.822 | 0 | 1.2546 | 0 | 1.4233 | 10.7067 | 1.2254 | 3.0551 | 0.1796 | 0.050933 | 0 | 0.73583 | 0.23426 | 3.7293 | 7.8116 | 20.9691 | -22.6215 | 0 | 0.23416 | 0 | 1.6728 | 0.28502
2025_07_04 Hr 06 | 0.045117 | 0 | 0 | 0.056609 | 0.056592 | 0.056604 | 0.056604 | 0.056371 | 0.056609 | 0 | 0 | 0.023943 | 0.12 | 0.0037092 | 1.6388 | 1.6388 | 2.8195 | 0 | 0.0061261 | 0.0036608 | 0.012521 | 0.087661 | 0 | -0.97831 | 0 | 0 | 0 | 0.0011913 | 0.024329 | 0.93071 | 0.13767 | 2.5312 | 2.0585 | 0 | 0.55118 | 0.81115 | 0 | 0 | 0 | 0 | -2.3031 | 0.053997 | 0 | 0.0016559 | 0 | -0.13699 | 0 | 0 | 0 | 0 | 0 | 0 | 0 | 0 | 2.0544 | 0.044241 | 0.00026332 | 0 | 0 | 0 | 0 | 0 | 0 | 0 | 0 | 0 | 0 | 0 | 0 | 0 | 0 | 0 | 0 | 0 | 0 | -29.5142 | 1.822 | 0 | 1.2923 | 0 | 1.9673 | 11.3284 | 1.2254 | 3.0551 | 0.1796 | 0.050933 | -0.045117 | 0.73583 | 0.23426 | 3.7293 | -0.55697 | 21.0924 | -30.6746 | 0 | 0.23416 | 0 | 1.6728 | 0.28364
2025_07_04 Hr 07 | 0.40474 | 1.9825e-06 | 0 | 0.056609 | 0.056592 | 0.056604 | 0.056604 | 0.056371 | 0.056609 | 0 | 0 | 0.023943 | 0 | 0 | 1.6388 | 1.6388 | 2.6949 | 0 | 0.0061261 | 0.0036608 | 0.012521 | 0.087661 | 0 | 0 | 0 | 0 | 0 | 0.0011913 | 0.024329 | 1.1719 | 0.13767 | 2.3059 | 2.0585 | 0 | 0.5298 | 0.81115 | 0 | 0 | 0 | 0.054313 | -0.5993 | 0.053997 | 0 | 0.0022028 | 0 | -0.18293 | 0 | 0 | 0 | 0 | 0 | 0 | 0 | 0 | 1.7785 | 0.044241 | 0.00026332 | 0 | 0 | 0 | 0 | 0 | 0 | 0 | 0 | 0 | 0 | 0 | 0 | 0 | 0 | 0 | 0 | 0 | 0 | -48.5279 | 1.822 | 0 | 1.2479 | 0 | 1.7236 | 11.1752 | 1.2254 | 3.0551 | 0.1796 | 0.050933 | -0.40474 | 0.73583 | 0.23426 | 3.7293 | -17.6874 | 20.7979 | -49.1156 | 0 | 0.23416 | 0 | 1.6728 | 0.2942
2025_07_04 Hr 08 | 0.72819 | 4.1529e-05 | 0 | 0.056609 | 0.056592 | 0.056604 | 0.056604 | 0.056371 | 0.056609 | 0 | 0 | 0.023943 | 0.45 | 0.02474 | 1.6388 | 1.6388 | 2.6949 | 0 | 0.0061261 | 0.0036608 | 0.012521 | 0.087661 | 0 | 0 | 0 | 0 | 0 | 0.0011913 | 0.024329 | 1.2821 | 0.13767 | 2.3059 | 2.0585 | 0 | 0.5298 | 0.81115 | 0 | 0 | 0 | 0 | -0.91477 | 0.053997 | 0 | 0.0029453 | 0 | -0.2453 | 0 | 0 | 0 | 0 | 0 | 0 | 0 | 0 | 1.372 | 0.044241 | 0.00026332 | 0 | 0 | 0 | 0 | 0 | 0 | 0 | 0 | 0 | 0 | 0 | 0 | 0 | 0 | 0 | 0 | 0 | 0 | -67.1892 | 1.822 | 0 | 1.2479 | 0 | 1.815 | 11.2855 | 1.2254 | 3.0551 | 0.1796 | 0.050933 | -0.72819 | 0.73583 | 0.23426 | 3.7293 | -36.4922 | 21.2997 | -68.1627 | 0 | 0.23416 | 0 | 1.6728 | 0.31293
2025_07_04 Hr 09 | 0.76589 | 0.00010562 | 0 | 0.056609 | 0.056592 | 0.056604 | 0.056604 | 0.056371 | 0.056609 | 0 | 0 | 0.023943 | 0.09 | 0.0050987 | 1.6388 | 1.6388 | 2.6949 | 0.28906 | 0.0061261 | 0.0036608 | 0.012521 | 0.087661 | 0 | 0 | 0 | 0 | 0 | 0.0011913 | 0.024329 | 1.2821 | 0.13767 | 2.3059 | 2.0585 | 0 | 0.5298 | 0.81115 | 0 | 0 | 0 | 1.2966 | 0 | 0.053997 | 0 | 0.003035 | 0 | -0.25284 | 0 | 0 | 0 | 0 | 0 | 0 | 0 | 0 | 1.51 | 0.044241 | 0.00026332 | 0 | 0 | 0 | 0 | 0 | 0 | 0 | 0 | 0 | 0 | 0 | 0 | 0 | 0 | 0 | 0 | 0 | 0 | -69.4927 | 1.822 | 0 | 1.2479 | 0 | 1.0925 | 11.5745 | 1.2254 | 3.0551 | 0.1796 | 0.050933 | -0.76589 | 0.73583 | 0.23426 | 3.7293 | -37.2561 | 20.3842 | -70.5114 | 0 | 0.23416 | 0 | 1.6728 | 0.32386
2025_07_04 Hr 10 | 0.7534 | 0.000186 | 0 | 0.056609 | 0.056592 | 0.056604 | 0.056604 | 0.056371 | 0.056609 | 0 | 0 | 0.023943 | 0 | 0 | 1.6388 | 1.6388 | 2.6949 | 0.28906 | 0.0061261 | 0.0036608 | 0.012521 | 0.087661 | 0 | 0 | 0 | 0 | 0 | 0.0011913 | 0.024329 | 1.2821 | 0.13767 | 2.3059 | 2.0585 | 0 | 0.5298 | 0.81115 | 0 | 0 | 0 | 2.5271 | 0 | 0.053997 | 0 | 0.0029523 | 0 | -0.2459 | 0 | 0 | 0 | 0 | 0 | 0 | 0 | 0 | 1.1615 | 0.044241 | 0.00026332 | 0 | 0 | 0 | 0 | 0 | 0 | 0 | 0 | 0 | 0 | 0 | 0 | 0 | 0 | 0 | 0 | 0 | 0 | -65.5945 | 1.822 | 0 | 1.2479 | 0 | 1.0011 | 11.5745 | 1.2254 | 3.0551 | 0.1796 | 0.050933 | -0.7534 | 0.73583 | 0.23426 | 3.7293 | -32.6482 | 19.844 | -66.5938 | 0 | 0.23416 | 0 | 1.6728 | 0.331
2025_07_04 Hr 11 | 0.81421 | 0.00031381 | 0 | 0.056609 | 0.056592 | 0.056604 | 0.056604 | 0.056371 | 0.056609 | 0 | 0 | 0.023943 | 0 | 0 | 1.6388 | 1.6388 | 2.6949 | 0.28906 | 0.0061261 | 0.0036608 | 0.012521 | 0.087661 | 0 | 0 | 0 | 0 | 0 | 0.0011913 | 0.024329 | 1.2821 | 0.13767 | 2.3059 | 2.0585 | 0 | 0.5298 | 0.81115 | 0 | 0 | 0 | 3.493 | 0 | 0.053997 | 0 | 0.0028195 | 0 | -0.23474 | 0 | 0 | 0 | 0 | 0 | 0 | 0 | 0 | 0.61705 | 0.044241 | 0.00026332 | 0 | 0 | 0 | 0 | 0 | 0 | 0 | 0 | 0 | 0 | 0 | 0 | 0 | 0 | 0 | 0 | 0 | 0 | -64.3724 | 1.822 | 0 | 1.2479 | 0 | 1.0751 | 11.5745 | 1.2254 | 3.0551 | 0.1796 | 0.050933 | -0.81421 | 0.73583 | 0.23426 | 3.7293 | -30.9072 | 19.4466 | -65.4213 | 0 | 0.23416 | 0 | 1.6728 | 0.34317
2025_07_04 Hr 12 | 0.76647 | 0 | 0 | 0.056609 | 0.056592 | 0.056604 | 0.056604 | 0.056371 | 0.056609 | 0 | 0 | 0.023943 | 0.06 | 0.0033741 | 1.6388 | 1.6388 | 2.6949 | 0.28906 | 0.0061261 | 0.0036608 | 0.012521 | 0.087661 | 0 | 0 | 0 | 0 | 0 | 0.0011913 | 0.024329 | 1.2821 | 0.13767 | 2.3059 | 2.0585 | 0 | 0.5298 | 0.81115 | 0 | 0 | 0 | 4.949 | 0 | 0.053997 | 0 | 0.0030126 | 0 | -0.25096 | 0 | 0 | 0 | 0 | 0 | 0 | 0 | 0 | 0.47912 | 0.044241 | 0.00026332 | 0 | 0 | 0 | 0 | 0 | 0 | 0 | 0 | 0 | 0 | 0 | 0 | 0 | 0 | 0 | 0 | 0 | 0 | -68.424 | 1.822 | 0 | 1.2479 | 0 | 0.87484 | 11.5745 | 1.2254 | 3.0551 | 0.1796 | 0.050933 | -0.76647 | 0.73583 | 0.23426 | 3.7293 | -33.7874 | 19.1306 | -69.4415 | 0 | 0.23416 | 0 | 1.6728 | 0.34995
2025_07_04 Hr 13 | 0.7813 | 0.00048435 | 0 | 0.056609 | 0.056592 | 0.056604 | 0.056604 | 0.056371 | 0.056609 | 0 | 0 | 0.023943 | 0.03 | 0.0016116 | 1.6388 | 1.6388 | 2.6949 | 0.28906 | 0.0061261 | 0.0036608 | 0.012521 | 0.087661 | 0 | 0 | 0 | 0 | 0 | 0.0011913 | 0.024329 | 1.2821 | 0.13767 | 2.3059 | 2.0585 | 0 | 0.5298 | 0.81115 | 0 | 0 | 0 | 6.557 | 0 | 0.053997 | 0 | 0.0028779 | 0 | -0.23964 | 0 | 0 | 0 | 0 | 0 | 0 | 0 | 0 | 0.27586 | 0.044241 | 0.00026332 | 0 | 0 | 0 | 0 | 0 | 0 | 0 | 0 | 0 | 0 | 0 | 0 | 0 | 0 | 0 | 0 | 0 | 0 | -69.9826 | 1.822 | 0 | 1.2479 | 0 | 0.77039 | 11.5745 | 1.2254 | 3.0551 | 0.1796 | 0.050933 | -0.7813 | 0.73583 | 0.23426 | 3.7293 | -34.0547 | 18.8173 | -71.0035 | 0 | 0.23416 | 0 | 1.6728 | 0.36086
2025_07_04 Hr 14 | 0.72107 | 0.0004933 | 0 | 0.056609 | 0.056592 | 0.056604 | 0.056604 | 0.056371 | 0.056609 | 0 | 0 | 0.023943 | 0 | 0 | 1.6388 | 1.6388 | 2.6949 | 0.28906 | 0.0061261 | 0.0036608 | 0.012521 | 0.087661 | 0 | 0 | 0 | 0 | 0 | 0.0011913 | 0.024329 | 1.2821 | 0.13767 | 2.3059 | 2.0585 | 0 | 0.5298 | 0.81115 | 0 | 0 | 0 | 7.2323 | 0 | 0.053997 | 0 | 0.003085 | 0 | -0.25704 | 0 | 0 | 0 | 0 | 0 | 0 | 0 | 0 | 0.20326 | 0.044241 | 0.00026332 | 0 | 0 | 0 | 0 | 0 | 0 | 0 | 0 | 0 | 0 | 0 | 0 | 0 | 0 | 0 | 0 | 0 | 0 | -74.8338 | 1.822 | 0 | 1.2479 | 0 | 0.84438 | 11.5745 | 1.2254 | 3.0551 | 0.1796 | 0.050933 | -0.72107 | 0.73583 | 0.23426 | 3.7293 | -38.2755 | 18.7296 | -75.8119 | 0 | 0.23416 | 0 | 1.6728 | 0.36351
2025_07_04 Hr 15 | 0.74679 | 0.00061796 | 0 | 0.056609 | 0.056592 | 0.056604 | 0.056604 | 0.056371 | 0.056609 | 0 | 0 | 0.023943 | 0.03 | 0.0017531 | 1.6388 | 1.6388 | 2.6949 | 0.28906 | 0.0061261 | 0.0036608 | 0.012521 | 0.087661 | 0 | 0 | 0 | 0 | 0 | 0.0011913 | 0.024329 | 1.2821 | 0.13767 | 2.3059 | 2.0585 | 0 | 0.5298 | 0.81115 | 0 | 0 | 0 | 7.6865 | 0 | 0.053997 | 0 | 0.0031305 | 0 | -0.26086 | 0 | 0 | 0 | 0 | 0 | 0 | 0 | 0 | 0.13793 | 0.044241 | 0.00026332 | 0 | 0 | 0 | 0 | 0 | 0 | 0 | 0 | 0 | 0 | 0 | 0 | 0 | 0 | 0 | 0 | 0 | 0 | -76.5792 | 1.822 | 0 | 1.2479 | 0 | 0.80085 | 11.5745 | 1.2254 | 3.0551 | 0.1796 | 0.050933 | -0.74679 | 0.73583 | 0.23426 | 3.7293 | -39.6429 | 18.683 | -77.5869 | 0 | 0.23416 | 0 | 1.6728 | 0.36819
2025_07_04 Hr 16 | 0.79604 | 0.00078259 | 0 | 0.056609 | 0.056592 | 0.056604 | 0.056604 | 0.056371 | 0.056609 | 0 | 0 | 0.023943 | 0.03 | 0.0019298 | 1.6388 | 1.6388 | 2.6949 | 0.28906 | 0.0061261 | 0.0036608 | 0.012521 | 0.087661 | 0 | 0 | 0 | 0 | 0 | 0.0011913 | 0.024329 | 1.2821 | 0.13767 | 2.3059 | 2.0585 | 0 | 0.5298 | 0.81115 | 0 | 0 | 0 | 8.0705 | 0 | 0.053997 | 0 | 0.003446 | 0 | -0.28736 | 0 | 0 | 0 | 0 | 0 | 0 | 0 | 0 | 0.13793 | 0.044241 | 0.00026332 | 0 | 0 | 0 | 0 | 0 | 0 | 0 | 0 | 0 | 0 | 0 | 0 | 0 | 0 | 0 | 0 | 0 | 0 | -84.214 | 1.822 | 0 | 1.2479 | 0 | 0.65287 | 11.5745 | 1.2254 | 3.0551 | 0.1796 | 0.050933 | -0.79604 | 0.73583 | 0.23426 | 3.7293 | -47.063 | 18.5893 | -85.2974 | 0 | 0.23416 | 0 | 1.6728 | 0.37288
2025_07_04 Hr 17 | 0.71983 | 0.00079048 | 0 | 0.056609 | 0.056592 | 0.056604 | 0.056604 | 0.056371 | 0.056609 | 0 | 0 | 0.023943 | 0 | 0 | 1.6388 | 1.6388 | 2.6949 | 0.28906 | 0.0061261 | 0.0036608 | 0.012521 | 0.087661 | 0 | 0 | 0 | 0 | 0 | 0.0011913 | 0.024329 | 1.2821 | 0.13767 | 2.3059 | 2.0585 | 0 | 0.5298 | 0.81115 | 0 | 0 | 0 | 8.759 | 0 | 0.053997 | 0 | 0.004421 | 0 | -0.36927 | 0 | 0 | 0 | 0 | 0 | 0 | 0 | 0 | 0.20326 | 0.044241 | 0.00026332 | 0 | 0 | 0 | 0 | 0 | 0 | 0 | 0 | 0 | 0 | 0 | 0 | 0 | 0 | 0 | 0 | 0 | 0 | -105.6894 | 1.822 | 0 | 1.2479 | 0 | 0.70075 | 11.5745 | 1.2254 | 3.0551 | 0.1796 | 0.050933 | -0.71983 | 0.73583 | 0.23426 | 3.7293 | -67.846 | 18.599 | -106.7785 | 0 | 0.23416 | 0 | 1.6728 | 0.37753
2025_07_04 Hr 18 | 0.77098 | 0.00047496 | 0 | 0.056609 | 0.056592 | 0.056604 | 0.056604 | 0.056371 | 0.056609 | 0 | 0 | 0.023943 | 0 | 0 | 1.6388 | 1.6388 | 2.6949 | 0.28906 | 0.0061261 | 0.0036608 | 0.012521 | 0.087661 | 0 | 0 | 0 | 0 | 0 | 0.0011913 | 0.024329 | 1.2821 | 0.13767 | 2.3059 | 2.0585 | 0 | 0.5298 | 0.81115 | 0 | 0 | 0 | 6.5816 | 0 | 0.053997 | 0 | 0.0034047 | 0 | -0.2839 | 0 | 0 | 0 | 0 | 0 | 0 | 0 | 0 | 0.34119 | 0.044241 | 0.00026332 | 0 | 0 | 0 | 0 | 0 | 0 | 0 | 0 | 0 | 0 | 0 | 0 | 0 | 0 | 0 | 0 | 0 | 0 | -81.2395 | 1.822 | 0 | 1.2479 | 0 | 0.59193 | 11.5745 | 1.2254 | 3.0551 | 0.1796 | 0.050933 | -0.77098 | 0.73583 | 0.23426 | 3.7293 | -45.4585 | 18.6797 | -82.2944 | 0 | 0.23416 | 0 | 1.6728 | 0.37831
2025_07_04 Hr 19 | 0.61362 | 0.00040416 | 0 | 0.056609 | 0.056592 | 0.056604 | 0.056604 | 0.056371 | 0.056609 | 0 | 0 | 0.023943 | 0 | 0 | 1.6388 | 1.6388 | 2.6949 | 0.28906 | 0.0061261 | 0.0036608 | 0.012521 | 0.087661 | 0 | 0 | 0 | 0 | 0 | 0.0011913 | 0.024329 | 1.2821 | 0.13767 | 2.3059 | 2.0585 | 0 | 0.5298 | 0.81115 | 0 | 0 | 0 | 6.3634 | 0 | 0.053997 | 0 | 0.0033765 | 0 | -0.28152 | 0 | 0 | 0 | 0 | 0 | 0 | 0 | 0 | 0.47912 | 0.044241 | 0.00026332 | 0 | 0 | 0 | 0 | 0 | 0 | 0 | 0 | 0 | 0 | 0 | 0 | 0 | 0 | 0 | 0 | 0 | 0 | -83.4486 | 1.822 | 0 | 1.2479 | 0 | 0.45266 | 11.5745 | 1.2254 | 3.0551 | 0.1796 | 0.050933 | -0.61362 | 0.73583 | 0.23426 | 3.7293 | -47.8835 | 18.5223 | -84.3438 | 0 | 0.23416 | 0 | 1.6728 | 0.37971
2025_07_04 Hr 20 | 0.13579 | 0.00010959 | 0 | 0.056609 | 0.056592 | 0.056604 | 0.056604 | 0.056371 | 0.056609 | 0 | 0 | 0.023943 | 0.12 | 0.0047028 | 1.6388 | 1.6388 | 2.6949 | 0.28906 | 0.0061261 | 0.0036608 | 0.012521 | 0.087661 | 0 | 0 | 0 | 0 | 0 | 0.0011913 | 0.024329 | 1.2771 | 0.13767 | 2.3059 | 2.0585 | 0 | 0.5298 | 0.81115 | 0 | 0 | 0 | 5.1562 | 0 | 0.053997 | 0 | 0.0020995 | 0 | -0.17425 | 0 | 0 | 0 | 0 | 0 | 0 | 0 | 0 | 0.47912 | 0.044241 | 0.00026332 | 0 | 0 | 0 | 0 | 0 | 0 | 0 | 0 | 0 | 0 | 0 | 0 | 0 | 0 | 0 | 0 | 0 | 0 | -55.5088 | 1.822 | 0 | 1.2479 | 0 | 0.36125 | 11.5695 | 1.2254 | 3.0551 | 0.1796 | 0.050933 | -0.13579 | 0.73583 | 0.23426 | 3.7293 | -21.0242 | 18.069 | -55.8188 | 0 | 0.23416 | 0 | 1.6728 | 0.37115
2025_07_04 Hr 21 | 0.045044 | 1.4533e-05 | 0 | 0.056609 | 0.056592 | 0.056604 | 0.056604 | 0.056371 | 0.056609 | 0 | 0 | 0.023943 | 0.51 | 0.012465 | 1.637 | 1.637 | 2.6949 | 0.28906 | 0.0061261 | 0.0036608 | 0.012521 | 0.087661 | 0 | 0 | 0 | 0 | 0 | 0.0011913 | 0.024329 | 0.74674 | 0.13767 | 2.3059 | 2.0585 | 0 | 0.5298 | 0.81115 | 0 | 0 | 0 | 3.514 | 0 | 0.053997 | 0 | 0.0013093 | 0 | -0.10788 | 0 | 0 | 0 | 0 | 0 | 0 | 0 | 0 | 0.75498 | 0.044241 | 0.00026332 | 0 | 0 | 0 | 0 | 0 | 0 | 0 | 0 | 0 | 0 | 0 | 0 | 0 | 0 | 0 | 0 | 0 | 0 | -37.5745 | 1.822 | 0 | 1.2297 | 0 | 0.42219 | 11.0174 | 1.2254 | 3.0551 | 0.1796 | 0.050933 | -0.045044 | 0.73583 | 0.23426 | 3.7293 | -4.4953 | 18.7007 | -37.7274 | 0 | 0.23416 | 0 | 1.6728 | 0.35913
2025_07_04 Hr 22 | 0 | 3.106e-06 | 0 | 0.056609 | 0.056592 | 0.056604 | 0.056604 | 0.056371 | 0.056609 | 0 | 0 | 0.023943 | 1.35 | 0.037272 | 1.6388 | 1.6388 | 2.6949 | 0.28906 | 0.0061261 | 0.0036608 | 0.012521 | 0.087661 | 0 | 0 | 0 | 0 | 0 | 0.0011913 | 0.024329 | 0.49582 | 0.13767 | 2.3059 | 2.0585 | 0 | 0.5298 | 0.81115 | 0 | 0 | 0 | 3.9558 | 0 | 0.053997 | 0 | 0.001479 | 0 | -0.12214 | 0 | 0 | 0 | 0 | 0 | 0 | 0 | 0 | 1.0962 | 0.044241 | 0.00026332 | 0 | 0 | 0 | 0 | 0 | 0 | 0 | 0 | 0 | 0 | 0 | 0 | 0 | 0 | 0 | 0 | 0 | 0 | -43.71 | 1.822 | 0 | 1.2479 | 0 | 0.63981 | 10.7882 | 1.2254 | 3.0551 | 0.1796 | 0.050933 | 0 | 0.73583 | 0.23426 | 3.7293 | -9.0182 | 20.0699 | -43.8321 | 0 | 0.23416 | 0 | 1.6728 | 0.34985
2025_07_04 Hr 23 | 0 | 0 | 0 | 0.056609 | 0.056592 | 0.056604 | 0.056604 | 0.056371 | 0.056609 | 0 | 0 | 0.023943 | 1.77 | 0.058947 | 1.6022 | 1.6022 | 2.7977 | 0.20457 | 0.0061261 | 0.0036608 | 0.012521 | 0.087661 | 0 | -0.91419 | 0 | 0 | 0 | 0.0011913 | 0.024329 | 0.55439 | 0.13767 | 2.5293 | 2.0585 | 0 | 0.55068 | 0.81115 | 0 | 0 | 0 | 1.5976 | 0 | 0.053997 | 0 | 0.0017841 | 0 | -0.14777 | 0 | 0 | 0 | 0 | 0 | 0 | 0 | 0 | 0.95824 | 0.044241 | 0.00026332 | 0 | 0 | 0 | 0 | 0 | 0 | 0 | 0 | 0 | 0 | 0 | 0 | 0 | 0 | 0 | 0 | 0 | 0 | -33.9344 | 1.822 | 0 | 1.1775 | 0 | 1.1447 | 10.945 | 1.2254 | 3.0551 | 0.1796 | 0.050933 | 0 | 0.73583 | 0.23426 | 3.7293 | -1.5724 | 20.8815 | -34.9964 | 0 | 0.23416 | 0 | 1.6728 | 0.33188
2025_07_04 Hr 24 | 0 | 0 | 0 | 0 | 0 | 0 | 0 | 0 | 0 | 0 | 0 | 0.023943 | 1.8 | 0.042701 | 1.6388 | 1.6388 | 2.8195 | 0.24548 | 0.0061261 | 0.0036608 | 0.012521 | 0.087661 | 0 | -1.1708 | 0 | 0 | 0 | 0.0011913 | 0.024329 | 0.48407 | 0.13767 | 2.5312 | 2.0585 | 0 | 0.55118 | 0.81115 | 0 | 0 | 0 | 0 | -0.42069 | 0.053997 | 0 | 0.0027959 | 0 | -0.10465 | 0 | 0 | 0 | 0 | 0 | 0 | 0 | 0 | 0.47912 | 0.044241 | 0.00026332 | 0 | 0 | 0 | 0 | 0 | 0 | 0 | 0 | 0 | 0 | 0 | 0 | 0 | 0 | 0 | 0 | 0 | 0 | -25.7812 | 1.822 | 0 | 1.2923 | 0 | 1.5669 | 10.7878 | 1.2254 | 3.0551 | 0.1796 | 0.050933 | 0 | 0.73583 | 0.23426 | 3.7293 | 4.132 | 20.8215 | -27.0566 | 0 | 0.23416 | 0 | 1.6728 | 0.31461
2025_07_05 Hr 01 | 0 | 0 | 0 | 0 | 0 | 0 | 0 | 0 | 0 | 0 | 0 | 0.023943 | 1.8 | 0.039133 | 1.637 | 1.637 | 5.0309 | 0 | 0.0061261 | 0.0036608 | 0.012521 | 0.087661 | 0 | -1.2239 | 0 | 0 | 0 | 0.0011913 | 0.024329 | 0.48072 | 0 | 4.6772 | 2.0585 | 0 | 0.54216 | 0.81115 | 0 | 0 | 0 | 0 | -1.991 | 0.053997 | 0 | 0.0037269 | 0 | -0.095732 | 0 | 0 | 0 | 0 | 0 | 0 | 0 | 0 | 0.34119 | 0.044241 | 0.00026332 | 0 | 0 | 0 | 0 | 0 | 0 | 0 | 0 | 0 | 0 | 0 | 0 | 0 | 0 | 0 | 0 | 0 | 0 | -15.3766 | 1.822 | 0 | 0 | 0 | 1.4668 | 13.4629 | 1.2254 | 3.0551 | 0.1796 | 0.050933 | 0 | 0.73583 | 0.23426 | 3.7293 | 15.3347 | 20.5591 | -16.6962 | 0 | 0.23416 | 0 | 1.6728 | 0.30275
2025_07_05 Hr 02 | 0 | 0 | 0 | 0 | 0 | 0 | 0 | 0 | 0 | 0 | 0 | 0.023943 | 1.71 | 0.039237 | 1.6388 | 1.6388 | 5.2064 | 0 | 0.0061261 | 0.0036608 | 0.012521 | 0.087661 | 0 | -1.1916 | 0 | 0 | 0 | 0.0011913 | 0.024329 | 0.48072 | 0 | 4.714 | 2.0585 | 0 | 0.54731 | 0.81115 | 0 | 0 | 0 | 0 | -0.71131 | 0.053997 | 0 | 0.0039335 | 0 | -0.10116 | 0 | 0 | 0 | 0 | 0 | 0 | 0 | 0 | 0.68238 | 0.044241 | 0.00026332 | 0 | 0 | 0 | 0 | 0 | 0 | 0 | 0 | 0 | 0 | 0 | 0 | 0 | 0 | 0 | 0 | 0 | 0 | -18.5559 | 1.822 | 0 | 0 | 0 | 1.3449 | 13.6786 | 1.2254 | 3.0551 | 0.1796 | 0.050933 | 0 | 0.73583 | 0.23426 | 3.7293 | 13.8026 | 20.684 | -19.8487 | 0 | 0.23416 | 0 | 1.6728 | 0.29314
2025_07_05 Hr 03 | 0 | 0 | 0 | 0 | 0 | 0 | 0 | 0 | 0 | 0 | 0 | 0.023943 | 1.14 | 0.029061 | 1.6283 | 1.6283 | 5.0309 | 0 | 0.0061261 | 0.0036608 | 0.012521 | 0.087661 | 0 | -1.1234 | 0 | 0 | 0 | 0.0011913 | 0.024329 | 0.49246 | 0 | 4.6038 | 2.0585 | 0 | 0.53185 | 0.81115 | 0 | 0 | 0 | 0.18444 | -0.75536 | 0.053997 | 0 | 0.0043701 | 0 | -0.11261 | 0 | 0 | 0 | 0 | 0 | 0 | 0 | 0 | 0.8929 | 0.044241 | 0.00026332 | 0 | 0 | 0 | 0 | 0 | 0 | 0 | 0 | 0 | 0 | 0 | 0 | 0 | 0 | 0 | 0 | 0 | 0 | -19.1736 | 1.822 | 0 | 0 | 0 | 1.7149 | 13.3838 | 1.2254 | 3.0551 | 0.1796 | 0.050933 | 0 | 0.73583 | 0.23426 | 3.7293 | 13.0671 | 20.6639 | -20.4097 | 0 | 0.23416 | 0 | 1.6728 | 0.28818
2025_07_05 Hr 04 | 0 | 0 | 0 | 0 | 0 | 0 | 0 | 0 | 0 | 0 | 0 | 0.023943 | 1.35 | 0.029324 | 1.6127 | 1.6127 | 4.5043 | 0 | 0.0061261 | 0.0036608 | 0.012521 | 0.087661 | 0 | -1.2244 | 0 | 0 | 0 | 0.0011913 | 0.024329 | 0.47904 | 0 | 4.5487 | 2.0585 | 0 | 0.52411 | 0.81115 | 0 | 0 | 0 | 0 | -2.3786 | 0.053997 | 0 | 0.0037237 | 0 | -0.095648 | 0 | 0 | 0 | 0 | 0 | 0 | 0 | 0 | 1.372 | 0.044241 | 0.00026332 | 0 | 0 | 0 | 0 | 0 | 0 | 0 | 0 | 0 | 0 | 0 | 0 | 0 | 0 | 0 | 0 | 0 | 0 | -14.538 | 1.822 | 0 | 0 | 0 | 2.1588 | 12.7574 | 1.2254 | 3.0551 | 0.1796 | 0.050933 | 0 | 0.73583 | 0.23426 | 3.7293 | 16.3098 | 21.789 | -15.8581 | 0 | 0.23416 | 0 | 1.6728 | 0.28768
2025_07_05 Hr 05 | 0 | 0 | 0 | 0 | 0 | 0 | 0 | 0 | 0 | 0 | 0 | 0.023943 | 0.96 | 0.024075 | 1.5761 | 1.5761 | 4.8553 | 0 | 0.0061261 | 0.0036608 | 0.012521 | 0.087661 | 0 | -1.1345 | 0 | 0 | 0 | 0.0011913 | 0.024329 | 0.48408 | 0 | 4.411 | 2.0585 | 0 | 0.50478 | 0.81115 | 0 | 0 | 0 | 0.38321 | -0.8194 | 0.053997 | 0 | 0.0042992 | 0 | -0.11075 | 0 | 0 | 0 | 0 | 0 | 0 | 0 | 0 | 1.7132 | 0.044241 | 0.00026332 | 0 | 0 | 0 | 0 | 0 | 0 | 0 | 0 | 0 | 0 | 0 | 0 | 0 | 0 | 0 | 0 | 0 | 0 | -18.614 | 1.822 | 0 | 0 | 0 | 1.3623 | 12.9027 | 1.2254 | 3.0551 | 0.1796 | 0.050933 | 0 | 0.73583 | 0.23426 | 3.7293 | 13.5247 | 20.9174 | -19.8592 | 0 | 0.23416 | 0 | 1.6728 | 0.28601
2025_07_05 Hr 06 | 0.022813 | 0 | 0 | 0 | 0 | 0 | 0 | 0 | 0 | 0 | 0 | 0.023943 | 0.69 | 0.015636 | 1.6336 | 1.6336 | 4.949 | 0 | 0.0061261 | 0.0036608 | 0.012521 | 0.087661 | 0 | -1.1993 | 0 | 0 | 0 | 0.0011913 | 0.024329 | 0.47904 | 0 | 4.714 | 2.0585 | 0 | 0.54731 | 0.81115 | 0 | 0 | 0 | 0.0051916 | -0.91923 | 0.053997 | 0 | 0.0038847 | 0 | -0.099874 | 0 | 0 | 0 | 0 | 0 | 0 | 0 | 0 | 1.7132 | 0.044241 | 0.00026332 | 0 | 0 | 0 | 0 | 0 | 0 | 0 | 0 | 0 | 0 | 0 | 0 | 0 | 0 | 0 | 0 | 0 | 0 | -17.373 | 1.822 | 0 | 0 | 0 | 1.5843 | 13.4091 | 1.2254 | 3.0551 | 0.1796 | 0.050933 | -0.022813 | 0.73583 | 0.23426 | 3.7293 | 14.7246 | 20.9246 | -18.695 | 0 | 0.23416 | 0 | 1.6728 | 0.28426
2025_07_05 Hr 07 | 0.37118 | 2.8334e-06 | 0 | 0 | 0 | 0 | 0 | 0 | 0 | 0 | 0 | 0.023943 | 0.27 | 0.0079336 | 1.6196 | 1.6196 | 4.5413 | 0 | 0.0061261 | 0.0036608 | 0.012521 | 0.087661 | 0 | 0 | 0 | 0 | 0 | 0.0011913 | 0.024329 | 0.60962 | 0 | 4.2986 | 2.0585 | 0 | 0.52608 | 0.81115 | 0 | 0 | 0 | 0.51201 | -0.2426 | 0.053997 | 0 | 0.0050372 | 0 | -0.13013 | 0 | 0 | 0 | 0 | 0 | 0 | 0 | 0 | 1.51 | 0.044241 | 0.00026332 | 0 | 0 | 0 | 0 | 0 | 0 | 0 | 0 | 0 | 0 | 0 | 0 | 0 | 0 | 0 | 0 | 0 | 0 | -23.2481 | 1.822 | 0 | 0 | 0 | 1.9368 | 12.6888 | 1.2254 | 3.0551 | 0.1796 | 0.050933 | -0.37118 | 0.73583 | 0.23426 | 3.7293 | 10.1922 | 20.9834 | -23.7494 | 0 | 0.23416 | 0 | 1.6728 | 0.29439
2025_07_05 Hr 08 | 0.67806 | 2.2311e-05 | 0 | 0.10604 | 0.10601 | 0.10603 | 0.10603 | 0.10559 | 0.10604 | 0 | 0 | 0.023943 | 0.21 | 0.0072882 | 1.6388 | 1.6388 | 5.0434 | 0 | 0.0061261 | 0.0036608 | 0.012521 | 0.087661 | 0 | 0 | 0 | 0 | 0 | 0.0011913 | 0.024329 | 0.85072 | 0.40314 | 4.3195 | 2.0585 | 0 | 0.5298 | 0.81115 | 0 | 0 | 0 | 0 | -1.2215 | 0.053997 | 0 | 0.0037185 | 0 | -0.15408 | 0 | 0 | 0 | 0 | 0 | 0 | 0 | 0 | 1.0236 | 0.044241 | 0.00026332 | 0 | 0 | 0 | 0 | 0 | 0 | 0 | 0 | 0 | 0 | 0 | 0 | 0 | 0 | 0 | 0 | 0 | 0 | -36.795 | 1.822 | 0 | 0 | 0 | 1.7236 | 14.3804 | 1.2254 | 3.0551 | 0.1796 | 0.050933 | -0.67806 | 0.73583 | 0.23426 | 3.7293 | -3.929 | 20.5392 | -37.6271 | 0 | 0.23416 | 0 | 1.6728 | 0.29984
2025_07_05 Hr 09 | 0.7943 | 8.4294e-05 | 0 | 0.10604 | 0.10601 | 0.10603 | 0.10603 | 0.10559 | 0.10604 | 0 | 0 | 0.023943 | 0.21 | 0.0069273 | 1.6388 | 1.6388 | 5.0434 | 0.54096 | 0.0061261 | 0.0036608 | 0.012521 | 0.087661 | 0 | 0 | 0 | 0 | 0 | 0.0011913 | 0.024329 | 1.0919 | 0.25351 | 4.3195 | 2.0585 | 0 | 0.5298 | 0.81115 | 0 | 0 | 0 | 1.2099 | -0.019555 | 0.053997 | 0 | 0.0017672 | 0 | -0.14634 | 0 | 0 | 0 | 0 | 0 | 0 | 0 | 0 | 0.61705 | 0.044241 | 0.00026332 | 0 | 0 | 0 | 0 | 0 | 0 | 0 | 0 | 0 | 0 | 0 | 0 | 0 | 0 | 0 | 0 | 0 | 0 | -41.7969 | 1.822 | 0 | 2.9047 | 0 | 0.89225 | 16.9894 | 1.2254 | 3.0551 | 0.1796 | 0.050933 | -0.7943 | 0.73583 | 0.23426 | 3.7293 | -5.1264 | 19.4314 | -42.7375 | 0 | 0.23416 | 0 | 1.6728 | 0.31397
2025_07_05 Hr 10 | 0.78071 | 0.0001826 | 0 | 0.10604 | 0.10601 | 0.10603 | 0.10603 | 0.10559 | 0.10604 | 0 | 0 | 0.023943 | 0.42 | 0.012862 | 1.6388 | 1.6388 | 5.0434 | 0.54096 | 0.0061261 | 0.0036608 | 0.012521 | 0.087661 | 0 | 0 | 0 | 0 | 0 | 0.0011913 | 0.024329 | 1.2219 | 0.25351 | 4.3195 | 2.0585 | 0 | 0.5298 | 0.81115 | 0 | 0 | 0 | 2.0443 | 0 | 0.053997 | 0 | 0.0016406 | 0 | -0.13571 | 0 | 0 | 0 | 0 | 0 | 0 | 0 | 0 | 0.41378 | 0.044241 | 0.00026332 | 0 | 0 | 0 | 0 | 0 | 0 | 0 | 0 | 0 | 0 | 0 | 0 | 0 | 0 | 0 | 0 | 0 | 0 | -40.5914 | 1.822 | 0 | 1.6545 | 0 | 0.93143 | 16.9471 | 1.2254 | 3.0551 | 0.1796 | 0.050933 | -0.78071 | 0.73583 | 0.23426 | 3.7293 | -3.0322 | 19.4842 | -41.5079 | 0 | 0.23416 | 0 | 1.6728 | 0.32844
2025_07_05 Hr 11 | 0.81421 | 0.00031566 | 0 | 0.10604 | 0.10601 | 0.10603 | 0.10603 | 0.10559 | 0.10604 | 0 | 0 | 0.023943 | 0.42 | 0.015108 | 1.6388 | 1.6388 | 5.0434 | 0.54096 | 0.0061261 | 0.0036608 | 0.012521 | 0.087661 | 0 | 0 | 0 | 0 | 0 | 0.0011913 | 0.024329 | 1.2654 | 0.25351 | 4.3195 | 2.0585 | 0 | 0.5298 | 0.81115 | 0 | 0 | 0 | 2.0361 | 0 | 0.053997 | 0 | 0.0019271 | 0 | -0.15978 | 0 | 0 | 0 | 0 | 0 | 0 | 0 | 0 | 0.27586 | 0.044241 | 0.00026332 | 0 | 0 | 0 | 0 | 0 | 0 | 0 | 0 | 0 | 0 | 0 | 0 | 0 | 0 | 0 | 0 | 0 | 0 | -46.7031 | 1.822 | 0 | 2.1186 | 0 | 1.0141 | 17.4547 | 1.2254 | 3.0551 | 0.1796 | 0.050933 | -0.81421 | 0.73583 | 0.23426 | 3.7293 | -8.7135 | 19.4728 | -47.6771 | 0 | 0.23416 | 0 | 1.6728 | 0.33637
2025_07_05 Hr 12 | 0.78609 | 0.00050944 | 0 | 0.10604 | 0.10601 | 0.10603 | 0.10603 | 0.10559 | 0.10604 | 0 | 0 | 0.023943 | 0.39 | 0.018261 | 1.6388 | 1.6388 | 5.0434 | 0.54096 | 0.0061261 | 0.0036608 | 0.012521 | 0.087661 | 0 | 0 | 0 | 0 | 0 | 0.0011913 | 0.024329 | 1.2821 | 0.25351 | 4.3195 | 2.0585 | 0 | 0.5298 | 0.81115 | 0 | 0 | 0 | 3.1826 | 0 | 0.053997 | 0 | 0.0025083 | 0 | -0.2086 | 0 | 0 | 0 | 0 | 0 | 0 | 0 | 0 | 0.20326 | 0.044241 | 0.00026332 | 0 | 0 | 0 | 0 | 0 | 0 | 0 | 0 | 0 | 0 | 0 | 0 | 0 | 0 | 0 | 0 | 0 | 0 | -61.6285 | 1.822 | 0 | 2.3376 | 0 | 0.69204 | 17.6903 | 1.2254 | 3.0551 | 0.1796 | 0.050933 | -0.78609 | 0.73583 | 0.23426 | 3.7293 | -22.719 | 19.0313 | -62.6232 | 0 | 0.23416 | 0 | 1.6728 | 0.34428
2025_07_05 Hr 13 | 0.7813 | 0.00052216 | 0 | 0.10604 | 0.10601 | 0.10603 | 0.10603 | 0.10559 | 0.10604 | 0 | 0 | 0.023943 | 0.39 | 0.017747 | 1.6388 | 1.6388 | 5.0434 | 0.54096 | 0.0061261 | 0.0036608 | 0.012521 | 0.087661 | 0 | 0 | 0 | 0 | 0 | 0.0011913 | 0.024329 | 1.2821 | 0.25351 | 4.3195 | 2.0585 | 0 | 0.5298 | 0.81115 | 0 | 0 | 0 | 4.2679 | 0 | 0.053997 | 0 | 0.0024377 | 0 | -0.20267 | 0 | 0 | 0 | 0 | 0 | 0 | 0 | 0 | 0.27586 | 0.044241 | 0.00026332 | 0 | 0 | 0 | 0 | 0 | 0 | 0 | 0 | 0 | 0 | 0 | 0 | 0 | 0 | 0 | 0 | 0 | 0 | -61.7776 | 1.822 | 0 | 2.3376 | 0 | 0.32208 | 17.6903 | 1.2254 | 3.0551 | 0.1796 | 0.050933 | -0.7813 | 0.73583 | 0.23426 | 3.7293 | -22.0688 | 18.7345 | -62.7616 | 0 | 0.23416 | 0 | 1.6728 | 0.35016
2025_07_05 Hr 14 | 0.73865 | 0.00053593 | 0 | 0.10604 | 0.10601 | 0.10603 | 0.10603 | 0.10559 | 0.10604 | 0 | 0 | 0.023943 | 0.39 | 0.017527 | 1.6388 | 1.6388 | 5.0434 | 0.54096 | 0.0061261 | 0.0036608 | 0.012521 | 0.087661 | 0 | 0 | 0 | 0 | 0 | 0.0011913 | 0.024329 | 1.2821 | 0.25351 | 4.3195 | 2.0585 | 0 | 0.5298 | 0.81115 | 0 | 0 | 0 | 4.6707 | 0 | 0.053997 | 0 | 0.0024076 | 0 | -0.20014 | 0 | 0 | 0 | 0 | 0 | 0 | 0 | 0 | 0.41378 | 0.044241 | 0.00026332 | 0 | 0 | 0 | 0 | 0 | 0 | 0 | 0 | 0 | 0 | 0 | 0 | 0 | 0 | 0 | 0 | 0 | 0 | -59.9029 | 1.822 | 0 | 2.3376 | 0 | 0.26115 | 17.6903 | 1.2254 | 3.0551 | 0.1796 | 0.050933 | -0.73865 | 0.73583 | 0.23426 | 3.7293 | -19.7094 | 18.7713 | -60.8417 | 0 | 0.23416 | 0 | 1.6728 | 0.35281
2025_07_05 Hr 15 | 0.7231 | 0.00055041 | 0 | 0.10604 | 0.10601 | 0.10603 | 0.10603 | 0.10559 | 0.10604 | 0 | 0 | 0.023943 | 0.24 | 0.011048 | 1.6388 | 1.6388 | 5.0434 | 0.54096 | 0.0061261 | 0.0036608 | 0.012521 | 0.087661 | 0 | 0 | 0 | 0 | 0 | 0.0011913 | 0.024329 | 1.2821 | 0.25351 | 4.3195 | 2.0585 | 0 | 0.5298 | 0.81115 | 0 | 0 | 0 | 5.4056 | 0 | 0.053997 | 0 | 0.002466 | 0 | -0.20504 | 0 | 0 | 0 | 0 | 0 | 0 | 0 | 0 | 0.54445 | 0.044241 | 0.00026332 | 0 | 0 | 0 | 0 | 0 | 0 | 0 | 0 | 0 | 0 | 0 | 0 | 0 | 0 | 0 | 0 | 0 | 0 | -63.4038 | 1.822 | 0 | 2.3376 | 0 | 0.30902 | 17.6903 | 1.2254 | 3.0551 | 0.1796 | 0.050933 | -0.7231 | 0.73583 | 0.23426 | 3.7293 | -22.4519 | 18.784 | -64.3319 | 0 | 0.23416 | 0 | 1.6728 | 0.35902
2025_07_05 Hr 16 | 0.70363 | 0.0007254 | 0 | 0.10604 | 0.10601 | 0.10603 | 0.10603 | 0.10559 | 0.10604 | 0 | 0 | 0.023943 | 0.21 | 0.013002 | 1.6388 | 1.6388 | 5.0434 | 0.54096 | 0.0061261 | 0.0036608 | 0.012521 | 0.087661 | 0 | 0 | 0 | 0 | 0 | 0.0011913 | 0.024329 | 1.2821 | 0.25351 | 4.3195 | 2.0585 | 0 | 0.5298 | 0.81115 | 0 | 0 | 0 | 7.8149 | 0 | 0.053997 | 0 | 0.0033169 | 0 | -0.27652 | 0 | 0 | 0 | 0 | 0 | 0 | 0 | 0 | 0.95824 | 0.044241 | 0.00026332 | 0 | 0 | 0 | 0 | 0 | 0 | 0 | 0 | 0 | 0 | 0 | 0 | 0 | 0 | 0 | 0 | 0 | 0 | -85.2323 | 1.822 | 0 | 2.3376 | 0 | 0.32208 | 17.6903 | 1.2254 | 3.0551 | 0.1796 | 0.050933 | -0.70363 | 0.73583 | 0.23426 | 3.7293 | -41.54 | 19.1672 | -86.2124 | 0 | 0.23416 | 0 | 1.6728 | 0.36272
2025_07_05 Hr 17 | 0.65176 | 0.00075877 | 0 | 0.10604 | 0.10601 | 0.10603 | 0.10603 | 0.10559 | 0.10604 | 0 | 0 | 0.023943 | 0.21 | 0.015022 | 1.6388 | 1.6388 | 5.0434 | 0.54096 | 0.0061261 | 0.0036608 | 0.012521 | 0.087661 | 0 | 0 | 0 | 0 | 0 | 0.0011913 | 0.024329 | 1.2821 | 0.25351 | 4.3195 | 2.0585 | 0 | 0.5298 | 0.81115 | 0 | 0 | 0 | 9.615 | 0 | 0.053997 | 0 | 0.0038322 | 0 | -0.3198 | 0 | 0 | 0 | 0 | 0 | 0 | 0 | 0 | 1.4374 | 0.044241 | 0.00026332 | 0 | 0 | 0 | 0 | 0 | 0 | 0 | 0 | 0 | 0 | 0 | 0 | 0 | 0 | 0 | 0 | 0 | 0 | -103.1482 | 1.822 | 0 | 2.3376 | 0 | 0.32208 | 17.6903 | 1.2254 | 3.0551 | 0.1796 | 0.050933 | -0.65176 | 0.73583 | 0.23426 | 3.7293 | -57.2112 | 19.6032 | -104.1197 | 0 | 0.23416 | 0 | 1.6728 | 0.36943
2025_07_05 Hr 18 | 0.61303 | 0.002029 | 0 | 0.10604 | 0.10601 | 0.10603 | 0.10603 | 0.10559 | 0.10604 | 0 | 0 | 0.023943 | 0.27 | 0.062661 | 1.6388 | 1.6388 | 5.0434 | 0.54096 | 0.0061261 | 0.0036608 | 0.012521 | 0.087661 | 0 | 0 | 0 | 0 | 0 | 0.0011913 | 0.024329 | 1.2821 | 0.25351 | 4.3195 | 2.0585 | 0 | 0.5298 | 0.81115 | 0 | 0 | 0 | 29.467 | 0 | 0.053997 | 0 | 0.012433 | 0 | -1.0422 | 0 | 0 | 0 | 0 | 0 | 0 | 0 | 0 | 1.1615 | 0.044241 | 0.00026332 | 0 | 0 | 0 | 0 | 0 | 0 | 0 | 0 | 0 | 0 | 0 | 0 | 0 | 0 | 0 | 0 | 0 | 0 | -101.6917 | 1.822 | 0 | 2.3376 | 0 | 0.30902 | 17.6903 | 1.2254 | 3.0551 | 0.1796 | 0.050933 | -0.61303 | 0.73583 | 0.23426 | 3.7293 | -36.803 | 19.3865 | -103.3469 | 0 | 0.23416 | 0 | 1.6728 | 0.37146
2025_07_05 Hr 19 | 0.61362 | 0.00035684 | 0 | 0.10604 | 0.10601 | 0.10603 | 0.10603 | 0.10559 | 0.10604 | 0 | 0 | 0.023943 | 0.24 | 0.0146 | 1.6388 | 1.6388 | 5.0434 | 0.54096 | 0.0061261 | 0.0036608 | 0.012521 | 0.087661 | 0 | 0 | 0 | 0 | 0 | 0.0011913 | 0.024329 | 1.2821 | 0.25351 | 4.3195 | 2.0585 | 0 | 0.5298 | 0.81115 | 0 | 0 | 0 | 8.6815 | 0 | 0.053997 | 0 | 0.0032588 | 0 | -0.27164 | 0 | 0 | 0 | 0 | 0 | 0 | 0 | 0 | 1.4374 | 0.044241 | 0.00026332 | 0 | 0 | 0 | 0 | 0 | 0 | 0 | 0 | 0 | 0 | 0 | 0 | 0 | 0 | 0 | 0 | 0 | 0 | -88.2837 | 1.822 | 0 | 2.3205 | 0 | 0.25244 | 17.6733 | 1.2254 | 3.0551 | 0.1796 | 0.050933 | -0.61362 | 0.73583 | 0.23426 | 3.7293 | -43.2898 | 19.5244 | -89.169 | 0 | 0.23416 | 0 | 1.6728 | 0.36915
2025_07_05 Hr 20 | 0.11363 | 9.5165e-05 | 0 | 0.10604 | 0.10601 | 0.10603 | 0.10603 | 0.10559 | 0.10604 | 0 | 0 | 0.023943 | 0.45 | 0.015402 | 1.637 | 1.637 | 5.0322 | 0.49588 | 0.0061261 | 0.0036608 | 0.012521 | 0.087661 | 0 | 0 | 0 | 0 | 0 | 0.0011913 | 0.024329 | 1.2704 | 0.25351 | 4.3195 | 2.0585 | 0 | 0.5298 | 0.81115 | 0 | 0 | 0 | 4.625 | 0 | 0.053997 | 0 | 0.0018336 | 0 | -0.15192 | 0 | 0 | 0 | 0 | 0 | 0 | 0 | 0 | 1.0236 | 0.044241 | 0.00026332 | 0 | 0 | 0 | 0 | 0 | 0 | 0 | 0 | 0 | 0 | 0 | 0 | 0 | 0 | 0 | 0 | 0 | 0 | -46.4061 | 1.822 | 0 | 2.0019 | 0 | 0.39172 | 17.2833 | 1.2254 | 3.0551 | 0.1796 | 0.050933 | -0.11363 | 0.73583 | 0.23426 | 3.7293 | -5.8127 | 18.9506 | -46.6716 | 0 | 0.23416 | 0 | 1.6728 | 0.35932
2025_07_05 Hr 21 | 0.022813 | 2.6152e-05 | 0 | 0 | 0 | 0 | 0 | 0 | 0 | 0 | 0 | 0.023943 | 0.45 | 0.014645 | 1.6266 | 1.6266 | 4.8649 | 0.2254 | 0.0061261 | 0.0036608 | 0.012521 | 0.087661 | 0 | 0 | 0 | 0 | 0 | 0.0011913 | 0.024329 | 0 | 0 | 4.2986 | 2.0585 | 0 | 0.52608 | 0.81115 | 0 | 0 | 0 | 3.9753 | 0 | 0.053997 | 0 | 0.023013 | 0 | -0.14435 | 0 | 0 | 0 | 0 | 0 | 0 | 0 | 0 | 0.47912 | 0.044241 | 0.00026332 | 0 | 0 | 0 | 0 | 0 | 0 | 0 | 0 | 0 | 0 | 0 | 0 | 0 | 0 | 0 | 0 | 0 | 0 | -31.6545 | 1.822 | 0 | 1.7856 | 0 | 0.531 | 14.4277 | 1.2254 | 3.0551 | 0.1796 | 0.050933 | -0.022813 | 0.73583 | 0.23426 | 3.7293 | 5.0183 | 18.437 | -31.8217 | 0 | 0.23416 | 0 | 1.6728 | 0.34627
2025_07_05 Hr 22 | 0 | 4.2104e-06 | 0 | 0 | 0 | 0 | 0 | 0 | 0 | 0 | 0 | 0.023943 | 0.27 | 0.0070735 | 1.6283 | 1.6283 | 4.8649 | 0.31556 | 0.0061261 | 0.0036608 | 0.012521 | 0.087661 | 0 | 0 | 0 | 0 | 0 | 0.0011913 | 0.024329 | 0 | 0 | 4.2777 | 2.0585 | 0 | 0.52236 | 0.81115 | 0 | 0 | 0 | 2.8464 | 0 | 0.053997 | 0 | 0.018526 | 0 | -0.11579 | 0 | 0 | 0 | 0 | 0 | 0 | 0 | 0 | 0.20326 | 0.044241 | 0.00026332 | 0 | 0 | 0 | 0 | 0 | 0 | 0 | 0 | 0 | 0 | 0 | 0 | 0 | 0 | 0 | 0 | 0 | 0 | -31.6227 | 1.822 | 0 | 1.6886 | 0 | 0.58323 | 14.4034 | 1.2254 | 3.0551 | 0.1796 | 0.050933 | 0 | 0.73583 | 0.23426 | 3.7293 | 3.5053 | 17.994 | -31.7385 | 0 | 0.23416 | 0 | 1.6728 | 0.341
2025_07_05 Hr 23 | 0 | 0 | 0 | 0 | 0 | 0 | 0 | 0 | 0 | 0 | 0 | 0.023943 | 0.15 | 0.0040011 | 1.6336 | 1.6336 | 5.1537 | 0.26799 | 0.0061261 | 0.0036608 | 0.012521 | 0.087661 | 0 | -1.0918 | 0 | 0 | 0 | 0.0011913 | 0.024329 | 0 | 0 | 4.7105 | 2.0585 | 0 | 0.54682 | 0.81115 | 0 | 0 | 0 | 0.6305 | 0 | 0.053997 | 0 | 0.020291 | 0 | -0.11793 | 0 | 0 | 0 | 0 | 0 | 0 | 0 | 0 | 0.20326 | 0.044241 | 0.00026332 | 0 | 0 | 0 | 0 | 0 | 0 | 0 | 0 | 0 | 0 | 0 | 0 | 0 | 0 | 0 | 0 | 0 | 0 | -20.7351 | 1.822 | 0 | 0 | 0 | 0.56147 | 13.3993 | 1.2254 | 3.0551 | 0.1796 | 0.050933 | 0 | 0.73583 | 0.23426 | 3.7293 | 9.9438 | 17.8588 | -21.9448 | 0 | 0.23416 | 0 | 1.6728 | 0.32624
2025_07_05 Hr 24 | 0 | 0 | 0 | 0 | 0 | 0 | 0 | 0 | 0 | 0 | 0 | 0.023943 | 0.03 | 0.00042383 | 0.5877 | 0.58772 | 3.4119 | 0 | 0.0061261 | 0.0036608 | 0.012521 | 0.087661 | 0 | -1.4278 | 0 | 0 | 0 | 0.0011913 | 0.024329 | 0 | 0 | 0 | 2.0585 | 0 | 0 | 0.81115 | 0 | 0 | 0 | 0 | -0.5151 | 0.053997 | 0 | 0.036782 | 0 | -0.061474 | 0 | 0 | 0 | 0 | 0 | 0 | 0 | 0 | 1.1615 | 0.044241 | 0.00026332 | 0 | 0 | 0 | 0 | 0 | 0 | 0 | 0 | 0 | 0 | 0 | 0 | 0 | 0 | 0 | 0 | 0 | 0 | -2.8517 | 1.822 | 0 | 0 | 0 | 0.5397 | 4.5873 | 1.2254 | 3.0551 | 0.1796 | 0.050933 | 0 | 0.73583 | 0.23426 | 3.7293 | 17.8394 | 18.1083 | -4.341 | 0 | 0.23416 | 0 | 1.6728 | 0.3096
2025_07_06 Hr 01 | 0 | 0 | 0 | 0 | 0 | 0 | 0 | 0 | 0 | 0 | 0 | 0.023943 | 0.06 | 0.00090813 | 0.59293 | 0.59294 | 0 | 0 | 0.0061261 | 0.0036608 | 0.012521 | 0.087661 | 0 | -1.4008 | 0 | 0 | 0 | 0.0011913 | 0.024329 | 0 | 0 | 0 | 2.0585 | 0 | 0 | 0.81115 | 0 | 0 | 0 | 0 | -0.62851 | 0.053997 | 0 | 0.047352 | 0 | -0.066009 | 0 | 0 | 0 | 0 | 0 | 0 | 0 | 0 | 3.0126 | 0.044241 | 0.00026332 | 0 | 0 | 0 | 0 | 0 | 0 | 0 | 0 | 0 | 0 | 0 | 0 | 0 | 0 | 0 | 0 | 0 | 0 | -1.4185 | 1.822 | 0 | 0 | 0 | 0.5223 | 1.1859 | 1.2254 | 3.0551 | 0.1796 | 0.050933 | 0 | 0.73583 | 0.23426 | 3.7293 | 17.6337 | 19.9618 | -2.8854 | 0 | 0.23416 | 0 | 1.6728 | 0.29888
2025_07_06 Hr 02 | 0 | 0 | 0 | 0 | 0 | 0 | 0 | 0 | 0 | 0 | 0 | 0.023943 | 0.33 | 0.0046077 | 0.58422 | 0.58423 | 0 | 0 | 0.0061261 | 0.0036608 | 0.012521 | 0.087661 | 0 | -1.4323 | 0 | 0 | 0 | 0.0011913 | 0.024329 | 0 | 0 | 0 | 2.0585 | 0 | 0 | 0.81115 | 0 | 0 | 0 | 0 | -0.84161 | 0.053997 | 0 | 0.043683 | 0 | -0.060732 | 0 | 0 | 0 | 0 | 0 | 0 | 0 | 0 | 3.2159 | 0.044241 | 0.00026332 | 0 | 0 | 0 | 0 | 0 | 0 | 0 | 0 | 0 | 0 | 0 | 0 | 0 | 0 | 0 | 0 | 0 | 0 | -0.86341 | 1.822 | 0 | 0 | 0 | 0.49183 | 1.1684 | 1.2254 | 3.0551 | 0.1796 | 0.050933 | 0 | 0.73583 | 0.23426 | 3.7293 | 18.3703 | 20.3999 | -2.3564 | 0 | 0.23416 | 0 | 1.6728 | 0.29051
2025_07_06 Hr 03 | 0 | 0 | 0 | 0 | 0 | 0 | 0 | 0 | 0 | 0 | 0 | 0.023943 | 0.54 | 0.0068144 | 0.5877 | 0.58771 | 0 | 0 | 0.0061261 | 0.0036608 | 0.012521 | 0.087661 | 0 | -1.4682 | 0 | 0 | 0 | 0.0011913 | 0.024329 | 0 | 0 | 0 | 2.0585 | 0 | 0 | 0.81115 | 0 | 0 | 0 | 0 | -0.92271 | 0.053997 | 0 | 0.03948 | 0 | -0.054687 | 0 | 0 | 0 | 0 | 0 | 0 | 0 | 0 | 3.2885 | 0.044241 | 0.00026332 | 0 | 0 | 0 | 0 | 0 | 0 | 0 | 0 | 0 | 0 | 0 | 0 | 0 | 0 | 0 | 0 | 0 | 0 | -0.43745 | 1.822 | 0 | 0 | 0 | 0.36996 | 1.1754 | 1.2254 | 3.0551 | 0.1796 | 0.050933 | 0 | 0.73583 | 0.23426 | 3.7293 | 18.8487 | 20.5563 | -1.9604 | 0 | 0.23416 | 0 | 1.6728 | 0.28402
2025_07_06 Hr 04 | 0 | 0 | 0 | 0 | 0 | 0 | 0 | 0 | 0 | 0 | 0 | 0.023943 | 1.23 | 0.01688 | 0.58248 | 0.58248 | 0 | 0 | 0.0061261 | 0.0036608 | 0.012521 | 0.087661 | 0 | -1.4386 | 0 | 0 | 0 | 0.0011913 | 0.024329 | 0 | 0 | 0 | 2.0585 | 0 | 0 | 0.81115 | 0 | 0 | 0 | 0 | -0.98681 | 0.053997 | 0 | 0.042936 | 0 | -0.059658 | 0 | 0 | 0 | 0 | 0 | 0 | 0 | 0 | 3.7676 | 0.044241 | 0.00026332 | 0 | 0 | 0 | 0 | 0 | 0 | 0 | 0 | 0 | 0 | 0 | 0 | 0 | 0 | 0 | 0 | 0 | 0 | -0.77864 | 1.822 | 0 | 0 | 0 | 0.32208 | 1.165 | 1.2254 | 3.0551 | 0.1796 | 0.050933 | 0 | 0.73583 | 0.23426 | 3.7293 | 19.5857 | 21.6845 | -2.2769 | 0 | 0.23416 | 0 | 1.6728 | 0.28089
2025_07_06 Hr 05 | 0 | 0 | 0 | 0 | 0 | 0 | 0 | 0 | 0 | 0 | 0 | 0.023943 | 1.38 | 0.018949 | 0.5877 | 0.58772 | 0 | 0 | 0.0061261 | 0.0036608 | 0.012521 | 0.087661 | 0 | -1.4385 | 0 | 0 | 0 | 0.0011913 | 0.024329 | 0 | 0 | 0 | 2.0585 | 0 | 0 | 0.81115 | 0 | 0 | 0 | 0 | -0.99825 | 0.053997 | 0 | 0.042958 | 0 | -0.059689 | 0 | 0 | 0 | 0 | 0 | 0 | 0 | 0 | 3.9709 | 0.044241 | 0.00026332 | 0 | 0 | 0 | 0 | 0 | 0 | 0 | 0 | 0 | 0 | 0 | 0 | 0 | 0 | 0 | 0 | 0 | 0 | -1.1253 | 1.822 | 0 | 0 | 0 | 0.51359 | 1.1754 | 1.2254 | 3.0551 | 0.1796 | 0.050933 | 0 | 0.73583 | 0.23426 | 3.7293 | 19.7849 | 22.2311 | -2.6234 | 0 | 0.23416 | 0 | 1.6728 | 0.28063
2025_07_06 Hr 06 | 0.022813 | 0 | 0 | 0 | 0 | 0 | 0 | 0 | 0 | 0 | 0 | 0.023943 | 1.05 | 0.017806 | 0.60511 | 0.60515 | 0 | 0 | 0.0061261 | 0.0036608 | 0.012521 | 0.087661 | 0 | -1.352 | 0 | 0 | 0 | 0.0011913 | 0.024329 | 0 | 0 | 0 | 2.0585 | 0 | 0 | 0.81115 | 0 | 0 | 0 | 0 | -1.2321 | 0.053997 | 0 | 0.053056 | 0 | -0.074214 | 0 | 0 | 0 | 0 | 0 | 0 | 0 | 0 | 4.2467 | 0.044241 | 0.00026332 | 0 | 0 | 0 | 0 | 0 | 0 | 0 | 0 | 0 | 0 | 0 | 0 | 0 | 0 | 0 | 0 | 0 | 0 | -1.1236 | 1.822 | 0 | 0 | 0 | 0.74427 | 1.2103 | 1.2254 | 3.0551 | 0.1796 | 0.050933 | -0.022813 | 0.73583 | 0.23426 | 3.7293 | 19.8309 | 22.4254 | -2.5727 | 0 | 0.23416 | 0 | 1.6728 | 0.27671
2025_07_06 Hr 07 | 0.34575 | 1.4451e-06 | 0 | 0 | 0 | 0 | 0 | 0 | 0 | 0 | 0 | 0.023943 | 0.72 | 0.0080926 | 0.58596 | 0.58597 | 0 | 0 | 0.0061261 | 0.0036608 | 0.012521 | 0.087661 | 0 | -1.5052 | 0 | 0 | 0 | 0.0011913 | 0.024329 | 0 | 0 | 0 | 2.0585 | 0 | 0 | 0.81115 | 0 | 0 | 0 | 0.070559 | -0.0010453 | 0.053997 | 0 | 0.035164 | 0 | -0.048479 | 0 | 0 | 0 | 0 | 0 | 0 | 0 | 0 | 3.7676 | 0.044241 | 0.00026332 | 0 | 0 | 0 | 0 | 0 | 0 | 0 | 0 | 0 | 0 | 0 | 0 | 0 | 0 | 0 | 0 | 0 | 0 | -2.1881 | 1.822 | 0 | 0 | 0 | 0.50053 | 1.1719 | 1.2254 | 3.0551 | 0.1796 | 0.050933 | -0.34575 | 0.73583 | 0.23426 | 3.7293 | 18.8484 | 21.6944 | -4.0875 | 0 | 0.23416 | 0 | 1.6728 | 0.28536
2025_07_06 Hr 08 | 0.70959 | 1.1127e-05 | 0 | 0 | 0 | 0 | 0 | 0 | 0 | 0 | 0 | 0.023943 | 0.36 | 0.0046158 | 0.58422 | 0.58423 | 0 | 0 | 0.0061261 | 0.0036608 | 0.012521 | 0.087661 | 0 | -1.4628 | 0 | 0 | 0 | 0.0011913 | 0.024329 | 0 | 0 | 0 | 2.0585 | 0 | 0 | 0.81115 | 0 | 0 | 0 | 0.63509 | 0 | 0.053997 | 0 | 0.040114 | 0 | -0.055598 | 0 | 0 | 0 | 0 | 0 | 0 | 0 | 0 | 3.2159 | 0.044241 | 0.00026332 | 0 | 0 | 0 | 0 | 0 | 0 | 0 | 0 | 0 | 0 | 0 | 0 | 0 | 0 | 0 | 0 | 0 | 0 | -2.8209 | 1.822 | 0 | 0 | 0 | 0.63981 | 1.1684 | 1.2254 | 3.0551 | 0.1796 | 0.050933 | -0.70959 | 0.73583 | 0.23426 | 3.7293 | 18.0444 | 21.2897 | -5.0489 | 0 | 0.23416 | 0 | 1.6728 | 0.29274
2025_07_06 Hr 09 | 0.76589 | 3.9898e-05 | 0 | 0 | 0 | 0 | 0 | 0 | 0 | 0 | 0 | 0.023943 | 0.3 | 0.0044865 | 0.58422 | 0.58423 | 0 | 0 | 0.0061261 | 0.0036608 | 0.012521 | 0.087661 | 0 | -1.4057 | 0 | 0 | 0 | 0.0011913 | 0.024329 | 0 | 0 | 0 | 2.0585 | 0 | 0 | 0.81115 | 0 | 0 | 0 | 1.4072 | 0 | 0.053997 | 0 | 0.046788 | 0 | -0.065198 | 0 | 0 | 0 | 0 | 0 | 0 | 0 | 0 | 3.2159 | 0.044241 | 0.00026332 | 0 | 0 | 0 | 0 | 0 | 0 | 0 | 0 | 0 | 0 | 0 | 0 | 0 | 0 | 0 | 0 | 0 | 0 | -4.0869 | 1.822 | 0 | 0 | 0 | 0.4396 | 1.1684 | 1.2254 | 3.0551 | 0.1796 | 0.050933 | -0.76589 | 0.73583 | 0.23426 | 3.7293 | 17.3472 | 21.0952 | -6.3237 | 0 | 0.23416 | 0 | 1.6728 | 0.30219
2025_07_06 Hr 10 | 0.77301 | 9.1706e-05 | 0 | 0 | 0 | 0 | 0 | 0 | 0 | 0 | 0 | 0.023943 | 0.48 | 0.0075871 | 0.59989 | 0.5999 | 0 | 0 | 0.0061261 | 0.0036608 | 0.012521 | 0.087661 | 0 | -1.3829 | 0 | 0 | 0 | 0.0011913 | 0.024329 | 0 | 0 | 0 | 2.0585 | 0 | 0 | 0.81115 | 0 | 0 | 0 | 1.989 | 0 | 0.053997 | 0 | 0.049452 | 0 | -0.069029 | 0 | 0 | 0 | 0 | 0 | 0 | 0 | 0 | 2.7368 | 0.044241 | 0.00026332 | 0 | 0 | 0 | 0 | 0 | 0 | 0 | 0 | 0 | 0 | 0 | 0 | 0 | 0 | 0 | 0 | 0 | 0 | -4.7658 | 1.822 | 0 | 0 | 0 | 0.10881 | 1.1998 | 1.2254 | 3.0551 | 0.1796 | 0.050933 | -0.77301 | 0.73583 | 0.23426 | 3.7293 | 16.6832 | 20.485 | -6.9907 | 0 | 0.23416 | 0 | 1.6728 | 0.31169
2025_07_06 Hr 11 | 0.76713 | 0.00013527 | 0 | 0 | 0 | 0 | 0 | 0 | 0 | 0 | 0 | 0.023943 | 0.69 | 0.010775 | 0.59815 | 0.59817 | 0 | 0 | 0.0061261 | 0.0036608 | 0.012521 | 0.087661 | 0 | -1.388 | 0 | 0 | 0 | 0.0011913 | 0.024329 | 0 | 0 | 0 | 2.0585 | 0 | 0 | 0.81115 | 0 | 0 | 0 | 2.3869 | 0 | 0.053997 | 0 | 0.048856 | 0 | -0.068172 | 0 | 0 | 0 | 0 | 0 | 0 | 0 | 0 | 2.4682 | 0.044241 | 0.00026332 | 0 | 0 | 0 | 0 | 0 | 0 | 0 | 0 | 0 | 0 | 0 | 0 | 0 | 0 | 0 | 0 | 0 | 0 | -5.6565 | 1.822 | 0 | 0 | 0 | 0.078344 | 1.1963 | 1.2254 | 3.0551 | 0.1796 | 0.050933 | -0.76713 | 0.73583 | 0.23426 | 3.7293 | 16.1084 | 20.4049 | -7.8798 | 0 | 0.23416 | 0 | 1.6728 | 0.32331
2025_07_06 Hr 12 | 0.77643 | 0.00019669 | 0 | 0 | 0 | 0 | 0 | 0 | 0 | 0 | 0 | 0.023943 | 0.69 | 0.012992 | 0.71829 | 0.71833 | 0 | 0 | 0.0061261 | 0.0036608 | 0.012521 | 0.087661 | 0 | -1.3019 | 0 | 0 | 0 | 0.0011913 | 0.024329 | 0 | 0 | 0 | 2.0585 | 0 | 0 | 0.81115 | 0 | 0 | 0 | 2.9377 | 0 | 0.053997 | 0 | 0.058906 | 0 | -0.082628 | 0 | 0 | 0 | 0 | 0 | 0 | 0 | 0 | 2.2577 | 0.044241 | 0.00026332 | 0 | 0 | 0 | 0 | 0 | 0 | 0 | 0 | 0 | 0 | 0 | 0 | 0 | 0 | 0 | 0 | 0 | 0 | -6.3154 | 1.822 | 0 | 0 | 0 | 0.10881 | 1.4366 | 1.2254 | 3.0551 | 0.1796 | 0.050933 | -0.77643 | 0.73583 | 0.23426 | 3.7293 | 16.1427 | 20.2447 | -8.4763 | 0 | 0.23416 | 0 | 1.6728 | 0.33156
2025_07_06 Hr 13 | 0.77316 | 0.00012655 | 0 | 0 | 0 | 0 | 0 | 0 | 0 | 0 | 0 | 0.023943 | 0.63 | 0.0072633 | 0.58248 | 0.58248 | 0 | 0 | 0.0061261 | 0.0036608 | 0.012521 | 0.087661 | 0 | -1.4974 | 0 | 0 | 0 | 0.0011913 | 0.024329 | 0 | 0 | 0 | 2.0585 | 0 | 0 | 0.81115 | 0 | 0 | 0 | 2.1371 | 0 | 0.053997 | 0 | 0.036069 | 0 | -0.049781 | 0 | 0 | 0 | 0 | 0 | 0 | 0 | 0 | 1.9891 | 0.044241 | 0.00026332 | 0 | 0 | 0 | 0 | 0 | 0 | 0 | 0 | 0 | 0 | 0 | 0 | 0 | 0 | 0 | 0 | 0 | 0 | -3.7813 | 1.822 | 0 | 0 | 0 | 0.10011 | 1.165 | 1.2254 | 3.0551 | 0.1796 | 0.050933 | -0.77316 | 0.73583 | 0.23426 | 3.7293 | 17.1024 | 19.9019 | -6.1017 | 0 | 0.23416 | 0 | 1.6728 | 0.33518
2025_07_06 Hr 14 | 0.74591 | 0.00011667 | 0 | 0 | 0 | 0 | 0 | 0 | 0 | 0 | 0 | 0.023943 | 0.54 | 0.0052336 | 0.58248 | 0.58248 | 0 | 0 | 0.0061261 | 0.0036608 | 0.012521 | 0.087661 | 0 | -1.5466 | 0 | 0 | 0 | 0.0011913 | 0.024329 | 0 | 0 | 0 | 2.0585 | 0 | 0 | 0.81115 | 0 | 0 | 0 | 0.42143 | 0 | 0.053997 | 0 | 0.030322 | 0 | -0.041514 | 0 | 0 | 0 | 0 | 0 | 0 | 0 | 0 | 1.5753 | 0.044241 | 0.00026332 | 0 | 0 | 0 | 0 | 0 | 0 | 0 | 0 | 0 | 0 | 0 | 0 | 0 | 0 | 0 | 0 | 0 | 0 | -0.87535 | 1.822 | 0 | 0 | 0 | 0.13928 | 1.165 | 1.2254 | 3.0551 | 0.1796 | 0.050933 | -0.74591 | 0.73583 | 0.23426 | 3.7293 | 17.7884 | 19.4114 | -3.2094 | 0 | 0.23416 | 0 | 1.6728 | 0.33856
2025_07_06 Hr 15 | 0.7231 | 0.00013638 | 0 | 0 | 0 | 0 | 0 | 0 | 0 | 0 | 0 | 0.023943 | 0.48 | 0.0052558 | 0.58248 | 0.58248 | 0 | 0 | 0.0061261 | 0.0036608 | 0.012521 | 0.087661 | 0 | -1.513 | 0 | 0 | 0 | 0.0011913 | 0.024329 | 0 | 0 | 0 | 2.0585 | 0 | 0 | 0.81115 | 0 | 0 | 0 | 1.0204 | 0 | 0.053997 | 0 | 0.034256 | 0 | -0.047173 | 0 | 0 | 0 | 0 | 0 | 0 | 0 | 0 | 1.5753 | 0.044241 | 0.00026332 | 0 | 0 | 0 | 0 | 0 | 0 | 0 | 0 | 0 | 0 | 0 | 0 | 0 | 0 | 0 | 0 | 0 | 0 | -1.8905 | 1.822 | 0 | 0 | 0 | 0.16975 | 1.165 | 1.2254 | 3.0551 | 0.1796 | 0.050933 | -0.7231 | 0.73583 | 0.23426 | 3.7293 | 17.3747 | 19.3632 | -4.1738 | 0 | 0.23416 | 0 | 1.6728 | 0.34258
2025_07_06 Hr 16 | 0.79604 | 8.8595e-05 | 0 | 0 | 0 | 0 | 0 | 0 | 0 | 0 | 0 | 0.023943 | 0.39 | 0.002925 | 0.58248 | 0.58248 | 0 | 0 | 0.0061261 | 0.0036608 | 0.012521 | 0.087661 | 0 | -1.6054 | 0 | 0 | 0 | 0.0011913 | 0.024329 | 0 | 0 | 0 | 2.0585 | 0 | 0 | 0.81115 | 0 | 0 | 0 | 0.39786 | 0 | 0.053997 | 0 | 0.023465 | 0 | -0.031651 | 0 | 0 | 0 | 0 | 0 | 0 | 0 | 0 | 1.2994 | 0.044241 | 0.00026332 | 0 | 0 | 0 | 0 | 0 | 0 | 0 | 0 | 0 | 0 | 0 | 0 | 0 | 0 | 0 | 0 | 0 | 0 | -0.59373 | 1.822 | 0 | 0 | 0 | 0.30902 | 1.165 | 1.2254 | 3.0551 | 0.1796 | 0.050933 | -0.79604 | 0.73583 | 0.23426 | 3.7293 | 17.746 | 19.2099 | -3.0268 | 0 | 0.23416 | 0 | 1.6728 | 0.34536
2025_07_06 Hr 17 | 0.78377 | 0.00015899 | 0 | 0 | 0 | 0 | 0 | 0 | 0 | 0 | 0 | 0.023943 | 0.45 | 0.0077022 | 0.71829 | 0.71829 | 0 | 0 | 0.0061261 | 0.0036608 | 0.012521 | 0.087661 | 0 | -1.3478 | 0 | 0 | 0 | 0.0011913 | 0.024329 | 0 | 0 | 0 | 2.0585 | 0 | 0 | 0.81115 | 0 | 0 | 0 | 0.96377 | 0 | 0.053997 | 0 | 0.053548 | 0 | -0.074922 | 0 | 0 | 0 | 0 | 0 | 0 | 0 | 0 | 1.2341 | 0.044241 | 0.00026332 | 0 | 0 | 0 | 0 | 0 | 0 | 0 | 0 | 0 | 0 | 0 | 0 | 0 | 0 | 0 | 0 | 0 | 0 | -1.1504 | 1.822 | 0 | 0 | 0 | 0.13928 | 1.4366 | 1.2254 | 3.0551 | 0.1796 | 0.050933 | -0.78377 | 0.73583 | 0.23426 | 3.7293 | 18.0775 | 19.0341 | -3.3569 | 0 | 0.23416 | 0 | 1.6728 | 0.35203
2025_07_06 Hr 18 | 0.77098 | 0.00028874 | 0 | 0 | 0 | 0 | 0 | 0 | 0 | 0 | 0 | 0.023943 | 0.63 | 0.023729 | 0.96901 | 0.96904 | 0 | 0 | 0.0061261 | 0.0036608 | 0.012521 | 0.087661 | 0 | -0.79738 | 0 | 0 | 0 | 0.0011913 | 0.024329 | 0 | 0 | 0 | 2.0585 | 0 | 0 | 0.81115 | 0 | 0 | 0 | 1.7078 | 0 | 0.053997 | 0 | 0.11784 | 0 | -0.16739 | 0 | 0 | 0 | 0 | 0 | 0 | 0 | 0 | 0.95824 | 0.044241 | 0.00026332 | 0 | 0 | 0 | 0 | 0 | 0 | 0 | 0 | 0 | 0 | 0 | 0 | 0 | 0 | 0 | 0 | 0 | 0 | -1.344 | 1.822 | 0 | 0 | 0 | 0.16104 | 1.9381 | 1.2254 | 3.0551 | 0.1796 | 0.050933 | -0.77098 | 0.73583 | 0.23426 | 3.7293 | 19.5357 | 18.9695 | -3.0797 | 0 | 0.23416 | 0 | 1.6728 | 0.35822
2025_07_06 Hr 19 | 0.63527 | 3.7166e-05 | 0 | 0 | 0 | 0 | 0 | 0 | 0 | 0 | 0 | 0.023943 | 1.02 | 0.0078889 | 0.58248 | 0.58248 | 0 | 0 | 0.0061261 | 0.0036608 | 0.012521 | 0.087661 | 0 | -1.5991 | 0 | 0 | 0 | 0.0011913 | 0.024329 | 0 | 0 | 0 | 2.0585 | 0 | 0 | 0.81115 | 0 | 0 | 0 | 0.64811 | 0 | 0.053997 | 0 | 0.024197 | 0 | -0.032704 | 0 | 0 | 0 | 0 | 0 | 0 | 0 | 0 | 0.54445 | 0.044241 | 0.00026332 | 0 | 0 | 0 | 0 | 0 | 0 | 0 | 0 | 0 | 0 | 0 | 0 | 0 | 0 | 0 | 0 | 0 | 0 | -0.76398 | 1.822 | 0 | 0 | 0 | 0.20021 | 1.165 | 1.2254 | 3.0551 | 0.1796 | 0.050933 | -0.63527 | 0.73583 | 0.23426 | 3.7293 | 17.6111 | 18.8291 | -3.031 | 0 | 0.23416 | 0 | 1.6728 | 0.35417
2025_07_06 Hr 20 | 0.15845 | 1.9163e-05 | 0 | 0 | 0 | 0 | 0 | 0 | 0 | 0 | 0 | 0.023943 | 1.59 | 0.0090277 | 0.58248 | 0.58248 | 0 | 0 | 0.0061261 | 0.0036608 | 0.012521 | 0.087661 | 0 | -1.6542 | 0 | 0 | 0 | 0.0011913 | 0.024329 | 0 | 0 | 0 | 2.0585 | 0 | 0 | 0.81115 | 0 | 0 | 0 | 0.44277 | 0 | 0.053997 | 0 | 0.017763 | 0 | -0.02345 | 0 | 0 | 0 | 0 | 0 | 0 | 0 | 0 | 0.54445 | 0.044241 | 0.00026332 | 0 | 0 | 0 | 0 | 0 | 0 | 0 | 0 | 0 | 0 | 0 | 0 | 0 | 0 | 0 | 0 | 0 | 0 | -1.2022 | 1.822 | 0 | 0 | 0 | 0.32208 | 1.165 | 1.2254 | 3.0551 | 0.1796 | 0.050933 | -0.15845 | 0.73583 | 0.23426 | 3.7293 | 17.6153 | 19.0459 | -3.0383 | 0 | 0.23416 | 0 | 1.6728 | 0.35476
2025_07_06 Hr 21 | 0.022813 | 3.8961e-06 | 0 | 0 | 0 | 0 | 0 | 0 | 0 | 0 | 0 | 0.023943 | 2.37 | 0.0085752 | 0.58248 | 0.58248 | 0 | 0 | 0.0061261 | 0.0036608 | 0.012521 | 0.087661 | 0 | -1.7093 | 0 | 0 | 0 | 0.0011913 | 0.024329 | 0 | 0 | 0 | 2.0585 | 0 | 0 | 0.81115 | 0 | 0 | 0 | 0.20907 | 0 | 0.053997 | 0 | 0.01132 | 0 | -0.014182 | 0 | 0 | 0 | 0 | 0 | 0 | 0 | 0 | 0.54445 | 0.044241 | 0.00026332 | 0 | 0 | 0 | 0 | 0 | 0 | 0 | 0 | 0 | 0 | 0 | 0 | 0 | 0 | 0 | 0 | 0 | 0 | -0.74422 | 1.822 | 0 | 0 | 0 | 0.20021 | 1.165 | 1.2254 | 3.0551 | 0.1796 | 0.050933 | -0.022813 | 0.73583 | 0.23426 | 3.7293 | 18.4401 | 19.5566 | -2.4905 | 0 | 0.23416 | 0 | 1.6728 | 0.34348
2025_07_06 Hr 22 | 0 | 3.885e-07 | 0 | 0 | 0 | 0 | 0 | 0 | 0 | 0 | 0 | 0.023943 | 2.58 | 0.0041578 | 0.58248 | 0.58248 | 0 | 0 | 0.0061261 | 0.0036608 | 0.012521 | 0.087661 | 0 | -1.7631 | 0 | 0 | 0 | 0.0011913 | 0.024329 | 0 | 0 | 0 | 2.0585 | 0 | 0 | 0.81115 | 0 | 0 | 0 | 0.069534 | 0 | 0.053997 | 0 | 0.0050419 | 0 | -0.005152 | 0 | 0 | 0 | 0 | 0 | 0 | 0 | 0 | 0.68238 | 0.044241 | 0.00026332 | 0 | 0 | 0 | 0 | 0 | 0 | 0 | 0 | 0 | 0 | 0 | 0 | 0 | 0 | 0 | 0 | 0 | 0 | -0.64972 | 1.822 | 0 | 0 | 0 | 0.32208 | 1.165 | 1.2254 | 3.0551 | 0.1796 | 0.050933 | 0 | 0.73583 | 0.23426 | 3.7293 | 18.8106 | 19.9941 | -2.418 | 0 | 0.23416 | 0 | 1.6728 | 0.33838
2025_07_06 Hr 23 | 0 | 0 | 0 | 0 | 0 | 0 | 0 | 0 | 0 | 0 | 0 | 0.023943 | 2.64 | 0.027441 | 0.58248 | 0.58248 | 0 | 0 | 0.0061261 | 0.0036608 | 0.012521 | 0.087661 | 0 | -1.5278 | 0 | 0 | 0 | 0.0011913 | 0.024329 | 0 | 0 | 0 | 2.0585 | 0 | 0 | 0.81115 | 0 | 0 | 0 | 0.068049 | -0.0090244 | 0.053997 | 0 | 0.032519 | 0 | -0.044674 | 0 | 0 | 0 | 0 | 0 | 0 | 0 | 0 | 1.0236 | 0.044241 | 0.00026332 | 0 | 0 | 0 | 0 | 0 | 0 | 0 | 0 | 0 | 0 | 0 | 0 | 0 | 0 | 0 | 0 | 0 | 0 | -0.94669 | 1.822 | 0 | 0 | 0 | 0.42219 | 1.165 | 1.2254 | 3.0551 | 0.1796 | 0.050933 | 0 | 0.73583 | 0.23426 | 3.7293 | 19.2041 | 20.4993 | -2.5192 | 0 | 0.23416 | 0 | 1.6728 | 0.31907
2025_07_06 Hr 24 | 0 | 0 | 0 | 0 | 0 | 0 | 0 | 0 | 0 | 0 | 0 | 0.023943 | 2.49 | 0.011802 | 0.58248 | 0.58248 | 0 | 0 | 0.0061261 | 0.0036608 | 0.012521 | 0.087661 | 0 | -1.6793 | 0 | 0 | 0 | 0.0011913 | 0.024329 | 0 | 0 | 0 | 2.0585 | 0 | 0 | 0.81115 | 0 | 0 | 0 | 0 | -0.11738 | 0.053997 | 0 | 0.014829 | 0 | -0.019229 | 0 | 0 | 0 | 0 | 0 | 0 | 0 | 0 | 1.0962 | 0.044241 | 0.00026332 | 0 | 0 | 0 | 0 | 0 | 0 | 0 | 0 | 0 | 0 | 0 | 0 | 0 | 0 | 0 | 0 | 0 | 0 | 0.10064 | 1.822 | 0 | 0 | 0 | 0.79215 | 1.165 | 1.2254 | 3.0551 | 0.1796 | 0.050933 | 0 | 0.73583 | 0.23426 | 3.7293 | 20.2069 | 20.7572 | -1.5979 | 0 | 0.23416 | 0 | 1.6728 | 0.30001
2025_07_07 Hr 01 | 0 | 0 | 0 | 0 | 0 | 0 | 0 | 0 | 0 | 0 | 0 | 0.023943 | 2.43 | 0.0097543 | 0.58248 | 0.58248 | 0 | 0 | 0.0061261 | 0.0036608 | 0.012521 | 0.087661 | 0 | -1.6987 | 0 | 0 | 0 | 0.0011913 | 0.024329 | 0 | 0 | 0 | 2.0585 | 0 | 0 | 0.81115 | 0 | 0 | 0 | 0 | -0.31016 | 0.053997 | 0 | 0.012558 | 0 | -0.015964 | 0 | 0 | 0 | 0 | 0 | 0 | 0 | 0 | 1.372 | 0.044241 | 0.00026332 | 0 | 0 | 0 | 0 | 0 | 0 | 0 | 0 | 0 | 0 | 0 | 0 | 0 | 0 | 0 | 0 | 0 | 0 | -0.033302 | 1.822 | 0 | 0 | 0 | 1.1447 | 1.165 | 1.2254 | 3.0551 | 0.1796 | 0.050933 | 0 | 0.73583 | 0.23426 | 3.7293 | 20.4188 | 21.312 | -1.748 | 0 | 0.23416 | 0 | 1.6728 | 0.28843
2025_07_07 Hr 02 | 0 | 0 | 0 | 0 | 0 | 0 | 0 | 0 | 0 | 0 | 0 | 0.023943 | 2.43 | 0.010202 | 0.58248 | 0.58248 | 0 | 0 | 0.0061261 | 0.0036608 | 0.012521 | 0.087661 | 0 | -1.6938 | 0 | 0 | 0 | 0.0011913 | 0.024329 | 0 | 0 | 0 | 2.0585 | 0 | 0 | 0.81115 | 0 | 0 | 0 | 0 | -0.49647 | 0.053997 | 0 | 0.013135 | 0 | -0.016793 | 0 | 0 | 0 | 0 | 0 | 0 | 0 | 0 | 1.372 | 0.044241 | 0.00026332 | 0 | 0 | 0 | 0 | 0 | 0 | 0 | 0 | 0 | 0 | 0 | 0 | 0 | 0 | 0 | 0 | 0 | 0.022551 | 0 | 1.822 | 0 | 0 | 0 | 1.3449 | 1.165 | 1.2254 | 3.0551 | 0.1796 | 0.050933 | 0 | 0.73583 | 0.23426 | 3.7293 | 20.484 | 21.5261 | -1.7106 | 0 | 0.23416 | 0 | 1.6728 | 0.27933
2025_07_07 Hr 03 | 0 | 0 | 0 | 0 | 0 | 0 | 0 | 0 | 0 | 0 | 0 | 0.023943 | 2.16 | 0.0030089 | 0.58248 | 0.58248 | 0 | 0 | 0.0061261 | 0.0036608 | 0.012521 | 0.087661 | 0 | -1.7689 | 0 | 0 | 0 | 0.0011913 | 0.024329 | 0 | 0 | 0 | 2.0585 | 0 | 0 | 0.81115 | 0 | 0 | 0 | 0 | -0.15816 | 0.053997 | 0 | 0.0043581 | 0 | -0.0041685 | 0 | 0 | 0 | 0 | 0 | 0 | 0 | 0 | 1.372 | 0.044241 | 0.00026332 | 0 | 0 | 0 | 0 | 0 | 0 | 0 | 0 | 0 | 0 | 0 | 0 | 0 | 0 | 0 | 0 | 0 | -0.027306 | 0 | 1.822 | 0 | 0 | 0 | 1.062 | 1.165 | 1.2254 | 3.0551 | 0.1796 | 0.050933 | 0 | 0.73583 | 0.23426 | 3.7293 | 20.1486 | 20.9149 | -1.7731 | 0 | 0.23416 | 0 | 1.6728 | 0.27811
2025_07_07 Hr 04 | 0 | 0 | 0 | 0 | 0 | 0 | 0 | 0 | 0 | 0 | 0 | 0.023943 | 2.19 | 0.015224 | 0.58248 | 0.58248 | 0 | 0 | 0.0061261 | 0.0036608 | 0.012521 | 0.087661 | 0 | -1.62 | 0 | 0 | 0 | 0.0011913 | 0.024329 | 0 | 0 | 0 | 2.0585 | 0 | 0 | 0.81115 | 0 | 0 | 0 | 0 | -0.69775 | 0.053997 | 0 | 0.021749 | 0 | -0.029183 | 0 | 0 | 0 | 0 | 0 | 0 | 0 | 0 | 2.0544 | 0.044241 | 0.00026332 | 0 | 0 | 0 | 0 | 0 | 0 | 0 | 0 | 0 | 0 | 0 | 0 | 0 | 0 | 0 | 0 | 0 | 0 | -0.07597 | 1.822 | 0 | 0 | 0 | 1.3536 | 1.165 | 1.2254 | 3.0551 | 0.1796 | 0.050933 | 0 | 0.73583 | 0.23426 | 3.7293 | 20.7028 | 21.9608 | -1.7252 | 0 | 0.23416 | 0 | 1.6728 | 0.2805
2025_07_07 Hr 05 | 0 | 0 | 0 | 0 | 0 | 0 | 0 | 0 | 0 | 0 | 0 | 0.023943 | 2.34 | 0.0088761 | 0.58248 | 0.58248 | 0 | 0 | 0.0061261 | 0.0036608 | 0.012521 | 0.087661 | 0 | -1.7046 | 0 | 0 | 0 | 0.0011913 | 0.024329 | 0 | 0 | 0 | 2.0585 | 0 | 0 | 0.81115 | 0 | 0 | 0 | 0 | -0.34291 | 0.053997 | 0 | 0.011867 | 0 | -0.01497 | 0 | 0 | 0 | 0 | 0 | 0 | 0 | 0 | 2.0544 | 0.044241 | 0.00026332 | 0 | 0 | 0 | 0 | 0 | 0 | 0 | 0 | 0 | 0 | 0 | 0 | 0 | 0 | 0 | 0 | 0 | 0 | -0.065834 | 1.822 | 0 | 0 | 0 | 1.5234 | 1.165 | 1.2254 | 3.0551 | 0.1796 | 0.050933 | 0 | 0.73583 | 0.23426 | 3.7293 | 21.3169 | 22.2803 | -1.7854 | 0 | 0.23416 | 0 | 1.6728 | 0.28663
2025_07_07 Hr 06 | 0.022813 | 0 | 0 | 0 | 0 | 0 | 0 | 0 | 0 | 0 | 0 | 0.023943 | 1.95 | 0.0091743 | 0.58248 | 0.58248 | 0 | 0 | 0.0061261 | 0.0036608 | 0.012521 | 0.087661 | 0 | -1.6802 | 0 | 0 | 0 | 0.0011913 | 0.024329 | 0 | 0 | 0 | 2.0585 | 0 | 0 | 0.81115 | 0 | 0 | 0 | 0 | -0.38668 | 0.053997 | 0 | 0.014719 | 0 | -0.019072 | 0 | 0 | 0 | 0 | 0 | 0 | 0 | 0 | 1.9165 | 0.044241 | 0.00026332 | 0 | 0 | 0 | 0 | 0 | 0 | 0 | 0 | 0 | 0 | 0 | 0 | 0 | 0 | 0 | 0 | 0 | 0 | -0.1479 | 1.822 | 0 | 0 | 0 | 1.4842 | 1.165 | 1.2254 | 3.0551 | 0.1796 | 0.050933 | -0.022813 | 0.73583 | 0.23426 | 3.7293 | 20.655 | 21.7468 | -1.87 | 0 | 0.23416 | 0 | 1.6728 | 0.29707
2025_07_07 Hr 07 | 0.37118 | 3.558e-07 | 0 | 0 | 0 | 0 | 0 | 0 | 0 | 0 | 0 | 0.023943 | 0.78 | 0.002878 | 0.58248 | 0.58248 | 0 | 0 | 0.0061261 | 0.0036608 | 0.012521 | 0.087661 | 0 | 0 | 0 | 0 | 0 | 0.0011913 | 0.024329 | 0 | 0 | 0 | 2.0585 | 0 | 0 | 0.81115 | 0 | 0 | 0 | 0 | -0.16925 | 0.053997 | 0 | 0.011544 | 0 | -0.014504 | 0 | 0 | 0 | 0 | 0 | 0 | 0 | 0 | 1.7785 | 0.044241 | 0.00026332 | 0 | 0 | 0 | 0 | 0 | 0 | 0 | 0 | 0 | 0 | 0 | 0 | 0 | 0 | 0 | 0 | 0 | 0 | -0.32042 | 1.822 | 0 | 0 | 0 | 1.062 | 1.165 | 1.2254 | 3.0551 | 0.1796 | 0.050933 | -0.37118 | 0.73583 | 0.23426 | 3.7293 | 20.6638 | 20.3742 | -0.7061 | 0 | 0.23416 | 0 | 1.6728 | 0.3125
2025_07_07 Hr 08 | 0.72819 | 6.1173e-06 | 0 | 0 | 0 | 0 | 0 | 0 | 0 | 0 | 0 | 0.023943 | 0.42 | 0.0038063 | 0.58248 | 0.58248 | 0 | 0 | 0.0061261 | 0.0036608 | 0.012521 | 0.087661 | 0 | 0 | 0 | 0 | 0 | 0.0011913 | 0.024329 | 0 | 0 | 0 | 2.0585 | 0 | 0 | 0.81115 | 0 | 0 | 0 | 0.0023771 | -0.032692 | 0.053997 | 0 | 0.028353 | 0 | -0.038682 | 0 | 0 | 0 | 0 | 0 | 0 | 0 | 0 | 1.5753 | 0.044241 | 0.00026332 | 0 | 0 | 0 | 0 | 0 | 0 | 0 | 0 | 0 | 0 | 0 | 0 | 0 | 0 | 0 | 0 | 0 | 0 | -0.73453 | 1.822 | 0 | 0 | 0 | 1.0141 | 1.165 | 1.2254 | 3.0551 | 0.1796 | 0.050933 | -0.72819 | 0.73583 | 0.23426 | 3.7293 | 19.7681 | 20.1348 | -1.5014 | 0 | 0.23416 | 0 | 1.6728 | 0.32635
2025_07_07 Hr 09 | 0.8129 | 2.2227e-05 | 0 | 0 | 0 | 0 | 0 | 0 | 0 | 0 | 0 | 0.023943 | 0.36 | 0.0031511 | 0.58248 | 0.58248 | 10.8786 | 0 | 0.0061261 | 0.0036608 | 0.012521 | 0.087661 | 0 | 0 | 0 | 0 | 0 | 0.0011913 | 0.024329 | 0 | 0 | 0 | 2.0585 | 0 | 0 | 0.81115 | 0 | 0 | 0 | 0.90356 | 0 | 0.053997 | 0 | 0.022789 | 0 | -0.037289 | 0 | 0 | 0 | 0 | 0 | 0 | 0 | 0 | 1.2994 | 0.044241 | 0.00026332 | 0 | 0 | 0 | 0 | 0 | 0 | 0 | 0 | 0 | 0 | 0 | 0 | 0 | 0 | 0 | 0 | 0 | 0 | -5.0012 | 1.822 | 0 | 0 | 0 | 0.46136 | 4.4304 | 1.2254 | 3.0551 | 0.1796 | 0.050933 | -0.8129 | 0.73583 | 0.23426 | 3.7293 | 18.8269 | 19.3443 | -5.8513 | 0 | 0.23416 | 0 | 1.6728 | 0.34035
2025_07_07 Hr 10 | 0.78071 | 6.899e-05 | 0 | 0 | 0 | 0 | 0 | 0 | 0 | 0 | 0 | 0.023943 | 0.48 | 0.0057236 | 0.58248 | 0.58248 | 3.2654 | 0 | 0.0061261 | 0.0036608 | 0.012521 | 0.087661 | 0 | 0 | 0 | 0 | 0 | 0.0011913 | 0.024329 | 0 | 0 | 0 | 2.0585 | 0 | 0 | 0.81115 | 0 | 0 | 0 | 2.9 | 0 | 0.053997 | 0 | 0.031045 | 0 | -0.051559 | 0 | 0 | 0 | 0 | 0 | 0 | 0 | 0 | 1.2341 | 0.044241 | 0.00026332 | 0 | 0 | 0 | 0 | 0 | 0 | 0 | 0 | 0 | 0 | 0 | 0 | 0 | 0 | 0 | 0 | 0 | 0 | -8.255 | 1.822 | 0 | 0 | 0 | 0.6137 | 4.4304 | 1.2254 | 3.0551 | 0.1796 | 0.050933 | -0.78071 | 0.73583 | 0.23426 | 3.7293 | 17.7653 | 19.5222 | -9.0873 | 0 | 0.23416 | 0 | 1.6728 | 0.34082
2025_07_07 Hr 11 | 0.82205 | 9.7034e-05 | 0 | 0 | 0 | 0 | 0 | 0 | 0 | 0 | 0 | 0.023943 | 0.63 | 0.0086253 | 0.59061 | 0.59061 | 3.2654 | 0 | 0.0061261 | 0.0036608 | 0.012521 | 0.087661 | 0 | 0 | 0 | 0 | 0 | 0.0011913 | 0.024329 | 0 | 0 | 9.2591 | 2.0585 | 0 | 0.37086 | 0.81115 | 0 | 0 | 0 | 4.2266 | 0 | 0.053997 | 0 | 0.010415 | 0 | -0.059509 | 0 | 0 | 0 | 0 | 0 | 0 | 0 | 0 | 0.8929 | 0.044241 | 0.00026332 | 0 | 0 | 0 | 0 | 0 | 0 | 0 | 0 | 0 | 0 | 0 | 0 | 0 | 0 | 0 | 0 | 0 | 0 | -12.8328 | 1.822 | 0 | 0 | 0 | 0.78344 | 7.8721 | 1.2254 | 3.0551 | 0.1796 | 0.050933 | -0.82205 | 0.73583 | 0.23426 | 3.7293 | 18.3068 | 19.9223 | -13.7143 | 0 | 0.23416 | 0 | 1.6728 | 0.34728
2025_07_07 Hr 12 | 0.78609 | 0.00014662 | 0 | 0 | 0 | 0 | 0 | 0 | 0 | 0 | 0 | 0.023943 | 0.81 | 0.013864 | 0.77169 | 0.77169 | 3.2654 | 0 | 0.0061261 | 0.0036608 | 0.012521 | 0.087661 | 0 | 0 | 0 | 0 | 0 | 0.0011913 | 0.024329 | 0 | 0 | 3.4673 | 2.0585 | 0 | 0.37829 | 0.81115 | 0 | 0 | 0 | 6.4301 | 0 | 0.053997 | 0 | 0.01302 | 0 | -0.074922 | 0 | 0 | 0 | 0 | 0 | 0 | 0 | 0 | 0.61705 | 0.044241 | 0.00026332 | 0 | 0 | 0 | 0 | 0 | 0 | 0 | 0 | 0 | 0 | 0 | 0 | 0 | 0 | 0 | 0 | 0 | 0 | -15.7585 | 1.822 | 0 | 0 | 0 | 0.70075 | 8.2761 | 1.2254 | 3.0551 | 0.1796 | 0.050933 | -0.78609 | 0.73583 | 0.23426 | 3.7293 | 17.8123 | 19.7256 | -16.6195 | 0 | 0.23416 | 0 | 1.6728 | 0.35236
2025_07_07 Hr 13 | 0.77316 | 0.00015272 | 0 | 0 | 0 | 0 | 0 | 0 | 0 | 0 | 0 | 0.023943 | 0.75 | 0.012934 | 1.0224 | 1.0224 | 3.2654 | 0 | 0.0061261 | 0.0036608 | 0.012521 | 0.087661 | 0 | 0 | 0 | 0 | 0 | 0.0011913 | 0.024329 | 0 | 0 | 3.739 | 2.0585 | 0 | 0.4266 | 0.81115 | 0 | 0 | 0 | 6.0416 | 0 | 0.053997 | 0 | 0.013119 | 0 | -0.075507 | 0 | 0 | 0 | 0 | 0 | 0 | 0 | 0 | 0.41378 | 0.044241 | 0.00026332 | 0 | 0 | 0 | 0 | 0 | 0 | 0 | 0 | 0 | 0 | 0 | 0 | 0 | 0 | 0 | 0 | 0 | 0 | -16.9278 | 1.822 | 0 | 0 | 0 | 0.6137 | 9.0493 | 1.2254 | 3.0551 | 0.1796 | 0.050933 | -0.77316 | 0.73583 | 0.23426 | 3.7293 | 16.7252 | 19.4107 | -17.7764 | 0 | 0.23416 | 0 | 1.6728 | 0.35334
2025_07_07 Hr 14 | 0.73865 | 0.00021034 | 0 | 0 | 0 | 0 | 0 | 0 | 0 | 0 | 0 | 0.023943 | 0.51 | 0.011051 | 1.2731 | 1.2732 | 4.1358 | 0.04508 | 0.0061261 | 0.0036608 | 0.012521 | 0.087661 | 0 | 0 | 0 | 0 | 0 | 0.0011913 | 0.024329 | 4.7874 | 0 | 3.9577 | 2.0585 | 0 | 0.46548 | 0.81115 | 0 | 0 | 0 | 5.8627 | 0 | 0.053997 | 0 | 0.0025538 | 0 | -0.095408 | 0 | 0 | 0 | 0 | 0 | 0 | 0 | 0 | 0.27586 | 0.044241 | 0.00026332 | 0 | 0 | 0 | 0 | 0 | 0 | 0 | 0 | 0 | 0 | 0 | 0 | 0 | 0 | 0 | 0 | 0 | 0 | -25.0357 | 1.822 | 0 | 2.7152 | 0 | 0.84438 | 12.8014 | 1.2254 | 3.0551 | 0.1796 | 0.050933 | -0.73865 | 0.73583 | 0.23426 | 3.7293 | 12.0677 | 19.2733 | -25.8698 | 0 | 0.23416 | 0 | 1.6728 | 0.36067
2025_07_07 Hr 15 | 0.74679 | 0.00032044 | 0 | 0.10604 | 0.10601 | 0.10603 | 0.10603 | 0.10559 | 0.10604 | 0 | 0 | 0.023943 | 0.33 | 0.011171 | 1.5239 | 1.5239 | 5.0403 | 0.54096 | 0.0061261 | 0.0036608 | 0.012521 | 0.087661 | 0 | 0 | 0 | 0 | 0 | 0.0011913 | 0.024329 | 0.60968 | 0.40314 | 4.3195 | 2.0585 | 0 | 0.5298 | 0.81115 | 0 | 0 | 0 | 5.1644 | 0 | 0.053997 | 0 | 0.0018135 | 0 | -0.15023 | 0 | 0 | 0 | 0 | 0 | 0 | 0 | 0 | 0.47912 | 0.044241 | 0.00026332 | 0 | 0 | 0 | 0 | 0 | 0 | 0 | 0 | 0 | 0 | 0 | 0 | 0 | 0 | 0 | 0 | 0 | 0 | -38.8993 | 1.822 | 0 | 2.0019 | 0 | 0.56147 | 16.4493 | 1.2254 | 3.0551 | 0.1796 | 0.050933 | -0.74679 | 0.73583 | 0.23426 | 3.7293 | 0.90838 | 19.091 | -39.7963 | 0 | 0.23416 | 0 | 1.6728 | 0.36528
2025_07_07 Hr 16 | 0.80483 | 0.00045055 | 0 | 0.10604 | 0.10601 | 0.10603 | 0.10603 | 0.10559 | 0.10604 | 0 | 0 | 0.023943 | 0.21 | 0.0079881 | 1.6388 | 1.6388 | 5.0434 | 0.54096 | 0.0061261 | 0.0036608 | 0.012521 | 0.087661 | 0 | 0 | 0 | 0 | 0 | 0.0011913 | 0.024329 | 0.85084 | 0.25351 | 4.3195 | 2.0585 | 0 | 0.5298 | 0.81115 | 0 | 0 | 0 | 4.9797 | 0 | 0.053997 | 0 | 0.0020378 | 0 | -0.16907 | 0 | 0 | 0 | 0 | 0 | 0 | 0 | 0 | 0.82031 | 0.044241 | 0.00026332 | 0 | 0 | 0 | 0 | 0 | 0 | 0 | 0 | 0 | 0 | 0 | 0 | 0 | 0 | 0 | 0 | 0 | 0 | -43.2911 | 1.822 | 0 | 2.1868 | 0 | 0.65287 | 17.1083 | 1.2254 | 3.0551 | 0.1796 | 0.050933 | -0.80483 | 0.73583 | 0.23426 | 3.7293 | -2.7177 | 19.4594 | -44.265 | 0 | 0.23416 | 0 | 1.6728 | 0.36608
2025_07_07 Hr 17 | 0.78863 | 0.00079963 | 0 | 0.10604 | 0.10601 | 0.10603 | 0.10603 | 0.10559 | 0.10604 | 0 | 0 | 0.023943 | 0.09 | 0.0070298 | 1.6388 | 1.6388 | 5.0434 | 0.54096 | 0.0061261 | 0.0036608 | 0.012521 | 0.087661 | 0 | 0 | 0 | 0 | 0 | 0.0011913 | 0.024329 | 1.0919 | 0.25351 | 4.3195 | 2.0585 | 0 | 0.5298 | 0.81115 | 0 | 0 | 0 | 10.3746 | 0 | 0.053997 | 0 | 0.0041844 | 0 | -0.34939 | 0 | 0 | 0 | 0 | 0 | 0 | 0 | 0 | 1.0236 | 0.044241 | 0.00026332 | 0 | 0 | 0 | 0 | 0 | 0 | 0 | 0 | 0 | 0 | 0 | 0 | 0 | 0 | 0 | 0 | 0 | 0 | -79.3702 | 1.822 | 0 | 2.3376 | 0 | 0.68334 | 17.5001 | 1.2254 | 3.0551 | 0.1796 | 0.050933 | -0.78863 | 0.73583 | 0.23426 | 3.7293 | -33.0772 | 19.5563 | -80.5082 | 0 | 0.23416 | 0 | 1.6728 | 0.36605
2025_07_07 Hr 18 | 0.76168 | 0.00065395 | 0 | 0.10604 | 0.10601 | 0.10603 | 0.10603 | 0.10559 | 0.10604 | 0 | 0 | 0.023943 | 0.39 | 0.037078 | 1.6388 | 1.6388 | 5.0434 | 0.54096 | 0.0061261 | 0.0036608 | 0.012521 | 0.087661 | 0 | 0 | 0 | 0 | 0 | 0.0011913 | 0.024329 | 1.2722 | 0.25351 | 4.3195 | 2.0585 | 0 | 0.5298 | 0.81115 | 0 | 0 | 0 | 11.2073 | 0 | 0.053997 | 0 | 0.0050931 | 0 | -0.42572 | 0 | 0 | 0 | 0 | 0 | 0 | 0 | 0 | 0.8929 | 0.044241 | 0.00026332 | 0 | 0 | 0 | 0 | 0 | 0 | 0 | 0 | 0 | 0 | 0 | 0 | 0 | 0 | 0 | 0 | 0 | 0 | -96.4781 | 1.822 | 0 | 2.3376 | 0 | 0.91402 | 17.6804 | 1.2254 | 3.0551 | 0.1796 | 0.050933 | -0.76168 | 0.73583 | 0.23426 | 3.7293 | -48.8181 | 19.9597 | -97.6655 | 0 | 0.23416 | 0 | 1.6728 | 0.36655
2025_07_07 Hr 19 | 0.64391 | 0.00063201 | 0 | 0.10604 | 0.10601 | 0.10603 | 0.10603 | 0.10559 | 0.10604 | 0 | 0 | 0.023943 | 1.35 | 0.14426 | 1.6388 | 1.6388 | 5.0434 | 0.54096 | 0.0061261 | 0.0036608 | 0.012521 | 0.087661 | 0 | 0 | 0 | 0 | 0 | 0.0011913 | 0.024329 | 1.2821 | 0.25351 | 4.3195 | 2.0585 | 0 | 0.5298 | 0.81115 | 0 | 0 | 0 | 12.7787 | 0 | 0.053997 | 0 | 0.0057247 | 0 | -0.47878 | 0 | 0 | 0 | 0 | 0 | 0 | 0 | 0 | 0.75498 | 0.044241 | 0.00026332 | 0 | 0 | 0 | 0 | 0 | 0 | 0 | 0 | 0 | 0 | 0 | 0 | 0 | 0 | 0 | 0 | 0 | 0 | -114.3747 | 1.822 | 0 | 2.3376 | 0 | 0.80085 | 17.6903 | 1.2254 | 3.0551 | 0.1796 | 0.050933 | -0.64391 | 0.73583 | 0.23426 | 3.7293 | -64.3706 | 20.6579 | -115.4974 | 0 | 0.23416 | 0 | 1.6728 | 0.36638
2025_07_07 Hr 20 | 0.18141 | 0.00020054 | 0 | 0.10604 | 0.10601 | 0.10603 | 0.10603 | 0.10559 | 0.10604 | 0 | 0 | 0.023943 | 1.53 | 0.11713 | 1.6388 | 1.6388 | 5.0434 | 0.54096 | 0.0061261 | 0.0036608 | 0.012521 | 0.087661 | 0 | 0 | 0 | 0 | 0 | 0.0011913 | 0.024329 | 1.2821 | 0.25351 | 4.3195 | 2.0585 | 0 | 0.5298 | 0.81115 | 0 | 0 | 0 | 9.0435 | 0 | 0.053997 | 0 | 0.004101 | 0 | -0.34239 | 0 | 0 | 0 | 0 | 0 | 0 | 0 | 0 | 0.27586 | 0.044241 | 0.00026332 | 0 | 0 | 0 | 0 | 0 | 0 | 0 | 0 | 0 | 0 | 0 | 0 | 0 | 0 | 0 | 0 | 0 | 0 | -84.842 | 1.822 | 0 | 2.3376 | 0 | 0.73121 | 17.6903 | 1.2254 | 3.0551 | 0.1796 | 0.050933 | -0.18141 | 0.73583 | 0.23426 | 3.7293 | -38.8393 | 19.7927 | -85.3658 | 0 | 0.23416 | 0 | 1.6728 | 0.36004
2025_07_07 Hr 21 | 0 | 8.2822e-05 | 0 | 0.10604 | 0.10601 | 0.10603 | 0.10603 | 0.10559 | 0.10604 | 0 | 0 | 0.023943 | 1.98 | 0.13082 | 1.6388 | 1.6388 | 5.0434 | 0.54096 | 0.0061261 | 0.0036608 | 0.012521 | 0.087661 | 0 | 0 | 0 | 0 | 0 | 0.0011913 | 0.024329 | 1.2821 | 0.25351 | 4.3195 | 2.0585 | 0 | 0.5298 | 0.81115 | 0 | 0 | 0 | 6.325 | 0 | 0.053997 | 0 | 0.0035394 | 0 | -0.29521 | 0 | 0 | 0 | 0 | 0 | 0 | 0 | 0 | 0.61705 | 0.044241 | 0.00026332 | 0 | 0 | 0 | 0 | 0 | 0 | 0 | 0 | 0 | 0 | 0 | 0 | 0 | 0 | 0 | 0 | 0 | 0 | -77.4854 | 1.822 | 0 | 2.3376 | 0 | 1.0446 | 17.6903 | 1.2254 | 3.0551 | 0.1796 | 0.050933 | 0 | 0.73583 | 0.23426 | 3.7293 | -33.0437 | 20.7216 | -77.7806 | 0 | 0.23416 | 0 | 1.6728 | 0.35217
2025_07_07 Hr 22 | 0 | 1.8901e-05 | 0 | 0.10604 | 0.10601 | 0.10603 | 0.10603 | 0.10559 | 0.10604 | 0 | 0 | 0.023943 | 1.71 | 0.10055 | 1.6388 | 1.6388 | 5.0434 | 0.54096 | 0.0061261 | 0.0036608 | 0.012521 | 0.087661 | 0 | 0 | 0 | 0 | 0 | 0.0011913 | 0.024329 | 1.2821 | 0.25351 | 4.3195 | 2.0585 | 0 | 0.5298 | 0.81115 | 0 | 0 | 0 | 3.8588 | 0 | 0.053997 | 0 | 0.0031502 | 0 | -0.26251 | 0 | 0 | 0 | 0 | 0 | 0 | 0 | 0 | 1.372 | 0.044241 | 0.00026332 | 0 | 0 | 0 | 0 | 0 | 0 | 0 | 0 | 0 | 0 | 0 | 0 | 0 | 0 | 0 | 0 | 0 | 0 | -72.0406 | 1.822 | 0 | 2.3376 | 0 | 1.2143 | 17.6903 | 1.2254 | 3.0551 | 0.1796 | 0.050933 | 0 | 0.73583 | 0.23426 | 3.7293 | -29.4161 | 21.3378 | -72.3031 | 0 | 0.23416 | 0 | 1.6728 | 0.34407
2025_07_07 Hr 23 | 0 | 0 | 0 | 0.10604 | 0.10601 | 0.10603 | 0.10603 | 0.10559 | 0.10604 | 0 | 0 | 0.023943 | 1.98 | 0.093983 | 1.6388 | 1.6388 | 5.2357 | 0.34455 | 0.0061261 | 0.0036608 | 0.012521 | 0.087661 | 0 | -0.53484 | 0 | 0 | 0 | 0.0011913 | 0.024329 | 1.2353 | 0.25351 | 4.738 | 2.0585 | 0 | 0.55068 | 0.81115 | 0 | 0 | 0 | 1.4132 | 0 | 0.053997 | 0 | 0.0025428 | 0 | -0.2115 | 0 | 0 | 0 | 0 | 0 | 0 | 0 | 0 | 1.2341 | 0.044241 | 0.00026332 | 0 | 0 | 0 | 0 | 0 | 0 | 0 | 0 | 0 | 0 | 0 | 0 | 0 | 0 | 0 | 0 | 0 | 0 | -50.7675 | 1.822 | 0 | 2.1513 | 0 | 1.1229 | 17.8716 | 1.2254 | 3.0551 | 0.1796 | 0.050933 | 0 | 0.73583 | 0.23426 | 3.7293 | -10.853 | 21.3761 | -51.5138 | 0 | 0.23416 | 0 | 1.6728 | 0.32738
2025_07_07 Hr 24 | 0 | 0 | 0 | 0 | 0 | 0 | 0 | 0 | 0 | 0 | 0 | 0.023943 | 0.39 | 0.0088976 | 1.6388 | 1.6388 | 5.1947 | 0.19142 | 0.0061261 | 0.0036608 | 0.012521 | 0.087661 | 0 | -1.1951 | 0 | 0 | 0 | 0.0011913 | 0.024329 | 0.61122 | 0 | 4.7323 | 2.0585 | 0 | 0.54989 | 0.81115 | 0 | 0 | 0 | 0.14084 | -0.38685 | 0.053997 | 0 | 0.003911 | 0 | -0.10056 | 0 | 0 | 0 | 0 | 0 | 0 | 0 | 0 | 1.0236 | 0.044241 | 0.00026332 | 0 | 0 | 0 | 0 | 0 | 0 | 0 | 0 | 0 | 0 | 0 | 0 | 0 | 0 | 0 | 0 | 0 | 0 | -17.9897 | 1.822 | 0 | 0 | 0 | 1.3754 | 14.0072 | 1.2254 | 3.0551 | 0.1796 | 0.050933 | 0 | 0.73583 | 0.23426 | 3.7293 | 14.1984 | 19.7226 | -19.2854 | 0 | 0.23416 | 0 | 1.6728 | 0.30782
2025_07_08 Hr 01 | 0 | 0 | 0 | 0 | 0 | 0 | 0 | 0 | 0 | 0 | 0 | 0.023943 | 1.56 | 0.032674 | 1.6388 | 1.6388 | 5.1011 | 0 | 0.0061261 | 0.0036608 | 0.012521 | 0.087661 | 0 | -1.2452 | 0 | 0 | 0 | 0.0011913 | 0.024329 | 0.47904 | 0 | 4.7323 | 2.0585 | 0 | 0.54989 | 0.81115 | 0 | 0 | 0 | 0 | -1.0802 | 0.053997 | 0 | 0.0035906 | 0 | -0.092152 | 0 | 0 | 0 | 0 | 0 | 0 | 0 | 0 | 1.2994 | 0.044241 | 0.00026332 | 0 | 0 | 0 | 0 | 0 | 0 | 0 | 0 | 0 | 0 | 0 | 0 | 0 | 0 | 0 | 0 | 0 | 0 | -15.2928 | 1.822 | 0 | 0 | 0 | 1.6844 | 13.59 | 1.2254 | 3.0551 | 0.1796 | 0.050933 | 0 | 0.73583 | 0.23426 | 3.7293 | 17.3673 | 21.4877 | -16.6301 | 0 | 0.23416 | 0 | 1.6728 | 0.29427
2025_07_08 Hr 02 | 0 | 0 | 0 | 0 | 0 | 0 | 0 | 0 | 0 | 0 | 0 | 0.023943 | 0.93 | 0.019139 | 1.6388 | 1.6388 | 4.9373 | 0 | 0.0061261 | 0.0036608 | 0.012521 | 0.087661 | 0 | -1.255 | 0 | 0 | 0 | 0.0011913 | 0.024329 | 0.47904 | 0 | 4.7415 | 2.0585 | 0 | 0.55118 | 0.81115 | 0 | 0 | 0 | 0 | -1.2702 | 0.053997 | 0 | 0.003528 | 0 | -0.09051 | 0 | 0 | 0 | 0 | 0 | 0 | 0 | 0 | 1.6406 | 0.044241 | 0.00026332 | 0 | 0 | 0 | 0 | 0 | 0 | 0 | 0 | 0 | 0 | 0 | 0 | 0 | 0 | 0 | 0 | 0 | 0 | -15.0013 | 1.822 | 0 | 0 | 0 | 1.6844 | 13.4354 | 1.2254 | 3.0551 | 0.1796 | 0.050933 | 0 | 0.73583 | 0.23426 | 3.7293 | 17.0006 | 21.1822 | -16.3468 | 0 | 0.23416 | 0 | 1.6728 | 0.28984
2025_07_08 Hr 03 | 0 | 0 | 0 | 0 | 0 | 0 | 0 | 0 | 0 | 0 | 0 | 0.023943 | 0.78 | 0.016617 | 1.6388 | 1.6388 | 5.0894 | 0 | 0.0061261 | 0.0036608 | 0.012521 | 0.087661 | 0 | -1.2356 | 0 | 0 | 0 | 0.0011913 | 0.024329 | 0.47904 | 0 | 4.6864 | 2.0585 | 0 | 0.54344 | 0.81115 | 0 | 0 | 0 | 0 | -2.084 | 0.053997 | 0 | 0.003652 | 0 | -0.093765 | 0 | 0 | 0 | 0 | 0 | 0 | 0 | 0 | 2.1197 | 0.044241 | 0.00026332 | 0 | 0 | 0 | 0 | 0 | 0 | 0 | 0 | 0 | 0 | 0 | 0 | 0 | 0 | 0 | 0 | 0 | 0 | -13.4916 | 1.822 | 0 | 0 | 0 | 1.3928 | 13.5324 | 1.2254 | 3.0551 | 0.1796 | 0.050933 | 0 | 0.73583 | 0.23426 | 3.7293 | 17.8223 | 21.1949 | -14.821 | 0 | 0.23416 | 0 | 1.6728 | 0.27528
2025_07_08 Hr 04 | 0 | 0 | 0 | 0 | 0 | 0 | 0 | 0 | 0 | 0 | 0 | 0.023943 | 0.24 | 0.0094198 | 1.6336 | 1.6336 | 5.1713 | 0 | 0.0061261 | 0.0036608 | 0.012521 | 0.087661 | 0 | -0.75494 | 0 | 0 | 0 | 0.0011913 | 0.024329 | 0.60964 | 0 | 4.714 | 2.0585 | 0 | 0.54731 | 0.81115 | 0 | 0 | 0 | 0.09129 | -3.0388 | 0.053997 | 0 | 0.0067284 | 0 | -0.17452 | 0 | 0 | 0 | 0 | 0 | 0 | 0 | 0 | 2.1923 | 0.044241 | 0.00026332 | 0 | 0 | 0 | 0 | 0 | 0 | 0 | 0 | 0 | 0 | 0 | 0 | 0 | 0 | 0 | 0 | 0 | 0 | -17.2207 | 1.822 | 0 | 0 | 0 | 1.1926 | 13.762 | 1.2254 | 3.0551 | 0.1796 | 0.050933 | 0 | 0.73583 | 0.23426 | 3.7293 | 13.2086 | 20.5442 | -18.1501 | 0 | 0.23416 | 0 | 1.6728 | 0.29553
2025_07_08 Hr 05 | 0 | 0 | 0 | 0 | 0 | 0 | 0 | 0 | 0 | 0 | 0 | 0.023943 | 0.21 | 0.0048993 | 1.637 | 1.637 | 4.8436 | 0 | 0.0061261 | 0.0036608 | 0.012521 | 0.087661 | 0 | -1.1813 | 0 | 0 | 0 | 0.0011913 | 0.024329 | 0.48407 | 0 | 4.7048 | 2.0585 | 0 | 0.54602 | 0.81115 | 0 | 0 | 0 | 0 | -1.3961 | 0.053997 | 0 | 0.0039994 | 0 | -0.10288 | 0 | 0 | 0 | 0 | 0 | 0 | 0 | 0 | 2.3303 | 0.044241 | 0.00026332 | 0 | 0 | 0 | 0 | 0 | 0 | 0 | 0 | 0 | 0 | 0 | 0 | 0 | 0 | 0 | 0 | 0 | 0 | -16.3489 | 1.822 | 0 | 0 | 0 | 1.1055 | 13.3066 | 1.2254 | 3.0551 | 0.1796 | 0.050933 | 0 | 0.73583 | 0.23426 | 3.7293 | 14.8298 | 20.5524 | -17.6331 | 0 | 0.23416 | 0 | 1.6728 | 0.28861
2025_07_08 Hr 06 | 0.045117 | 0 | 0 | 0 | 0 | 0 | 0 | 0 | 0 | 0 | 0 | 0.023943 | 0.54 | 0.011876 | 1.6388 | 1.6388 | 4.8554 | 0 | 0.0061261 | 0.0036608 | 0.012521 | 0.087661 | 0 | -1.2172 | 0 | 0 | 0 | 0.0011913 | 0.024329 | 0.48072 | 0 | 4.714 | 2.0585 | 0 | 0.54731 | 0.81115 | 0 | 0 | 0 | 0.1228 | -1.4105 | 0.053997 | 0 | 0.00377 | 0 | -0.096863 | 0 | 0 | 0 | 0 | 0 | 0 | 0 | 0 | 2.2577 | 0.044241 | 0.00026332 | 0 | 0 | 0 | 0 | 0 | 0 | 0 | 0 | 0 | 0 | 0 | 0 | 0 | 0 | 0 | 0 | 0 | 0 | -15.7872 | 1.822 | 0 | 0 | 0 | 0.81391 | 13.3276 | 1.2254 | 3.0551 | 0.1796 | 0.050933 | -0.045117 | 0.73583 | 0.23426 | 3.7293 | 15.471 | 20.5775 | -17.1464 | 0 | 0.23416 | 0 | 1.6728 | 0.2946
2025_07_08 Hr 07 | 0.27215 | 1.2586e-06 | 0 | 0 | 0 | 0 | 0 | 0 | 0 | 0 | 0 | 0.023943 | 0.75 | 0.014684 | 1.637 | 1.637 | 3.361 | 0 | 0.0061261 | 0.0036608 | 0.012521 | 0.087661 | 0 | 0 | 0 | 0 | 0 | 0.0011913 | 0.024329 | 0.47904 | 0 | 4.3195 | 2.0585 | 0 | 0.5298 | 0.81115 | 0 | 0 | 0 | 1.7102 | 0 | 0.053997 | 0 | 0.0033563 | 0 | -0.086004 | 0 | 0 | 0 | 0 | 0 | 0 | 0 | 0 | 1.5753 | 0.044241 | 0.00026332 | 0 | 0 | 0 | 0 | 0 | 0 | 0 | 0 | 0 | 0 | 0 | 0 | 0 | 0 | 0 | 0 | 0 | 0 | -20.157 | 1.822 | 0 | 0 | 0 | 0.33079 | 11.4336 | 1.2254 | 3.0551 | 0.1796 | 0.050933 | -0.27215 | 0.73583 | 0.23426 | 3.7293 | 12.4807 | 19.8521 | -20.5152 | 0 | 0.23416 | 0 | 1.6728 | 0.31238
2025_07_08 Hr 08 | 0.52215 | 1.4219e-05 | 0 | 0 | 0 | 0 | 0 | 0 | 0 | 0 | 0 | 0.023943 | 1.29 | 0.030034 | 1.6388 | 1.6388 | 4.3072 | 0 | 0.0061261 | 0.0036608 | 0.012521 | 0.087661 | 0 | 0 | 0 | 0 | 0 | 0.0011913 | 0.024329 | 0.47904 | 0 | 4.3195 | 2.0585 | 0 | 0.5298 | 0.81115 | 0 | 0 | 0 | 2.0919 | 0 | 0.053997 | 0 | 0.002744 | 0 | -0.10267 | 0 | 0 | 0 | 0 | 0 | 0 | 0 | 0 | 1.0962 | 0.044241 | 0.00026332 | 0 | 0 | 0 | 0 | 0 | 0 | 0 | 0 | 0 | 0 | 0 | 0 | 0 | 0 | 0 | 0 | 0 | 0 | -26.7422 | 1.822 | 0 | 2.7152 | 0 | 0.20892 | 14.0207 | 1.2254 | 3.0551 | 0.1796 | 0.050933 | -0.52215 | 0.73583 | 0.23426 | 3.7293 | 8.8146 | 20.0691 | -27.3671 | 0 | 0.23416 | 0 | 1.6728 | 0.32494
2025_07_08 Hr 09 | 0.68089 | 5.9501e-05 | 0 | 0 | 0 | 0 | 0 | 0 | 0 | 0 | 0 | 0.023943 | 0.63 | 0.015654 | 1.6388 | 1.6388 | 5.0322 | 0.40572 | 0.0061261 | 0.0036608 | 0.012521 | 0.087661 | 0 | 0 | 0 | 0 | 0 | 0.0011913 | 0.024329 | 0.47904 | 0 | 4.3195 | 2.0585 | 0 | 0.5298 | 0.81115 | 0 | 0 | 0 | 2.3436 | 0 | 0.053997 | 0 | 0.0029285 | 0 | -0.10971 | 0 | 0 | 0 | 0 | 0 | 0 | 0 | 0 | 1.2994 | 0.044241 | 0.00026332 | 0 | 0 | 0 | 0 | 0 | 0 | 0 | 0 | 0 | 0 | 0 | 0 | 0 | 0 | 0 | 0 | 0 | 0 | -29.393 | 1.822 | 0 | 1.6375 | 0 | 0.091402 | 15.1515 | 1.2254 | 3.0551 | 0.1796 | 0.050933 | -0.68089 | 0.73583 | 0.23426 | 3.7293 | 6.9627 | 19.6512 | -30.1836 | 0 | 0.23416 | 0 | 1.6728 | 0.33692
2025_07_08 Hr 10 | 0.71903 | 0.00015884 | 0 | 0 | 0 | 0 | 0 | 0 | 0 | 0 | 0 | 0.023943 | 0.18 | 0.0052634 | 1.6388 | 1.6388 | 5.0434 | 0.54096 | 0.0061261 | 0.0036608 | 0.012521 | 0.087661 | 0 | 0 | 0 | 0 | 0 | 0.0011913 | 0.024329 | 0.60964 | 0.40314 | 4.3195 | 2.0585 | 0 | 0.5298 | 0.81115 | 0 | 0 | 0 | 2.9352 | 0 | 0.053997 | 0 | 0.0034463 | 0 | -0.12949 | 0 | 0 | 0 | 0 | 0 | 0 | 0 | 0 | 1.2994 | 0.044241 | 0.00026332 | 0 | 0 | 0 | 0 | 0 | 0 | 0 | 0 | 0 | 0 | 0 | 0 | 0 | 0 | 0 | 0 | 0 | 0 | -31.2815 | 1.822 | 0 | 1.6375 | 0 | 0.36125 | 15.682 | 1.2254 | 3.0551 | 0.1796 | 0.050933 | -0.71903 | 0.73583 | 0.23426 | 3.7293 | 5.9931 | 19.5059 | -32.13 | 0 | 0.23416 | 0 | 1.6728 | 0.34396
2025_07_08 Hr 11 | 0.78573 | 0.00025243 | 0 | 0.10604 | 0.10601 | 0.10603 | 0.10603 | 0.10559 | 0.10604 | 0 | 0 | 0.023943 | 0.21 | 0.0065187 | 1.6388 | 1.6388 | 5.0434 | 0.54096 | 0.0061261 | 0.0036608 | 0.012521 | 0.087661 | 0 | 0 | 0 | 0 | 0 | 0.0011913 | 0.024329 | 0.85085 | 0.25351 | 4.3195 | 2.0585 | 0 | 0.5298 | 0.81115 | 0 | 0 | 0 | 3.172 | 0 | 0.053997 | 0 | 0.0016629 | 0 | -0.13759 | 0 | 0 | 0 | 0 | 0 | 0 | 0 | 0 | 1.2994 | 0.044241 | 0.00026332 | 0 | 0 | 0 | 0 | 0 | 0 | 0 | 0 | 0 | 0 | 0 | 0 | 0 | 0 | 0 | 0 | 0 | 0 | -34.8202 | 1.822 | 0 | 1.6545 | 0 | 0.35255 | 16.576 | 1.2254 | 3.0551 | 0.1796 | 0.050933 | -0.78573 | 0.73583 | 0.23426 | 3.7293 | 3.6052 | 19.6008 | -35.7435 | 0 | 0.23416 | 0 | 1.6728 | 0.34946
2025_07_08 Hr 12 | 0.78609 | 0.00030373 | 0 | 0.10604 | 0.10601 | 0.10603 | 0.10603 | 0.10559 | 0.10604 | 0 | 0 | 0.023943 | 0.36 | 0.010731 | 1.6388 | 1.6388 | 5.0434 | 0.54096 | 0.0061261 | 0.0036608 | 0.012521 | 0.087661 | 0 | 0 | 0 | 0 | 0 | 0.0011913 | 0.024329 | 0.9307 | 0.25351 | 4.3195 | 2.0585 | 0 | 0.5298 | 0.81115 | 0 | 0 | 0 | 3.4346 | 0 | 0.053997 | 0 | 0.0015969 | 0 | -0.13204 | 0 | 0 | 0 | 0 | 0 | 0 | 0 | 0 | 1.1615 | 0.044241 | 0.00026332 | 0 | 0 | 0 | 0 | 0 | 0 | 0 | 0 | 0 | 0 | 0 | 0 | 0 | 0 | 0 | 0 | 0 | 0 | -30.843 | 1.822 | 0 | 1.6375 | 0 | 0.33079 | 16.6388 | 1.2254 | 3.0551 | 0.1796 | 0.050933 | -0.78609 | 0.73583 | 0.23426 | 3.7293 | 7.9159 | 19.6035 | -31.7611 | 0 | 0.23416 | 0 | 1.6728 | 0.35729
2025_07_08 Hr 13 | 0.77316 | 0.00035467 | 0 | 0.10604 | 0.10601 | 0.10603 | 0.10603 | 0.10559 | 0.10604 | 0 | 0 | 0.023943 | 0.33 | 0.012428 | 1.6388 | 1.6388 | 5.0434 | 0.54096 | 0.0061261 | 0.0036608 | 0.012521 | 0.087661 | 0 | 0 | 0 | 0 | 0 | 0.0011913 | 0.024329 | 1.1719 | 0.25351 | 4.3195 | 2.0585 | 0 | 0.5298 | 0.81115 | 0 | 0 | 0 | 3.9661 | 0 | 0.053997 | 0 | 0.0020175 | 0 | -0.16737 | 0 | 0 | 0 | 0 | 0 | 0 | 0 | 0 | 1.1615 | 0.044241 | 0.00026332 | 0 | 0 | 0 | 0 | 0 | 0 | 0 | 0 | 0 | 0 | 0 | 0 | 0 | 0 | 0 | 0 | 0 | 0 | -39.3208 | 1.822 | 0 | 2.1481 | 0 | 0.22198 | 17.3906 | 1.2254 | 3.0551 | 0.1796 | 0.050933 | -0.77316 | 0.73583 | 0.23426 | 3.7293 | 0.55532 | 19.4598 | -40.2613 | 0 | 0.23416 | 0 | 1.6728 | 0.36358
2025_07_08 Hr 14 | 0.69673 | 0.00052982 | 0 | 0.10604 | 0.10601 | 0.10603 | 0.10603 | 0.10559 | 0.10604 | 0 | 0 | 0.023943 | 0.42 | 0.021075 | 1.6388 | 1.6388 | 5.0434 | 0.54096 | 0.0061261 | 0.0036608 | 0.012521 | 0.087661 | 0 | 0 | 0 | 0 | 0 | 0.0011913 | 0.024329 | 1.2821 | 0.25351 | 4.3195 | 2.0585 | 0 | 0.5298 | 0.81115 | 0 | 0 | 0 | 5.5674 | 0 | 0.053997 | 0 | 0.0026881 | 0 | -0.2237 | 0 | 0 | 0 | 0 | 0 | 0 | 0 | 0 | 1.0236 | 0.044241 | 0.00026332 | 0 | 0 | 0 | 0 | 0 | 0 | 0 | 0 | 0 | 0 | 0 | 0 | 0 | 0 | 0 | 0 | 0 | 0 | -49.696 | 1.822 | 0 | 2.3376 | 0 | 0.13928 | 17.6903 | 1.2254 | 3.0551 | 0.1796 | 0.050933 | -0.69673 | 0.73583 | 0.23426 | 3.7293 | -8.0918 | 19.267 | -50.6165 | 0 | 0.23416 | 0 | 1.6728 | 0.36894
2025_07_08 Hr 15 | 0.7231 | 0.00069749 | 0 | 0.10604 | 0.10601 | 0.10603 | 0.10603 | 0.10559 | 0.10604 | 0 | 0 | 0.023943 | 0.39 | 0.022478 | 1.6388 | 1.6388 | 5.0434 | 0.54096 | 0.0061261 | 0.0036608 | 0.012521 | 0.087661 | 0 | 0 | 0 | 0 | 0 | 0.0011913 | 0.024329 | 1.2821 | 0.25351 | 4.3195 | 2.0585 | 0 | 0.5298 | 0.81115 | 0 | 0 | 0 | 7.3741 | 0 | 0.053997 | 0 | 0.0030876 | 0 | -0.25726 | 0 | 0 | 0 | 0 | 0 | 0 | 0 | 0 | 1.0236 | 0.044241 | 0.00026332 | 0 | 0 | 0 | 0 | 0 | 0 | 0 | 0 | 0 | 0 | 0 | 0 | 0 | 0 | 0 | 0 | 0 | 0 | -55.7187 | 1.822 | 0 | 2.3376 | 0 | 0.12187 | 17.6903 | 1.2254 | 3.0551 | 0.1796 | 0.050933 | -0.7231 | 0.73583 | 0.23426 | 3.7293 | -12.3804 | 19.2542 | -56.6991 | 0 | 0.23416 | 0 | 1.6728 | 0.37565
2025_07_08 Hr 16 | 0.68089 | 0.0012112 | 0 | 0.10604 | 0.10601 | 0.10603 | 0.10603 | 0.10559 | 0.10604 | 0 | 0 | 0.023943 | 0.48 | 0.051094 | 1.6388 | 1.6388 | 5.0434 | 0.54096 | 0.0061261 | 0.0036608 | 0.012521 | 0.087661 | 0 | 0 | 0 | 0 | 0 | 0.0011913 | 0.024329 | 1.2821 | 0.25351 | 4.3195 | 2.0585 | 0 | 0.5298 | 0.81115 | 0 | 0 | 0 | 14.6002 | 0 | 0.053997 | 0 | 0.0057025 | 0 | -0.47691 | 0 | 0 | 0 | 0 | 0 | 0 | 0 | 0 | 0.8929 | 0.044241 | 0.00026332 | 0 | 0 | 0 | 0 | 0 | 0 | 0 | 0 | 0 | 0 | 0 | 0 | 0 | 0 | 0 | 0 | 0 | 0 | -97.5013 | 1.822 | 0 | 2.3376 | 0 | 0.16104 | 17.6903 | 1.2254 | 3.0551 | 0.1796 | 0.050933 | -0.68089 | 0.73583 | 0.23426 | 3.7293 | -47.1262 | 19.2424 | -98.6591 | 0 | 0.23416 | 0 | 1.6728 | 0.3784
2025_07_08 Hr 17 | 0.47725 | 0.0011035 | 0 | 0.10604 | 0.10601 | 0.10603 | 0.10603 | 0.10559 | 0.10604 | 0 | 0 | 0.023943 | 0.69 | 0.075319 | 1.6388 | 1.6388 | 5.0434 | 0.54096 | 0.0061261 | 0.0036608 | 0.012521 | 0.087661 | 0 | 0 | 0 | 0 | 0 | 0.0011913 | 0.024329 | 1.2821 | 0.25351 | 4.3195 | 2.0585 | 0 | 0.5298 | 0.81115 | 0 | 0 | 0 | 14.8472 | 0 | 0.053997 | 0 | 0.0058478 | 0 | -0.48911 | 0 | 0 | 0 | 0 | 0 | 0 | 0 | 0 | 1.0962 | 0.044241 | 0.00026332 | 0 | 0 | 0 | 0 | 0 | 0 | 0 | 0 | 0 | 0 | 0 | 0 | 0 | 0 | 0 | 0 | 0 | 0 | -98.5795 | 1.822 | 0 | 2.3376 | 0 | 0.26985 | 17.6903 | 1.2254 | 3.0551 | 0.1796 | 0.050933 | -0.47725 | 0.73583 | 0.23426 | 3.7293 | -47.4235 | 19.5848 | -99.5459 | 0 | 0.23416 | 0 | 1.6728 | 0.37829
2025_07_08 Hr 18 | 0.49948 | 0.0010198 | 0 | 0.10604 | 0.10601 | 0.10603 | 0.10603 | 0.10559 | 0.10604 | 0 | 0 | 0.023943 | 1.41 | 0.17682 | 1.6388 | 1.6388 | 5.0434 | 0.54096 | 0.0061261 | 0.0036608 | 0.012521 | 0.087661 | 0 | 0 | 0 | 0 | 0 | 0.0011913 | 0.024329 | 1.2821 | 0.25351 | 4.3195 | 2.0585 | 0 | 0.5298 | 0.81115 | 0 | 0 | 0 | 17.3296 | 0 | 0.053997 | 0 | 0.006718 | 0 | -0.56221 | 0 | 0 | 0 | 0 | 0 | 0 | 0 | 0 | 1.0236 | 0.044241 | 0.00026332 | 0 | 0 | 0 | 0 | 0 | 0 | 0 | 0 | 0 | 0 | 0 | 0 | 0 | 0 | 0 | 0 | 0 | 0 | -116.9619 | 1.822 | 0 | 2.3376 | 0 | 0.35255 | 17.6903 | 1.2254 | 3.0551 | 0.1796 | 0.050933 | -0.49948 | 0.73583 | 0.23426 | 3.7293 | -62.5644 | 20.4393 | -118.0236 | 0 | 0.23416 | 0 | 1.6728 | 0.37903
2025_07_08 Hr 19 | 0.40867 | 0.00082791 | 0 | 0.10604 | 0.10601 | 0.10603 | 0.10603 | 0.10559 | 0.10604 | 0 | 0 | 0.023943 | 1.77 | 0.26429 | 1.6388 | 1.6388 | 5.0434 | 0.54096 | 0.0061261 | 0.0036608 | 0.012521 | 0.087661 | 0 | 0 | 0 | 0 | 0 | 0.0011913 | 0.024329 | 1.2821 | 0.25351 | 4.3195 | 2.0585 | 0 | 0.5298 | 0.81115 | 0 | 0 | 0 | 22.0267 | 0 | 0.053997 | 0 | 0.0079991 | 0 | -0.66982 | 0 | 0 | 0 | 0 | 0 | 0 | 0 | 0 | 1.0962 | 0.044241 | 0.00026332 | 0 | 0 | 0 | 0 | 0 | 0 | 0 | 0 | 0 | 0 | 0 | 0 | 0 | 0 | 0 | 0 | 0 | 0 | -149.5018 | 1.822 | 0 | 2.3376 | 0 | 0.48312 | 17.6903 | 1.2254 | 3.0551 | 0.1796 | 0.050933 | -0.40867 | 0.73583 | 0.23426 | 3.7293 | -89.8634 | 20.9999 | -150.5803 | 0 | 0.23416 | 0 | 1.6728 | 0.37999
2025_07_08 Hr 20 | 0.13579 | 0.00021763 | 0 | 0.10604 | 0.10601 | 0.10603 | 0.10603 | 0.10559 | 0.10604 | 0 | 0 | 0.023943 | 1.89 | 0.15799 | 1.6388 | 1.6388 | 5.0434 | 0.54096 | 0.0061261 | 0.0036608 | 0.012521 | 0.087661 | 0 | 0 | 0 | 0 | 0 | 0.0011913 | 0.024329 | 1.2821 | 0.25351 | 4.3195 | 2.0585 | 0 | 0.5298 | 0.81115 | 0 | 0 | 0 | 8.3224 | 0 | 0.053997 | 0 | 0.0044781 | 0 | -0.37406 | 0 | 0 | 0 | 0 | 0 | 0 | 0 | 0 | 0.95824 | 0.044241 | 0.00026332 | 0 | 0 | 0 | 0 | 0 | 0 | 0 | 0 | 0 | 0 | 0 | 0 | 0 | 0 | 0 | 0 | 0 | 0 | -82.8112 | 1.822 | 0 | 2.3376 | 0 | 0.79215 | 17.6903 | 1.2254 | 3.0551 | 0.1796 | 0.050933 | -0.13579 | 0.73583 | 0.23426 | 3.7293 | -36.4081 | 20.9002 | -83.321 | 0 | 0.23416 | 0 | 1.6728 | 0.36903
2025_07_08 Hr 21 | 0 | 4.2251e-05 | 0 | 0.10604 | 0.10601 | 0.10603 | 0.10603 | 0.10559 | 0.10604 | 0 | 0 | 0.023943 | 0.72 | 0.041149 | 1.6388 | 1.6388 | 5.0434 | 0.54096 | 0.0061261 | 0.0036608 | 0.012521 | 0.087661 | 0 | 0 | 0 | 0 | 0 | 0.0011913 | 0.024329 | 1.2821 | 0.25351 | 4.3195 | 2.0585 | 0 | 0.5298 | 0.81115 | 0 | 0 | 0 | 5.0308 | 0 | 0.053997 | 0 | 0.0030617 | 0 | -0.25508 | 0 | 0 | 0 | 0 | 0 | 0 | 0 | 0 | 0.95824 | 0.044241 | 0.00026332 | 0 | 0 | 0 | 0 | 0 | 0 | 0 | 0 | 0 | 0 | 0 | 0 | 0 | 0 | 0 | 0 | 0 | 0 | -57.0468 | 1.822 | 0 | 2.3376 | 0 | 0.5223 | 17.6903 | 1.2254 | 3.0551 | 0.1796 | 0.050933 | 0 | 0.73583 | 0.23426 | 3.7293 | -15.3786 | 19.2021 | -57.3019 | 0 | 0.23416 | 0 | 1.6728 | 0.36356
2025_07_08 Hr 22 | 0 | 7.5983e-06 | 0 | 0.10604 | 0.10601 | 0.10603 | 0.10603 | 0.10559 | 0.10604 | 0 | 0 | 0.023943 | 0.57 | 0.029943 | 1.6388 | 1.6388 | 5.0434 | 0.54096 | 0.0061261 | 0.0036608 | 0.012521 | 0.087661 | 0 | 0 | 0 | 0 | 0 | 0.0011913 | 0.024329 | 1.2821 | 0.25351 | 4.3195 | 2.0585 | 0 | 0.5298 | 0.81115 | 0 | 0 | 0 | 3.7272 | 0 | 0.053997 | 0 | 0.0028142 | 0 | -0.23429 | 0 | 0 | 0 | 0 | 0 | 0 | 0 | 0 | 1.2994 | 0.044241 | 0.00026332 | 0 | 0 | 0 | 0 | 0 | 0 | 0 | 0 | 0 | 0 | 0 | 0 | 0 | 0 | 0 | 0 | 0 | 0 | -52.5682 | 1.822 | 0 | 2.3376 | 0 | 0.13057 | 17.6903 | 1.2254 | 3.0551 | 0.1796 | 0.050933 | 0 | 0.73583 | 0.23426 | 3.7293 | -12.4052 | 18.9798 | -52.8025 | 0 | 0.23416 | 0 | 1.6728 | 0.353
2025_07_08 Hr 23 | 0 | 0 | 0 | 0.10604 | 0.10601 | 0.10603 | 0.10603 | 0.10559 | 0.10604 | 0 | 0 | 0.023943 | 1.17 | 0.053904 | 1.6388 | 1.6388 | 5.2357 | 0.34455 | 0.0061261 | 0.0036608 | 0.012521 | 0.087661 | 0 | -0.57219 | 0 | 0 | 0 | 0.0011913 | 0.024329 | 1.2353 | 0.25351 | 4.7105 | 2.0585 | 0 | 0.54682 | 0.81115 | 0 | 0 | 0 | 1.2124 | 0 | 0.053997 | 0 | 0.0024681 | 0 | -0.20522 | 0 | 0 | 0 | 0 | 0 | 0 | 0 | 0 | 1.0236 | 0.044241 | 0.00026332 | 0 | 0 | 0 | 0 | 0 | 0 | 0 | 0 | 0 | 0 | 0 | 0 | 0 | 0 | 0 | 0 | 0 | 0 | -40.3399 | 1.822 | 0 | 2.1513 | 0 | 0.078344 | 17.844 | 1.2254 | 3.0551 | 0.1796 | 0.050933 | 0 | 0.73583 | 0.23426 | 3.7293 | -2.7842 | 19.2767 | -41.1174 | 0 | 0.23416 | 0 | 1.6728 | 0.33706
2025_07_08 Hr 24 | 0 | 0 | 0 | 0 | 0 | 0 | 0 | 0 | 0 | 0 | 0 | 0.023943 | 0.78 | 0.020563 | 1.6388 | 1.6388 | 5.2766 | 0.26799 | 0.0061261 | 0.0036608 | 0.012521 | 0.087661 | 0 | -1.1001 | 0 | 0 | 0 | 0.0011913 | 0.024329 | 0.67981 | 0 | 4.7415 | 2.0585 | 0 | 0.55118 | 0.81115 | 0 | 0 | 0 | 0.33789 | -0.29059 | 0.053997 | 0 | 0.0031071 | 0 | -0.11653 | 0 | 0 | 0 | 0 | 0 | 0 | 0 | 0 | 1.2994 | 0.044241 | 0.00026332 | 0 | 0 | 0 | 0 | 0 | 0 | 0 | 0 | 0 | 0 | 0 | 0 | 0 | 0 | 0 | 0 | 0 | 0 | -20.7619 | 1.822 | 0 | 1.8578 | 0 | 0.13057 | 16.1013 | 1.2254 | 3.0551 | 0.1796 | 0.050933 | 0 | 0.73583 | 0.23426 | 3.7293 | 13.3362 | 19.1662 | -21.9786 | 0 | 0.23416 | 0 | 1.6728 | 0.31744
2025_07_09 Hr 01 | 0 | 0 | 0 | 0 | 0 | 0 | 0 | 0 | 0 | 0 | 0 | 0.023943 | 0.63 | 0.017045 | 1.6388 | 1.6388 | 5.3296 | 0 | 0.0061261 | 0.0036608 | 0.012521 | 0.087661 | 0 | -1.0815 | 0 | 0 | 0 | 0.0011913 | 0.024329 | 0.49735 | 0 | 4.7892 | 2.0585 | 0 | 0.55118 | 0.81115 | 0 | 0 | 0 | 0 | -0.52862 | 0.053997 | 0 | 0.0031887 | 0 | -0.11965 | 0 | 0 | 0 | 0 | 0 | 0 | 0 | 0 | 1.4374 | 0.044241 | 0.00026332 | 0 | 0 | 0 | 0 | 0 | 0 | 0 | 0 | 0 | 0 | 0 | 0 | 0 | 0 | 0 | 0 | 0 | 0 | -18.8349 | 1.822 | 0 | 1.7842 | 0 | 0.46136 | 15.6779 | 1.2254 | 3.0551 | 0.1796 | 0.050933 | 0 | 0.73583 | 0.23426 | 3.7293 | 14.5819 | 19.4686 | -20.0361 | 0 | 0.23416 | 0 | 1.6728 | 0.30464
2025_07_09 Hr 02 | 0 | 0 | 0 | 0 | 0 | 0 | 0 | 0 | 0 | 0 | 0 | 0.023943 | 0.54 | 0.01563 | 1.6388 | 1.6388 | 5.3296 | 0 | 0.0061261 | 0.0036608 | 0.012521 | 0.087661 | 0 | -1.031 | 0 | 0 | 0 | 0.0011913 | 0.024329 | 0.68965 | 0 | 4.7892 | 2.0585 | 0 | 0.55118 | 0.81115 | 0 | 0 | 0 | 0 | -0.97879 | 0.053997 | 0 | 0.0034112 | 0 | -0.12815 | 0 | 0 | 0 | 0 | 0 | 0 | 0 | 0 | 0.8929 | 0.044241 | 0.00026332 | 0 | 0 | 0 | 0 | 0 | 0 | 0 | 0 | 0 | 0 | 0 | 0 | 0 | 0 | 0 | 0 | 0 | 0 | -20.7042 | 1.822 | 0 | 1.7842 | 0 | 0.26115 | 15.8702 | 1.2254 | 3.0551 | 0.1796 | 0.050933 | 0 | 0.73583 | 0.23426 | 3.7293 | 11.6543 | 18.6261 | -21.8633 | 0 | 0.23416 | 0 | 1.6728 | 0.29824
2025_07_09 Hr 03 | 0 | 0 | 0 | 0 | 0 | 0 | 0 | 0 | 0 | 0 | 0 | 0.023943 | 0.18 | 0.0053509 | 1.6388 | 1.6388 | 5.3296 | 0 | 0.0061261 | 0.0036608 | 0.012521 | 0.087661 | 0 | -1.01 | 0 | 0 | 0 | 0.0011913 | 0.024329 | 0.93066 | 0 | 4.7892 | 2.0585 | 0 | 0.55118 | 0.81115 | 0 | 0 | 0 | 0 | -1.5343 | 0.053997 | 0 | 0.0035035 | 0 | -0.13167 | 0 | 0 | 0 | 0 | 0 | 0 | 0 | 0 | 0.82031 | 0.044241 | 0.00026332 | 0 | 0 | 0 | 0 | 0 | 0 | 0 | 0 | 0 | 0 | 0 | 0 | 0 | 0 | 0 | 0 | 0 | 0 | -20.3284 | 1.822 | 0 | 1.802 | 0 | 0.25244 | 16.1291 | 1.2254 | 3.0551 | 0.1796 | 0.050933 | 0 | 0.73583 | 0.23426 | 3.7293 | 11.2935 | 18.1688 | -21.4701 | 0 | 0.23416 | 0 | 1.6728 | 0.29244
2025_07_09 Hr 04 | 0 | 0 | 0 | 0 | 0 | 0 | 0 | 0 | 0 | 0 | 0 | 0.023943 | 0.12 | 0.0051562 | 1.6336 | 1.6336 | 5.2942 | 0 | 0.0061261 | 0.0036608 | 0.012521 | 0.087661 | 0 | -0.65531 | 0 | 0 | 0 | 0.0011913 | 0.024329 | 1.1717 | 0 | 4.7614 | 2.0585 | 0 | 0.54731 | 0.81115 | 0 | 0 | 0 | 0 | -3.6299 | 0.053997 | 0 | 0.0050641 | 0 | -0.19126 | 0 | 0 | 0 | 0 | 0 | 0 | 0 | 0 | 1.2994 | 0.044241 | 0.00026332 | 0 | 0 | 0 | 0 | 0 | 0 | 0 | 0 | 0 | 0 | 0 | 0 | 0 | 0 | 0 | 0 | 0 | 0 | -17.5024 | 1.822 | 0 | 2.0013 | 0 | 0.39172 | 16.4957 | 1.2254 | 3.0551 | 0.1796 | 0.050933 | 0 | 0.73583 | 0.23426 | 3.7293 | 13.2287 | 18.7119 | -18.349 | 0 | 0.23416 | 0 | 1.6728 | 0.28123
2025_07_09 Hr 05 | 0 | 0 | 0 | 0 | 0 | 0 | 0 | 0 | 0 | 0 | 0 | 0.023943 | 0.21 | 0.0068569 | 1.6388 | 1.6388 | 5.3296 | 0 | 0.0061261 | 0.0036608 | 0.012521 | 0.087661 | 0 | -0.93165 | 0 | 0 | 0 | 0.0011913 | 0.024329 | 1.2202 | 0 | 4.7892 | 2.0585 | 0 | 0.55118 | 0.81115 | 0 | 0 | 0 | 0 | -2.4674 | 0.053997 | 0 | 0.0038483 | 0 | -0.14483 | 0 | 0 | 0 | 0 | 0 | 0 | 0 | 0 | 1.6406 | 0.044241 | 0.00026332 | 0 | 0 | 0 | 0 | 0 | 0 | 0 | 0 | 0 | 0 | 0 | 0 | 0 | 0 | 0 | 0 | 0 | 0 | -24.4402 | 1.822 | 0 | 1.8975 | 0 | 1.0838 | 16.5142 | 1.2254 | 3.0551 | 0.1796 | 0.050933 | 0 | 0.73583 | 0.23426 | 3.7293 | 8.3759 | 19.8459 | -25.5167 | 0 | 0.23416 | 0 | 1.6728 | 0.28641
2025_07_09 Hr 06 | 0.022813 | 0 | 0 | 0 | 0 | 0 | 0 | 0 | 0 | 0 | 0 | 0.023943 | 0.48 | 0.014113 | 1.6388 | 1.6388 | 5.3296 | 0 | 0.0061261 | 0.0036608 | 0.012521 | 0.087661 | 0 | -1.0187 | 0 | 0 | 0 | 0.0011913 | 0.024329 | 0.93065 | 0 | 4.7892 | 2.0585 | 0 | 0.55118 | 0.81115 | 0 | 0 | 0 | 0.25444 | -0.38188 | 0.053997 | 0 | 0.0034652 | 0 | -0.13021 | 0 | 0 | 0 | 0 | 0 | 0 | 0 | 0 | 1.51 | 0.044241 | 0.00026332 | 0 | 0 | 0 | 0 | 0 | 0 | 0 | 0 | 0 | 0 | 0 | 0 | 0 | 0 | 0 | 0 | 0 | 0 | -22.9461 | 1.822 | 0 | 1.802 | 0 | 1.2317 | 16.1291 | 1.2254 | 3.0551 | 0.1796 | 0.050933 | -0.022813 | 0.73583 | 0.23426 | 3.7293 | 12.0593 | 20.1755 | -24.1178 | 0 | 0.23416 | 0 | 1.6728 | 0.29861
2025_07_09 Hr 07 | 0.20408 | 0 | 0 | 0.1071 | 0.10707 | 0.10709 | 0.10709 | 0.10665 | 0.1071 | 0 | 0 | 0.023943 | 1.77 | 0.060543 | 1.6388 | 1.6388 | 5.0941 | 0 | 0.0061261 | 0.0036608 | 0.012521 | 0.087661 | 0 | 0 | 0 | 0 | 0 | 0.0011913 | 0.024329 | 1.1717 | 0.40564 | 4.3629 | 2.0585 | 0 | 0.5298 | 0.81115 | 0 | 0 | 0 | 0.73609 | -0.063001 | 0.053997 | 0 | 0.0018324 | 0 | -0.15182 | 0 | 0 | 0 | 0 | 0 | 0 | 0 | 0 | 1.372 | 0.044241 | 0.00026332 | 0 | 0 | 0 | 0 | 0 | 0 | 0 | 0 | 0 | 0 | 0 | 0 | 0 | 0 | 0 | 0 | 0 | 0 | -42.8384 | 1.822 | 0 | 2.0248 | 0 | 1.7236 | 16.8292 | 1.2254 | 3.0551 | 0.1796 | 0.050933 | -0.20408 | 0.73583 | 0.23426 | 3.7293 | -3.6509 | 22.0411 | -43.1943 | 0 | 0.23416 | 0 | 1.6728 | 0.31404
2025_07_09 Hr 08 | 0.40874 | 8.9413e-06 | 0 | 0.1071 | 0.10707 | 0.10709 | 0.10709 | 0.10665 | 0.1071 | 0 | 0 | 0.023943 | 2.04 | 0.059734 | 1.6388 | 1.6388 | 5.0941 | 0 | 0.0061261 | 0.0036608 | 0.012521 | 0.087661 | 0 | 0 | 0 | 0 | 0 | 0.0011913 | 0.024329 | 0.93068 | 0.25601 | 4.3629 | 2.0585 | 0.62008 | 0.5298 | 0.81115 | 0 | 0 | 0 | 1.0878 | 0 | 0.053997 | 0 | 0.0015686 | 0 | -0.12967 | 0 | 0 | 0 | 0 | 0 | 0 | 0 | 0 | 0.95824 | 0.044241 | 0.00026332 | 0 | 0 | 0 | 0 | 0 | 0 | 0 | 0 | 0 | 0 | 0 | 0 | 0 | 0 | 0 | 0 | 0 | 0 | -37.8245 | 1.822 | 0 | 1.6539 | 0 | 1.6539 | 16.8374 | 1.2254 | 3.0551 | 0.1796 | 0.050933 | -0.40874 | 0.73583 | 0.23426 | 3.7293 | 1.6125 | 22.0502 | -38.3629 | 0 | 0.23416 | 0 | 1.6728 | 0.3327
2025_07_09 Hr 09 | 0.40874 | 3.8061e-05 | 0 | 0.1071 | 0.10707 | 0.10709 | 0.10709 | 0.10665 | 0.1071 | 0 | 0 | 0.023943 | 2.1 | 0.067206 | 1.6388 | 1.6388 | 5.0941 | 0.54639 | 0.0061261 | 0.0036608 | 0.012521 | 0.087661 | 0 | 0 | 0 | 0 | 0 | 0.0011913 | 0.024329 | 1.1718 | 0.25601 | 4.3629 | 2.0585 | 0.62008 | 0.5298 | 0.81115 | 0 | 0 | 0 | 1.6234 | 0 | 0.053997 | 0 | 0.0017144 | 0 | -0.14191 | 0 | 0 | 0 | 0 | 0 | 0 | 0 | 0 | 0.41378 | 0.044241 | 0.00026332 | 0 | 0 | 0 | 0 | 0 | 0 | 0 | 0 | 0 | 0 | 0 | 0 | 0 | 0 | 0 | 0 | 0 | 0 | -39.2633 | 1.822 | 0 | 1.7745 | 0 | 0.68334 | 17.7455 | 1.2254 | 3.0551 | 0.1796 | 0.050933 | -0.40874 | 0.73583 | 0.23426 | 3.7293 | 0.16242 | 20.6075 | -39.814 | 0 | 0.23416 | 0 | 1.6728 | 0.33757
2025_07_09 Hr 10 | 0.3634 | 4.0039e-05 | 0 | 0.1071 | 0.10707 | 0.10709 | 0.10709 | 0.10665 | 0.1071 | 0 | 0 | 0.023943 | 1.98 | 0.077075 | 1.6388 | 1.6388 | 5.0941 | 0.54639 | 0.0061261 | 0.0036608 | 0.012521 | 0.087661 | 0 | 0 | 0 | 0 | 0 | 0.0011913 | 0.024329 | 1.2821 | 0.25601 | 4.3629 | 2.0585 | 0.62008 | 0.5298 | 0.81115 | 0 | 0 | 0 | 1.7932 | 0 | 0.053997 | 0 | 0.0020854 | 0 | -0.17307 | 0 | 0 | 0 | 0 | 0 | 0 | 0 | 0 | 0.41378 | 0.044241 | 0.00026332 | 0 | 0 | 0 | 0 | 0 | 0 | 0 | 0 | 0 | 0 | 0 | 0 | 0 | 0 | 0 | 0 | 0 | 0 | -45.1579 | 1.822 | 0 | 2.2876 | 0 | 0.43089 | 18.3689 | 1.2254 | 3.0551 | 0.1796 | 0.050933 | -0.3634 | 0.73583 | 0.23426 | 3.7293 | -5.3287 | 20.2035 | -45.6944 | 0 | 0.23416 | 0 | 1.6728 | 0.34147
2025_07_09 Hr 11 | 0.40874 | 5.7421e-05 | 0 | 0.1071 | 0.10707 | 0.10709 | 0.10709 | 0.10665 | 0.1071 | 0 | 0 | 0.023943 | 1.74 | 0.07675 | 1.6388 | 1.6388 | 5.0941 | 0.54639 | 0.0061261 | 0.0036608 | 0.012521 | 0.087661 | 0 | 0 | 0 | 0 | 0 | 0.0011913 | 0.024329 | 1.2821 | 0.25601 | 4.3629 | 2.0585 | 0.62008 | 0.5298 | 0.81115 | 0 | 0 | 0 | 2.8616 | 0 | 0.053997 | 0 | 0.002363 | 0 | -0.19639 | 0 | 0 | 0 | 0 | 0 | 0 | 0 | 0 | 0.54445 | 0.044241 | 0.00026332 | 0 | 0 | 0 | 0 | 0 | 0 | 0 | 0 | 0 | 0 | 0 | 0 | 0 | 0 | 0 | 0 | 0 | 0 | -49.2545 | 1.822 | 0 | 2.3611 | 0 | 0.32208 | 18.4424 | 1.2254 | 3.0551 | 0.1796 | 0.050933 | -0.40874 | 0.73583 | 0.23426 | 3.7293 | -8.517 | 20.0386 | -49.8597 | 0 | 0.23416 | 0 | 1.6728 | 0.3497
2025_07_09 Hr 12 | 0.68082 | 0.00012826 | 0 | 0.1071 | 0.10707 | 0.10709 | 0.10709 | 0.10665 | 0.1071 | 0 | 0 | 0.023943 | 2.22 | 0.11073 | 1.6388 | 1.6388 | 5.0941 | 0.54639 | 0.0061261 | 0.0036608 | 0.012521 | 0.087661 | 0 | 0 | 0 | 0 | 0 | 0.0011913 | 0.024329 | 1.2821 | 0.25601 | 4.3629 | 2.0585 | 0.62008 | 0.5298 | 0.81115 | 0 | 0 | 0 | 4.3468 | 0 | 0.053997 | 0 | 0.0026721 | 0 | -0.22236 | 0 | 0 | 0 | 0 | 0 | 0 | 0 | 0 | 0.54445 | 0.044241 | 0.00026332 | 0 | 0 | 0 | 0 | 0 | 0 | 0 | 0 | 0 | 0 | 0 | 0 | 0 | 0 | 0 | 0 | 0 | 0 | -58.0647 | 1.822 | 0 | 2.3611 | 0 | 0.30032 | 18.4424 | 1.2254 | 3.0551 | 0.1796 | 0.050933 | -0.68082 | 0.73583 | 0.23426 | 3.7293 | -15.3652 | 20.8135 | -58.9678 | 0 | 0.23416 | 0 | 1.6728 | 0.36019
2025_07_09 Hr 13 | 0.76502 | 7.2721e-05 | 0 | 0.1071 | 0.10707 | 0.10709 | 0.10709 | 0.10665 | 0.1071 | 0 | 0 | 0.023943 | 1.86 | 0.10653 | 1.6388 | 1.6388 | 5.0941 | 0.54639 | 0.0061261 | 0.0036608 | 0.012521 | 0.087661 | 0 | 0 | 0 | 0 | 0 | 0.0011913 | 0.024329 | 1.2821 | 0.25601 | 4.3629 | 2.0585 | 0.62008 | 0.5298 | 0.81115 | 0 | 0 | 0 | 6.4717 | 0 | 0.053997 | 0 | 0.0030684 | 0 | -0.25564 | 0 | 0 | 0 | 0 | 0 | 0 | 0 | 0 | 0.61705 | 0.044241 | 0.00026332 | 0 | 0 | 0 | 0 | 0 | 0 | 0 | 0 | 0 | 0 | 0 | 0 | 0 | 0 | 0 | 0 | 0 | 0 | -67.1103 | 1.822 | 0 | 2.3611 | 0 | 0.20021 | 18.4424 | 1.2254 | 3.0551 | 0.1796 | 0.050933 | -0.76502 | 0.73583 | 0.23426 | 3.7293 | -22.7028 | 20.514 | -68.1309 | 0 | 0.23416 | 0 | 1.6728 | 0.36829
2025_07_09 Hr 14 | 0.7093 | 8.9776e-05 | 0 | 0.1071 | 0.10707 | 0.10709 | 0.10709 | 0.10665 | 0.1071 | 0 | 0 | 0.023943 | 1.35 | 0.10621 | 1.6388 | 1.6388 | 5.0941 | 0.54639 | 0.0061261 | 0.0036608 | 0.012521 | 0.087661 | 0 | 0 | 0 | 0 | 0 | 0.0011913 | 0.024329 | 1.2821 | 0.25601 | 4.3629 | 2.0585 | 0.62008 | 0.5298 | 0.81115 | 0 | 0 | 0 | 8.8911 | 0 | 0.053997 | 0 | 0.0042148 | 0 | -0.35195 | 0 | 0 | 0 | 0 | 0 | 0 | 0 | 0 | 0.61705 | 0.044241 | 0.00026332 | 0 | 0 | 0 | 0 | 0 | 0 | 0 | 0 | 0 | 0 | 0 | 0 | 0 | 0 | 0 | 0 | 0 | 0 | -83.0561 | 1.822 | 0 | 2.3611 | 0 | 0.27856 | 18.4424 | 1.2254 | 3.0551 | 0.1796 | 0.050933 | -0.7093 | 0.73583 | 0.23426 | 3.7293 | -36.7594 | 20.0243 | -84.1173 | 0 | 0.23416 | 0 | 1.6728 | 0.36627
2025_07_09 Hr 15 | 0.71068 | 0.00015315 | 0 | 0.1071 | 0.10707 | 0.10709 | 0.10709 | 0.10665 | 0.1071 | 0 | 0 | 0.023943 | 1.44 | 0.16144 | 1.6388 | 1.6388 | 5.0941 | 0.54639 | 0.0061261 | 0.0036608 | 0.012521 | 0.087661 | 0 | 0 | 0 | 0 | 0 | 0.0011913 | 0.024329 | 1.2821 | 0.25601 | 4.3629 | 2.0585 | 0.62008 | 0.5298 | 0.81115 | 0 | 0 | 0 | 13.6058 | 0 | 0.053997 | 0 | 0.0060058 | 0 | -0.50239 | 0 | 0 | 0 | 0 | 0 | 0 | 0 | 0 | 0.82031 | 0.044241 | 0.00026332 | 0 | 0 | 0 | 0 | 0 | 0 | 0 | 0 | 0 | 0 | 0 | 0 | 0 | 0 | 0 | 0 | 0 | 0 | -118.4143 | 1.822 | 0 | 2.3611 | 0 | 0.48312 | 18.4424 | 1.2254 | 3.0551 | 0.1796 | 0.050933 | -0.71068 | 0.73583 | 0.23426 | 3.7293 | -66.9978 | 20.5814 | -119.6274 | 0 | 0.23416 | 0 | 1.6728 | 0.36887
2025_07_09 Hr 16 | 0.61289 | 0.00033911 | 0 | 0.1071 | 0.10707 | 0.10709 | 0.10709 | 0.10665 | 0.1071 | 0 | 0 | 0.023943 | 1.56 | 0.20445 | 1.6388 | 1.6388 | 5.0941 | 0.54639 | 0.0061261 | 0.0036608 | 0.012521 | 0.087661 | 0 | 0 | 0 | 0 | 0 | 0.0011913 | 0.024329 | 1.2821 | 0.25601 | 4.3629 | 2.0585 | 0.62008 | 0.5298 | 0.81115 | 0 | 0 | 0 | 15.9223 | 0 | 0.053997 | 0 | 0.0070208 | 0 | -0.58765 | 0 | 0 | 0 | 0 | 0 | 0 | 0 | 0 | 0.95824 | 0.044241 | 0.00026332 | 0 | 0 | 0 | 0 | 0 | 0 | 0 | 0 | 0 | 0 | 0 | 0 | 0 | 0 | 0 | 0 | 0 | 0 | -141.8893 | 1.822 | 0 | 2.3611 | 0 | 0.80085 | 18.4424 | 1.2254 | 3.0551 | 0.1796 | 0.050933 | -0.61289 | 0.73583 | 0.23426 | 3.7293 | -87.6217 | 21.1034 | -143.0898 | 0 | 0.23416 | 0 | 1.6728 | 0.3698
2025_07_09 Hr 17 | 0.36362 | 0.00042388 | 0 | 0.1071 | 0.10707 | 0.10709 | 0.10709 | 0.10665 | 0.1071 | 0 | 0 | 0.023943 | 1.71 | 0.23863 | 1.6388 | 1.6388 | 5.0941 | 0.54639 | 0.0061261 | 0.0036608 | 0.012521 | 0.087661 | 0 | 0 | 0 | 0 | 0 | 0.0011913 | 0.024329 | 1.2821 | 0.25601 | 4.3629 | 2.0585 | 0.62008 | 0.5298 | 0.81115 | 0 | 0 | 0 | 14.2188 | 0 | 0.053997 | 0 | 0.0074758 | 0 | -0.62587 | 0 | 0 | 0 | 0 | 0 | 0 | 0 | 0 | 1.1615 | 0.044241 | 0.00026332 | 0 | 0 | 0 | 0 | 0 | 0 | 0 | 0 | 0 | 0 | 0 | 0 | 0 | 0 | 0 | 0 | 0 | 0 | -148.0448 | 1.822 | 0 | 2.3611 | 0 | 1.0446 | 18.4424 | 1.2254 | 3.0551 | 0.1796 | 0.050933 | -0.36362 | 0.73583 | 0.23426 | 3.7293 | -94.8889 | 21.4842 | -149.0343 | 0 | 0.23416 | 0 | 1.6728 | 0.36859
2025_07_09 Hr 18 | 0.20408 | 0.00015132 | 0 | 0.1071 | 0.10707 | 0.10709 | 0.10709 | 0.10665 | 0.1071 | 0 | 0 | 0.023943 | 1.71 | 0.20125 | 1.6388 | 1.6388 | 5.0941 | 0.54639 | 0.0061261 | 0.0036608 | 0.012521 | 0.087661 | 0 | 0 | 0 | 0 | 0 | 0.0011913 | 0.024329 | 1.2821 | 0.25601 | 4.3629 | 2.0585 | 0.62008 | 0.5298 | 0.81115 | 0 | 0 | 0 | 15.2222 | 0 | 0.053997 | 0 | 0.006305 | 0 | -0.52752 | 0 | 0 | 0 | 0 | 0 | 0 | 0 | 0 | 1.2994 | 0.044241 | 0.00026332 | 0 | 0 | 0 | 0 | 0 | 0 | 0 | 0 | 0 | 0 | 0 | 0 | 0 | 0 | 0 | 0 | 0 | 0 | -134.2133 | 1.822 | 0 | 2.3611 | 0 | 0.79215 | 18.4424 | 1.2254 | 3.0551 | 0.1796 | 0.050933 | -0.20408 | 0.73583 | 0.23426 | 3.7293 | -80.1037 | 21.1766 | -134.9449 | 0 | 0.23416 | 0 | 1.6728 | 0.3727
2025_07_09 Hr 19 | 0.090669 | 9.9039e-05 | 0 | 0.1071 | 0.10707 | 0.10709 | 0.10709 | 0.10665 | 0.1071 | 0 | 0 | 0.023943 | 1.59 | 0.14846 | 1.6388 | 1.6388 | 5.0941 | 0.54639 | 0.0061261 | 0.0036608 | 0.012521 | 0.087661 | 0 | 0 | 0 | 0 | 0 | 0.0011913 | 0.024329 | 1.2821 | 0.25601 | 4.3629 | 2.0585 | 0.62008 | 0.5298 | 0.81115 | 0 | 0 | 0 | 9.7836 | 0 | 0.053997 | 0 | 0.005002 | 0 | -0.41806 | 0 | 0 | 0 | 0 | 0 | 0 | 0 | 0 | 1.372 | 0.044241 | 0.00026332 | 0 | 0 | 0 | 0 | 0 | 0 | 0 | 0 | 0 | 0 | 0 | 0 | 0 | 0 | 0 | 0 | 0 | 0 | -110.7675 | 1.822 | 0 | 2.3611 | 0 | 1.1229 | 18.4424 | 1.2254 | 3.0551 | 0.1796 | 0.050933 | -0.090669 | 0.73583 | 0.23426 | 3.7293 | -61.7567 | 21.2936 | -111.2762 | 0 | 0.23416 | 0 | 1.6728 | 0.37254
2025_07_09 Hr 20 | 0.02274 | 4.3905e-05 | 0 | 0.1071 | 0.10707 | 0.10709 | 0.10709 | 0.10665 | 0.1071 | 0 | 0 | 0.023943 | 1.56 | 0.071028 | 1.6388 | 1.6388 | 5.0941 | 0.54639 | 0.0061261 | 0.0036608 | 0.012521 | 0.087661 | 0 | 0 | 0 | 0 | 0 | 0.0011913 | 0.024329 | 1.2805 | 0.25601 | 4.3629 | 2.0585 | 0.62008 | 0.5298 | 0.81115 | 0 | 0 | 0 | 4.5237 | 0 | 0.053997 | 0 | 0.0024392 | 0 | -0.20279 | 0 | 0 | 0 | 0 | 0 | 0 | 0 | 0 | 1.372 | 0.044241 | 0.00026332 | 0 | 0 | 0 | 0 | 0 | 0 | 0 | 0 | 0 | 0 | 0 | 0 | 0 | 0 | 0 | 0 | 0 | 0 | -55.3513 | 1.822 | 0 | 2.3094 | 0 | 0.74427 | 18.3891 | 1.2254 | 3.0551 | 0.1796 | 0.050933 | -0.02274 | 0.73583 | 0.23426 | 3.7293 | -11.9294 | 20.7347 | -55.5768 | 0 | 0.23416 | 0 | 1.6728 | 0.36773
2025_07_09 Hr 21 | 0 | 5.2288e-05 | 0 | 0.1071 | 0.10707 | 0.10709 | 0.10709 | 0.10665 | 0.1071 | 0 | 0 | 0.023943 | 1.44 | 0.049316 | 1.6388 | 1.6388 | 5.0941 | 0.45533 | 0.0061261 | 0.0036608 | 0.012521 | 0.087661 | 0 | 0 | 0 | 0 | 0 | 0.0011913 | 0.024329 | 1.2654 | 0.25601 | 4.3629 | 2.0585 | 0.46506 | 0.5298 | 0.81115 | 0 | 0 | 0 | 4.2647 | 0 | 0.053997 | 0 | 0.0018347 | 0 | -0.15201 | 0 | 0 | 0 | 0 | 0 | 0 | 0 | 0 | 1.0962 | 0.044241 | 0.00026332 | 0 | 0 | 0 | 0 | 0 | 0 | 0 | 0 | 0 | 0 | 0 | 0 | 0 | 0 | 0 | 0 | 0 | 0 | -44.0791 | 1.822 | 0 | 2.0075 | 0 | 0.49183 | 17.826 | 1.2254 | 3.0551 | 0.1796 | 0.050933 | 0 | 0.73583 | 0.23426 | 3.7293 | -2.1038 | 20.0366 | -44.2311 | 0 | 0.23416 | 0 | 1.6728 | 0.36242
2025_07_09 Hr 22 | 0 | 5.0265e-06 | 0 | 0 | 0 | 0 | 0 | 0 | 0 | 0 | 0 | 0.023943 | 1.14 | 0.018766 | 0.93458 | 0.93458 | 3.5863 | 0 | 0.0061261 | 0.0036608 | 0.012521 | 0.087661 | 0 | 0 | 0 | 0 | 0 | 0.0011913 | 0.024329 | 0.47904 | 0 | 4.2574 | 2.0585 | 0 | 0.51121 | 0.81115 | 0 | 0 | 0 | 5.3995 | 0 | 0.053997 | 0 | 0.0028219 | 0 | -0.071974 | 0 | 0 | 0 | 0 | 0 | 0 | 0 | 0 | 1.0962 | 0.044241 | 0.00026332 | 0 | 0 | 0 | 0 | 0 | 0 | 0 | 0 | 0 | 0 | 0 | 0 | 0 | 0 | 0 | 0 | 0 | 0 | -19.6325 | 1.822 | 0 | 0 | 0 | 0.68334 | 10.1919 | 1.2254 | 3.0551 | 0.1796 | 0.050933 | 0 | 0.73583 | 0.23426 | 3.7293 | 15.7555 | 19.8686 | -19.7045 | 0 | 0.23416 | 0 | 1.6728 | 0.35207
2025_07_09 Hr 23 | 0 | 0 | 0 | 0 | 0 | 0 | 0 | 0 | 0 | 0 | 0 | 0.023943 | 1.29 | 0.029294 | 0.71829 | 0.71829 | 3.8717 | 0.11601 | 0.0061261 | 0.0036608 | 0.012521 | 0.087661 | 0 | -1.198 | 0 | 0 | 0 | 0.0011913 | 0.024329 | 0.48911 | 0 | 4.0168 | 2.0585 | 0.15502 | 0.44382 | 0.81115 | 0 | 0 | 0 | 1.6033 | -0.38228 | 0.053997 | 0 | 0.0038929 | 0 | -0.10009 | 0 | 0 | 0 | 0 | 0 | 0 | 0 | 0 | 1.6406 | 0.044241 | 0.00026332 | 0 | 0 | 0 | 0 | 0 | 0 | 0 | 0 | 0 | 0 | 0 | 0 | 0 | 0 | 0 | 0 | 0 | 0 | -11.7234 | 1.822 | 0 | 0 | 0 | 1.6148 | 10.0852 | 1.2254 | 3.0551 | 0.1796 | 0.050933 | 0 | 0.73583 | 0.23426 | 3.7293 | 19.7065 | 21.4218 | -13.0215 | 0 | 0.23416 | 0 | 1.6728 | 0.33622
2025_07_09 Hr 24 | 0 | 0 | 0 | 0 | 0 | 0 | 0 | 0 | 0 | 0 | 0 | 0.023943 | 1.44 | 0.013804 | 0.58248 | 0.58248 | 3.4462 | 0 | 0.0061261 | 0.0036608 | 0.012521 | 0.087661 | 0 | -1.5495 | 0 | 0 | 0 | 0.0011913 | 0.024329 | 0.47904 | 0 | 0 | 2.0585 | 0 | 0 | 0.81115 | 0 | 0 | 0 | 0 | -0.48718 | 0.053997 | 0 | 0.019309 | 0 | -0.041038 | 0 | 0 | 0 | 0 | 0 | 0 | 0 | 0 | 1.7785 | 0.044241 | 0.00026332 | 0 | 0 | 0 | 0 | 0 | 0 | 0 | 0 | 0 | 0 | 0 | 0 | 0 | 0 | 0 | 0 | 0 | 0 | -1.9744 | 1.822 | 0 | 0 | 0 | 1.5669 | 5.0902 | 1.2254 | 3.0551 | 0.1796 | 0.050933 | 0 | 0.73583 | 0.23426 | 3.7293 | 22.2232 | 21.1851 | -3.5649 | 0 | 0.23416 | 0 | 1.6728 | 0.3188
2025_07_10 Hr 01 | 0 | 0 | 0 | 0 | 0 | 0 | 0 | 0 | 0 | 0 | 0 | 0.023943 | 1.32 | 0.0041703 | 0.58248 | 0.58248 | 3.4119 | 0 | 0.0061261 | 0.0036608 | 0.012521 | 0.087661 | 0 | -1.7216 | 0 | 0 | 0 | 0.0011913 | 0.024329 | 0.47904 | 0 | 0 | 2.0585 | 0 | 0 | 0.81115 | 0 | 0 | 0 | 0 | -0.16714 | 0.053997 | 0 | 0.0063638 | 0 | -0.012117 | 0 | 0 | 0 | 0 | 0 | 0 | 0 | 0 | 1.7132 | 0.044241 | 0.00026332 | 0 | 0 | 0 | 0 | 0 | 0 | 0 | 0 | 0 | 0 | 0 | 0 | 0 | 0 | 0 | 0 | 0 | 0 | -0.01922 | 1.822 | 0 | 0 | 0 | 1.0533 | 5.0559 | 1.2254 | 3.0551 | 0.1796 | 0.050933 | 0 | 0.73583 | 0.23426 | 3.7293 | 23.5964 | 20.4606 | -1.753 | 0 | 0.23416 | 0 | 1.6728 | 0.30288
2025_07_10 Hr 02 | 0 | 0 | 0 | 0 | 0 | 0 | 0 | 0 | 0 | 0 | 0 | 0.023943 | 0.72 | 0.0069345 | 0.58248 | 0.58248 | 3.4119 | 0 | 0.0061261 | 0.0036608 | 0.012521 | 0.087661 | 0 | -1.5483 | 0 | 0 | 0 | 0.0011913 | 0.024329 | 0.47904 | 0 | 0 | 2.0585 | 0 | 0 | 0.81115 | 0 | 0 | 0 | 0 | -0.5384 | 0.053997 | 0 | 0.0194 | 0 | -0.041241 | 0 | 0 | 0 | 0 | 0 | 0 | 0 | 0 | 1.9891 | 0.044241 | 0.00026332 | 0 | 0 | 0 | 0 | 0 | 0 | 0 | 0 | 0 | 0 | 0 | 0 | 0 | 0 | 0 | 0 | 0 | 0 | -1.5164 | 1.822 | 0 | 0 | 0 | 0.94448 | 5.0559 | 1.2254 | 3.0551 | 0.1796 | 0.050933 | 0 | 0.73583 | 0.23426 | 3.7293 | 21.435 | 20.0234 | -3.1059 | 0 | 0.23416 | 0 | 1.6728 | 0.29586
2025_07_10 Hr 03 | 0 | 0 | 0 | 0 | 0 | 0 | 0 | 0 | 0 | 0 | 0 | 0.023943 | 0.24 | 0.0022124 | 0.58248 | 0.58248 | 3.4119 | 0 | 0.0061261 | 0.0036608 | 0.012521 | 0.087661 | 0 | -1.5593 | 0 | 0 | 0 | 0.0011913 | 0.024329 | 0.47904 | 0 | 0 | 2.0585 | 0 | 0 | 0.81115 | 0 | 0 | 0 | 0 | -0.5984 | 0.053997 | 0 | 0.018568 | 0 | -0.039382 | 0 | 0 | 0 | 0 | 0 | 0 | 0 | 0 | 2.3956 | 0.044241 | 0.00026332 | 0 | 0 | 0 | 0 | 0 | 0 | 0 | 0 | 0 | 0 | 0 | 0 | 0 | 0 | 0 | 0 | 0 | 0 | -1.3368 | 1.822 | 0 | 0 | 0 | 1.0228 | 5.0559 | 1.2254 | 3.0551 | 0.1796 | 0.050933 | 0 | 0.73583 | 0.23426 | 3.7293 | 21.5386 | 20.0167 | -2.9355 | 0 | 0.23416 | 0 | 1.6728 | 0.28897
2025_07_10 Hr 04 | 0 | 0 | 0 | 0 | 0 | 0 | 0 | 0 | 0 | 0 | 0 | 0.023943 | 0.24 | 0.0025138 | 0.5877 | 0.5877 | 3.4236 | 0 | 0.0061261 | 0.0036608 | 0.012521 | 0.087661 | 0 | -1.5257 | 0 | 0 | 0 | 0.0011913 | 0.024329 | 0.47904 | 0 | 0 | 2.0585 | 0 | 0 | 0.81115 | 0 | 0 | 0 | 0 | -1.2343 | 0.053997 | 0 | 0.021098 | 0 | -0.045034 | 0 | 0 | 0 | 0 | 0 | 0 | 0 | 0 | 2.5989 | 0.044241 | 0.00026332 | 0 | 0 | 0 | 0 | 0 | 0 | 0 | 0 | 0 | 0 | 0 | 0 | 0 | 0 | 0 | 0 | 0 | 0 | -0.50395 | 1.822 | 0 | 0 | 0 | 1.5669 | 5.078 | 1.2254 | 3.0551 | 0.1796 | 0.050933 | 0 | 0.73583 | 0.23426 | 3.7293 | 22.5295 | 20.7603 | -2.0747 | 0 | 0.23416 | 0 | 1.6728 | 0.28505
2025_07_10 Hr 05 | 0 | 0 | 0 | 0 | 0 | 0 | 0 | 0 | 0 | 0 | 0 | 0.023943 | 0.18 | 0.0018181 | 0.59061 | 0.59061 | 3.4119 | 0 | 0.0061261 | 0.0036608 | 0.012521 | 0.087661 | 0 | -1.5357 | 0 | 0 | 0 | 0.0011913 | 0.024329 | 0.47904 | 0 | 0 | 2.0585 | 0 | 0 | 0.81115 | 0 | 0 | 0 | 0 | -0.33139 | 0.053997 | 0 | 0.020346 | 0 | -0.043353 | 0 | 0 | 0 | 0 | 0 | 0 | 0 | 0 | 2.3303 | 0.044241 | 0.00026332 | 0 | 0 | 0 | 0 | 0 | 0 | 0 | 0 | 0 | 0 | 0 | 0 | 0 | 0 | 0 | 0 | 0 | 0 | -1.1777 | 1.822 | 0 | 0 | 0 | 1.1447 | 5.0721 | 1.2254 | 3.0551 | 0.1796 | 0.050933 | 0 | 0.73583 | 0.23426 | 3.7293 | 21.9964 | 20.0124 | -2.7567 | 0 | 0.23416 | 0 | 1.6728 | 0.28861
2025_07_10 Hr 06 | 0.045117 | 0 | 0 | 0 | 0 | 0 | 0 | 0 | 0 | 0 | 0 | 0.023943 | 0.09 | 0.0015498 | 0.77169 | 0.7717 | 3.4119 | 0 | 0.0061261 | 0.0036608 | 0.012521 | 0.087661 | 0 | -1.345 | 0 | 0 | 0 | 0.0011913 | 0.024329 | 0.47904 | 0 | 0 | 2.0585 | 0 | 0 | 0.81115 | 0 | 0 | 0 | 0.064003 | -0.33022 | 0.053997 | 0 | 0.034687 | 0 | -0.075391 | 0 | 0 | 0 | 0 | 0 | 0 | 0 | 0 | 2.3303 | 0.044241 | 0.00026332 | 0 | 0 | 0 | 0 | 0 | 0 | 0 | 0 | 0 | 0 | 0 | 0 | 0 | 0 | 0 | 0 | 0 | 0 | -3.4788 | 1.822 | 0 | 0 | 0 | 1.7758 | 5.4343 | 1.2254 | 3.0551 | 0.1796 | 0.050933 | -0.045117 | 0.73583 | 0.23426 | 3.7293 | 20.8351 | 20.6113 | -4.9443 | 0 | 0.23416 | 0 | 1.6728 | 0.3015
2025_07_10 Hr 07 | 0.22653 | 1.1003e-06 | 0 | 0 | 0 | 0 | 0 | 0 | 0 | 0 | 0 | 0.023943 | 0.06 | 0.001027 | 1.0224 | 1.0224 | 3.2654 | 0 | 0.0061261 | 0.0036608 | 0.012521 | 0.087661 | 0 | 0 | 0 | 0 | 0 | 0.0011913 | 0.024329 | 0.47904 | 0 | 0 | 2.0585 | 0 | 0 | 0.81115 | 0 | 0 | 0 | 2.083 | 0 | 0.053997 | 0 | 0.034476 | 0 | -0.074922 | 0 | 0 | 0 | 0 | 0 | 0 | 0 | 0 | 1.6406 | 0.044241 | 0.00026332 | 0 | 0 | 0 | 0 | 0 | 0 | 0 | 0 | 0 | 0 | 0 | 0 | 0 | 0 | 0 | 0 | 0 | 0 | -8.295 | 1.822 | 0 | 0 | 0 | 1.5451 | 5.7893 | 1.2254 | 3.0551 | 0.1796 | 0.050933 | -0.22653 | 0.73583 | 0.23426 | 3.7293 | 19.1257 | 19.8498 | -8.5964 | 0 | 0.23416 | 0 | 1.6728 | 0.30942
2025_07_10 Hr 08 | 0.43155 | 1.3508e-05 | 0 | 0 | 0 | 0 | 0 | 0 | 0 | 0 | 0 | 0.023943 | 0.03 | 0.00066355 | 1.2731 | 1.2732 | 3.294 | 0 | 0.0061261 | 0.0036608 | 0.012521 | 0.087661 | 0 | 0 | 0 | 0 | 0 | 0.0011913 | 0.024329 | 0.49567 | 0 | 9.6424 | 2.0585 | 0 | 0.43899 | 0.81115 | 0 | 0 | 0 | 3.0343 | 0 | 0.053997 | 0 | 0.0037917 | 0 | -0.097433 | 0 | 0 | 0 | 0 | 0 | 0 | 0 | 0 | 1.2341 | 0.044241 | 0.00026332 | 0 | 0 | 0 | 0 | 0 | 0 | 0 | 0 | 0 | 0 | 0 | 0 | 0 | 0 | 0 | 0 | 0 | 0 | -16.9916 | 1.822 | 0 | 0 | 0 | 1.1055 | 10.1447 | 1.2254 | 3.0551 | 0.1796 | 0.050933 | -0.43155 | 0.73583 | 0.23426 | 3.7293 | 15.2908 | 19.6323 | -17.5206 | 0 | 0.23416 | 0 | 1.6728 | 0.32441
2025_07_10 Hr 09 | 0.49955 | 7.3736e-05 | 0 | 0.10604 | 0.10601 | 0.10603 | 0.10603 | 0.10559 | 0.10604 | 0 | 0 | 0.023943 | 0.12 | 0.0038234 | 1.5239 | 1.5239 | 4.307 | 0.54096 | 0.0061261 | 0.0036608 | 0.012521 | 0.087661 | 0 | 0 | 0 | 0 | 0 | 0.0011913 | 0.024329 | 0.68968 | 0.40314 | 3.9577 | 2.0585 | 0 | 0.46548 | 0.81115 | 0 | 0 | 0 | 5.8988 | 0 | 0.053997 | 0 | 0.0017069 | 0 | -0.14128 | 0 | 0 | 0 | 0 | 0 | 0 | 0 | 0 | 1.2341 | 0.044241 | 0.00026332 | 0 | 0 | 0 | 0 | 0 | 0 | 0 | 0 | 0 | 0 | 0 | 0 | 0 | 0 | 0 | 0 | 0 | 0 | -35.8735 | 1.822 | 0 | 2.7834 | 0 | 0.60064 | 15.138 | 1.2254 | 3.0551 | 0.1796 | 0.050933 | -0.49955 | 0.73583 | 0.23426 | 3.7293 | 3.8414 | 19.3189 | -36.5143 | 0 | 0.23416 | 0 | 1.6728 | 0.3282
2025_07_10 Hr 10 | 0.61303 | 0.00016745 | 0 | 0.10604 | 0.10601 | 0.10603 | 0.10603 | 0.10559 | 0.10604 | 0 | 0 | 0.023943 | 0.18 | 0.0057354 | 1.6388 | 1.6388 | 5.0434 | 0.54096 | 0.0061261 | 0.0036608 | 0.012521 | 0.087661 | 0 | 0 | 0 | 0 | 0 | 0.0011913 | 0.024329 | 0.93085 | 0.25351 | 4.3195 | 2.0585 | 0 | 0.5298 | 0.81115 | 0 | 0 | 0 | 2.5518 | 0 | 0.053997 | 0 | 0.001707 | 0 | -0.14128 | 0 | 0 | 0 | 0 | 0 | 0 | 0 | 0 | 1.2341 | 0.044241 | 0.00026332 | 0 | 0 | 0 | 0 | 0 | 0 | 0 | 0 | 0 | 0 | 0 | 0 | 0 | 0 | 0 | 0 | 0 | 0 | -36.7306 | 1.822 | 0 | 1.8269 | 0 | 1.5234 | 16.8284 | 1.2254 | 3.0551 | 0.1796 | 0.050933 | -0.61303 | 0.73583 | 0.23426 | 3.7293 | 2.3854 | 20.4901 | -37.4849 | 0 | 0.23416 | 0 | 1.6728 | 0.33691
2025_07_10 Hr 11 | 0.61282 | 0.00026748 | 0 | 0.10604 | 0.10601 | 0.10603 | 0.10603 | 0.10559 | 0.10604 | 0 | 0 | 0.023943 | 0.27 | 0.010378 | 1.6388 | 1.6388 | 5.0434 | 0.54096 | 0.0061261 | 0.0036608 | 0.012521 | 0.087661 | 0 | 0 | 0 | 0 | 0 | 0.0011913 | 0.024329 | 1.1719 | 0.25351 | 4.3195 | 2.0585 | 0 | 0.5298 | 0.81115 | 0 | 0 | 0 | 2.0976 | 0 | 0.053997 | 0 | 0.0020591 | 0 | -0.17087 | 0 | 0 | 0 | 0 | 0 | 0 | 0 | 0 | 0.95824 | 0.044241 | 0.00026332 | 0 | 0 | 0 | 0 | 0 | 0 | 0 | 0 | 0 | 0 | 0 | 0 | 0 | 0 | 0 | 0 | 0 | 0 | -44.5118 | 1.822 | 0 | 2.2648 | 0 | 1.667 | 17.5073 | 1.2254 | 3.0551 | 0.1796 | 0.050933 | -0.61282 | 0.73583 | 0.23426 | 3.7293 | -5.2288 | 20.4617 | -45.2955 | 0 | 0.23416 | 0 | 1.6728 | 0.3462
2025_07_10 Hr 12 | 0.61296 | 0.00037951 | 0 | 0.10604 | 0.10601 | 0.10603 | 0.10603 | 0.10559 | 0.10604 | 0 | 0 | 0.023943 | 0.39 | 0.017848 | 1.6388 | 1.6388 | 5.0434 | 0.54096 | 0.0061261 | 0.0036608 | 0.012521 | 0.087661 | 0 | 0 | 0 | 0 | 0 | 0.0011913 | 0.024329 | 1.2821 | 0.25351 | 4.3195 | 2.0585 | 0 | 0.5298 | 0.81115 | 0 | 0 | 0 | 3.8396 | 0 | 0.053997 | 0 | 0.0024516 | 0 | -0.20384 | 0 | 0 | 0 | 0 | 0 | 0 | 0 | 0 | 0.75498 | 0.044241 | 0.00026332 | 0 | 0 | 0 | 0 | 0 | 0 | 0 | 0 | 0 | 0 | 0 | 0 | 0 | 0 | 0 | 0 | 0 | 0 | -53.4833 | 1.822 | 0 | 2.3376 | 0 | 1.1752 | 17.6903 | 1.2254 | 3.0551 | 0.1796 | 0.050933 | -0.61296 | 0.73583 | 0.23426 | 3.7293 | -12.8625 | 19.9076 | -54.3 | 0 | 0.23416 | 0 | 1.6728 | 0.35941
2025_07_10 Hr 13 | 0.72535 | 0.00033136 | 0 | 0.10604 | 0.10601 | 0.10603 | 0.10603 | 0.10559 | 0.10604 | 0 | 0 | 0.023943 | 0.48 | 0.018395 | 1.6388 | 1.6388 | 5.0434 | 0.54096 | 0.0061261 | 0.0036608 | 0.012521 | 0.087661 | 0 | 0 | 0 | 0 | 0 | 0.0011913 | 0.024329 | 1.2821 | 0.25351 | 4.3195 | 2.0585 | 0 | 0.5298 | 0.81115 | 0 | 0 | 0 | 4.2327 | 0 | 0.053997 | 0 | 0.002053 | 0 | -0.17035 | 0 | 0 | 0 | 0 | 0 | 0 | 0 | 0 | 0.61705 | 0.044241 | 0.00026332 | 0 | 0 | 0 | 0 | 0 | 0 | 0 | 0 | 0 | 0 | 0 | 0 | 0 | 0 | 0 | 0 | 0 | 0 | -43.1537 | 1.822 | 0 | 2.177 | 0 | 0.81391 | 17.5297 | 1.2254 | 3.0551 | 0.1796 | 0.050933 | -0.72535 | 0.73583 | 0.23426 | 3.7293 | -2.6752 | 19.6117 | -44.0494 | 0 | 0.23416 | 0 | 1.6728 | 0.35985
2025_07_10 Hr 14 | 0.69673 | 0.00036851 | 0 | 0.10604 | 0.10601 | 0.10603 | 0.10603 | 0.10559 | 0.10604 | 0 | 0 | 0.023943 | 0.57 | 0.02171 | 1.6388 | 1.6388 | 5.0434 | 0.54096 | 0.0061261 | 0.0036608 | 0.012521 | 0.087661 | 0 | 0 | 0 | 0 | 0 | 0.0011913 | 0.024329 | 1.2821 | 0.25351 | 4.3195 | 2.0585 | 0 | 0.5298 | 0.81115 | 0 | 0 | 0 | 4.3117 | 0 | 0.053997 | 0 | 0.0020405 | 0 | -0.1693 | 0 | 0 | 0 | 0 | 0 | 0 | 0 | 0 | 0.82031 | 0.044241 | 0.00026332 | 0 | 0 | 0 | 0 | 0 | 0 | 0 | 0 | 0 | 0 | 0 | 0 | 0 | 0 | 0 | 0 | 0 | 0 | -42.484 | 1.822 | 0 | 2.3376 | 0 | 1.0315 | 17.6903 | 1.2254 | 3.0551 | 0.1796 | 0.050933 | -0.69673 | 0.73583 | 0.23426 | 3.7293 | -1.2441 | 20.1038 | -43.35 | 0 | 0.23416 | 0 | 1.6728 | 0.36634
2025_07_10 Hr 15 | 0.69833 | 0.00029977 | 0 | 0.10604 | 0.10601 | 0.10603 | 0.10603 | 0.10559 | 0.10604 | 0 | 0 | 0.023943 | 0.75 | 0.023551 | 1.6388 | 1.6388 | 5.0434 | 0.54096 | 0.0061261 | 0.0036608 | 0.012521 | 0.087661 | 0 | 0 | 0 | 0 | 0 | 0.0011913 | 0.024329 | 1.2721 | 0.25351 | 4.3195 | 2.0585 | 0 | 0.5298 | 0.81115 | 0 | 0 | 0 | 3.8941 | 0 | 0.053997 | 0 | 0.0016822 | 0 | -0.13921 | 0 | 0 | 0 | 0 | 0 | 0 | 0 | 0 | 0.82031 | 0.044241 | 0.00026332 | 0 | 0 | 0 | 0 | 0 | 0 | 0 | 0 | 0 | 0 | 0 | 0 | 0 | 0 | 0 | 0 | 0 | 0 | -33.4924 | 1.822 | 0 | 1.7398 | 0 | 1.062 | 17.0825 | 1.2254 | 3.0551 | 0.1796 | 0.050933 | -0.69833 | 0.73583 | 0.23426 | 3.7293 | 6.9621 | 20.3155 | -34.33 | 0 | 0.23416 | 0 | 1.6728 | 0.36419
2025_07_10 Hr 16 | 0.75681 | 0.00045791 | 0 | 0.10604 | 0.10601 | 0.10603 | 0.10603 | 0.10559 | 0.10604 | 0 | 0 | 0.023943 | 0.87 | 0.041802 | 1.6388 | 1.6388 | 5.0434 | 0.54096 | 0.0061261 | 0.0036608 | 0.012521 | 0.087661 | 0 | 0 | 0 | 0 | 0 | 0.0011913 | 0.024329 | 1.2821 | 0.25351 | 4.3195 | 2.0585 | 0 | 0.5298 | 0.81115 | 0 | 0 | 0 | 5.3766 | 0 | 0.053997 | 0 | 0.002574 | 0 | -0.21412 | 0 | 0 | 0 | 0 | 0 | 0 | 0 | 0 | 0.75498 | 0.044241 | 0.00026332 | 0 | 0 | 0 | 0 | 0 | 0 | 0 | 0 | 0 | 0 | 0 | 0 | 0 | 0 | 0 | 0 | 0 | 0 | -48.2673 | 1.822 | 0 | 2.2648 | 0 | 1.0228 | 17.6176 | 1.2254 | 3.0551 | 0.1796 | 0.050933 | -0.75681 | 0.73583 | 0.23426 | 3.7293 | -5.8333 | 20.4107 | -49.2382 | 0 | 0.23416 | 0 | 1.6728 | 0.36694
2025_07_10 Hr 17 | 0.73698 | 0.00050509 | 0 | 0.10604 | 0.10601 | 0.10603 | 0.10603 | 0.10559 | 0.10604 | 0 | 0 | 0.023943 | 0.9 | 0.045695 | 1.6388 | 1.6388 | 5.0434 | 0.54096 | 0.0061261 | 0.0036608 | 0.012521 | 0.087661 | 0 | 0 | 0 | 0 | 0 | 0.0011913 | 0.024329 | 1.2821 | 0.25351 | 4.3195 | 2.0585 | 0 | 0.5298 | 0.81115 | 0 | 0 | 0 | 5.9897 | 0 | 0.053997 | 0 | 0.0027199 | 0 | -0.22637 | 0 | 0 | 0 | 0 | 0 | 0 | 0 | 0 | 0.75498 | 0.044241 | 0.00026332 | 0 | 0 | 0 | 0 | 0 | 0 | 0 | 0 | 0 | 0 | 0 | 0 | 0 | 0 | 0 | 0 | 0 | 0 | -49.6499 | 1.822 | 0 | 2.3376 | 0 | 0.93143 | 17.6903 | 1.2254 | 3.0551 | 0.1796 | 0.050933 | -0.73698 | 0.73583 | 0.23426 | 3.7293 | -6.5967 | 20.3365 | -50.6133 | 0 | 0.23416 | 0 | 1.6728 | 0.37013
2025_07_10 Hr 18 | 0.61303 | 0.00018568 | 0 | 0.10604 | 0.10601 | 0.10603 | 0.10603 | 0.10559 | 0.10604 | 0 | 0 | 0.023943 | 0.81 | 0.033185 | 1.6388 | 1.6388 | 5.0434 | 0.54096 | 0.0061261 | 0.0036608 | 0.012521 | 0.087661 | 0 | 0 | 0 | 0 | 0 | 0.0011913 | 0.024329 | 1.2821 | 0.25351 | 4.3195 | 2.0585 | 0 | 0.5298 | 0.81115 | 0 | 0 | 0 | 5.2276 | 0 | 0.053997 | 0 | 0.0021948 | 0 | -0.18226 | 0 | 0 | 0 | 0 | 0 | 0 | 0 | 0 | 0.68238 | 0.044241 | 0.00026332 | 0 | 0 | 0 | 0 | 0 | 0 | 0 | 0 | 0 | 0 | 0 | 0 | 0 | 0 | 0 | 0 | 0 | 0 | -40.6358 | 1.822 | 0 | 2.3376 | 0 | 0.84438 | 17.6903 | 1.2254 | 3.0551 | 0.1796 | 0.050933 | -0.61303 | 0.73583 | 0.23426 | 3.7293 | 1.4377 | 19.9509 | -41.4311 | 0 | 0.23416 | 0 | 1.6728 | 0.37087
2025_07_10 Hr 19 | 0.4771 | 0.000137 | 0 | 0 | 0 | 0 | 0 | 0 | 0 | 0 | 0 | 0.023943 | 1.26 | 0.030171 | 1.6388 | 1.6388 | 5.0434 | 0.31556 | 0.0061261 | 0.0036608 | 0.012521 | 0.087661 | 0 | 0 | 0 | 0 | 0 | 0.0011913 | 0.024329 | 0.47904 | 0 | 4.3195 | 2.0585 | 0 | 0.5298 | 0.81115 | 0 | 0 | 0 | 4.3401 | 0 | 0.053997 | 0 | 0.0028221 | 0 | -0.10565 | 0 | 0 | 0 | 0 | 0 | 0 | 0 | 0 | 0.61705 | 0.044241 | 0.00026332 | 0 | 0 | 0 | 0 | 0 | 0 | 0 | 0 | 0 | 0 | 0 | 0 | 0 | 0 | 0 | 0 | 0 | 0 | -24.7781 | 1.822 | 0 | 1.6375 | 0 | 0.98366 | 15.0725 | 1.2254 | 3.0551 | 0.1796 | 0.050933 | -0.4771 | 0.73583 | 0.23426 | 3.7293 | 14.3854 | 20.3337 | -25.3609 | 0 | 0.23416 | 0 | 1.6728 | 0.36877
2025_07_10 Hr 20 | 0.11363 | 3.8976e-05 | 0 | 0 | 0 | 0 | 0 | 0 | 0 | 0 | 0 | 0.023943 | 2.01 | 0.045136 | 1.6283 | 1.6283 | 4.798 | 0.18032 | 0.0061261 | 0.0036608 | 0.012521 | 0.087661 | 0 | 0 | 0 | 0 | 0 | 0.0011913 | 0.024329 | 0.47904 | 0 | 4.3125 | 2.0585 | 0 | 0.52856 | 0.81115 | 0 | 0 | 0 | 3.2355 | 0 | 0.053997 | 0 | 0.0026465 | 0 | -0.09895 | 0 | 0 | 0 | 0 | 0 | 0 | 0 | 0 | 0.54445 | 0.044241 | 0.00026332 | 0 | 0 | 0 | 0 | 0 | 0 | 0 | 0 | 0 | 0 | 0 | 0 | 0 | 0 | 0 | 0 | 0 | 0 | -21.5408 | 1.822 | 0 | 1.6375 | 0 | 1.0141 | 14.6639 | 1.2254 | 3.0551 | 0.1796 | 0.050933 | -0.11363 | 0.73583 | 0.23426 | 3.7293 | 16.831 | 20.6849 | -21.7534 | 0 | 0.23416 | 0 | 1.6728 | 0.36193
2025_07_10 Hr 21 | 0.022813 | 1.3819e-05 | 0 | 0 | 0 | 0 | 0 | 0 | 0 | 0 | 0 | 0.023943 | 2.19 | 0.050895 | 1.6214 | 1.6214 | 4.9318 | 0.27048 | 0.0061261 | 0.0036608 | 0.012521 | 0.087661 | 0 | 0 | 0 | 0 | 0 | 0.0011913 | 0.024329 | 0.4891 | 0 | 4.3195 | 2.0585 | 0 | 0.5298 | 0.81115 | 0 | 0 | 0 | 2.5546 | 0 | 0.053997 | 0 | 0.002739 | 0 | -0.10248 | 0 | 0 | 0 | 0 | 0 | 0 | 0 | 0 | 0.54445 | 0.044241 | 0.00026332 | 0 | 0 | 0 | 0 | 0 | 0 | 0 | 0 | 0 | 0 | 0 | 0 | 0 | 0 | 0 | 0 | 0 | 0 | -23.3234 | 1.822 | 0 | 1.6375 | 0 | 0.79215 | 14.8911 | 1.2254 | 3.0551 | 0.1796 | 0.050933 | -0.022813 | 0.73583 | 0.23426 | 3.7293 | 14.548 | 20.551 | -23.4487 | 0 | 0.23416 | 0 | 1.6728 | 0.35387
2025_07_10 Hr 22 | 0 | 8.6491e-06 | 0 | 0 | 0 | 0 | 0 | 0 | 0 | 0 | 0 | 0.023943 | 2.43 | 0.042185 | 1.0226 | 1.0226 | 3.5618 | 0.04508 | 0.0061261 | 0.0036608 | 0.012521 | 0.087661 | 0 | 0 | 0 | 0 | 0 | 0.0011913 | 0.024329 | 0.47904 | 0 | 4.2498 | 2.0585 | 0 | 0.51741 | 0.81115 | 0 | 0 | 0 | 4.0528 | 0 | 0.053997 | 0 | 0.002976 | 0 | -0.076021 | 0 | 0 | 0 | 0 | 0 | 0 | 0 | 0 | 0.34119 | 0.044241 | 0.00026332 | 0 | 0 | 0 | 0 | 0 | 0 | 0 | 0 | 0 | 0 | 0 | 0 | 0 | 0 | 0 | 0 | 0 | 0 | -17.1766 | 1.822 | 0 | 0 | 0 | 0.40913 | 10.3809 | 1.2254 | 3.0551 | 0.1796 | 0.050933 | 0 | 0.73583 | 0.23426 | 3.7293 | 17.3322 | 20.1511 | -17.2526 | 0 | 0.23416 | 0 | 1.6728 | 0.34414
2025_07_10 Hr 23 | 0 | 0 | 0 | 0 | 0 | 0 | 0 | 0 | 0 | 0 | 0 | 0.023943 | 2.46 | 0.047943 | 0.64516 | 0.64516 | 3.6576 | 0.11485 | 0.0061261 | 0.0036608 | 0.012521 | 0.087661 | 0 | -1.2842 | 0 | 0 | 0 | 0.0011913 | 0.024329 | 0.48909 | 0 | 3.8208 | 2.0585 | 0 | 0.42191 | 0.81115 | 0 | 0 | 0 | 1.8227 | 0 | 0.053997 | 0 | 0.003341 | 0 | -0.0856 | 0 | 0 | 0 | 0 | 0 | 0 | 0 | 0 | 0.20326 | 0.044241 | 0.00026332 | 0 | 0 | 0 | 0 | 0 | 0 | 0 | 0 | 0 | 0 | 0 | 0 | 0 | 0 | 0 | 0 | 0 | 0 | -8.2323 | 1.822 | 0 | 0 | 0 | 0.23939 | 9.3727 | 1.2254 | 3.0551 | 0.1796 | 0.050933 | 0 | 0.73583 | 0.23426 | 3.7293 | 21.3568 | 19.7636 | -9.6021 | 0 | 0.23416 | 0 | 1.6728 | 0.32407
2025_07_10 Hr 24 | 0 | 0 | 0 | 0 | 0 | 0 | 0 | 0 | 0 | 0 | 0 | 0.023943 | 2.37 | 0.031895 | 0.5877 | 0.5877 | 3.4119 | 0 | 0.0061261 | 0.0036608 | 0.012521 | 0.087661 | 0 | -1.4458 | 0 | 0 | 0 | 0.0011913 | 0.024329 | 0.47904 | 0 | 3.5729 | 2.0585 | 0 | 0.38711 | 0.81115 | 0 | 0 | 0 | 0 | -0.30622 | 0.053997 | 0 | 0.002307 | 0 | -0.05846 | 0 | 0 | 0 | 0 | 0 | 0 | 0 | 0 | 0.20326 | 0.044241 | 0.00026332 | 0 | 0 | 0 | 0 | 0 | 0 | 0 | 0 | 0 | 0 | 0 | 0 | 0 | 0 | 0 | 0 | 0 | 0 | -4.0117 | 1.822 | 0 | 0 | 0 | 0.65287 | 8.6393 | 1.2254 | 3.0551 | 0.1796 | 0.050933 | 0 | 0.73583 | 0.23426 | 3.7293 | 22.8358 | 20.0188 | -5.516 | 0 | 0.23416 | 0 | 1.6728 | 0.30658
2025_07_11 Hr 01 | 0 | 0 | 0 | 0 | 0 | 0 | 0 | 0 | 0 | 0 | 0 | 0.023943 | 2.25 | 0.020991 | 0.58248 | 0.58248 | 3.6862 | 0 | 0.0061261 | 0.0036608 | 0.012521 | 0.087661 | 0 | -1.5564 | 0 | 0 | 0 | 0.0011913 | 0.024329 | 0.47904 | 0 | 3.8506 | 2.0585 | 0 | 0.38582 | 0.81115 | 0 | 0 | 0 | 0 | -0.73251 | 0.053997 | 0 | 0.0015993 | 0 | -0.039883 | 0 | 0 | 0 | 0 | 0 | 0 | 0 | 0 | 0.41378 | 0.044241 | 0.00026332 | 0 | 0 | 0 | 0 | 0 | 0 | 0 | 0 | 0 | 0 | 0 | 0 | 0 | 0 | 0 | 0 | 0 | 0 | -2.1696 | 1.822 | 0 | 0 | 0 | 1.0228 | 9.1808 | 1.2254 | 3.0551 | 0.1796 | 0.050933 | 0 | 0.73583 | 0.23426 | 3.7293 | 25.1359 | 20.4535 | -3.7658 | 0 | 0.23416 | 0 | 1.6728 | 0.29299
2025_07_11 Hr 02 | 0 | 0 | 0 | 0 | 0 | 0 | 0 | 0 | 0 | 0 | 0 | 0.023943 | 1.95 | 0.022157 | 0.58248 | 0.58248 | 3.6862 | 0 | 0.0061261 | 0.0036608 | 0.012521 | 0.087661 | 0 | -1.5019 | 0 | 0 | 0 | 0.0011913 | 0.024329 | 0.47904 | 0 | 3.8506 | 2.0585 | 0 | 0.38582 | 0.81115 | 0 | 0 | 0 | 0 | -1.115 | 0.053997 | 0 | 0.0019479 | 0 | -0.049032 | 0 | 0 | 0 | 0 | 0 | 0 | 0 | 0 | 1.372 | 0.044241 | 0.00026332 | 0 | 0 | 0 | 0 | 0 | 0 | 0 | 0 | 0 | 0 | 0 | 0 | 0 | 0 | 0 | 0 | 0 | 0 | -2.6064 | 1.822 | 0 | 0 | 0 | 0.80085 | 9.1808 | 1.2254 | 3.0551 | 0.1796 | 0.050933 | 0 | 0.73583 | 0.23426 | 3.7293 | 24.7901 | 20.8817 | -4.1574 | 0 | 0.23416 | 0 | 1.6728 | 0.28376
2025_07_11 Hr 03 | 0 | 0 | 0 | 0 | 0 | 0 | 0 | 0 | 0 | 0 | 0 | 0.023943 | 1.17 | 0.013066 | 0.58248 | 0.58248 | 3.6862 | 0 | 0.0061261 | 0.0036608 | 0.012521 | 0.087661 | 0 | -1.5071 | 0 | 0 | 0 | 0.0011913 | 0.024329 | 0.47904 | 0 | 3.8506 | 2.0585 | 0 | 0.38582 | 0.81115 | 0 | 0 | 0 | 0 | -1.1451 | 0.053997 | 0 | 0.0019144 | 0 | -0.048153 | 0 | 0 | 0 | 0 | 0 | 0 | 0 | 0 | 1.5753 | 0.044241 | 0.00026332 | 0 | 0 | 0 | 0 | 0 | 0 | 0 | 0 | 0 | 0 | 0 | 0 | 0 | 0 | 0 | 0 | 0 | 0 | -2.3169 | 1.822 | 0 | 0 | 0 | 0.51359 | 9.1808 | 1.2254 | 3.0551 | 0.1796 | 0.050933 | 0 | 0.73583 | 0.23426 | 3.7293 | 24.1666 | 20.003 | -3.8721 | 0 | 0.23416 | 0 | 1.6728 | 0.27822
2025_07_11 Hr 04 | 0 | 0 | 0 | 0 | 0 | 0 | 0 | 0 | 0 | 0 | 0 | 0.023943 | 2.19 | 0.051627 | 0.71829 | 0.71829 | 3.8126 | 0 | 0.0061261 | 0.0036608 | 0.012521 | 0.087661 | 0 | -1.1748 | 0 | 0 | 0 | 0.0011913 | 0.024329 | 0.48407 | 0 | 3.9498 | 2.0585 | 0 | 0.39871 | 0.81115 | 0 | 0 | 0 | 0 | -2.4221 | 0.053997 | 0 | 0.0040413 | 0 | -0.10398 | 0 | 0 | 0 | 0 | 0 | 0 | 0 | 0 | 1.5753 | 0.044241 | 0.00026332 | 0 | 0 | 0 | 0 | 0 | 0 | 0 | 0 | 0 | 0 | 0 | 0 | 0 | 0 | 0 | 0 | 0 | 0 | -3.2126 | 1.822 | 0 | 0 | 0 | 0.22198 | 9.683 | 1.2254 | 3.0551 | 0.1796 | 0.050933 | 0 | 0.73583 | 0.23426 | 3.7293 | 23.549 | 20.7795 | -4.4914 | 0 | 0.23416 | 0 | 1.6728 | 0.27489
2025_07_11 Hr 05 | 0 | 0 | 0 | 0 | 0 | 0 | 0 | 0 | 0 | 0 | 0 | 0.023943 | 1.86 | 0.032882 | 0.77169 | 0.7717 | 3.6988 | 0 | 0.0061261 | 0.0036608 | 0.012521 | 0.087661 | 0 | -1.3327 | 0 | 0 | 0 | 0.0011913 | 0.024329 | 0.47904 | 0 | 3.8605 | 2.0585 | 0 | 0.38711 | 0.81115 | 0 | 0 | 0 | 0 | -0.53578 | 0.053997 | 0 | 0.0030306 | 0 | -0.077453 | 0 | 0 | 0 | 0 | 0 | 0 | 0 | 0 | 1.2994 | 0.044241 | 0.00026332 | 0 | 0 | 0 | 0 | 0 | 0 | 0 | 0 | 0 | 0 | 0 | 0 | 0 | 0 | 0 | 0 | 0 | 0 | -5.1211 | 1.822 | 0 | 0 | 0 | 0.59193 | 9.5818 | 1.2254 | 3.0551 | 0.1796 | 0.050933 | 0 | 0.73583 | 0.23426 | 3.7293 | 23.0291 | 20.5143 | -6.5312 | 0 | 0.23416 | 0 | 1.6728 | 0.27592
2025_07_11 Hr 06 | 0.022813 | 0 | 0 | 0 | 0 | 0 | 0 | 0 | 0 | 0 | 0 | 0.023943 | 0.42 | 0.0071887 | 1.0224 | 1.0224 | 3.6862 | 0 | 0.0061261 | 0.0036608 | 0.012521 | 0.087661 | 0 | -1.3478 | 0 | 0 | 0 | 0.0011913 | 0.024329 | 0.47904 | 0 | 3.8506 | 2.0585 | 0 | 0.38582 | 0.81115 | 0 | 0 | 0 | 0 | -1.2152 | 0.053997 | 0 | 0.0029342 | 0 | -0.074922 | 0 | 0 | 0 | 0 | 0 | 0 | 0 | 0 | 1.372 | 0.044241 | 0.00026332 | 0 | 0 | 0 | 0 | 0 | 0 | 0 | 0 | 0 | 0 | 0 | 0 | 0 | 0 | 0 | 0 | 0 | 0 | -3.5377 | 1.822 | 0 | 0 | 0 | 1.7845 | 10.0607 | 1.2254 | 3.0551 | 0.1796 | 0.050933 | -0.022813 | 0.73583 | 0.23426 | 3.7293 | 24.2069 | 20.3447 | -4.9832 | 0 | 0.23416 | 0 | 1.6728 | 0.28528
2025_07_11 Hr 07 | 0.22653 | 2.7661e-06 | 0 | 0 | 0 | 0 | 0 | 0 | 0 | 0 | 0 | 0.023943 | 0.33 | 0.0094664 | 1.2731 | 1.2731 | 3.5468 | 0 | 0.0061261 | 0.0036608 | 0.012521 | 0.087661 | 0 | 0 | 0 | 0 | 0 | 0.0011913 | 0.024329 | 0.6096 | 0 | 4.3497 | 2.0585 | 0 | 0.47756 | 0.81115 | 0 | 0 | 0 | 3.5083 | 0 | 0.053997 | 0 | 0.0049176 | 0 | -0.12699 | 0 | 0 | 0 | 0 | 0 | 0 | 0 | 0 | 2.1197 | 0.044241 | 0.00026332 | 0 | 0 | 0 | 0 | 0 | 0 | 0 | 0 | 0 | 0 | 0 | 0 | 0 | 0 | 0 | 0 | 0 | 0 | -17.0792 | 1.822 | 0 | 0 | 0 | 1.6844 | 11.0523 | 1.2254 | 3.0551 | 0.1796 | 0.050933 | -0.22653 | 0.73583 | 0.23426 | 3.7293 | 18.3428 | 21.2149 | -17.4327 | 0 | 0.23416 | 0 | 1.6728 | 0.30012
2025_07_11 Hr 08 | 0.47696 | 1.3671e-05 | 0 | 0.11457 | 0.11454 | 0.11456 | 0.11456 | 0.11409 | 0.11457 | 0 | 0 | 0.023943 | 0.21 | 0.0066161 | 1.5239 | 1.5239 | 4.6533 | 0.58445 | 0.0061261 | 0.0036608 | 0.012521 | 0.087661 | 0 | 0 | 0 | 0 | 0 | 0.0011913 | 0.024329 | 0.85075 | 0.42315 | 4.6671 | 2.0585 | 0 | 0.5298 | 0.81115 | 0 | 0 | 0 | 2.278 | 0 | 0.053997 | 0 | 0.0016878 | 0 | -0.13967 | 0 | 0 | 0 | 0 | 0 | 0 | 0 | 0 | 2.3956 | 0.044241 | 0.00026332 | 0 | 0 | 0 | 0 | 0 | 0 | 0 | 0 | 0 | 0 | 0 | 0 | 0 | 0 | 0 | 0 | 0 | 0 | -38.2926 | 1.822 | 0 | 2.8717 | 0 | 1.5234 | 16.533 | 1.2254 | 3.0551 | 0.1796 | 0.050933 | -0.47696 | 0.73583 | 0.23426 | 3.7293 | 1.4316 | 21.5298 | -38.9092 | 0 | 0.23416 | 0 | 1.6728 | 0.3204
2025_07_11 Hr 09 | 0.7943 | 9.4357e-05 | 0 | 0.11457 | 0.11454 | 0.11456 | 0.11456 | 0.11409 | 0.11457 | 0 | 0 | 0.023943 | 0.09 | 0.0035227 | 1.6388 | 1.6388 | 5.4489 | 0.58445 | 0.0061261 | 0.0036608 | 0.012521 | 0.087661 | 0 | 0 | 0 | 0 | 0 | 0.0011913 | 0.024329 | 1.0918 | 0.27351 | 4.6671 | 2.0585 | 0 | 0.5298 | 0.81115 | 0 | 0 | 0 | 1.1794 | 0 | 0.053997 | 0 | 0.0020968 | 0 | -0.17403 | 0 | 0 | 0 | 0 | 0 | 0 | 0 | 0 | 1.8511 | 0.044241 | 0.00026332 | 0 | 0 | 0 | 0 | 0 | 0 | 0 | 0 | 0 | 0 | 0 | 0 | 0 | 0 | 0 | 0 | 0 | 0 | -48.191 | 1.822 | 0 | 2.2425 | 0 | 1.1229 | 18.2727 | 1.2254 | 3.0551 | 0.1796 | 0.050933 | -0.7943 | 0.73583 | 0.23426 | 3.7293 | -8.9164 | 20.7907 | -49.1593 | 0 | 0.23416 | 0 | 1.6728 | 0.33188
2025_07_11 Hr 10 | 0.65808 | 0.00023065 | 0 | 0.11457 | 0.11454 | 0.11456 | 0.11456 | 0.11409 | 0.11457 | 0 | 0 | 0.023943 | 0.24 | 0.0096213 | 1.6388 | 1.6388 | 5.4489 | 0.58445 | 0.0061261 | 0.0036608 | 0.012521 | 0.087661 | 0 | 0 | 0 | 0 | 0 | 0.0011913 | 0.024329 | 1.2722 | 0.27351 | 4.6671 | 2.0585 | 0 | 0.5298 | 0.81115 | 0 | 0 | 0 | 1.4216 | 0 | 0.053997 | 0 | 0.0021476 | 0 | -0.1783 | 0 | 0 | 0 | 0 | 0 | 0 | 0 | 0 | 1.6406 | 0.044241 | 0.00026332 | 0 | 0 | 0 | 0 | 0 | 0 | 0 | 0 | 0 | 0 | 0 | 0 | 0 | 0 | 0 | 0 | 0 | 0 | -50.7147 | 1.822 | 0 | 2.4705 | 0 | 0.99236 | 18.6811 | 1.2254 | 3.0551 | 0.1796 | 0.050933 | -0.65808 | 0.73583 | 0.23426 | 3.7293 | -10.971 | 20.4774 | -51.5511 | 0 | 0.23416 | 0 | 1.6728 | 0.33961
2025_07_11 Hr 11 | 0.72637 | 0.00036887 | 0 | 0.11457 | 0.11454 | 0.11456 | 0.11456 | 0.11409 | 0.11457 | 0 | 0 | 0.023943 | 0.54 | 0.023037 | 1.6388 | 1.6388 | 5.4489 | 0.58445 | 0.0061261 | 0.0036608 | 0.012521 | 0.087661 | 0 | 0 | 0 | 0 | 0 | 0.0011913 | 0.024329 | 1.2821 | 0.27351 | 4.6671 | 2.0585 | 0 | 0.5298 | 0.81115 | 0 | 0 | 0 | 1.9897 | 0 | 0.053997 | 0 | 0.0022855 | 0 | -0.18988 | 0 | 0 | 0 | 0 | 0 | 0 | 0 | 0 | 1.4374 | 0.044241 | 0.00026332 | 0 | 0 | 0 | 0 | 0 | 0 | 0 | 0 | 0 | 0 | 0 | 0 | 0 | 0 | 0 | 0 | 0 | 0 | -54.0255 | 1.822 | 0 | 2.5257 | 0 | 0.91402 | 18.7463 | 1.2254 | 3.0551 | 0.1796 | 0.050933 | -0.72637 | 0.73583 | 0.23426 | 3.7293 | -13.6183 | 20.5874 | -54.9417 | 0 | 0.23416 | 0 | 1.6728 | 0.34945
2025_07_11 Hr 12 | 0.73102 | 0.00047855 | 0 | 0.11457 | 0.11454 | 0.11456 | 0.11456 | 0.11409 | 0.11457 | 0 | 0 | 0.023943 | 0.54 | 0.024511 | 1.6388 | 1.6388 | 5.4489 | 0.58445 | 0.0061261 | 0.0036608 | 0.012521 | 0.087661 | 0 | 0 | 0 | 0 | 0 | 0.0011913 | 0.024329 | 1.2821 | 0.27351 | 4.6671 | 2.0585 | 0 | 0.5298 | 0.81115 | 0 | 0 | 0 | 3.3458 | 0 | 0.053997 | 0 | 0.0024317 | 0 | -0.20216 | 0 | 0 | 0 | 0 | 0 | 0 | 0 | 0 | 1.2994 | 0.044241 | 0.00026332 | 0 | 0 | 0 | 0 | 0 | 0 | 0 | 0 | 0 | 0 | 0 | 0 | 0 | 0 | 0 | 0 | 0 | 0 | -58.3688 | 1.822 | 0 | 2.5257 | 0 | 0.58323 | 18.7463 | 1.2254 | 3.0551 | 0.1796 | 0.050933 | -0.73102 | 0.73583 | 0.23426 | 3.7293 | -17.0746 | 20.1353 | -59.3019 | 0 | 0.23416 | 0 | 1.6728 | 0.35978
2025_07_11 Hr 13 | 0.74177 | 0.00062677 | 0 | 0.11457 | 0.11454 | 0.11456 | 0.11456 | 0.11409 | 0.11457 | 0 | 0 | 0.023943 | 0.69 | 0.034192 | 1.6388 | 1.6388 | 5.4489 | 0.58445 | 0.0061261 | 0.0036608 | 0.012521 | 0.087661 | 0 | 0 | 0 | 0 | 0 | 0.0011913 | 0.024329 | 1.2821 | 0.27351 | 4.6671 | 2.0585 | 0 | 0.5298 | 0.81115 | 0 | 0 | 0 | 5.1958 | 0 | 0.053997 | 0 | 0.0026547 | 0 | -0.22089 | 0 | 0 | 0 | 0 | 0 | 0 | 0 | 0 | 1.0962 | 0.044241 | 0.00026332 | 0 | 0 | 0 | 0 | 0 | 0 | 0 | 0 | 0 | 0 | 0 | 0 | 0 | 0 | 0 | 0 | 0 | 0 | -65.3818 | 1.822 | 0 | 2.5257 | 0 | 0.36125 | 18.7463 | 1.2254 | 3.0551 | 0.1796 | 0.050933 | -0.74177 | 0.73583 | 0.23426 | 3.7293 | -22.5104 | 19.892 | -66.3445 | 0 | 0.23416 | 0 | 1.6728 | 0.37111
2025_07_11 Hr 14 | 0.68307 | 0.00058316 | 0 | 0.11457 | 0.11454 | 0.11456 | 0.11456 | 0.11409 | 0.11457 | 0 | 0 | 0.023943 | 0.48 | 0.025389 | 1.6388 | 1.6388 | 5.4489 | 0.58445 | 0.0061261 | 0.0036608 | 0.012521 | 0.087661 | 0 | 0 | 0 | 0 | 0 | 0.0011913 | 0.024329 | 1.2821 | 0.27351 | 4.6671 | 2.0585 | 0 | 0.5298 | 0.81115 | 0 | 0 | 0 | 7.0377 | 0 | 0.053997 | 0 | 0.0028336 | 0 | -0.23592 | 0 | 0 | 0 | 0 | 0 | 0 | 0 | 0 | 1.0236 | 0.044241 | 0.00026332 | 0 | 0 | 0 | 0 | 0 | 0 | 0 | 0 | 0 | 0 | 0 | 0 | 0 | 0 | 0 | 0 | 0 | 0 | -70.2961 | 1.822 | 0 | 2.5257 | 0 | 0.33079 | 18.7463 | 1.2254 | 3.0551 | 0.1796 | 0.050933 | -0.68307 | 0.73583 | 0.23426 | 3.7293 | -25.9079 | 19.5232 | -71.2151 | 0 | 0.23416 | 0 | 1.6728 | 0.38298
2025_07_11 Hr 15 | 0.67392 | 0.00044647 | 0 | 0.11457 | 0.11454 | 0.11456 | 0.11456 | 0.11409 | 0.11457 | 0 | 0 | 0.023943 | 0.39 | 0.019807 | 1.6388 | 1.6388 | 5.4489 | 0.58445 | 0.0061261 | 0.0036608 | 0.012521 | 0.087661 | 0 | 0 | 0 | 0 | 0 | 0.0011913 | 0.024329 | 1.2821 | 0.27351 | 4.6671 | 2.0585 | 0 | 0.5298 | 0.81115 | 0 | 0 | 0 | 7.4272 | 0 | 0.053997 | 0 | 0.0027207 | 0 | -0.22644 | 0 | 0 | 0 | 0 | 0 | 0 | 0 | 0 | 1.0962 | 0.044241 | 0.00026332 | 0 | 0 | 0 | 0 | 0 | 0 | 0 | 0 | 0 | 0 | 0 | 0 | 0 | 0 | 0 | 0 | 0 | 0 | -65.4142 | 1.822 | 0 | 2.5257 | 0 | 0.33079 | 18.7463 | 1.2254 | 3.0551 | 0.1796 | 0.050933 | -0.67392 | 0.73583 | 0.23426 | 3.7293 | -20.643 | 19.4981 | -66.3146 | 0 | 0.23416 | 0 | 1.6728 | 0.39011
2025_07_11 Hr 16 | 0.61289 | 0.00085591 | 0 | 0.11457 | 0.11454 | 0.11456 | 0.11456 | 0.11409 | 0.11457 | 0 | 0 | 0.023943 | 0.24 | 0.021999 | 1.6388 | 1.6388 | 5.4489 | 0.58445 | 0.0061261 | 0.0036608 | 0.012521 | 0.087661 | 0 | 0 | 0 | 0 | 0 | 0.0011913 | 0.024329 | 1.2821 | 0.27351 | 4.6671 | 2.0585 | 0 | 0.5298 | 0.81115 | 0 | 0 | 0 | 13.047 | 0 | 0.053997 | 0 | 0.0049106 | 0 | -0.41039 | 0 | 0 | 0 | 0 | 0 | 0 | 0 | 0 | 1.2994 | 0.044241 | 0.00026332 | 0 | 0 | 0 | 0 | 0 | 0 | 0 | 0 | 0 | 0 | 0 | 0 | 0 | 0 | 0 | 0 | 0 | 0 | -108.7099 | 1.822 | 0 | 2.5257 | 0 | 0.27856 | 18.7463 | 1.2254 | 3.0551 | 0.1796 | 0.050933 | -0.61289 | 0.73583 | 0.23426 | 3.7293 | -58.5015 | 19.4384 | -109.7332 | 0 | 0.23416 | 0 | 1.6728 | 0.38786
2025_07_11 Hr 17 | 0.56254 | 0.0010233 | 0 | 0.11457 | 0.11454 | 0.11456 | 0.11456 | 0.11409 | 0.11457 | 0 | 0 | 0.023943 | 0.24 | 0.022179 | 1.6388 | 1.6388 | 5.4489 | 0.58445 | 0.0061261 | 0.0036608 | 0.012521 | 0.087661 | 0 | 0 | 0 | 0 | 0 | 0.0011913 | 0.024329 | 1.2821 | 0.27351 | 4.6671 | 2.0585 | 0 | 0.5298 | 0.81115 | 0 | 0 | 0 | 12.894 | 0 | 0.053997 | 0 | 0.0049507 | 0 | -0.41376 | 0 | 0 | 0 | 0 | 0 | 0 | 0 | 0 | 1.4374 | 0.044241 | 0.00026332 | 0 | 0 | 0 | 0 | 0 | 0 | 0 | 0 | 0 | 0 | 0 | 0 | 0 | 0 | 0 | 0 | 0 | 0 | -106.1254 | 1.822 | 0 | 2.5257 | 0 | 0.25244 | 18.7463 | 1.2254 | 3.0551 | 0.1796 | 0.050933 | -0.56254 | 0.73583 | 0.23426 | 3.7293 | -55.9561 | 19.5053 | -107.1017 | 0 | 0.23416 | 0 | 1.6728 | 0.39292
2025_07_11 Hr 18 | 0.45429 | 0.00074225 | 0 | 0.11457 | 0.11454 | 0.11456 | 0.11456 | 0.11409 | 0.11457 | 0 | 0 | 0.023943 | 0.27 | 0.023135 | 1.6388 | 1.6388 | 5.4489 | 0.58445 | 0.0061261 | 0.0036608 | 0.012521 | 0.087661 | 0 | 0 | 0 | 0 | 0 | 0.0011913 | 0.024329 | 1.2821 | 0.27351 | 4.6671 | 2.0585 | 0 | 0.5298 | 0.81115 | 0 | 0 | 0 | 11.2023 | 0 | 0.053997 | 0 | 0.0045903 | 0 | -0.38348 | 0 | 0 | 0 | 0 | 0 | 0 | 0 | 0 | 0.82031 | 0.044241 | 0.00026332 | 0 | 0 | 0 | 0 | 0 | 0 | 0 | 0 | 0 | 0 | 0 | 0 | 0 | 0 | 0 | 0 | 0 | 0 | -97.2899 | 1.822 | 0 | 2.5257 | 0 | 0.23068 | 18.7463 | 1.2254 | 3.0551 | 0.1796 | 0.050933 | -0.45429 | 0.73583 | 0.23426 | 3.7293 | -49.3869 | 18.7922 | -98.1276 | 0 | 0.23416 | 0 | 1.6728 | 0.39616
2025_07_11 Hr 19 | 0.31807 | 0.00041888 | 0 | 0.11457 | 0.11454 | 0.11456 | 0.11456 | 0.11409 | 0.11457 | 0 | 0 | 0.023943 | 0.21 | 0.016893 | 1.6388 | 1.6388 | 5.4489 | 0.58445 | 0.0061261 | 0.0036608 | 0.012521 | 0.087661 | 0 | 0 | 0 | 0 | 0 | 0.0011913 | 0.024329 | 1.2821 | 0.27351 | 4.6671 | 2.0585 | 0 | 0.5298 | 0.81115 | 0 | 0 | 0 | 11.386 | 0 | 0.053997 | 0 | 0.0043094 | 0 | -0.35989 | 0 | 0 | 0 | 0 | 0 | 0 | 0 | 0 | 0.61705 | 0.044241 | 0.00026332 | 0 | 0 | 0 | 0 | 0 | 0 | 0 | 0 | 0 | 0 | 0 | 0 | 0 | 0 | 0 | 0 | 0 | 0 | -93.6298 | 1.822 | 0 | 2.5257 | 0 | 0.20892 | 18.7463 | 1.2254 | 3.0551 | 0.1796 | 0.050933 | -0.31807 | 0.73583 | 0.23426 | 3.7293 | -45.8151 | 18.3603 | -94.3077 | 0 | 0.23416 | 0 | 1.6728 | 0.39209
2025_07_11 Hr 20 | 0.090669 | 0.00013185 | 0 | 0.11457 | 0.11454 | 0.11456 | 0.11456 | 0.11409 | 0.11457 | 0 | 0 | 0.023943 | 0.18 | 0.0067431 | 1.6388 | 1.6388 | 5.4368 | 0.53575 | 0.0061261 | 0.0036608 | 0.012521 | 0.087661 | 0 | 0 | 0 | 0 | 0 | 0.0011913 | 0.024329 | 1.2771 | 0.27351 | 4.6671 | 2.0585 | 0 | 0.5298 | 0.81115 | 0 | 0 | 0 | 5.1523 | 0 | 0.053997 | 0 | 0.0020069 | 0 | -0.16648 | 0 | 0 | 0 | 0 | 0 | 0 | 0 | 0 | 0.61705 | 0.044241 | 0.00026332 | 0 | 0 | 0 | 0 | 0 | 0 | 0 | 0 | 0 | 0 | 0 | 0 | 0 | 0 | 0 | 0 | 0 | 0 | -42.6523 | 1.822 | 0 | 2.1319 | 0 | 0.16104 | 18.2868 | 1.2254 | 3.0551 | 0.1796 | 0.050933 | -0.090669 | 0.73583 | 0.23426 | 3.7293 | -1.4389 | 18.0315 | -42.9095 | 0 | 0.23416 | 0 | 1.6728 | 0.37905
2025_07_11 Hr 21 | 0.045044 | 8.1737e-06 | 0 | 0 | 0 | 0 | 0 | 0 | 0 | 0 | 0 | 0.023943 | 0.15 | 0.0018164 | 0.58248 | 0.58248 | 3.528 | 0 | 0.0061261 | 0.0036608 | 0.012521 | 0.087661 | 0 | 0 | 0 | 0 | 0 | 0.0011913 | 0.024329 | 0.47904 | 0 | 3.7238 | 2.0585 | 0 | 0.37457 | 0.81115 | 0 | 0 | 0 | 2.8833 | 0 | 0.053997 | 0 | 0.0020759 | 0 | -0.052392 | 0 | 0 | 0 | 0 | 0 | 0 | 0 | 0 | 0.82031 | 0.044241 | 0.00026332 | 0 | 0 | 0 | 0 | 0 | 0 | 0 | 0 | 0 | 0 | 0 | 0 | 0 | 0 | 0 | 0 | 0 | 0 | -9.7264 | 1.822 | 0 | 0 | 0 | 0.23068 | 8.8958 | 1.2254 | 3.0551 | 0.1796 | 0.050933 | -0.045044 | 0.73583 | 0.23426 | 3.7293 | 20.0118 | 18.0566 | -9.8239 | 0 | 0.23416 | 0 | 1.6728 | 0.36709
2025_07_11 Hr 22 | 0 | 1.6269e-06 | 0 | 0 | 0 | 0 | 0 | 0 | 0 | 0 | 0 | 0.023943 | 0.24 | 0.0026994 | 0.58248 | 0.58248 | 3.528 | 0 | 0.0061261 | 0.0036608 | 0.012521 | 0.087661 | 0 | 0 | 0 | 0 | 0 | 0.0011913 | 0.024329 | 0.47904 | 0 | 3.7012 | 2.0585 | 0 | 0.37086 | 0.81115 | 0 | 0 | 0 | 2.3657 | 0 | 0.053997 | 0 | 0.0019281 | 0 | -0.048514 | 0 | 0 | 0 | 0 | 0 | 0 | 0 | 0 | 1.1615 | 0.044241 | 0.00026332 | 0 | 0 | 0 | 0 | 0 | 0 | 0 | 0 | 0 | 0 | 0 | 0 | 0 | 0 | 0 | 0 | 0 | 0 | -9.9701 | 1.822 | 0 | 0 | 0 | 0.48312 | 8.8732 | 1.2254 | 3.0551 | 0.1796 | 0.050933 | 0 | 0.73583 | 0.23426 | 3.7293 | 19.9037 | 18.6834 | -10.0186 | 0 | 0.23416 | 0 | 1.6728 | 0.35819
2025_07_11 Hr 23 | 0 | 0 | 0 | 0 | 0 | 0 | 0 | 0 | 0 | 0 | 0 | 0.023943 | 0.42 | 0.0066077 | 0.61904 | 0.61904 | 3.8126 | 0 | 0.0061261 | 0.0036608 | 0.012521 | 0.087661 | 0 | -1.3848 | 0 | 0 | 0 | 0.0011913 | 0.024329 | 0.47904 | 0 | 3.9994 | 2.0585 | 0 | 0.40516 | 0.81115 | 0 | 0 | 0 | 0.035513 | -0.50358 | 0.053997 | 0 | 0.002697 | 0 | -0.068697 | 0 | 0 | 0 | 0 | 0 | 0 | 0 | 0 | 1.372 | 0.044241 | 0.00026332 | 0 | 0 | 0 | 0 | 0 | 0 | 0 | 0 | 0 | 0 | 0 | 0 | 0 | 0 | 0 | 0 | 0 | 0 | -5.236 | 1.822 | 0 | 0 | 0 | 0.43089 | 9.5291 | 1.2254 | 3.0551 | 0.1796 | 0.050933 | 0 | 0.73583 | 0.23426 | 3.7293 | 21.4148 | 19.0432 | -6.6895 | 0 | 0.23416 | 0 | 1.6728 | 0.34151
2025_07_11 Hr 24 | 0 | 0 | 0 | 0 | 0 | 0 | 0 | 0 | 0 | 0 | 0 | 0.023943 | 0.03 | 0.00044167 | 0.59293 | 0.59293 | 3.6862 | 0 | 0.0061261 | 0.0036608 | 0.012521 | 0.087661 | 0 | -1.4119 | 0 | 0 | 0 | 0.0011913 | 0.024329 | 0.47904 | 0 | 3.8605 | 2.0585 | 0 | 0.38711 | 0.81115 | 0 | 0 | 0 | 0 | -0.57969 | 0.053997 | 0 | 0.0025238 | 0 | -0.064151 | 0 | 0 | 0 | 0 | 0 | 0 | 0 | 0 | 1.9891 | 0.044241 | 0.00026332 | 0 | 0 | 0 | 0 | 0 | 0 | 0 | 0 | 0 | 0 | 0 | 0 | 0 | 0 | 0 | 0 | 0 | 0 | -5.0967 | 1.822 | 0 | 0 | 0 | 0.27856 | 9.2116 | 1.2254 | 3.0551 | 0.1796 | 0.050933 | 0 | 0.73583 | 0.23426 | 3.7293 | 21.1315 | 19.0723 | -6.5727 | 0 | 0.23416 | 0 | 1.6728 | 0.32006
2025_07_12 Hr 01 | 0 | 0 | 0 | 0 | 0 | 0 | 0 | 0 | 0 | 0 | 0 | 0.023943 | 0.18 | 0.0025803 | 0.59293 | 0.59294 | 3.8691 | 0 | 0.0061261 | 0.0036608 | 0.012521 | 0.087661 | 0 | -1.4223 | 0 | 0 | 0 | 0.0011913 | 0.024329 | 0.47904 | 0 | 4.0418 | 2.0585 | 0 | 0.38582 | 0.81115 | 0 | 0 | 0 | 0 | -0.39592 | 0.053997 | 0 | 0.0024574 | 0 | -0.062408 | 0 | 0 | 0 | 0 | 0 | 0 | 0 | 0 | 2.1197 | 0.044241 | 0.00026332 | 0 | 0 | 0 | 0 | 0 | 0 | 0 | 0 | 0 | 0 | 0 | 0 | 0 | 0 | 0 | 0 | 0 | 0 | -3.8294 | 1.822 | 0 | 0 | 0 | 0.19151 | 9.5758 | 1.2254 | 3.0551 | 0.1796 | 0.050933 | 0 | 0.73583 | 0.23426 | 3.7293 | 23.1158 | 19.25 | -5.3141 | 0 | 0.23416 | 0 | 1.6728 | 0.3033
2025_07_12 Hr 02 | 0 | 0 | 0 | 0 | 0 | 0 | 0 | 0 | 0 | 0 | 0 | 0.023943 | 0.57 | 0.0081742 | 0.58422 | 0.58422 | 3.8823 | 0 | 0.0061261 | 0.0036608 | 0.012521 | 0.087661 | 0 | -1.4221 | 0 | 0 | 0 | 0.0011913 | 0.024329 | 0.47904 | 0 | 4.0522 | 2.0585 | 0 | 0.38711 | 0.81115 | 0 | 0 | 0 | 0 | -0.83062 | 0.053997 | 0 | 0.0024584 | 0 | -0.062433 | 0 | 0 | 0 | 0 | 0 | 0 | 0 | 0 | 2.3956 | 0.044241 | 0.00026332 | 0 | 0 | 0 | 0 | 0 | 0 | 0 | 0 | 0 | 0 | 0 | 0 | 0 | 0 | 0 | 0 | 0 | 0 | -3.9837 | 1.822 | 0 | 0 | 0 | 0.55276 | 9.5821 | 1.2254 | 3.0551 | 0.1796 | 0.050933 | 0 | 0.73583 | 0.23426 | 3.7293 | 23.5573 | 20.2741 | -5.4682 | 0 | 0.23416 | 0 | 1.6728 | 0.29336
2025_07_12 Hr 03 | 0 | 0 | 0 | 0 | 0 | 0 | 0 | 0 | 0 | 0 | 0 | 0.023943 | 0.27 | 0.0046439 | 0.59989 | 0.5999 | 3.9487 | 0 | 0.0061261 | 0.0036608 | 0.012521 | 0.087661 | 0 | -1.3455 | 0 | 0 | 0 | 0.0011913 | 0.024329 | 0.48072 | 0 | 4.1147 | 2.0585 | 0 | 0.39485 | 0.81115 | 0 | 0 | 0 | 0 | -1.4354 | 0.053997 | 0 | 0.0029485 | 0 | -0.075299 | 0 | 0 | 0 | 0 | 0 | 0 | 0 | 0 | 2.5335 | 0.044241 | 0.00026332 | 0 | 0 | 0 | 0 | 0 | 0 | 0 | 0 | 0 | 0 | 0 | 0 | 0 | 0 | 0 | 0 | 0 | 0 | -4.7153 | 1.822 | 0 | 0 | 0 | 0.58323 | 9.7439 | 1.2254 | 3.0551 | 0.1796 | 0.050933 | 0 | 0.73583 | 0.23426 | 3.7293 | 22.3156 | 20.1432 | -6.1361 | 0 | 0.23416 | 0 | 1.6728 | 0.28993
2025_07_12 Hr 04 | 0 | 0 | 0 | 0 | 0 | 0 | 0 | 0 | 0 | 0 | 0 | 0.023943 | 0.33 | 0.006126 | 0.71829 | 0.71831 | 3.8691 | 0 | 0.0061261 | 0.0036608 | 0.012521 | 0.087661 | 0 | -1.309 | 0 | 0 | 0 | 0.0011913 | 0.024329 | 0.47904 | 0 | 4.1043 | 2.0585 | 0 | 0.39356 | 0.81115 | 0 | 0 | 0 | 0 | -1.591 | 0.053997 | 0 | 0.0031824 | 0 | -0.081437 | 0 | 0 | 0 | 0 | 0 | 0 | 0 | 0 | 2.3956 | 0.044241 | 0.00026332 | 0 | 0 | 0 | 0 | 0 | 0 | 0 | 0 | 0 | 0 | 0 | 0 | 0 | 0 | 0 | 0 | 0 | 0 | -5.1217 | 1.822 | 0 | 0 | 0 | 0.36996 | 9.889 | 1.2254 | 3.0551 | 0.1796 | 0.050933 | 0 | 0.73583 | 0.23426 | 3.7293 | 21.6355 | 19.8496 | -6.5121 | 0 | 0.23416 | 0 | 1.6728 | 0.28734
2025_07_12 Hr 05 | 0 | 0 | 0 | 0 | 0 | 0 | 0 | 0 | 0 | 0 | 0 | 0.023943 | 0.3 | 0.0060876 | 0.96901 | 0.96904 | 3.9089 | 0 | 0.0061261 | 0.0036608 | 0.012521 | 0.087661 | 0 | -1.2627 | 0 | 0 | 0 | 0.0011913 | 0.024329 | 0.47904 | 0 | 4.0731 | 2.0585 | 0 | 0.38969 | 0.81115 | 0 | 0 | 0 | 0 | -1.9382 | 0.053997 | 0 | 0.0034786 | 0 | -0.089214 | 0 | 0 | 0 | 0 | 0 | 0 | 0 | 0 | 2.0544 | 0.044241 | 0.00026332 | 0 | 0 | 0 | 0 | 0 | 0 | 0 | 0 | 0 | 0 | 0 | 0 | 0 | 0 | 0 | 0 | 0 | 0 | -5.4019 | 1.822 | 0 | 0 | 0 | 0.40913 | 10.399 | 1.2254 | 3.0551 | 0.1796 | 0.050933 | 0 | 0.73583 | 0.23426 | 3.7293 | 21.2156 | 19.5086 | -6.7539 | 0 | 0.23416 | 0 | 1.6728 | 0.28226
2025_07_12 Hr 06 | 0 | 0 | 0 | 0 | 0 | 0 | 0 | 0 | 0 | 0 | 0 | 0.023943 | 0.27 | 0.0046213 | 0.77169 | 0.77169 | 3.8691 | 0 | 0.0061261 | 0.0036608 | 0.012521 | 0.087661 | 0 | -1.3478 | 0 | 0 | 0 | 0.0011913 | 0.024329 | 0.47904 | 0 | 4.0418 | 2.0585 | 0 | 0.38582 | 0.81115 | 0 | 0 | 0 | 0.059946 | -0.12071 | 0.053997 | 0 | 0.0029342 | 0 | -0.074922 | 0 | 0 | 0 | 0 | 0 | 0 | 0 | 0 | 2.5989 | 0.044241 | 0.00026332 | 0 | 0 | 0 | 0 | 0 | 0 | 0 | 0 | 0 | 0 | 0 | 0 | 0 | 0 | 0 | 0 | 0 | 0 | -3.667 | 1.822 | 0 | 0 | 0 | 0.73121 | 9.9333 | 1.2254 | 3.0551 | 0.1796 | 0.050933 | 0 | 0.73583 | 0.23426 | 3.7293 | 25.1284 | 20.3455 | -5.0897 | 0 | 0.23416 | 0 | 1.6728 | 0.28796
2025_07_12 Hr 07 | 0.20408 | 1.9255e-06 | 0 | 0 | 0 | 0 | 0 | 0 | 0 | 0 | 0 | 0.023943 | 0.21 | 0.0035943 | 1.0224 | 1.0224 | 3.703 | 0 | 0.0061261 | 0.0036608 | 0.012521 | 0.087661 | 0 | 0 | 0 | 0 | 0 | 0.0011913 | 0.024329 | 0.47904 | 0 | 3.885 | 2.0585 | 0 | 0.37086 | 0.81115 | 0 | 0 | 0 | 0.4127 | 0 | 0.053997 | 0 | 0.0029342 | 0 | -0.074922 | 0 | 0 | 0 | 0 | 0 | 0 | 0 | 0 | 2.5989 | 0.044241 | 0.00026332 | 0 | 0 | 0 | 0 | 0 | 0 | 0 | 0 | 0 | 0 | 0 | 0 | 0 | 0 | 0 | 0 | 0 | 0 | -6.3836 | 1.822 | 0 | 0 | 0 | 1.0838 | 10.1119 | 1.2254 | 3.0551 | 0.1796 | 0.050933 | -0.20408 | 0.73583 | 0.23426 | 3.7293 | 24.6931 | 20.8311 | -6.6626 | 0 | 0.23416 | 0 | 1.6728 | 0.29293
2025_07_12 Hr 08 | 0.56734 | 1.3442e-05 | 0 | 0 | 0 | 0 | 0 | 0 | 0 | 0 | 0 | 0.023943 | 0.18 | 0.0044278 | 1.2731 | 1.2731 | 4.6899 | 0.10224 | 0.0061261 | 0.0036608 | 0.012521 | 0.087661 | 0 | 0 | 0 | 0 | 0 | 0.0011913 | 0.024329 | 0.48072 | 0 | 4.4886 | 2.0585 | 0 | 0.46548 | 0.81115 | 0 | 0 | 0 | 3.2035 | 0 | 0.053997 | 0 | 0.004217 | 0 | -0.1086 | 0 | 0 | 0 | 0 | 0 | 0 | 0 | 0 | 1.9891 | 0.044241 | 0.00026332 | 0 | 0 | 0 | 0 | 0 | 0 | 0 | 0 | 0 | 0 | 0 | 0 | 0 | 0 | 0 | 0 | 0 | 0 | -23.0119 | 1.822 | 0 | 0 | 0 | 1.1839 | 12.3078 | 1.2254 | 3.0551 | 0.1796 | 0.050933 | -0.56734 | 0.73583 | 0.23426 | 3.7293 | 12.5872 | 20.7638 | -23.6879 | 0 | 0.23416 | 0 | 1.6728 | 0.30651
2025_07_12 Hr 09 | 0.74686 | 7.3303e-05 | 0 | 0 | 0 | 0 | 0 | 0 | 0 | 0 | 0 | 0.023943 | 0.15 | 0.0043029 | 1.5239 | 1.5239 | 5.703 | 0.10224 | 0.0061261 | 0.0036608 | 0.012521 | 0.087661 | 0 | 0 | 0 | 0 | 0 | 0.0011913 | 0.024329 | 0.6096 | 0 | 4.8989 | 2.0585 | 0 | 0.5298 | 0.81115 | 0 | 0 | 0 | 1.5744 | 0 | 0.053997 | 0 | 0.0049176 | 0 | -0.12699 | 0 | 0 | 0 | 0 | 0 | 0 | 0 | 0 | 1.7785 | 0.044241 | 0.00026332 | 0 | 0 | 0 | 0 | 0 | 0 | 0 | 0 | 0 | 0 | 0 | 0 | 0 | 0 | 0 | 0 | 0 | 0 | -24.4919 | 1.822 | 0 | 0 | 0 | 0.72251 | 14.3615 | 1.2254 | 3.0551 | 0.1796 | 0.050933 | -0.74686 | 0.73583 | 0.23426 | 3.7293 | 10.8868 | 20.3166 | -25.3657 | 0 | 0.23416 | 0 | 1.6728 | 0.3175
2025_07_12 Hr 10 | 0.77301 | 0.00018618 | 0 | 0 | 0 | 0 | 0 | 0 | 0 | 0 | 0 | 0.023943 | 0.09 | 0.0027728 | 1.6388 | 1.6388 | 5.7192 | 0.5112 | 0.0061261 | 0.0036608 | 0.012521 | 0.087661 | 0 | 0 | 0 | 0 | 0 | 0.0011913 | 0.024329 | 0.85071 | 0 | 4.8989 | 2.0585 | 0 | 0.5298 | 0.81115 | 0 | 0 | 0 | 2.009 | 0 | 0.053997 | 0 | 0.0036311 | 0 | -0.13654 | 0 | 0 | 0 | 0 | 0 | 0 | 0 | 0 | 1.7785 | 0.044241 | 0.00026332 | 0 | 0 | 0 | 0 | 0 | 0 | 0 | 0 | 0 | 0 | 0 | 0 | 0 | 0 | 0 | 0 | 0 | 0 | -34.1775 | 1.822 | 0 | 2.976 | 0 | 0.76168 | 17.1147 | 1.2254 | 3.0551 | 0.1796 | 0.050933 | -0.77301 | 0.73583 | 0.23426 | 3.7293 | 4.3737 | 20.337 | -35.0871 | 0 | 0.23416 | 0 | 1.6728 | 0.33393
2025_07_12 Hr 11 | 0.81421 | 0.00030356 | 0 | 0 | 0 | 0 | 0 | 0 | 0 | 0 | 0 | 0.023943 | 0.09 | 0.0030302 | 1.6388 | 1.6388 | 5.7192 | 0.56232 | 0.0061261 | 0.0036608 | 0.012521 | 0.087661 | 0 | 0 | 0 | 0 | 0 | 0.0011913 | 0.024329 | 1.0918 | 0.43648 | 4.8989 | 2.0585 | 0 | 0.5298 | 0.81115 | 0 | 0 | 0 | 2.7115 | 0 | 0.053997 | 0 | 0.0039681 | 0 | -0.14941 | 0 | 0 | 0 | 0 | 0 | 0 | 0 | 0 | 1.2341 | 0.044241 | 0.00026332 | 0 | 0 | 0 | 0 | 0 | 0 | 0 | 0 | 0 | 0 | 0 | 0 | 0 | 0 | 0 | 0 | 0 | 0 | -36.2129 | 1.822 | 0 | 1.8765 | 0 | 0.39172 | 17.7132 | 1.2254 | 3.0551 | 0.1796 | 0.050933 | -0.81421 | 0.73583 | 0.23426 | 3.7293 | 2.7193 | 19.4712 | -37.1765 | 0 | 0.23416 | 0 | 1.6728 | 0.34101
2025_07_12 Hr 12 | 0.77643 | 0.00038012 | 0 | 0.12026 | 0.12023 | 0.12025 | 0.12025 | 0.11976 | 0.12026 | 0 | 0 | 0.023943 | 0.3 | 0.010284 | 1.6388 | 1.6388 | 5.7192 | 0.61344 | 0.0061261 | 0.0036608 | 0.012521 | 0.087661 | 0 | 0 | 0 | 0 | 0 | 0.0011913 | 0.024329 | 1.247 | 0.28684 | 4.8989 | 2.0585 | 0 | 0.5298 | 0.81115 | 0 | 0 | 0 | 3.2316 | 0 | 0.053997 | 0 | 0.0018363 | 0 | -0.15215 | 0 | 0 | 0 | 0 | 0 | 0 | 0 | 0 | 0.82031 | 0.044241 | 0.00026332 | 0 | 0 | 0 | 0 | 0 | 0 | 0 | 0 | 0 | 0 | 0 | 0 | 0 | 0 | 0 | 0 | 0 | 0 | -40.0951 | 1.822 | 0 | 2.1055 | 0 | 0.30032 | 18.8695 | 1.2254 | 3.0551 | 0.1796 | 0.050933 | -0.77643 | 0.73583 | 0.23426 | 3.7293 | 0.23643 | 19.159 | -41.0237 | 0 | 0.23416 | 0 | 1.6728 | 0.35443
2025_07_12 Hr 13 | 0.7813 | 0.00044734 | 0 | 0.12026 | 0.12023 | 0.12025 | 0.12025 | 0.11976 | 0.12026 | 0 | 0 | 0.023943 | 0.57 | 0.020367 | 1.6388 | 1.6388 | 5.7192 | 0.61344 | 0.0061261 | 0.0036608 | 0.012521 | 0.087661 | 0 | 0 | 0 | 0 | 0 | 0.0011913 | 0.024329 | 1.2821 | 0.28684 | 4.8989 | 2.0585 | 0 | 0.5298 | 0.81115 | 0 | 0 | 0 | 4.0733 | 0 | 0.053997 | 0 | 0.0019142 | 0 | -0.15869 | 0 | 0 | 0 | 0 | 0 | 0 | 0 | 0 | 0.95824 | 0.044241 | 0.00026332 | 0 | 0 | 0 | 0 | 0 | 0 | 0 | 0 | 0 | 0 | 0 | 0 | 0 | 0 | 0 | 0 | 0 | 0 | -42.7388 | 1.822 | 0 | 2.0058 | 0 | 0.25244 | 18.805 | 1.2254 | 3.0551 | 0.1796 | 0.050933 | -0.7813 | 0.73583 | 0.23426 | 3.7293 | -1.2596 | 19.541 | -43.6788 | 0 | 0.23416 | 0 | 1.6728 | 0.36136
2025_07_12 Hr 14 | 0.72979 | 0.00044047 | 0 | 0.12026 | 0.12023 | 0.12025 | 0.12025 | 0.11976 | 0.12026 | 0 | 0 | 0.023943 | 0.15 | 0.0051452 | 1.6388 | 1.6388 | 5.7192 | 0.61344 | 0.0061261 | 0.0036608 | 0.012521 | 0.087661 | 0 | 0 | 0 | 0 | 0 | 0.0011913 | 0.024329 | 1.2821 | 0.28684 | 4.8989 | 2.0585 | 0 | 0.5298 | 0.81115 | 0 | 0 | 0 | 4.4483 | 0 | 0.053997 | 0 | 0.0018376 | 0 | -0.15226 | 0 | 0 | 0 | 0 | 0 | 0 | 0 | 0 | 1.1615 | 0.044241 | 0.00026332 | 0 | 0 | 0 | 0 | 0 | 0 | 0 | 0 | 0 | 0 | 0 | 0 | 0 | 0 | 0 | 0 | 0 | 0 | -41.0272 | 1.822 | 0 | 1.9925 | 0 | 0.26115 | 18.7916 | 1.2254 | 3.0551 | 0.1796 | 0.050933 | -0.72979 | 0.73583 | 0.23426 | 3.7293 | 0.60179 | 19.271 | -41.9092 | 0 | 0.23416 | 0 | 1.6728 | 0.36617
2025_07_12 Hr 15 | 0.71068 | 0.00038967 | 0 | 0.12026 | 0.12023 | 0.12025 | 0.12025 | 0.11976 | 0.12026 | 0 | 0 | 0.023943 | 0.12 | 0.0037885 | 1.6388 | 1.6388 | 5.7192 | 0.61344 | 0.0061261 | 0.0036608 | 0.012521 | 0.087661 | 0 | 0 | 0 | 0 | 0 | 0.0011913 | 0.024329 | 1.2721 | 0.28684 | 4.8989 | 2.0585 | 0 | 0.5298 | 0.81115 | 0 | 0 | 0 | 4.8901 | 0 | 0.053997 | 0 | 0.0016913 | 0 | -0.13997 | 0 | 0 | 0 | 0 | 0 | 0 | 0 | 0 | 1.51 | 0.044241 | 0.00026332 | 0 | 0 | 0 | 0 | 0 | 0 | 0 | 0 | 0 | 0 | 0 | 0 | 0 | 0 | 0 | 0 | 0 | 0 | -38.5545 | 1.822 | 0 | 1.8765 | 0 | 0.38302 | 18.6656 | 1.2254 | 3.0551 | 0.1796 | 0.050933 | -0.71068 | 0.73583 | 0.23426 | 3.7293 | 3.8501 | 19.6996 | -39.4051 | 0 | 0.23416 | 0 | 1.6728 | 0.37492
2025_07_12 Hr 16 | 0.78355 | 0.00038771 | 0 | 0.12026 | 0.12023 | 0.12025 | 0.12025 | 0.11976 | 0.12026 | 0 | 0 | 0.023943 | 0.06 | 0.0020387 | 1.6388 | 1.6388 | 5.7192 | 0.61344 | 0.0061261 | 0.0036608 | 0.012521 | 0.087661 | 0 | 0 | 0 | 0 | 0 | 0.0011913 | 0.024329 | 1.2821 | 0.28684 | 4.8989 | 2.0585 | 0 | 0.5298 | 0.81115 | 0 | 0 | 0 | 4.9721 | 0 | 0.053997 | 0 | 0.0018202 | 0 | -0.1508 | 0 | 0 | 0 | 0 | 0 | 0 | 0 | 0 | 1.7785 | 0.044241 | 0.00026332 | 0 | 0 | 0 | 0 | 0 | 0 | 0 | 0 | 0 | 0 | 0 | 0 | 0 | 0 | 0 | 0 | 0 | 0 | -39.6162 | 1.822 | 0 | 1.9731 | 0 | 0.59193 | 18.7723 | 1.2254 | 3.0551 | 0.1796 | 0.050933 | -0.78355 | 0.73583 | 0.23426 | 3.7293 | 3.3836 | 20.1898 | -40.5506 | 0 | 0.23416 | 0 | 1.6728 | 0.37655
2025_07_12 Hr 17 | 0.66876 | 0.0004649 | 0 | 0.12026 | 0.12023 | 0.12025 | 0.12025 | 0.11976 | 0.12026 | 0 | 0 | 0.023943 | 0.09 | 0.0043103 | 1.6388 | 1.6388 | 5.7192 | 0.61344 | 0.0061261 | 0.0036608 | 0.012521 | 0.087661 | 0 | 0 | 0 | 0 | 0 | 0.0011913 | 0.024329 | 1.2821 | 0.28684 | 4.8989 | 2.0585 | 0 | 0.5298 | 0.81115 | 0 | 0 | 0 | 6.3452 | 0 | 0.053997 | 0 | 0.0025657 | 0 | -0.21342 | 0 | 0 | 0 | 0 | 0 | 0 | 0 | 0 | 1.9165 | 0.044241 | 0.00026332 | 0 | 0 | 0 | 0 | 0 | 0 | 0 | 0 | 0 | 0 | 0 | 0 | 0 | 0 | 0 | 0 | 0 | 0 | -51.5088 | 1.822 | 0 | 2.356 | 0 | 0.56147 | 19.1551 | 1.2254 | 3.0551 | 0.1796 | 0.050933 | -0.66876 | 0.73583 | 0.23426 | 3.7293 | -6.6764 | 20.2142 | -52.391 | 0 | 0.23416 | 0 | 1.6728 | 0.37593
2025_07_12 Hr 18 | 0.52207 | 0.00091266 | 0 | 0.12026 | 0.12023 | 0.12025 | 0.12025 | 0.11976 | 0.12026 | 0 | 0 | 0.023943 | 0.06 | 0.0077969 | 1.6388 | 1.6388 | 5.7192 | 0.61344 | 0.0061261 | 0.0036608 | 0.012521 | 0.087661 | 0 | 0 | 0 | 0 | 0 | 0.0011913 | 0.024329 | 1.2771 | 0.28684 | 4.8989 | 2.0585 | 0 | 0.5298 | 0.81115 | 0 | 0 | 0 | 19.3762 | 0 | 0.053997 | 0 | 0.0069615 | 0 | -0.58267 | 0 | 0 | 0 | 0 | 0 | 0 | 0 | 0 | 2.1923 | 0.044241 | 0.00026332 | 0 | 0 | 0 | 0 | 0 | 0 | 0 | 0 | 0 | 0 | 0 | 0 | 0 | 0 | 0 | 0 | 0 | 0 | -44.7872 | 1.822 | 0 | 2.4028 | 0 | 0.50053 | 19.1969 | 1.2254 | 3.0551 | 0.1796 | 0.050933 | -0.52207 | 0.73583 | 0.23426 | 3.7293 | 12.9428 | 20.2617 | -45.892 | 0 | 0.23416 | 0 | 1.6728 | 0.38119
2025_07_12 Hr 19 | 0.38636 | 0.00014084 | 0 | 0.12026 | 0.12023 | 0.12025 | 0.12025 | 0.11976 | 0.12026 | 0 | 0 | 0.023943 | 0.03 | 0.0012171 | 1.6388 | 1.6388 | 5.7066 | 0.56232 | 0.0061261 | 0.0036608 | 0.012521 | 0.087661 | 0 | 0 | 0 | 0 | 0 | 0.0011913 | 0.024329 | 1.2721 | 0.28684 | 4.8989 | 2.0585 | 0 | 0.5298 | 0.81115 | 0 | 0 | 0 | 6.2622 | 0 | 0.053997 | 0 | 0.0021734 | 0 | -0.18047 | 0 | 0 | 0 | 0 | 0 | 0 | 0 | 0 | 1.9891 | 0.044241 | 0.00026332 | 0 | 0 | 0 | 0 | 0 | 0 | 0 | 0 | 0 | 0 | 0 | 0 | 0 | 0 | 0 | 0 | 0 | 0 | -44.6345 | 1.822 | 0 | 2.2787 | 0 | 0.51359 | 19.004 | 1.2254 | 3.0551 | 0.1796 | 0.050933 | -0.38636 | 0.73583 | 0.23426 | 3.7293 | -0.038121 | 19.8969 | -45.2013 | 0 | 0.23416 | 0 | 1.6728 | 0.37968
2025_07_12 Hr 20 | 0.13579 | 7.2537e-05 | 0 | 0 | 0 | 0 | 0 | 0 | 0 | 0 | 0 | 0.023943 | 0.03 | 0.00093381 | 1.637 | 1.637 | 5.6812 | 0.40896 | 0.0061261 | 0.0036608 | 0.012521 | 0.087661 | 0 | 0 | 0 | 0 | 0 | 0.0011913 | 0.024329 | 1.1817 | 0 | 4.891 | 2.0585 | 0 | 0.52856 | 0.81115 | 0 | 0 | 0 | 4.8222 | 0 | 0.053997 | 0 | 0.0036685 | 0 | -0.13797 | 0 | 0 | 0 | 0 | 0 | 0 | 0 | 0 | 1.7785 | 0.044241 | 0.00026332 | 0 | 0 | 0 | 0 | 0 | 0 | 0 | 0 | 0 | 0 | 0 | 0 | 0 | 0 | 0 | 0 | 0 | 0 | -30.8789 | 1.822 | 0 | 1.8765 | 0 | 0.70075 | 17.3135 | 1.2254 | 3.0551 | 0.1796 | 0.050933 | -0.13579 | 0.73583 | 0.23426 | 3.7293 | 10.5955 | 19.6125 | -31.1527 | 0 | 0.23416 | 0 | 1.6728 | 0.3708
2025_07_12 Hr 21 | 0.022813 | 2.8395e-05 | 0 | 0 | 0 | 0 | 0 | 0 | 0 | 0 | 0 | 0.023943 | 0.06 | 0.0023045 | 1.6336 | 1.6336 | 5.5168 | 0.2556 | 0.0061261 | 0.0036608 | 0.012521 | 0.087661 | 0 | 0 | 0 | 0 | 0 | 0.0011913 | 0.024329 | 1.1717 | 0 | 4.8752 | 2.0585 | 0 | 0.52608 | 0.81115 | 0 | 0 | 0 | 5.1699 | 0 | 0.053997 | 0 | 0.0045267 | 0 | -0.17074 | 0 | 0 | 0 | 0 | 0 | 0 | 0 | 0 | 1.5753 | 0.044241 | 0.00026332 | 0 | 0 | 0 | 0 | 0 | 0 | 0 | 0 | 0 | 0 | 0 | 0 | 0 | 0 | 0 | 0 | 0 | 0 | -29.6695 | 1.822 | 0 | 2.0252 | 0 | 0.77039 | 17.1116 | 1.2254 | 3.0551 | 0.1796 | 0.050933 | -0.022813 | 0.73583 | 0.23426 | 3.7293 | 11.8015 | 19.383 | -29.863 | 0 | 0.23416 | 0 | 1.6728 | 0.35903
2025_07_12 Hr 22 | 0 | 3.6514e-06 | 0 | 0 | 0 | 0 | 0 | 0 | 0 | 0 | 0 | 0.023943 | 0.51 | 0.014484 | 1.6283 | 1.6283 | 5.3523 | 0.30672 | 0.0061261 | 0.0036608 | 0.012521 | 0.087661 | 0 | 0 | 0 | 0 | 0 | 0.0011913 | 0.024329 | 0.53934 | 0 | 4.8515 | 2.0585 | 0 | 0.52236 | 0.81115 | 0 | 0 | 0 | 2.3409 | 0 | 0.053997 | 0 | 0.0048685 | 0 | -0.1257 | 0 | 0 | 0 | 0 | 0 | 0 | 0 | 0 | 1.8511 | 0.044241 | 0.00026332 | 0 | 0 | 0 | 0 | 0 | 0 | 0 | 0 | 0 | 0 | 0 | 0 | 0 | 0 | 0 | 0 | 0 | 0 | -24.259 | 1.822 | 0 | 0 | 0 | 0.81391 | 14.3065 | 1.2254 | 3.0551 | 0.1796 | 0.050933 | 0 | 0.73583 | 0.23426 | 3.7293 | 12.3892 | 20.1265 | -24.3847 | 0 | 0.23416 | 0 | 1.6728 | 0.34758
2025_07_12 Hr 23 | 0 | 0 | 0 | 0 | 0 | 0 | 0 | 0 | 0 | 0 | 0 | 0.023943 | 0.6 | 0.017007 | 1.6336 | 1.6336 | 5.8443 | 0.26048 | 0.0061261 | 0.0036608 | 0.012521 | 0.087661 | 0 | -1.047 | 0 | 0 | 0 | 0.0011913 | 0.024329 | 0.51425 | 0 | 5.2695 | 2.0585 | 0 | 0.5378 | 0.81115 | 0 | 0 | 0 | 0.49047 | -0.047514 | 0.053997 | 0 | 0.0048591 | 0 | -0.12545 | 0 | 0 | 0 | 0 | 0 | 0 | 0 | 0 | 1.9165 | 0.044241 | 0.00026332 | 0 | 0 | 0 | 0 | 0 | 0 | 0 | 0 | 0 | 0 | 0 | 0 | 0 | 0 | 0 | 0 | 0 | 0 | -18.5837 | 1.822 | 0 | 0 | 0 | 0.7138 | 15.1556 | 1.2254 | 3.0551 | 0.1796 | 0.050933 | 0 | 0.73583 | 0.23426 | 3.7293 | 16.0233 | 20.1809 | -19.7562 | 0 | 0.23416 | 0 | 1.6728 | 0.32878
2025_07_12 Hr 24 | 0 | 0 | 0 | 0 | 0 | 0 | 0 | 0 | 0 | 0 | 0 | 0.023943 | 1.65 | 0.036421 | 1.6388 | 1.6388 | 4.6705 | 0.086828 | 0.0061261 | 0.0036608 | 0.012521 | 0.087661 | 0 | -1.215 | 0 | 0 | 0 | 0.0011913 | 0.024329 | 0.47904 | 0 | 5.1277 | 2.0585 | 0 | 0.52025 | 0.81115 | 0 | 0 | 0 | 0 | -2.6029 | 0.053997 | 0 | 0.003784 | 0 | -0.097229 | 0 | 0 | 0 | 0 | 0 | 0 | 0 | 0 | 1.9891 | 0.044241 | 0.00026332 | 0 | 0 | 0 | 0 | 0 | 0 | 0 | 0 | 0 | 0 | 0 | 0 | 0 | 0 | 0 | 0 | 0 | 0 | -11.1604 | 1.822 | 0 | 0 | 0 | 0.56147 | 13.6417 | 1.2254 | 3.0551 | 0.1796 | 0.050933 | 0 | 0.73583 | 0.23426 | 3.7293 | 19.7019 | 21.1357 | -12.4726 | 0 | 0.23416 | 0 | 1.6728 | 0.31147
2025_07_13 Hr 01 | 0 | 0 | 0 | 0 | 0 | 0 | 0 | 0 | 0 | 0 | 0 | 0.023943 | 2.43 | 0.044178 | 1.3881 | 1.3881 | 3.8823 | 0 | 0.0061261 | 0.0036608 | 0.012521 | 0.087661 | 0 | -1.3193 | 0 | 0 | 0 | 0.0011913 | 0.024329 | 0.47904 | 0 | 4.254 | 2.0585 | 0 | 0.41209 | 0.81115 | 0 | 0 | 0 | 0 | -2.8965 | 0.053997 | 0 | 0.0031166 | 0 | -0.07971 | 0 | 0 | 0 | 0 | 0 | 0 | 0 | 0 | 2.3303 | 0.044241 | 0.00026332 | 0 | 0 | 0 | 0 | 0 | 0 | 0 | 0 | 0 | 0 | 0 | 0 | 0 | 0 | 0 | 0 | 0 | 0 | -6.4856 | 1.822 | 0 | 0 | 0 | 1.1534 | 11.3915 | 1.2254 | 3.0551 | 0.1796 | 0.050933 | 0 | 0.73583 | 0.23426 | 3.7293 | 23.344 | 22.7336 | -7.8846 | 0 | 0.23416 | 0 | 1.6728 | 0.29658
2025_07_13 Hr 02 | 0 | 0 | 0 | 0 | 0 | 0 | 0 | 0 | 0 | 0 | 0 | 0.023943 | 2.07 | 0.039144 | 1.5239 | 1.5239 | 3.8823 | 0 | 0.0061261 | 0.0036608 | 0.012521 | 0.087661 | 0 | -1.2997 | 0 | 0 | 0 | 0.0011913 | 0.024329 | 0.48072 | 0 | 4.0522 | 2.0585 | 0 | 0.38711 | 0.81115 | 0 | 0 | 0 | 0 | -2.7062 | 0.053997 | 0 | 0.0032417 | 0 | -0.082995 | 0 | 0 | 0 | 0 | 0 | 0 | 0 | 0 | 2.5989 | 0.044241 | 0.00026332 | 0 | 0 | 0 | 0 | 0 | 0 | 0 | 0 | 0 | 0 | 0 | 0 | 0 | 0 | 0 | 0 | 0 | 0 | -7.7574 | 1.822 | 0 | 0 | 0 | 1.1316 | 11.463 | 1.2254 | 3.0551 | 0.1796 | 0.050933 | 0 | 0.73583 | 0.23426 | 3.7293 | 22.1995 | 22.5827 | -9.1402 | 0 | 0.23416 | 0 | 1.6728 | 0.28894
2025_07_13 Hr 03 | 0 | 0 | 0 | 0 | 0 | 0 | 0 | 0 | 0 | 0 | 0 | 0.023943 | 0.36 | 0.0076502 | 1.5761 | 1.5761 | 3.9752 | 0 | 0.0061261 | 0.0036608 | 0.012521 | 0.087661 | 0 | -1.237 | 0 | 0 | 0 | 0.0011913 | 0.024329 | 0.48407 | 0 | 4.1459 | 2.0585 | 0 | 0.39871 | 0.81115 | 0 | 0 | 0 | 0 | -2.9347 | 0.053997 | 0 | 0.0036429 | 0 | -0.093527 | 0 | 0 | 0 | 0 | 0 | 0 | 0 | 0 | 3.7676 | 0.044241 | 0.00026332 | 0 | 0 | 0 | 0 | 0 | 0 | 0 | 0 | 0 | 0 | 0 | 0 | 0 | 0 | 0 | 0 | 0 | 0 | -7.6282 | 1.822 | 0 | 0 | 0 | 0.86179 | 11.7575 | 1.2254 | 3.0551 | 0.1796 | 0.050933 | 0 | 0.73583 | 0.23426 | 3.7293 | 21.6095 | 21.7454 | -8.9587 | 0 | 0.23416 | 0 | 1.6728 | 0.28263
2025_07_13 Hr 04 | 0 | 0 | 0 | 0 | 0 | 0 | 0 | 0 | 0 | 0 | 0 | 0.023943 | 0.36 | 0.0064634 | 0.66083 | 0.66086 | 3.8691 | 0 | 0.0061261 | 0.0036608 | 0.012521 | 0.087661 | 0 | -1.3253 | 0 | 0 | 0 | 0.0011913 | 0.024329 | 0.47904 | 0 | 4.0522 | 2.0585 | 0 | 0.38711 | 0.81115 | 0 | 0 | 0 | 0 | -1.5892 | 0.053997 | 0 | 0.0030778 | 0 | -0.078692 | 0 | 0 | 0 | 0 | 0 | 0 | 0 | 0 | 4.1088 | 0.044241 | 0.00026332 | 0 | 0 | 0 | 0 | 0 | 0 | 0 | 0 | 0 | 0 | 0 | 0 | 0 | 0 | 0 | 0 | 0 | 0 | -4.7795 | 1.822 | 0 | 0 | 0 | 0.74427 | 9.722 | 1.2254 | 3.0551 | 0.1796 | 0.050933 | 0 | 0.73583 | 0.23426 | 3.7293 | 23.8957 | 21.9464 | -6.1835 | 0 | 0.23416 | 0 | 1.6728 | 0.27273
2025_07_13 Hr 05 | 0 | 0 | 0 | 0 | 0 | 0 | 0 | 0 | 0 | 0 | 0 | 0.023943 | 0.54 | 0.0062488 | 0.5877 | 0.58772 | 3.8691 | 0 | 0.0061261 | 0.0036608 | 0.012521 | 0.087661 | 0 | -1.4963 | 0 | 0 | 0 | 0.0011913 | 0.024329 | 0.47904 | 0 | 4.0418 | 2.0585 | 0 | 0.38582 | 0.81115 | 0 | 0 | 0 | 0 | -0.62959 | 0.053997 | 0 | 0.0019837 | 0 | -0.049973 | 0 | 0 | 0 | 0 | 0 | 0 | 0 | 0 | 3.9709 | 0.044241 | 0.00026332 | 0 | 0 | 0 | 0 | 0 | 0 | 0 | 0 | 0 | 0 | 0 | 0 | 0 | 0 | 0 | 0 | 0 | 0 | -2.6106 | 1.822 | 0 | 0 | 0 | 0.4396 | 9.5653 | 1.2254 | 3.0551 | 0.1796 | 0.050933 | 0 | 0.73583 | 0.23426 | 3.7293 | 26.4593 | 21.6804 | -4.1568 | 0 | 0.23416 | 0 | 1.6728 | 0.27075
2025_07_13 Hr 06 | 0.022813 | 0 | 0 | 0 | 0 | 0 | 0 | 0 | 0 | 0 | 0 | 0.023943 | 0.33 | 0.0036185 | 0.58248 | 0.58248 | 3.8691 | 0 | 0.0061261 | 0.0036608 | 0.012521 | 0.087661 | 0 | -1.5125 | 0 | 0 | 0 | 0.0011913 | 0.024329 | 0.47904 | 0 | 4.0418 | 2.0585 | 0 | 0.38582 | 0.81115 | 0 | 0 | 0 | 0 | -0.31046 | 0.053997 | 0 | 0.0018797 | 0 | -0.047243 | 0 | 0 | 0 | 0 | 0 | 0 | 0 | 0 | 3.695 | 0.044241 | 0.00026332 | 0 | 0 | 0 | 0 | 0 | 0 | 0 | 0 | 0 | 0 | 0 | 0 | 0 | 0 | 0 | 0 | 0 | 0 | -2.4258 | 1.822 | 0 | 0 | 0 | 0.75298 | 9.5549 | 1.2254 | 3.0551 | 0.1796 | 0.050933 | -0.022813 | 0.73583 | 0.23426 | 3.7293 | 26.7596 | 21.5235 | -4.0084 | 0 | 0.23416 | 0 | 1.6728 | 0.26624
2025_07_13 Hr 07 | 0.24919 | 2.3021e-06 | 0 | 0 | 0 | 0 | 0 | 0 | 0 | 0 | 0 | 0.023943 | 0.3 | 0.0053715 | 0.71829 | 0.7183 | 3.703 | 0 | 0.0061261 | 0.0036608 | 0.012521 | 0.087661 | 0 | -1.3267 | 0 | 0 | 0 | 0.0011913 | 0.024329 | 0.47904 | 0 | 3.9484 | 2.0585 | 0 | 0.38078 | 0.81115 | 0 | 0 | 0 | 0.29569 | -0.013322 | 0.053997 | 0 | 0.0030694 | 0 | -0.078472 | 0 | 0 | 0 | 0 | 0 | 0 | 0 | 0 | 3.6297 | 0.044241 | 0.00026332 | 0 | 0 | 0 | 0 | 0 | 0 | 0 | 0 | 0 | 0 | 0 | 0 | 0 | 0 | 0 | 0 | 0 | 0 | -7.8409 | 1.822 | 0 | 0 | 0 | 1.1752 | 9.567 | 1.2254 | 3.0551 | 0.1796 | 0.050933 | -0.24919 | 0.73583 | 0.23426 | 3.7293 | 22.4352 | 22.081 | -9.4952 | 0 | 0.23416 | 0 | 1.6728 | 0.27374
2025_07_13 Hr 08 | 0.6078 | 1.115e-05 | 0 | 0 | 0 | 0 | 0 | 0 | 0 | 0 | 0 | 0.023943 | 0.24 | 0.0043819 | 0.96901 | 0.96902 | 3.7157 | 0 | 0.0061261 | 0.0036608 | 0.012521 | 0.087661 | 0 | -1.3172 | 0 | 0 | 0 | 0.0011913 | 0.024329 | 0.47904 | 0 | 3.9324 | 2.0585 | 0 | 0.37829 | 0.81115 | 0 | 0 | 0 | 2.208 | 0 | 0.053997 | 0 | 0.0031299 | 0 | -0.080061 | 0 | 0 | 0 | 0 | 0 | 0 | 0 | 0 | 2.5335 | 0.044241 | 0.00026332 | 0 | 0 | 0 | 0 | 0 | 0 | 0 | 0 | 0 | 0 | 0 | 0 | 0 | 0 | 0 | 0 | 0 | 0 | -12.6946 | 1.822 | 0 | 0 | 0 | 1.4058 | 10.0652 | 1.2254 | 3.0551 | 0.1796 | 0.050933 | -0.6078 | 0.73583 | 0.23426 | 3.7293 | 19.1001 | 21.5266 | -14.6997 | 0 | 0.23416 | 0 | 1.6728 | 0.28972
2025_07_13 Hr 09 | 0.78188 | 3.5789e-05 | 0 | 0 | 0 | 0 | 0 | 0 | 0 | 0 | 0 | 0.023943 | 0.24 | 0.0049486 | 1.2197 | 1.2199 | 3.7789 | 0 | 0.0061261 | 0.0036608 | 0.012521 | 0.087661 | 0 | -1.2539 | 0 | 0 | 0 | 0.0011913 | 0.024329 | 0.47904 | 0 | 4.4886 | 2.0585 | 0 | 0.46548 | 0.81115 | 0 | 0 | 0 | 4.4108 | 0 | 0.053997 | 0 | 0.0035347 | 0 | -0.090687 | 0 | 0 | 0 | 0 | 0 | 0 | 0 | 0 | 2.5335 | 0.044241 | 0.00026332 | 0 | 0 | 0 | 0 | 0 | 0 | 0 | 0 | 0 | 0 | 0 | 0 | 0 | 0 | 0 | 0 | 0 | 0 | -20.8331 | 1.822 | 0 | 0 | 0 | 0.97495 | 11.1862 | 1.2254 | 3.0551 | 0.1796 | 0.050933 | -0.78188 | 0.73583 | 0.23426 | 3.7293 | 14.0095 | 21.3721 | -22.9596 | 0 | 0.23416 | 0 | 1.6728 | 0.30426
2025_07_13 Hr 10 | 0.77301 | 5.8989e-05 | 0 | 0 | 0 | 0 | 0 | 0 | 0 | 0 | 0 | 0.023943 | 0.21 | 0.0046715 | 1.4705 | 1.4705 | 4.1747 | 0 | 0.0061261 | 0.0036608 | 0.012521 | 0.087661 | 0 | -1.2104 | 0 | 0 | 0 | 0.0011913 | 0.024329 | 0.47904 | 0 | 4.8989 | 2.0585 | 0 | 0.5298 | 0.81115 | 0 | 0 | 0 | 3.1276 | 0 | 0.053997 | 0 | 0.0038134 | 0 | -0.098003 | 0 | 0 | 0 | 0 | 0 | 0 | 0 | 0 | 2.7368 | 0.044241 | 0.00026332 | 0 | 0 | 0 | 0 | 0 | 0 | 0 | 0 | 0 | 0 | 0 | 0 | 0 | 0 | 0 | 0 | 0 | 0 | -22.0581 | 1.822 | 0 | 0 | 0 | 0.97495 | 12.4937 | 1.2254 | 3.0551 | 0.1796 | 0.050933 | -0.77301 | 0.73583 | 0.23426 | 3.7293 | 13.0916 | 21.6099 | -24.1395 | 0 | 0.23416 | 0 | 1.6728 | 0.31356
2025_07_13 Hr 11 | 0.80106 | 8.1184e-05 | 0 | 0 | 0 | 0 | 0 | 0 | 0 | 0 | 0 | 0.023943 | 0.18 | 0.0043298 | 1.6351 | 1.6351 | 4.8843 | 0.05112 | 0.0061261 | 0.0036608 | 0.012521 | 0.087661 | 0 | -1.1619 | 0 | 0 | 0 | 0.0011913 | 0.024329 | 0.47904 | 0 | 4.8989 | 2.0585 | 0 | 0.5298 | 0.81115 | 0 | 0 | 0 | 2.372 | 0 | 0.053997 | 0 | 0.0041236 | 0 | -0.10615 | 0 | 0 | 0 | 0 | 0 | 0 | 0 | 0 | 2.8747 | 0.044241 | 0.00026332 | 0 | 0 | 0 | 0 | 0 | 0 | 0 | 0 | 0 | 0 | 0 | 0 | 0 | 0 | 0 | 0 | 0 | 0 | -22.6401 | 1.822 | 0 | 0 | 0 | 0.87484 | 13.5836 | 1.2254 | 3.0551 | 0.1796 | 0.050933 | -0.80106 | 0.73583 | 0.23426 | 3.7293 | 12.9 | 21.6537 | -24.7093 | 0 | 0.23416 | 0 | 1.6728 | 0.32181
2025_07_13 Hr 12 | 0.77643 | 8.6744e-05 | 0 | 0 | 0 | 0 | 0 | 0 | 0 | 0 | 0 | 0.023943 | 0.21 | 0.0051756 | 1.6388 | 1.6388 | 5.1499 | 0.2556 | 0.0061261 | 0.0036608 | 0.012521 | 0.087661 | 0 | -1.1461 | 0 | 0 | 0 | 0.0011913 | 0.024329 | 0.47904 | 0 | 4.8989 | 2.0585 | 0 | 0.5298 | 0.81115 | 0 | 0 | 0 | 2.2511 | 0 | 0.053997 | 0 | 0.004225 | 0 | -0.10881 | 0 | 0 | 0 | 0 | 0 | 0 | 0 | 0 | 2.5335 | 0.044241 | 0.00026332 | 0 | 0 | 0 | 0 | 0 | 0 | 0 | 0 | 0 | 0 | 0 | 0 | 0 | 0 | 0 | 0 | 0 | 0 | -22.9365 | 1.822 | 0 | 0 | 0 | 0.89225 | 14.061 | 1.2254 | 3.0551 | 0.1796 | 0.050933 | -0.77643 | 0.73583 | 0.23426 | 3.7293 | 12.6871 | 21.3429 | -24.9679 | 0 | 0.23416 | 0 | 1.6728 | 0.32856
2025_07_13 Hr 13 | 0.7813 | 0.00013031 | 0 | 0 | 0 | 0 | 0 | 0 | 0 | 0 | 0 | 0.023943 | 0.27 | 0.0060143 | 1.6388 | 1.6388 | 4.1747 | 0 | 0.0061261 | 0.0036608 | 0.012521 | 0.087661 | 0 | -1.2096 | 0 | 0 | 0 | 0.0011913 | 0.024329 | 0.47904 | 0 | 4.8989 | 2.0585 | 0 | 0.5298 | 0.81115 | 0 | 0 | 0 | 3.7498 | 0 | 0.053997 | 0 | 0.0038186 | 0 | -0.098138 | 0 | 0 | 0 | 0 | 0 | 0 | 0 | 0 | 2.2577 | 0.044241 | 0.00026332 | 0 | 0 | 0 | 0 | 0 | 0 | 0 | 0 | 0 | 0 | 0 | 0 | 0 | 0 | 0 | 0 | 0 | 0 | -22.4082 | 1.822 | 0 | 0 | 0 | 0.95319 | 12.8302 | 1.2254 | 3.0551 | 0.1796 | 0.050933 | -0.7813 | 0.73583 | 0.23426 | 3.7293 | 13.2843 | 21.2015 | -24.4973 | 0 | 0.23416 | 0 | 1.6728 | 0.33637
2025_07_13 Hr 14 | 0.73865 | 0.00013523 | 0 | 0 | 0 | 0 | 0 | 0 | 0 | 0 | 0 | 0.023943 | 0.21 | 0.0050922 | 1.6388 | 1.6388 | 4.8843 | 0.20448 | 0.0061261 | 0.0036608 | 0.012521 | 0.087661 | 0 | -1.1567 | 0 | 0 | 0 | 0.0011913 | 0.024329 | 0.47904 | 0 | 4.8989 | 2.0585 | 0 | 0.5298 | 0.81115 | 0 | 0 | 0 | 3.2101 | 0 | 0.053997 | 0 | 0.0041569 | 0 | -0.10702 | 0 | 0 | 0 | 0 | 0 | 0 | 0 | 0 | 2.0544 | 0.044241 | 0.00026332 | 0 | 0 | 0 | 0 | 0 | 0 | 0 | 0 | 0 | 0 | 0 | 0 | 0 | 0 | 0 | 0 | 0 | 0 | -23.8663 | 1.822 | 0 | 0 | 0 | 0.99236 | 13.7443 | 1.2254 | 3.0551 | 0.1796 | 0.050933 | -0.73865 | 0.73583 | 0.23426 | 3.7293 | 12.0268 | 20.9411 | -25.8687 | 0 | 0.23416 | 0 | 1.6728 | 0.34358
2025_07_13 Hr 15 | 0.73567 | 0.0002044 | 0 | 0 | 0 | 0 | 0 | 0 | 0 | 0 | 0 | 0.023943 | 0.21 | 0.0052471 | 1.6388 | 1.6388 | 5.5168 | 0.05112 | 0.0061261 | 0.0036608 | 0.012521 | 0.087661 | 0 | -1.137 | 0 | 0 | 0 | 0.0011913 | 0.024329 | 0.49567 | 0 | 4.8989 | 2.0585 | 0 | 0.5298 | 0.81115 | 0 | 0 | 0 | 3.0184 | 0 | 0.053997 | 0 | 0.0042834 | 0 | -0.11034 | 0 | 0 | 0 | 0 | 0 | 0 | 0 | 0 | 1.6406 | 0.044241 | 0.00026332 | 0 | 0 | 0 | 0 | 0 | 0 | 0 | 0 | 0 | 0 | 0 | 0 | 0 | 0 | 0 | 0 | 0 | 0 | -23.1934 | 1.822 | 0 | 0 | 0 | 0.88355 | 14.2401 | 1.2254 | 3.0551 | 0.1796 | 0.050933 | -0.73567 | 0.73583 | 0.23426 | 3.7293 | 12.5032 | 20.4211 | -25.1764 | 0 | 0.23416 | 0 | 1.6728 | 0.34898
2025_07_13 Hr 16 | 0.79604 | 0.00018257 | 0 | 0 | 0 | 0 | 0 | 0 | 0 | 0 | 0 | 0.023943 | 0.36 | 0.010327 | 1.6388 | 1.6388 | 3.7157 | 0 | 0.0061261 | 0.0036608 | 0.012521 | 0.087661 | 0 | -1.0379 | 0 | 0 | 0 | 0.0011913 | 0.024329 | 0.68962 | 0 | 4.8989 | 2.0585 | 0 | 0.5298 | 0.81115 | 0 | 0 | 0 | 6.4238 | 0 | 0.053997 | 0 | 0.0049176 | 0 | -0.12699 | 0 | 0 | 0 | 0 | 0 | 0 | 0 | 0 | 1.8511 | 0.044241 | 0.00026332 | 0 | 0 | 0 | 0 | 0 | 0 | 0 | 0 | 0 | 0 | 0 | 0 | 0 | 0 | 0 | 0 | 0 | 0 | -19.8478 | 1.822 | 0 | 0 | 0 | 0.86179 | 12.5817 | 1.2254 | 3.0551 | 0.1796 | 0.050933 | -0.79604 | 0.73583 | 0.23426 | 3.7293 | 18.0297 | 20.8328 | -21.8087 | 0 | 0.23416 | 0 | 1.6728 | 0.35648
2025_07_13 Hr 17 | 0.78377 | 0.00026514 | 0 | 0 | 0 | 0 | 0 | 0 | 0 | 0 | 0 | 0.023943 | 0.66 | 0.018936 | 1.5761 | 1.5761 | 3.909 | 0.10224 | 0.0061261 | 0.0036608 | 0.012521 | 0.087661 | 0 | -1.0377 | 0 | 0 | 0 | 0.0011913 | 0.024329 | 0.93065 | 0 | 4.6144 | 2.0585 | 0 | 0.4852 | 0.81115 | 0 | 0 | 0 | 7.0414 | 0 | 0.053997 | 0 | 0.0049185 | 0 | -0.12701 | 0 | 0 | 0 | 0 | 0 | 0 | 0 | 0 | 1.7785 | 0.044241 | 0.00026332 | 0 | 0 | 0 | 0 | 0 | 0 | 0 | 0 | 0 | 0 | 0 | 0 | 0 | 0 | 0 | 0 | 0 | 0 | -19.8157 | 1.822 | 0 | 0 | 0 | 0.81391 | 12.7085 | 1.2254 | 3.0551 | 0.1796 | 0.050933 | -0.78377 | 0.73583 | 0.23426 | 3.7293 | 18.9562 | 20.9706 | -21.7642 | 0 | 0.23416 | 0 | 1.6728 | 0.36288
2025_07_13 Hr 18 | 0.76168 | 0.00036368 | 0 | 0 | 0 | 0 | 0 | 0 | 0 | 0 | 0 | 0.023943 | 0.93 | 0.058621 | 1.6127 | 1.6127 | 4.8841 | 0.30672 | 0.0061261 | 0.0036608 | 0.012521 | 0.087661 | 0 | -0.11784 | 0 | 0 | 0 | 0.0011913 | 0.024329 | 1.1717 | 0 | 4.7804 | 2.0585 | 0 | 0.51121 | 0.81115 | 0 | 0 | 0 | 9.3407 | 0 | 0.053997 | 0 | 0.010806 | 0 | -0.28155 | 0 | 0 | 0 | 0 | 0 | 0 | 0 | 0 | 1.8511 | 0.044241 | 0.00026332 | 0 | 0 | 0 | 0 | 0 | 0 | 0 | 0 | 0 | 0 | 0 | 0 | 0 | 0 | 0 | 0 | 0 | 0 | -17.3506 | 1.822 | 0 | 0 | 0 | 0.86179 | 14.3683 | 1.2254 | 3.0551 | 0.1796 | 0.050933 | -0.76168 | 0.73583 | 0.23426 | 3.7293 | 26.6025 | 21.4052 | -18.5116 | 0 | 0.23416 | 0 | 1.6728 | 0.36334
2025_07_13 Hr 19 | 0.64391 | 9.6342e-05 | 0 | 0 | 0 | 0 | 0 | 0 | 0 | 0 | 0 | 0.023943 | 0.99 | 0.0157 | 0.75853 | 0.75854 | 3.703 | 0 | 0.0061261 | 0.0036608 | 0.012521 | 0.087661 | 0 | -1.3815 | 0 | 0 | 0 | 0.0011913 | 0.024329 | 0.47904 | 0 | 0 | 2.0585 | 0 | 0 | 0.81115 | 0 | 0 | 0 | 5.2835 | 0 | 0.053997 | 0 | 0.031944 | 0 | -0.069265 | 0 | 0 | 0 | 0 | 0 | 0 | 0 | 0 | 1.2994 | 0.044241 | 0.00026332 | 0 | 0 | 0 | 0 | 0 | 0 | 0 | 0 | 0 | 0 | 0 | 0 | 0 | 0 | 0 | 0 | 0 | 0 | -9.9895 | 1.822 | 0 | 0 | 0 | 0.82261 | 5.6991 | 1.2254 | 3.0551 | 0.1796 | 0.050933 | -0.64391 | 0.73583 | 0.23426 | 3.7293 | 19.1045 | 20.2061 | -12.0842 | 0 | 0.23416 | 0 | 1.6728 | 0.36726
2025_07_13 Hr 20 | 0.13579 | 3.6514e-05 | 0 | 0 | 0 | 0 | 0 | 0 | 0 | 0 | 0 | 0.023943 | 1.26 | 0.015309 | 0.58248 | 0.58248 | 3.703 | 0 | 0.0061261 | 0.0036608 | 0.012521 | 0.087661 | 0 | -1.4808 | 0 | 0 | 0 | 0.0011913 | 0.024329 | 0.47904 | 0 | 0 | 2.0585 | 0 | 0 | 0.81115 | 0 | 0 | 0 | 2.9169 | 0 | 0.053997 | 0 | 0.024473 | 0 | -0.052574 | 0 | 0 | 0 | 0 | 0 | 0 | 0 | 0 | 1.2994 | 0.044241 | 0.00026332 | 0 | 0 | 0 | 0 | 0 | 0 | 0 | 0 | 0 | 0 | 0 | 0 | 0 | 0 | 0 | 0 | 0 | 0 | -6.252 | 1.822 | 0 | 0 | 0 | 0.67028 | 5.347 | 1.2254 | 3.0551 | 0.1796 | 0.050933 | -0.13579 | 0.73583 | 0.23426 | 3.7293 | 20.1522 | 19.8094 | -7.9211 | 0 | 0.23416 | 0 | 1.6728 | 0.36154
2025_07_13 Hr 21 | 0.022813 | 1.1547e-05 | 0 | 0 | 0 | 0 | 0 | 0 | 0 | 0 | 0 | 0.023943 | 1.05 | 0.0164 | 0.60163 | 0.60164 | 3.741 | 0.05112 | 0.0061261 | 0.0036608 | 0.012521 | 0.087661 | 0 | -1.3879 | 0 | 0 | 0 | 0.0011913 | 0.024329 | 0.48072 | 0 | 0 | 2.0585 | 0 | 0 | 0.81115 | 0 | 0 | 0 | 3.2071 | 0 | 0.053997 | 0 | 0.031461 | 0 | -0.068184 | 0 | 0 | 0 | 0 | 0 | 0 | 0 | 0 | 1.9891 | 0.044241 | 0.00026332 | 0 | 0 | 0 | 0 | 0 | 0 | 0 | 0 | 0 | 0 | 0 | 0 | 0 | 0 | 0 | 0 | 0 | 0 | -5.9787 | 1.822 | 0 | 0 | 0 | 0.5397 | 5.4761 | 1.2254 | 3.0551 | 0.1796 | 0.050933 | -0.022813 | 0.73583 | 0.23426 | 3.7293 | 21.2613 | 20.0358 | -7.4576 | 0 | 0.23416 | 0 | 1.6728 | 0.35078
2025_07_13 Hr 22 | 0 | 2.0621e-06 | 0 | 0 | 0 | 0 | 0 | 0 | 0 | 0 | 0 | 0.023943 | 1.77 | 0.015141 | 0.58248 | 0.58248 | 3.703 | 0 | 0.0061261 | 0.0036608 | 0.012521 | 0.087661 | 0 | -1.5771 | 0 | 0 | 0 | 0.0011913 | 0.024329 | 0.47904 | 0 | 0 | 2.0585 | 0 | 0 | 0.81115 | 0 | 0 | 0 | 0.47986 | 0 | 0.053997 | 0 | 0.01723 | 0 | -0.036393 | 0 | 0 | 0 | 0 | 0 | 0 | 0 | 0 | 3.2885 | 0.044241 | 0.00026332 | 0 | 0 | 0 | 0 | 0 | 0 | 0 | 0 | 0 | 0 | 0 | 0 | 0 | 0 | 0 | 0 | 0 | 0 | -3.5222 | 1.822 | 0 | 0 | 0 | 0.4396 | 5.347 | 1.2254 | 3.0551 | 0.1796 | 0.050933 | 0 | 0.73583 | 0.23426 | 3.7293 | 22.6163 | 21.9252 | -5.1358 | 0 | 0.23416 | 0 | 1.6728 | 0.34495
2025_07_13 Hr 23 | 0 | 0 | 0 | 0 | 0 | 0 | 0 | 0 | 0 | 0 | 0 | 0.023943 | 0.33 | 0.0068478 | 0.71829 | 0.71831 | 4.0018 | 0.086828 | 0.0061261 | 0.0036608 | 0.012521 | 0.087661 | 0 | -1.2504 | 0 | 0 | 0 | 0.0011913 | 0.024329 | 0.47904 | 0 | 0 | 2.0585 | 0 | 0 | 0.81115 | 0 | 0 | 0 | 0.48764 | -0.00045202 | 0.053997 | 0 | 0.041798 | 0 | -0.091279 | 0 | 0 | 0 | 0 | 0 | 0 | 0 | 0 | 3.9055 | 0.044241 | 0.00026332 | 0 | 0 | 0 | 0 | 0 | 0 | 0 | 0 | 0 | 0 | 0 | 0 | 0 | 0 | 0 | 0 | 0 | 0 | -4.7749 | 1.822 | 0 | 0 | 0 | 0.46136 | 6.0043 | 1.2254 | 3.0551 | 0.1796 | 0.050933 | 0 | 0.73583 | 0.23426 | 3.7293 | 21.4722 | 21.0973 | -6.1166 | 0 | 0.23416 | 0 | 1.6728 | 0.32651
2025_07_13 Hr 24 | 0 | 0 | 0 | 0 | 0 | 0 | 0 | 0 | 0 | 0 | 0 | 0.023943 | 0.39 | 0.007382 | 0.96901 | 0.96905 | 3.9089 | 0 | 0.0061261 | 0.0036608 | 0.012521 | 0.087661 | 0 | -1.2992 | 0 | 0 | 0 | 0.0011913 | 0.024329 | 0.47904 | 0 | 0 | 2.0585 | 0 | 0 | 0.81115 | 0 | 0 | 0 | 0.023006 | -0.20663 | 0.053997 | 0 | 0.038127 | 0 | -0.083077 | 0 | 0 | 0 | 0 | 0 | 0 | 0 | 0 | 4.1741 | 0.044241 | 0.00026332 | 0 | 0 | 0 | 0 | 0 | 0 | 0 | 0 | 0 | 0 | 0 | 0 | 0 | 0 | 0 | 0 | 0 | 0 | -5.2125 | 1.822 | 0 | 0 | 0 | 0.6224 | 6.326 | 1.2254 | 3.0551 | 0.1796 | 0.050933 | 0 | 0.73583 | 0.23426 | 3.7293 | 21.1152 | 21.5677 | -6.5949 | 0 | 0.23416 | 0 | 1.6728 | 0.30667
2025_07_14 Hr 01 | 0 | 0 | 0 | 0 | 0 | 0 | 0 | 0 | 0 | 0 | 0 | 0.023943 | 1.11 | 0.015234 | 0.58248 | 0.58248 | 3.8691 | 0 | 0.0061261 | 0.0036608 | 0.012521 | 0.087661 | 0 | -1.4386 | 0 | 0 | 0 | 0.0011913 | 0.024329 | 0.47904 | 0 | 0 | 2.0585 | 0 | 0 | 0.81115 | 0 | 0 | 0 | 0 | -0.69846 | 0.053997 | 0 | 0.027645 | 0 | -0.059661 | 0 | 0 | 0 | 0 | 0 | 0 | 0 | 0 | 4.1088 | 0.044241 | 0.00026332 | 0 | 0 | 0 | 0 | 0 | 0 | 0 | 0 | 0 | 0 | 0 | 0 | 0 | 0 | 0 | 0 | 0 | 0 | -2.4333 | 1.822 | 0 | 0 | 0 | 0.6137 | 5.5131 | 1.2254 | 3.0551 | 0.1796 | 0.050933 | 0 | 0.73583 | 0.23426 | 3.7293 | 23.0895 | 22.2064 | -3.9316 | 0 | 0.23416 | 0 | 1.6728 | 0.29165
2025_07_14 Hr 02 | 0 | 0 | 0 | 0 | 0 | 0 | 0 | 0 | 0 | 0 | 0 | 0.023943 | 0.93 | 0.010815 | 0.58248 | 0.58248 | 3.8691 | 0 | 0.0061261 | 0.0036608 | 0.012521 | 0.087661 | 0 | -1.4948 | 0 | 0 | 0 | 0.0011913 | 0.024329 | 0.47904 | 0 | 0 | 2.0585 | 0 | 0 | 0.81115 | 0 | 0 | 0 | 0 | -0.49595 | 0.053997 | 0 | 0.023423 | 0 | -0.050229 | 0 | 0 | 0 | 0 | 0 | 0 | 0 | 0 | 4.0435 | 0.044241 | 0.00026332 | 0 | 0 | 0 | 0 | 0 | 0 | 0 | 0 | 0 | 0 | 0 | 0 | 0 | 0 | 0 | 0 | 0 | 0 | -2.185 | 1.822 | 0 | 0 | 0 | 0.35255 | 5.5131 | 1.2254 | 3.0551 | 0.1796 | 0.050933 | 0 | 0.73583 | 0.23426 | 3.7293 | 22.9796 | 21.6924 | -3.73 | 0 | 0.23416 | 0 | 1.6728 | 0.28852
2025_07_14 Hr 03 | 0 | 0 | 0 | 0 | 0 | 0 | 0 | 0 | 0 | 0 | 0 | 0.023943 | 1.05 | 0.011822 | 0.58248 | 0.58248 | 3.8691 | 0 | 0.0061261 | 0.0036608 | 0.012521 | 0.087661 | 0 | -1.5047 | 0 | 0 | 0 | 0.0011913 | 0.024329 | 0.47904 | 0 | 0 | 2.0585 | 0 | 0 | 0.81115 | 0 | 0 | 0 | 0 | -0.44789 | 0.053997 | 0 | 0.022679 | 0 | -0.048566 | 0 | 0 | 0 | 0 | 0 | 0 | 0 | 0 | 4.5226 | 0.044241 | 0.00026332 | 0 | 0 | 0 | 0 | 0 | 0 | 0 | 0 | 0 | 0 | 0 | 0 | 0 | 0 | 0 | 0 | 0 | 0 | -2.3577 | 1.822 | 0 | 0 | 0 | 0.33079 | 5.5131 | 1.2254 | 3.0551 | 0.1796 | 0.050933 | 0 | 0.73583 | 0.23426 | 3.7293 | 23.4197 | 22.2654 | -3.9109 | 0 | 0.23416 | 0 | 1.6728 | 0.28317
2025_07_14 Hr 04 | 0 | 0 | 0 | 0 | 0 | 0 | 0 | 0 | 0 | 0 | 0 | 0.023943 | 0.99 | 0.024954 | 0.71829 | 0.71829 | 4.0018 | 0 | 0.0061261 | 0.0036608 | 0.012521 | 0.087661 | 0 | -1.1311 | 0 | 0 | 0 | 0.0011913 | 0.024329 | 0.48909 | 0 | 0 | 2.0585 | 0 | 0 | 0.81115 | 0 | 0 | 0 | 0 | -3.0798 | 0.053997 | 0 | 0.050772 | 0 | -0.11133 | 0 | 0 | 0 | 0 | 0 | 0 | 0 | 0 | 4.3847 | 0.044241 | 0.00026332 | 0 | 0 | 0 | 0 | 0 | 0 | 0 | 0 | 0 | 0 | 0 | 0 | 0 | 0 | 0 | 0 | 0 | 0 | -2.3484 | 1.822 | 0 | 0 | 0 | 0.92272 | 5.9274 | 1.2254 | 3.0551 | 0.1796 | 0.050933 | 0 | 0.73583 | 0.23426 | 3.7293 | 21.9273 | 22.6705 | -3.5908 | 0 | 0.23416 | 0 | 1.6728 | 0.28108
2025_07_14 Hr 05 | 0 | 0 | 0 | 0 | 0 | 0 | 0 | 0 | 0 | 0 | 0 | 0.023943 | 0.78 | 0.010695 | 0.5877 | 0.58771 | 3.8691 | 0 | 0.0061261 | 0.0036608 | 0.012521 | 0.087661 | 0 | -1.439 | 0 | 0 | 0 | 0.0011913 | 0.024329 | 0.47904 | 0 | 0 | 2.0585 | 0 | 0 | 0.81115 | 0 | 0 | 0 | 0 | -0.33241 | 0.053997 | 0 | 0.027619 | 0 | -0.059601 | 0 | 0 | 0 | 0 | 0 | 0 | 0 | 0 | 4.2467 | 0.044241 | 0.00026332 | 0 | 0 | 0 | 0 | 0 | 0 | 0 | 0 | 0 | 0 | 0 | 0 | 0 | 0 | 0 | 0 | 0 | 0 | -3.2072 | 1.822 | 0 | 0 | 0 | 0.45266 | 5.5235 | 1.2254 | 3.0551 | 0.1796 | 0.050933 | 0 | 0.73583 | 0.23426 | 3.7293 | 22.3279 | 21.8426 | -4.7057 | 0 | 0.23416 | 0 | 1.6728 | 0.28544
2025_07_14 Hr 06 | 0.022813 | 0 | 0 | 0 | 0 | 0 | 0 | 0 | 0 | 0 | 0 | 0.023943 | 0.57 | 0.0074879 | 0.58422 | 0.58423 | 3.8691 | 0 | 0.0061261 | 0.0036608 | 0.012521 | 0.087661 | 0 | -1.4544 | 0 | 0 | 0 | 0.0011913 | 0.024329 | 0.47904 | 0 | 0 | 2.0585 | 0 | 0 | 0.81115 | 0 | 0 | 0 | 0.53875 | 0 | 0.053997 | 0 | 0.026461 | 0 | -0.057015 | 0 | 0 | 0 | 0 | 0 | 0 | 0 | 0 | 4.0435 | 0.044241 | 0.00026332 | 0 | 0 | 0 | 0 | 0 | 0 | 0 | 0 | 0 | 0 | 0 | 0 | 0 | 0 | 0 | 0 | 0 | 0 | -3.8005 | 1.822 | 0 | 0 | 0 | 0.30032 | 5.5166 | 1.2254 | 3.0551 | 0.1796 | 0.050933 | -0.022813 | 0.73583 | 0.23426 | 3.7293 | 22.0249 | 21.3043 | -5.3347 | 0 | 0.23416 | 0 | 1.6728 | 0.29317
2025_07_14 Hr 07 | 0.24919 | 1.2615e-06 | 0 | 0 | 0 | 0 | 0 | 0 | 0 | 0 | 0 | 0.023943 | 0.18 | 0.0023547 | 0.59061 | 0.59061 | 3.703 | 0 | 0.0061261 | 0.0036608 | 0.012521 | 0.087661 | 0 | 0 | 0 | 0 | 0 | 0.0011913 | 0.024329 | 0.47904 | 0 | 0 | 2.0585 | 0 | 0 | 0.81115 | 0 | 0 | 0 | 1.4341 | 0 | 0.053997 | 0 | 0.026351 | 0 | -0.056768 | 0 | 0 | 0 | 0 | 0 | 0 | 0 | 0 | 3.9709 | 0.044241 | 0.00026332 | 0 | 0 | 0 | 0 | 0 | 0 | 0 | 0 | 0 | 0 | 0 | 0 | 0 | 0 | 0 | 0 | 0 | 0 | -7.0207 | 1.822 | 0 | 0 | 0 | 0.57017 | 5.3633 | 1.2254 | 3.0551 | 0.1796 | 0.050933 | -0.24919 | 0.73583 | 0.23426 | 3.7293 | 20.8221 | 21.3513 | -7.3266 | 0 | 0.23416 | 0 | 1.6728 | 0.31167
2025_07_14 Hr 08 | 0.49941 | 1.3754e-05 | 0 | 0 | 0 | 0 | 0 | 0 | 0 | 0 | 0 | 0.023943 | 0.15 | 0.0025674 | 0.77169 | 0.77169 | 3.703 | 0 | 0.0061261 | 0.0036608 | 0.012521 | 0.087661 | 0 | 0 | 0 | 0 | 0 | 0.0011913 | 0.024329 | 0.47904 | 0 | 10.2256 | 2.0585 | 0 | 0.37086 | 0.81115 | 0 | 0 | 0 | 3.8112 | 0 | 0.053997 | 0 | 0.0029342 | 0 | -0.074922 | 0 | 0 | 0 | 0 | 0 | 0 | 0 | 0 | 4.0435 | 0.044241 | 0.00026332 | 0 | 0 | 0 | 0 | 0 | 0 | 0 | 0 | 0 | 0 | 0 | 0 | 0 | 0 | 0 | 0 | 0 | 0 | -14.0929 | 1.822 | 0 | 0 | 0 | 0.92272 | 9.6105 | 1.2254 | 3.0551 | 0.1796 | 0.050933 | -0.49941 | 0.73583 | 0.23426 | 3.7293 | 21.1313 | 22.3769 | -14.6672 | 0 | 0.23416 | 0 | 1.6728 | 0.32079
2025_07_14 Hr 09 | 0.6357 | 6.6215e-05 | 0 | 0 | 0 | 0 | 0 | 0 | 0 | 0 | 0 | 0.023943 | 0.24 | 0.0048951 | 1.0224 | 1.0225 | 3.7789 | 0 | 0.0061261 | 0.0036608 | 0.012521 | 0.087661 | 0 | 0 | 0 | 0 | 0 | 0.0011913 | 0.024329 | 0.47904 | 0 | 4.4886 | 2.0585 | 0 | 0.46548 | 0.81115 | 0 | 0 | 0 | 5.8174 | 0 | 0.053997 | 0 | 0.0034965 | 0 | -0.089684 | 0 | 0 | 0 | 0 | 0 | 0 | 0 | 0 | 4.1741 | 0.044241 | 0.00026332 | 0 | 0 | 0 | 0 | 0 | 0 | 0 | 0 | 0 | 0 | 0 | 0 | 0 | 0 | 0 | 0 | 0 | 0 | -24.4975 | 1.822 | 0 | 0 | 0 | 0.5397 | 10.7915 | 1.2254 | 3.0551 | 0.1796 | 0.050933 | -0.6357 | 0.73583 | 0.23426 | 3.7293 | 13.8448 | 22.4587 | -25.2229 | 0 | 0.23416 | 0 | 1.6728 | 0.3317
2025_07_14 Hr 10 | 0.70276 | 0.00012128 | 0 | 0 | 0 | 0 | 0 | 0 | 0 | 0 | 0 | 0.023943 | 0.21 | 0.0042374 | 1.2731 | 1.2733 | 3.7789 | 0 | 0.0061261 | 0.0036608 | 0.012521 | 0.087661 | 0 | 0 | 0 | 0 | 0 | 0.0011913 | 0.024329 | 0.47904 | 0 | 4.8989 | 2.0585 | 0 | 0.5298 | 0.81115 | 0 | 0 | 0 | 4.9586 | 0 | 0.053997 | 0 | 0.0034591 | 0 | -0.088701 | 0 | 0 | 0 | 0 | 0 | 0 | 0 | 0 | 4.1088 | 0.044241 | 0.00026332 | 0 | 0 | 0 | 0 | 0 | 0 | 0 | 0 | 0 | 0 | 0 | 0 | 0 | 0 | 0 | 0 | 0 | 0 | -24.6114 | 1.822 | 0 | 0 | 0 | 0.36996 | 11.7033 | 1.2254 | 3.0551 | 0.1796 | 0.050933 | -0.70276 | 0.73583 | 0.23426 | 3.7293 | 13.5894 | 22.3304 | -25.4029 | 0 | 0.23416 | 0 | 1.6728 | 0.3377
2025_07_14 Hr 11 | 0.76713 | 0.00023466 | 0 | 0 | 0 | 0 | 0 | 0 | 0 | 0 | 0 | 0.023943 | 0.18 | 0.0051635 | 1.5239 | 1.5239 | 4.6899 | 0 | 0.0061261 | 0.0036608 | 0.012521 | 0.087661 | 0 | 0 | 0 | 0 | 0 | 0.0011913 | 0.024329 | 0.6096 | 0 | 4.8989 | 2.0585 | 0 | 0.5298 | 0.81115 | 0 | 0 | 0 | 5.3939 | 0 | 0.053997 | 0 | 0.0049176 | 0 | -0.12699 | 0 | 0 | 0 | 0 | 0 | 0 | 0 | 0 | 3.9709 | 0.044241 | 0.00026332 | 0 | 0 | 0 | 0 | 0 | 0 | 0 | 0 | 0 | 0 | 0 | 0 | 0 | 0 | 0 | 0 | 0 | 0 | -29.0006 | 1.822 | 0 | 0 | 0 | 0.36125 | 13.2462 | 1.2254 | 3.0551 | 0.1796 | 0.050933 | -0.76713 | 0.73583 | 0.23426 | 3.7293 | 10.9735 | 22.2281 | -29.8947 | 0 | 0.23416 | 0 | 1.6728 | 0.34664
2025_07_14 Hr 12 | 0.76647 | 0.00029428 | 0 | 0 | 0 | 0 | 0 | 0 | 0 | 0 | 0 | 0.023943 | 0.15 | 0.0046632 | 1.6388 | 1.6388 | 5.7157 | 0.56232 | 0.0061261 | 0.0036608 | 0.012521 | 0.087661 | 0 | 0 | 0 | 0 | 0 | 0.0011913 | 0.024329 | 0.8507 | 0.43648 | 4.8989 | 2.0585 | 0 | 0.5298 | 0.81115 | 0 | 0 | 0 | 3.956 | 0 | 0.053997 | 0 | 0.003664 | 0 | -0.1378 | 0 | 0 | 0 | 0 | 0 | 0 | 0 | 0 | 3.5644 | 0.044241 | 0.00026332 | 0 | 0 | 0 | 0 | 0 | 0 | 0 | 0 | 0 | 0 | 0 | 0 | 0 | 0 | 0 | 0 | 0 | 0 | -40.9493 | 1.822 | 0 | 2.976 | 0 | 0.36125 | 17.4491 | 1.2254 | 3.0551 | 0.1796 | 0.050933 | -0.76647 | 0.73583 | 0.23426 | 3.7293 | 1.3432 | 21.7917 | -41.8536 | 0 | 0.23416 | 0 | 1.6728 | 0.34782
2025_07_14 Hr 13 | 0.7813 | 0.00024108 | 0 | 0.12026 | 0.12023 | 0.12025 | 0.12025 | 0.11976 | 0.12026 | 0 | 0 | 0.023943 | 0.15 | 0.0055422 | 1.6388 | 1.6388 | 5.7192 | 0.61344 | 0.0061261 | 0.0036608 | 0.012521 | 0.087661 | 0 | 0 | 0 | 0 | 0 | 0.0011913 | 0.024329 | 1.0919 | 0.28684 | 4.8989 | 2.0585 | 0 | 0.5298 | 0.81115 | 0 | 0 | 0 | 4.1792 | 0 | 0.053997 | 0 | 0.0019793 | 0 | -0.16417 | 0 | 0 | 0 | 0 | 0 | 0 | 0 | 0 | 3.2885 | 0.044241 | 0.00026332 | 0 | 0 | 0 | 0 | 0 | 0 | 0 | 0 | 0 | 0 | 0 | 0 | 0 | 0 | 0 | 0 | 0 | 0 | -50.9832 | 1.822 | 0 | 2.2185 | 0 | 0.27856 | 18.8273 | 1.2254 | 3.0551 | 0.1796 | 0.050933 | -0.7813 | 0.73583 | 0.23426 | 3.7293 | -7.4712 | 21.451 | -51.9287 | 0 | 0.23416 | 0 | 1.6728 | 0.35006
2025_07_14 Hr 14 | 0.73865 | 0.00025567 | 0 | 0.12026 | 0.12023 | 0.12025 | 0.12025 | 0.11976 | 0.12026 | 0 | 0 | 0.023943 | 0.09 | 0.0031888 | 1.6388 | 1.6388 | 5.7192 | 0.61344 | 0.0061261 | 0.0036608 | 0.012521 | 0.087661 | 0 | 0 | 0 | 0 | 0 | 0.0011913 | 0.024329 | 1.2722 | 0.28684 | 4.8989 | 2.0585 | 0 | 0.5298 | 0.81115 | 0 | 0 | 0 | 4.1719 | 0 | 0.053997 | 0 | 0.0018981 | 0 | -0.15734 | 0 | 0 | 0 | 0 | 0 | 0 | 0 | 0 | 3.0126 | 0.044241 | 0.00026332 | 0 | 0 | 0 | 0 | 0 | 0 | 0 | 0 | 0 | 0 | 0 | 0 | 0 | 0 | 0 | 0 | 0 | 0 | -49.0681 | 1.822 | 0 | 1.8958 | 0 | 0.33949 | 18.685 | 1.2254 | 3.0551 | 0.1796 | 0.050933 | -0.73865 | 0.73583 | 0.23426 | 3.7293 | -5.9744 | 21.1328 | -49.9641 | 0 | 0.23416 | 0 | 1.6728 | 0.35172
2025_07_14 Hr 15 | 0.74679 | 0.00021224 | 0 | 0.12026 | 0.12023 | 0.12025 | 0.12025 | 0.11976 | 0.12026 | 0 | 0 | 0.023943 | 0.12 | 0.0037027 | 1.6388 | 1.6388 | 5.7192 | 0.61344 | 0.0061261 | 0.0036608 | 0.012521 | 0.087661 | 0 | 0 | 0 | 0 | 0 | 0.0011913 | 0.024329 | 1.2704 | 0.28684 | 4.8989 | 2.0585 | 0 | 0.5298 | 0.81115 | 0 | 0 | 0 | 3.5436 | 0 | 0.053997 | 0 | 0.001653 | 0 | -0.13675 | 0 | 0 | 0 | 0 | 0 | 0 | 0 | 0 | 2.6715 | 0.044241 | 0.00026332 | 0 | 0 | 0 | 0 | 0 | 0 | 0 | 0 | 0 | 0 | 0 | 0 | 0 | 0 | 0 | 0 | 0 | 0 | -40.8289 | 1.822 | 0 | 1.8571 | 0 | 0.33949 | 18.6445 | 1.2254 | 3.0551 | 0.1796 | 0.050933 | -0.74679 | 0.73583 | 0.23426 | 3.7293 | 1.3032 | 20.8275 | -41.7124 | 0 | 0.23416 | 0 | 1.6728 | 0.34902
2025_07_14 Hr 16 | 0.80483 | 0.00022159 | 0 | 0.12026 | 0.12023 | 0.12025 | 0.12025 | 0.11976 | 0.12026 | 0 | 0 | 0.023943 | 0.09 | 0.0033812 | 1.6388 | 1.6388 | 5.7192 | 0.61344 | 0.0061261 | 0.0036608 | 0.012521 | 0.087661 | 0 | 0 | 0 | 0 | 0 | 0.0011913 | 0.024329 | 1.2821 | 0.28684 | 4.8989 | 2.0585 | 0 | 0.5298 | 0.81115 | 0 | 0 | 0 | 3.8328 | 0 | 0.053997 | 0 | 0.0020126 | 0 | -0.16696 | 0 | 0 | 0 | 0 | 0 | 0 | 0 | 0 | 2.4682 | 0.044241 | 0.00026332 | 0 | 0 | 0 | 0 | 0 | 0 | 0 | 0 | 0 | 0 | 0 | 0 | 0 | 0 | 0 | 0 | 0 | 0 | -47.2038 | 1.822 | 0 | 2.2378 | 0 | 0.40913 | 19.0369 | 1.2254 | 3.0551 | 0.1796 | 0.050933 | -0.80483 | 0.73583 | 0.23426 | 3.7293 | -4.5857 | 20.7201 | -48.1756 | 0 | 0.23416 | 0 | 1.6728 | 0.34752
2025_07_14 Hr 17 | 0.78377 | 0.00016335 | 0 | 0.12026 | 0.12023 | 0.12025 | 0.12025 | 0.11976 | 0.12026 | 0 | 0 | 0.023943 | 0.06 | 0.0022926 | 1.6388 | 1.6388 | 5.7192 | 0.61344 | 0.0061261 | 0.0036608 | 0.012521 | 0.087661 | 0 | 0 | 0 | 0 | 0 | 0.0011913 | 0.024329 | 1.2821 | 0.28684 | 4.8989 | 2.0585 | 0 | 0.5298 | 0.81115 | 0 | 0 | 0 | 4.0537 | 0 | 0.053997 | 0 | 0.002047 | 0 | -0.16985 | 0 | 0 | 0 | 0 | 0 | 0 | 0 | 0 | 2.2577 | 0.044241 | 0.00026332 | 0 | 0 | 0 | 0 | 0 | 0 | 0 | 0 | 0 | 0 | 0 | 0 | 0 | 0 | 0 | 0 | 0 | 0 | -44.7503 | 1.822 | 0 | 2.072 | 0 | 0.531 | 18.8711 | 1.2254 | 3.0551 | 0.1796 | 0.050933 | -0.78377 | 0.73583 | 0.23426 | 3.7293 | -2.2004 | 20.5786 | -45.7039 | 0 | 0.23416 | 0 | 1.6728 | 0.34691
2025_07_14 Hr 18 | 0.75042 | 0.00020612 | 0 | 0.12026 | 0.12023 | 0.12025 | 0.12025 | 0.11976 | 0.12026 | 0 | 0 | 0.023943 | 0.03 | 0.0012741 | 1.6388 | 1.6388 | 5.7192 | 0.61344 | 0.0061261 | 0.0036608 | 0.012521 | 0.087661 | 0 | 0 | 0 | 0 | 0 | 0.0011913 | 0.024329 | 1.2821 | 0.28684 | 4.8989 | 2.0585 | 0 | 0.5298 | 0.81115 | 0 | 0 | 0 | 3.5219 | 0 | 0.053997 | 0 | 0.0022751 | 0 | -0.18901 | 0 | 0 | 0 | 0 | 0 | 0 | 0 | 0 | 2.1197 | 0.044241 | 0.00026332 | 0 | 0 | 0 | 0 | 0 | 0 | 0 | 0 | 0 | 0 | 0 | 0 | 0 | 0 | 0 | 0 | 0 | 0 | -47.4184 | 1.822 | 0 | 2.4222 | 0 | 0.65287 | 19.2213 | 1.2254 | 3.0551 | 0.1796 | 0.050933 | -0.75042 | 0.73583 | 0.23426 | 3.7293 | -5.1189 | 20.4957 | -48.3578 | 0 | 0.23416 | 0 | 1.6728 | 0.34434
2025_07_14 Hr 19 | 0.57903 | 0.00016144 | 0 | 0.12026 | 0.12023 | 0.12025 | 0.12025 | 0.11976 | 0.12026 | 0 | 0 | 0.023943 | 0 | 0 | 1.6388 | 1.6388 | 5.7192 | 0.61344 | 0.0061261 | 0.0036608 | 0.012521 | 0.087661 | 0 | 0 | 0 | 0 | 0 | 0.0011913 | 0.024329 | 1.2821 | 0.28684 | 4.8989 | 2.0585 | 0 | 0.5298 | 0.81115 | 0 | 0 | 0 | 3.2514 | 0 | 0.053997 | 0 | 0.002261 | 0 | -0.18782 | 0 | 0 | 0 | 0 | 0 | 0 | 0 | 0 | 1.9165 | 0.044241 | 0.00026332 | 0 | 0 | 0 | 0 | 0 | 0 | 0 | 0 | 0 | 0 | 0 | 0 | 0 | 0 | 0 | 0 | 0 | 0 | -45.666 | 1.822 | 0 | 2.5352 | 0 | 0.59193 | 19.3343 | 1.2254 | 3.0551 | 0.1796 | 0.050933 | -0.57903 | 0.73583 | 0.23426 | 3.7293 | -3.8197 | 20.0275 | -46.4328 | 0 | 0.23416 | 0 | 1.6728 | 0.34303
2025_07_14 Hr 20 | 0.13579 | 7.8981e-05 | 0 | 0.12026 | 0.12023 | 0.12025 | 0.12025 | 0.11976 | 0.12026 | 0 | 0 | 0.023943 | 0.12 | 0.0039579 | 1.6388 | 1.6388 | 5.7066 | 0.5112 | 0.0061261 | 0.0036608 | 0.012521 | 0.087661 | 0 | 0 | 0 | 0 | 0 | 0.0011913 | 0.024329 | 1.2654 | 0.28684 | 4.8989 | 2.0585 | 0 | 0.5298 | 0.81115 | 0 | 0 | 0 | 2.925 | 0 | 0.053997 | 0 | 0.0017669 | 0 | -0.14632 | 0 | 0 | 0 | 0 | 0 | 0 | 0 | 0 | 1.7785 | 0.044241 | 0.00026332 | 0 | 0 | 0 | 0 | 0 | 0 | 0 | 0 | 0 | 0 | 0 | 0 | 0 | 0 | 0 | 0 | 0 | 0 | -35.2203 | 1.822 | 0 | 1.9233 | 0 | 0.48312 | 18.5908 | 1.2254 | 3.0551 | 0.1796 | 0.050933 | -0.13579 | 0.73583 | 0.23426 | 3.7293 | 5.4723 | 19.459 | -35.5024 | 0 | 0.23416 | 0 | 1.6728 | 0.34062
2025_07_14 Hr 21 | 0.045044 | 3.0204e-05 | 0 | 0 | 0 | 0 | 0 | 0 | 0 | 0 | 0 | 0.023943 | 2.58 | 0.082183 | 1.6388 | 1.6388 | 5.6433 | 0.35784 | 0.0061261 | 0.0036608 | 0.012521 | 0.087661 | 0 | 0 | 0 | 0 | 0 | 0.0011913 | 0.024329 | 1.257 | 0 | 4.8989 | 2.0585 | 0 | 0.5298 | 0.81115 | 0 | 0 | 0 | 2.8909 | 0 | 0.053997 | 0 | 0.0037542 | 0 | -0.14124 | 0 | 0 | 0 | 0 | 0 | 0 | 0 | 0 | 1.0236 | 0.044241 | 0.00026332 | 0 | 0 | 0 | 0 | 0 | 0 | 0 | 0 | 0 | 0 | 0 | 0 | 0 | 0 | 0 | 0 | 0 | 0 | -36.0889 | 1.822 | 0 | 1.9731 | 0 | 0.30032 | 17.4078 | 1.2254 | 3.0551 | 0.1796 | 0.050933 | -0.045044 | 0.73583 | 0.23426 | 3.7293 | 4.9868 | 20.9634 | -36.2752 | 0 | 0.23416 | 0 | 1.6728 | 0.3354
2025_07_14 Hr 22 | 0 | 3.2529e-06 | 0 | 0 | 0 | 0 | 0 | 0 | 0 | 0 | 0 | 0.023943 | 2.46 | 0.045265 | 1.6022 | 1.6022 | 4.0264 | 0 | 0.0061261 | 0.0036608 | 0.012521 | 0.087661 | 0 | 0 | 0 | 0 | 0 | 0.0011913 | 0.024329 | 0.47904 | 0 | 4.7804 | 2.0585 | 0 | 0.51121 | 0.81115 | 0 | 0 | 0 | 2.9004 | 0 | 0.053997 | 0 | 0.0031544 | 0 | -0.080702 | 0 | 0 | 0 | 0 | 0 | 0 | 0 | 0 | 1.0962 | 0.044241 | 0.00026332 | 0 | 0 | 0 | 0 | 0 | 0 | 0 | 0 | 0 | 0 | 0 | 0 | 0 | 0 | 0 | 0 | 0 | 0 | -19.4441 | 1.822 | 0 | 0 | 0 | 0.23939 | 12.4902 | 1.2254 | 3.0551 | 0.1796 | 0.050933 | 0 | 0.73583 | 0.23426 | 3.7293 | 16.6145 | 20.7487 | -19.5248 | 0 | 0.23416 | 0 | 1.6728 | 0.32959
2025_07_14 Hr 23 | 0 | 0 | 0 | 0 | 0 | 0 | 0 | 0 | 0 | 0 | 0 | 0.023943 | 1.41 | 0.039681 | 1.5761 | 1.5761 | 4.4662 | 0.17366 | 0.0061261 | 0.0036608 | 0.012521 | 0.087661 | 0 | -1.0524 | 0 | 0 | 0 | 0.0011913 | 0.024329 | 0.51422 | 0 | 4.805 | 2.0585 | 0 | 0.4803 | 0.81115 | 0 | 0 | 0 | 3.0693 | 0 | 0.053997 | 0 | 0.0048244 | 0 | -0.12454 | 0 | 0 | 0 | 0 | 0 | 0 | 0 | 0 | 1.51 | 0.044241 | 0.00026332 | 0 | 0 | 0 | 0 | 0 | 0 | 0 | 0 | 0 | 0 | 0 | 0 | 0 | 0 | 0 | 0 | 0 | 0 | -18.1125 | 1.822 | 0 | 0 | 0 | 0.10011 | 13.1113 | 1.2254 | 3.0551 | 0.1796 | 0.050933 | 0 | 0.73583 | 0.23426 | 3.7293 | 16.8167 | 19.9256 | -19.2894 | 0 | 0.23416 | 0 | 1.6728 | 0.31854
2025_07_14 Hr 24 | 0 | 0 | 0 | 0 | 0 | 0 | 0 | 0 | 0 | 0 | 0 | 0.023943 | 0.75 | 0.011024 | 0.84481 | 0.84481 | 3.8691 | 0 | 0.0061261 | 0.0036608 | 0.012521 | 0.087661 | 0 | -1.4125 | 0 | 0 | 0 | 0.0011913 | 0.024329 | 0.47904 | 0 | 0 | 2.0585 | 0 | 0 | 0.81115 | 0 | 0 | 0 | 0 | -1.0128 | 0.053997 | 0 | 0.029607 | 0 | -0.064043 | 0 | 0 | 0 | 0 | 0 | 0 | 0 | 0 | 1.51 | 0.044241 | 0.00026332 | 0 | 0 | 0 | 0 | 0 | 0 | 0 | 0 | 0 | 0 | 0 | 0 | 0 | 0 | 0 | 0 | 0 | 0 | -2.4527 | 1.822 | 0 | 0 | 0 | 0.23939 | 6.0377 | 1.2254 | 3.0551 | 0.1796 | 0.050933 | 0 | 0.73583 | 0.23426 | 3.7293 | 19.9754 | 18.8798 | -3.9293 | 0 | 0.23416 | 0 | 1.6728 | 0.30243
2025_07_15 Hr 01 | 0 | 0 | 0 | 0 | 0 | 0 | 0 | 0 | 0 | 0 | 0 | 0.023943 | 0.48 | 0.006107 | 0.58248 | 0.58248 | 4.2577 | 0 | 0.0061261 | 0.0036608 | 0.012521 | 0.087661 | 0 | -1.4655 | 0 | 0 | 0 | 0.0011913 | 0.024329 | 0.47904 | 0 | 0 | 2.0585 | 0 | 0 | 0.81115 | 0 | 0 | 0 | 0 | -0.51942 | 0.053997 | 0 | 0.025628 | 0 | -0.055153 | 0 | 0 | 0 | 0 | 0 | 0 | 0 | 0 | 1.4374 | 0.044241 | 0.00026332 | 0 | 0 | 0 | 0 | 0 | 0 | 0 | 0 | 0 | 0 | 0 | 0 | 0 | 0 | 0 | 0 | 0 | 0 | -1.2323 | 1.822 | 0 | 0 | 0 | 0.35255 | 5.9017 | 1.2254 | 3.0551 | 0.1796 | 0.050933 | 0 | 0.73583 | 0.23426 | 3.7293 | 21.2584 | 18.629 | -2.7529 | 0 | 0.23416 | 0 | 1.6728 | 0.28595
2025_07_15 Hr 02 | 0 | 0 | 0 | 0 | 0 | 0 | 0 | 0 | 0 | 0 | 0 | 0.023943 | 1.92 | 0.024531 | 0.58248 | 0.58248 | 4.2577 | 0 | 0.0061261 | 0.0036608 | 0.012521 | 0.087661 | 0 | -1.464 | 0 | 0 | 0 | 0.0011913 | 0.024329 | 0.47904 | 0 | 0 | 2.0585 | 0 | 0 | 0.81115 | 0 | 0 | 0 | 0 | -0.68924 | 0.053997 | 0 | 0.025736 | 0 | -0.055395 | 0 | 0 | 0 | 0 | 0 | 0 | 0 | 0 | 2.6715 | 0.044241 | 0.00026332 | 0 | 0 | 0 | 0 | 0 | 0 | 0 | 0 | 0 | 0 | 0 | 0 | 0 | 0 | 0 | 0 | 0 | 0 | -2.3815 | 1.822 | 0 | 0 | 0 | 0.5223 | 5.9017 | 1.2254 | 3.0551 | 0.1796 | 0.050933 | 0 | 0.73583 | 0.23426 | 3.7293 | 22.7986 | 21.487 | -3.9009 | 0 | 0.23416 | 0 | 1.6728 | 0.28166
2025_07_15 Hr 03 | 0 | 0 | 0 | 0 | 0 | 0 | 0 | 0 | 0 | 0 | 0 | 0.023943 | 2.37 | 0.026426 | 0.58248 | 0.58248 | 4.2577 | 0 | 0.0061261 | 0.0036608 | 0.012521 | 0.087661 | 0 | -1.5076 | 0 | 0 | 0 | 0.0011913 | 0.024329 | 0.47904 | 0 | 0 | 2.0585 | 0 | 0 | 0.81115 | 0 | 0 | 0 | 0 | -0.47604 | 0.053997 | 0 | 0.02246 | 0 | -0.048076 | 0 | 0 | 0 | 0 | 0 | 0 | 0 | 0 | 3.3538 | 0.044241 | 0.00026332 | 0 | 0 | 0 | 0 | 0 | 0 | 0 | 0 | 0 | 0 | 0 | 0 | 0 | 0 | 0 | 0 | 0 | 0 | -2.267 | 1.822 | 0 | 0 | 0 | 0.36996 | 5.9017 | 1.2254 | 3.0551 | 0.1796 | 0.050933 | 0 | 0.73583 | 0.23426 | 3.7293 | 24.0682 | 22.4652 | -3.8227 | 0 | 0.23416 | 0 | 1.6728 | 0.27796
2025_07_15 Hr 04 | 0 | 0 | 0 | 0 | 0 | 0 | 0 | 0 | 0 | 0 | 0 | 0.023943 | 2.43 | 0.036007 | 0.59989 | 0.59989 | 4.2723 | 0 | 0.0061261 | 0.0036608 | 0.012521 | 0.087661 | 0 | -1.4093 | 0 | 0 | 0 | 0.0011913 | 0.024329 | 0.48072 | 0 | 0 | 2.0585 | 0 | 0 | 0.81115 | 0 | 0 | 0 | 0 | -0.69423 | 0.053997 | 0 | 0.029847 | 0 | -0.06458 | 0 | 0 | 0 | 0 | 0 | 0 | 0 | 0 | 3.1506 | 0.044241 | 0.00026332 | 0 | 0 | 0 | 0 | 0 | 0 | 0 | 0 | 0 | 0 | 0 | 0 | 0 | 0 | 0 | 0 | 0 | 0 | -1.9121 | 1.822 | 0 | 0 | 0 | 0.90096 | 5.9528 | 1.2254 | 3.0551 | 0.1796 | 0.050933 | 0 | 0.73583 | 0.23426 | 3.7293 | 24.7337 | 22.8611 | -3.386 | 0 | 0.23416 | 0 | 1.6728 | 0.27649
2025_07_15 Hr 05 | 0 | 0 | 0 | 0 | 0 | 0 | 0 | 0 | 0 | 0 | 0 | 0.023943 | 2.19 | 0.0379 | 0.71829 | 0.71829 | 4.2577 | 0 | 0.0061261 | 0.0036608 | 0.012521 | 0.087661 | 0 | -1.3427 | 0 | 0 | 0 | 0.0011913 | 0.024329 | 0.47904 | 0 | 0 | 2.0585 | 0 | 0 | 0.81115 | 0 | 0 | 0 | 0.011941 | -0.37784 | 0.053997 | 0 | 0.034859 | 0 | -0.075776 | 0 | 0 | 0 | 0 | 0 | 0 | 0 | 0 | 2.7368 | 0.044241 | 0.00026332 | 0 | 0 | 0 | 0 | 0 | 0 | 0 | 0 | 0 | 0 | 0 | 0 | 0 | 0 | 0 | 0 | 0 | 0 | -3.4473 | 1.822 | 0 | 0 | 0 | 1.506 | 6.1733 | 1.2254 | 3.0551 | 0.1796 | 0.050933 | 0 | 0.73583 | 0.23426 | 3.7293 | 23.7591 | 22.8174 | -4.8657 | 0 | 0.23416 | 0 | 1.6728 | 0.27972
2025_07_15 Hr 06 | 0 | 0 | 0 | 0 | 0 | 0 | 0 | 0 | 0 | 0 | 0 | 0.023943 | 2.13 | 0.0387 | 0.96901 | 0.96904 | 4.2577 | 0 | 0.0061261 | 0.0036608 | 0.012521 | 0.087661 | 0 | -1.3196 | 0 | 0 | 0 | 0.0011913 | 0.024329 | 0.47904 | 0 | 0 | 2.0585 | 0 | 0 | 0.81115 | 0 | 0 | 0 | 0.035264 | -0.63465 | 0.053997 | 0 | 0.036597 | 0 | -0.07966 | 0 | 0 | 0 | 0 | 0 | 0 | 0 | 0 | 2.9473 | 0.044241 | 0.00026332 | 0 | 0 | 0 | 0 | 0 | 0 | 0 | 0 | 0 | 0 | 0 | 0 | 0 | 0 | 0 | 0 | 0 | 0 | -6.2581 | 1.822 | 0 | 0 | 0 | 1.8063 | 6.6748 | 1.2254 | 3.0551 | 0.1796 | 0.050933 | 0 | 0.73583 | 0.23426 | 3.7293 | 21.6958 | 23.2777 | -7.6573 | 0 | 0.23416 | 0 | 1.6728 | 0.28842